{"text_format":"1","workbook":"xlsx","n_sheets":16,"sheets":["Agreement","Help","Bldg Types","Project Info","Summary","Inventory","Pre-Inspection","Post-Inspection","Factor Tables","EEA","Baselines","Early Retirement","Custom Bldg","Utility Admin","Reader","Reader2"],"not_rendered":{"charts":2,"images":17,"macros":1,"external_links":0,"defined_names":33,"comments":3,"pivot_tables":0},"unopened":[],"bounds":{"document_bytes":16777216,"sheet_cells":100000,"rows_first":2000,"rows_last":500,"rows_between":2000,"halvings":0,"cell_chars":16384,"cell_head_chars":4096},"cells_cut":0,"cells_raw":0,"read":"whole","date_system":"1900"}

{"sheet":"Agreement","index":0,"n_rows":25,"n_cols":13,"rows_kept":25,"cut":false,"hidden":false,"merged":[[16,2,16,11],[18,2,18,11],[20,2,20,11],[2,2,2,11],[24,2,24,11],[22,2,22,11],[4,2,4,11],[6,2,6,11],[8,2,8,11],[10,2,10,11],[12,2,12,11],[14,2,14,11]]}
[null,"\n\n\n\n\n\n",null,null,null,null,null,null,null,null,null,null,"\n\n\n\n\n\n"]
[]
[null,null,"Air Conditioning Evaluator (ACE) Tool"]
[]
[null,null,"[UTILITY] is making available a downloadable Software to facilitate project savings calculations. The Software is in a Microsoft Excel™ spreadsheet format. If the file does not open in your browser window, use the save file to disk option and open it within the application. In order to use the Software, users must accept the following license agreement:"]
[]
[null,null,"NOTICE TO USER: "]
[]
[null,null,"1. THIS IS A CONTRACT. PLEASE READ IT CAREFULLY. USE OF THIS SOFTWARE IS NOT REQUIRED FOR PARTICIPATION IN THIS UTILITY PROGRAM. BY USING THE SOFTWARE CONTAINED HEREIN YOU ARE INDICATING YOUR ACCEPTANCE OF ALL THE TERMS AND CONDITIONS OF THIS AGREEMENT. IF YOU DO NOT AGREE WITH THE TERMS AND CONDITIONS OF THIS AGREEMENT, PLEASE DECLINE WHERE INSTRUCTED, AND YOU WILL NOT BE ABLE TO USE THE SOFTWARE."]
[]
[null,null,"This [UTILITY] End User License Agreement (\"Agreement\") sets forth the terms and conditions under which you are licensed to use the Software. Software means (A) all of the contents of any disk(s), CD-ROM(s) or other media with which this Agreement is provided, including but not limited to (i) [UTILITY] or third party software; and (ii) related explanatory written materials (\"Documentation\")."]
[]
[null,null,"[UTILITY] grants to you a nonexclusive license to use the Software, provided that you agree to the following:"]
[]
[null,null,"2. DISCLAIMER OF WARRANTIES. You expressly acknowledge and agree that use of the accompanying Software is at your sole risk. The [UTILITY] Software is provided \"as is\" and without warranty of any kind and [UTILITY] and [UTILITY]'s suppliers expressly disclaim all warranties and/or conditions, expressed or implied, including, but not limited to, the implied warranties and/or conditions of merchantability or satisfactory quality and fitness for a particular purpose and noninfrigement of third party rights. [UTILITY] does not warrant that the functions contained in the [UTILITY] software will meet your requirements, or that the operation of the [UTILITY] software will be uninterrupted or error-free, or against defects in the use of the [UTILITY] software or related documentation in terms of their correctness, accuracy, reliability, or otherwise. No oral or written information or advice given by [UTILITY] or a [UTILITY] authorized representative, or a [UTILITY] supplier shall create a warranty or in any way decrease the scope of this disclaimer. Should the [UTILITY] software prove defective, you (and not [UTILITY] or a [UTILITY] authorized representative or supplier) assume the entire cost of necessary corrections. Some jurisdictions do not allow the exclusion of implied warranties, so the above exclusion may not apply to you. "]
[]
[null,null,"3. LIMITATION OF LIABILITY. In NO event will [UTILITY] or its suppliers be liable to you for any consequential, indirect, incidental, punitive, or special damages, including any lost profits or lost savings, even if a representative of [UTILITY] or any supplier has been advised of the possibility of such damages, or for any claim made by any third party. Some states or jurisdictions do not allow the exclusion or limitation of incidental or consequential damages, so the above limitations may not apply to you."]
[]
[null,null,"4. GOVERNING LAW AND GENERAL PROVISIONS. This Agreement will be governed by the laws in force in the State of Louisiana. This Agreement will not be governed by the United Nations Convention on Contracts for the International Sale of Goods, the application of which is expressly excluded. If any part of this Agreement is found void and unenforceable, it will not affect the validity of the balance of the Agreement, which shall remain valid and enforceable according to its terms. "]
[]
[null,null,"You agree that the Software will not be shipped, transferred or exported into any country or used in any manner prohibited by the United States Export Administration Act or any other export laws, restrictions or regulations. You further agree that the Software code, data, and outputs are proprietary and the property of [UTILITY] or Frontier Associates LLC, and that you will not use this Software for commercial purposes, except as related to participation in [UTILITY]’s energy efficiency programs. Any modifications, alterations, or reverse engineering of the Software code or data is prohibited. This Agreement shall automatically terminate upon failure by you to comply with its terms, in which event you must destroy all copies of the Software. This Agreement may only be modified in writing signed by an authorized representative of [UTILITY], although [UTILITY] may vary the terms of this Agreement in connection with the licensing of any Updates to you."]
[]
[null,null,"If the above agreement is acceptable to you, click \"Accept\" to use the Software."]
[]
[null,null,{"$f":"CONCATENATE(\"© \",LEFT(Summary!$C$38,4),\" Frontier Associates LLC\")","v":"© 2024 Frontier Associates LLC"}]

{"sheet":"Help","index":1,"n_rows":18,"n_cols":2,"rows_kept":18,"cut":false,"hidden":false,"merged":[]}
[]
[null,"The A/C Evaluator (ACE) survey form is provided to facilitate the completion of Final Applications that involve HVAC measures. Each unique system should be entered on a separate line within the survey. Information must be supplied for all installed HVAC equipment.  "]
[]
[null,"General Guidelines:"]
[]
[null,"Gray shaded cells are either automatically calculated, or no user input is required."]
[]
[null,"Section 1     Project Information tab"]
[null,"Fill out all required information as signified by a red \"Required Input\" message. This includes (but is not limited to) selecting the appropriate Utility Name and Weather Zone."]
[]
[null,"Section 2     Inventory tab"]
[null,"Choose the Project Type and Building Type from the drop-down list in order to activate all required equipment description options.\n\nPre-Retrofit Equipment section: Enter information for all non-shaded fields. The shaded areas will automatically display details based on inputs (if applicable). This section is not required for New Construction projects.\n\nInstalled Equipment section: Enter information for all non-shaded fields. The shaded areas will automatically display details based on inputs (if applicable).\n\nTotal kW/kWh Savings: Total project demand and energy savings are calculated for each individual line and for the project as a whole."]
[]
[null,"Section 3     Summary tab"]
[null,"Calculated savings and project information displays here based on user input. If project savings do not appear, check the Project Info and/or Inventory tabs to verify that all required inputs have been provided."]
[]
[null,"Section 4     Frequently Asked Questions (FAQs)"]
[null,"Question: How do I choose the appropriate building type?\nAnswer: Please refer to the \"Bldg Type\" tab  in this workbook for guidance and examples to assist with selecting the appropriate building type.\n\nQuestion: How do I use a custom building type?\nAnswer: Custom building types should always be pre-approved by the utility before using them in this calculator. Custom building types can be defined in the \"Custom\" tab in this workbook.\n\nQuestion: Savings are not calculating for me. What went wrong?\nAnswer: Please make sure that you've selected the appropriate utility, weather zone, and program type in the \"Project Info\" tab in this workbook. Also, please make sure that you've selected a building type and responded to all non-shaded fields in the \"Inventory\" tab in this workbook."]

{"sheet":"Bldg Types","index":2,"n_rows":27,"n_cols":7,"rows_kept":27,"cut":false,"hidden":false,"merged":[[10,5,11,5],[14,5,16,5],[20,5,22,5],[14,6,16,6],[5,1,7,1],[8,1,9,1],[10,1,11,1],[12,1,13,1],[14,1,16,1],[17,1,18,1],[20,1,22,1],[20,6,22,6],[5,5,7,5],[8,5,9,5]]}
[]
[null,"Use these CBECS building type descriptions to help select the appropriate building type in the Inventory tab."]
[null,"Note: These building types are not an exact match for the building types available in the Inventory tab."]
[]
[null,"Building Type","Sub-Category","Average\nFloor Area","Average\n# of Floors","Definition","Examples"]
[null,"Education","College","Not specified","Not specified","Buildings used for academic or technical classroom instruction, such as elementary, middle, or high schools, and classroom buildings on college or university campuses. Buildings on education campuses for which the main use is not classroom are included in the category relating to their use. For example, administration buildings are part of \"Office,\" dormitories are \"Lodging,\" and libraries are \"Public Assembly.\"","1) College or University\n2) Career or Vocational Training\n3) Adult Education"]
[null,null,"Primary School",73960,1,null,"1) Elementary or Middle School\n2) Preschool or Daycare"]
[null,null,"Secondary School",210887,2,null,"1) High School\n2) Religious Education"]
[null,"Food Sales","Convenience","Not specified",1,"Buildings used for retail or wholesale of food.","1) Gas Station with a Convenience Store\n2) Convenience Store"]
[null,null,"Supermarket",45000,1,null,"1) Grocery Store or Food Market"]
[null,"Food Service","Full-Service Restaurant",5500,1,"Buildings used for preparation and sale of food and beverages for consumption.","1) Restaurant or Cafeteria"]
[null,null,"Quick-Service Restaurant",2500,1,null,"1) Fast Food"]
[null,"Healthcare","Hospital",241351,5,"Buildings used as diagnostic and treatment facilities for inpatient care.","1) Hospital\n2) Inpatient Rehabilitation"]
[null,null,"Outpatient Healthcare",40946,3,"Buildings used as diagnostic and treatment facilities for outpatient care. Medical offices are included here if they use any type of diagnostic medical equipment (if they do not, they are categorized as an office building).","1) Medical Office\n2) Clinic or Outpatient Health Care\n3) Veterinarian"]
[null,"Lodging","Large Hotel",122120,6,"Buildings used to offer multiple accommodations for short-term or long-term residents, including skilled nursing and other residential care buildings.","1) Motel or Inn\n2) Hotel\n3) Dormitory, Fraternity, or Sorority\n4) Retirement Home, Nursing Home, Assisted Living, or other Residential Care\n5) Convent or Monastery"]
[null,null,"Nursing Home","Not specified","Not specified"]
[null,null,"Small Hotel/Motel",43200,4]
[null,"Mercantile","Stand-Alone Retail",24962,1,"Buildings used for the sale and display of goods other than food.","1) Retail Store\n2) Beer, Wine, or Liquor Store\n3) Rental Center\n4) Dealership or Showroom for Vehicles or Boats\n5) Studio or Gallery"]
[null,null,"Strip Mall  ",22500,1,"Shopping malls comprised of multiple connected establishments.","1) Strip Shopping Center\n2) Enclosed Malls"]
[null,"Multifamily","Midrise Apartment",33740,4,"Buildings containing multifamily dwelling units, having multiple stories, and equipped with elevators.","No sub-categories collected."]
[null,"Office","Large Office",498588,12,"Buildings used for general office space, professional office, or administrative offices. Medical offices are included here if they do not use any type of diagnostic medical equipment (if they do, they are categorized as an outpatient health care building).","1) Administrative or Professional Office\n2) Government Office\n3) Mixed-Use Office\n4) Bank or Other Financial Institution\n5) Medical Office\n6) Sales Office\n7) Contractor’s Office (e.g. Construction, Plumbing, HVAC)\n8) Non-Profit or Social Services\n9) Non-Profit or Social Services\n10) Research and Development\n11) City Hall or City Center\n12) Religious Office\n13) Call Center"]
[null,null,"Medium Office",53628,3]
[null,null,"Small Office",5500,1]
[null,"Public Assembly","Public Assembly ","Not specified","Not specified","Buildings in which people gather for social or recreational activities, whether in private or non-private meeting halls.","1) Social or Meeting (e.g. Community Center, Lodge, Meeting Hall, Convention Center, Senior Center)\n2) Recreation (e.g. Gymnasium, Health Club, Bowling Alley, Ice Rink, Field House, Indoor Racquet Sports)\n3) Entertainment or Culture (e.g. Museum, Theater, Cinema, Sports Arena, Casino, Night Club)\n4) Library\n5) Funeral Home\n6) Student Activities Center\n7) Armory\n8) Exhibition Hall\n9) Broadcasting Studio\n10) Transportation Terminal"]
[null,"Religious Worship","Religious Worship","Not specified","Not specified","Buildings in which people gather for religious activities, (such as chapels, churches, mosques, synagogues, and temples).","No sub-categories collected."]
[null,"Service","Service","Not specified","Not specified","Buildings in which some type of service is provided, other than food service or retail sales of goods.","1) Vehicle Service or Vehicle Repair Shop\n2) Vehicle Storage/Maintenance\n3) Repair Shop\n4) Dry Cleaner or Laundromat\n5) Post Office or Postal Center\n6) Car Wash\n7) Gas Station with no Convenience Store\n8) Photo Processing Shop\n9) Beauty Parlor or Barber Shop\n10) Tanning Salon\n11) Copy Center or Printing Shop\n12) Kennel"]
[null,"Warehouse","Warehouse",52045,1,"Buildings used to store goods, manufactured products, merchandise, raw materials, or personal belongings (such as self-storage).","1) Refrigerated Warehouse\n2) Non-refrigerated warehouse\n3) Distribution or Shipping Center"]

{"sheet":"Project Info","index":3,"n_rows":67,"n_cols":27,"rows_kept":67,"cut":false,"hidden":false,"merged":[[1,2,1,8],[2,2,2,8],[3,2,3,8],[5,2,5,9],[9,2,9,9],[7,2,7,9],[8,2,8,9],[19,2,19,9],[17,2,17,9],[13,2,13,9],[15,2,15,9],[11,2,11,9]]}
[]
[null,{"$f":"IF($C$6=\"\",\"\",VLOOKUP($C$6,PicTable,2,FALSE))","v":""},{"$f":"IF($C$6=\"\",\"Please Select Utility…\",$C$6)","v":"Please Select Utility…"},null,null,null,null,null,null,null,null,null,null,"AEP SWEPCO","Picture 3",null,"Utilities","Program List",null,"SWEPCOProg","ClecoProg","EntProg",null,"ParishName","WZ#",null,"Weather Zones:"]
[null,null,{"$f":"IF($C$12=\"\",\"Please Select Program Type…\",$C$12)","v":"Please Select Program Type…"},null,null,null,null,null,null,null,null,null,null,"Cleco","Picture 12",null,"AEP SWEPCO","SWEPCOProg",null,{"$f":"'Utility Admin'!M5","v":"Commercial Solutions"},{"$f":"'Utility Admin'!M6","v":"Commercial Large C&I"},null,null,"Acadia",4,3,"Weather Zone 3: New Orleans"]
[null,null,{"$f":"CONCATENATE(LEFT(Summary!$C$38,4),\" Louisiana Air Conditioning Evaluator (ACE) Tool\")","v":"2024 Louisiana Air Conditioning Evaluator (ACE) Tool"},null,null,null,null,null,null,null,null,null,null,"Entergy","Picture 6",null,"Cleco","ClecoProg",null,null,{"$f":"'Utility Admin'!M7","v":"Commercial Small Business"},null,null,"Allen",4,4,"Weather Zone 4: Baton Rouge"]
[null,null,null,null,null,null,null,null,null,null,null,null,null,null,null,null,"Entergy","EntProg",null,null,null,null,null,"Ascension",4,5,"Weather Zone 5: Alexandria"]
[null,"Utility:",null,null,null,null,null,null,null,null,null,"*Required Input",null,null,null,null,null,null,null,null,null,null,null,"Assumption",3,6,"Weather Zone 6: Shreveport"]
[null,null,null,null,null,null,null,null,null,null,null,null,null,null,null,null,null,"Program List:",null,null,null,null,null,"Avoyelles",5]
[null,"Parish:",null,null,null,null,null,null,null,null,null,"*Required Input",null,null,null,null,null,{"$f":"IF($C$6<>\"\",VLOOKUP(Utility,$Q$3:$R$5,2,FALSE),\"-\")","v":"-"},null,null,null,null,null,"Beauregard",4]
[null,"Zone #:",{"$f":"IF($C$8=\"\",\"\",VLOOKUP($C$8,$X:$Y,2,FALSE))","v":""},null,null,null,null,null,null,null,null,null,null,null,null,null,null,null,null,null,null,null,null,"Bienville",6]
[null,"Climate Zone:",{"$f":"IF($C$8=\"\",\"\",VLOOKUP($C$9,$Z$3:$AA$6,2,FALSE))","v":""},null,null,null,null,null,null,null,null,null,null,null,null,null,null,null,null,null,null,null,null,"Bossier",6]
[null,null,null,null,null,null,null,null,null,null,null,null,null,null,null,null,null,null,null,null,null,null,null,"Caddo",6]
[null,"Program Type:",null,null,null,null,null,null,null,null,null,"*Required Input",null,null,null,null,null,null,null,null,null,null,null,"Calcasieu",4]
[null,null,null,null,null,null,null,null,null,null,null,null,null,null,null,null,null,null,null,null,null,null,null,"Caldwell",6]
[null,"Business Name:",null,null,null,null,null,null,null,null,null,"*Required Input",null,null,null,null,null,null,null,null,null,null,null,"Cameron",4]
[null,null,null,null,null,null,null,null,null,null,null,null,null,null,null,null,null,null,null,null,null,null,null,"Catahoula",5]
[null,"Project Address:",null,null,null,null,null,null,null,null,null,"*Required Input",null,null,null,null,null,null,null,null,null,null,null,"Claiborne",6]
[null,null,null,null,null,null,null,null,null,null,null,null,null,null,null,null,null,null,null,null,null,null,null,"Concordia",5]
[null,"Contact Name:",null,null,null,null,null,null,null,null,null,"*Required Input",null,null,null,null,null,null,null,null,null,null,null,"De Soto",5]
[null,null,null,null,null,null,null,null,null,null,null,null,null,null,null,null,null,null,null,null,null,null,null,"DeSoto",5]
[null,"Email Address:",null,null,null,null,null,null,null,null,null,"*Required Input",null,null,null,null,null,null,null,null,null,null,null,"East Baton Rouge",4]
[null,null,null,null,null,null,null,null,null,null,null,null,null,null,null,null,null,null,null,null,null,null,null,"East Carroll",6]
[null,null,null,null,null,null,null,null,null,null,null,null,null,null,null,null,null,null,null,null,null,null,null,"East Feliciana",4]
[null,null,null,null,null,null,null,null,null,null,null,null,null,null,null,null,null,null,null,null,null,null,null,"Evangeline",4]
[null,null,null,null,null,null,null,null,null,null,null,null,null,null,null,null,null,null,null,null,null,null,null,"Franklin",6]
[null,null,null,null,null,null,null,null,null,null,null,null,null,null,null,null,null,null,null,null,null,null,null,"Grant",5]
[null,null,null,null,null,null,null,null,null,null,null,null,null,null,null,null,null,null,null,null,null,null,null,"Iberia",4]
[null,null,null,null,null,null,null,null,null,null,null,null,null,null,null,null,null,null,null,null,null,null,null,"Iberville",4]
[null,null,null,null,null,null,null,null,null,null,null,null,null,null,null,null,null,null,null,null,null,null,null,"Jackson",6]
[null,null,null,null,null,null,null,null,null,null,null,null,null,null,null,null,null,null,null,null,null,null,null,"Jefferson Davis",4]
[null,null,null,null,null,null,null,null,null,null,null,null,null,null,null,null,null,null,null,null,null,null,null,"Jefferson",3]
[null,null,null,null,null,null,null,null,null,null,null,null,null,null,null,null,null,null,null,null,null,null,null,"Lafayette",4]
[null,null,null,null,null,null,null,null,null,null,null,null,null,null,null,null,null,null,null,null,null,null,null,"Lafourche",3]
[null,null,null,null,null,null,null,null,null,null,null,null,null,null,null,null,null,null,null,null,null,null,null,"La Salle",5]
[null,null,null,null,null,null,null,null,null,null,null,null,null,null,null,null,null,null,null,null,null,null,null,"Lincoln",6]
[null,null,null,null,null,null,null,null,null,null,null,null,null,null,null,null,null,null,null,null,null,null,null,"Livingston",4]
[null,null,null,null,null,null,null,null,null,null,null,null,null,null,null,null,null,null,null,null,null,null,null,"Madison",6]
[null,null,null,null,null,null,null,null,null,null,null,null,null,null,null,null,null,null,null,null,null,null,null,"Morehouse",6]
[null,null,null,null,null,null,null,null,null,null,null,null,null,null,null,null,null,null,null,null,null,null,null,"Natchitoches",5]
[null,null,null,null,null,null,null,null,null,null,null,null,null,null,null,null,null,null,null,null,null,null,null,"Orleans",3]
[null,null,null,null,null,null,null,null,null,null,null,null,null,null,null,null,null,null,null,null,null,null,null,"Ouachita",6]
[null,null,null,null,null,null,null,null,null,null,null,null,null,null,null,null,null,null,null,null,null,null,null,"Plaquemines",3]
[null,null,null,null,null,null,null,null,null,null,null,null,null,null,null,null,null,null,null,null,null,null,null,"Pointe Coupee",4]
[null,null,null,null,null,null,null,null,null,null,null,null,null,null,null,null,null,null,null,null,null,null,null,"Rapides",5]
[null,null,null,null,null,null,null,null,null,null,null,null,null,null,null,null,null,null,null,null,null,null,null,"Red River",5]
[null,null,null,null,null,null,null,null,null,null,null,null,null,null,null,null,null,null,null,null,null,null,null,"Richland",6]
[null,null,null,null,null,null,null,null,null,null,null,null,null,null,null,null,null,null,null,null,null,null,null,"Sabine",5]
[null,null,null,null,null,null,null,null,null,null,null,null,null,null,null,null,null,null,null,null,null,null,null,"St. Bernard",3]
[null,null,null,null,null,null,null,null,null,null,null,null,null,null,null,null,null,null,null,null,null,null,null,"St. Charles",3]
[null,null,null,null,null,null,null,null,null,null,null,null,null,null,null,null,null,null,null,null,null,null,null,"St. Helena",4]
[null,null,null,null,null,null,null,null,null,null,null,null,null,null,null,null,null,null,null,null,null,null,null,"St. James",3]
[null,null,null,null,null,null,null,null,null,null,null,null,null,null,null,null,null,null,null,null,null,null,null,"St. John The Baptist",3]
[null,null,null,null,null,null,null,null,null,null,null,null,null,null,null,null,null,null,null,null,null,null,null,"St. Landry",4]
[null,null,null,null,null,null,null,null,null,null,null,null,null,null,null,null,null,null,null,null,null,null,null,"St. Martin",4]
[null,null,null,null,null,null,null,null,null,null,null,null,null,null,null,null,null,null,null,null,null,null,null,"St. Mary",3]
[null,null,null,null,null,null,null,null,null,null,null,null,null,null,null,null,null,null,null,null,null,null,null,"St. Tammany",4]
[null,null,null,null,null,null,null,null,null,null,null,null,null,null,null,null,null,null,null,null,null,null,null,"Tangipahoa",4]
[null,null,null,null,null,null,null,null,null,null,null,null,null,null,null,null,null,null,null,null,null,null,null,"Tensas",5]
[null,null,null,null,null,null,null,null,null,null,null,null,null,null,null,null,null,null,null,null,null,null,null,"Terrebonne",3]
[null,null,null,null,null,null,null,null,null,null,null,null,null,null,null,null,null,null,null,null,null,null,null,"Union",6]
[null,null,null,null,null,null,null,null,null,null,null,null,null,null,null,null,null,null,null,null,null,null,null,"Vermilion",4]
[null,null,null,null,null,null,null,null,null,null,null,null,null,null,null,null,null,null,null,null,null,null,null,"Vernon",5]
[null,null,null,null,null,null,null,null,null,null,null,null,null,null,null,null,null,null,null,null,null,null,null,"Washington",4]
[null,null,null,null,null,null,null,null,null,null,null,null,null,null,null,null,null,null,null,null,null,null,null,"Webster",6]
[null,null,null,null,null,null,null,null,null,null,null,null,null,null,null,null,null,null,null,null,null,null,null,"West Baton Rouge",4]
[null,null,null,null,null,null,null,null,null,null,null,null,null,null,null,null,null,null,null,null,null,null,null,"West Carroll",6]
[null,null,null,null,null,null,null,null,null,null,null,null,null,null,null,null,null,null,null,null,null,null,null,"West Feliciana",4]
[null,null,null,null,null,null,null,null,null,null,null,null,null,null,null,null,null,null,null,null,null,null,null,"Winn",5]

{"sheet":"Summary","index":4,"n_rows":38,"n_cols":7,"rows_kept":38,"cut":false,"hidden":false,"merged":[[23,2,24,6],[6,1,6,6],[1,2,1,6],[2,2,2,6],[3,2,3,6],[4,2,4,6],[10,1,11,1],[8,1,9,1]]}
[{"$f":"$C$38","v":2024.1}]
[null,"Business Name:",{"$f":"IF('Project Info'!$C$14=\"\",\"\",'Project Info'!$C$14)","v":""}]
[null,"Project Site Address:",{"$f":"IF('Project Info'!$C$16=\"\",\"\",'Project Info'!$C$16)","v":""}]
[null,"Utility Name:",{"$f":"IF('Project Info'!$C$6=\"\",\"\",'Project Info'!$C$6)","v":""}]
[null,"Climate Zone:",{"$f":"IF('Project Info'!$C$10=\"\",\"\",'Project Info'!$C$10)","v":""}]
[]
[null,"Savings Summary"]
[]
[null,"Total Calculated\nProject Savings","Total Summer\nkW Savings","Total Winter\nkW Savings","Total\nkW Savings","Total\nkWh Savings","Estimated\nPayment"]
[]
[null,"Claimed\nProject Savings","Total Summer\nkW Savings","Total Winter\nkW Savings","Total\nkW Savings","Total\nkWh Savings","Estimated\nPayment"]
[null,null,{"$f":"SUMIF(Inventory!$DJ:$DJ,\"Summer\",Inventory!$AZ:$AZ)","v":0},{"$f":"SUMIF(Inventory!$DJ:$DJ,\"Winter\",Inventory!$AZ:$AZ)","v":0},{"$f":"C12+D12","v":0},{"$f":"Inventory!$BA$5","v":0},{"$f":"Inventory!$BB$5","v":0}]
[]
[]
[]
[]
[]
[]
[]
[]
[]
[]
[]
[null,null," Claimed Savings by Measure"]
[]
[null,null,"Summer\nkW Savings","Winter\nkW Savings","Total\nkW Savings","Total\nkWh Savings","EUL"]
[null,"DX AC Air Cooled",{"$f":"SUMIFS(Inventory!$AZ:$AZ,Inventory!$BC:$BC,$B27,Inventory!$DJ:$DJ,\"Summer\")","v":0},{"$f":"SUMIFS(Inventory!$AZ:$AZ,Inventory!$BC:$BC,$B27,Inventory!$DJ:$DJ,\"Winter\")","v":0},{"$f":"C27+D27","v":0},{"$f":"SUMIF(Inventory!$BC:$BC,$B27,Inventory!$BA:$BA)","v":0},15]
[null,"DX HP Air Cooled",{"$f":"SUMIFS(Inventory!$AZ:$AZ,Inventory!$BC:$BC,$B28,Inventory!$DJ:$DJ,\"Summer\")","v":0},{"$f":"SUMIFS(Inventory!$AZ:$AZ,Inventory!$BC:$BC,$B28,Inventory!$DJ:$DJ,\"Winter\")","v":0},{"$f":"C28+D28","v":0},{"$f":"SUMIF(Inventory!$BC:$BC,$B28,Inventory!$BA:$BA)","v":0},15]
[null,"VRF AC Air Cooled",{"$f":"SUMIFS(Inventory!$AZ:$AZ,Inventory!$BC:$BC,$B29,Inventory!$DJ:$DJ,\"Summer\")","v":0},{"$f":"SUMIFS(Inventory!$AZ:$AZ,Inventory!$BC:$BC,$B29,Inventory!$DJ:$DJ,\"Winter\")","v":0},{"$f":"C29+D29","v":0},{"$f":"SUMIF(Inventory!$BC:$BC,$B29,Inventory!$BA:$BA)","v":0},15]
[null,"VRF HP Air Cooled",{"$f":"SUMIFS(Inventory!$AZ:$AZ,Inventory!$BC:$BC,$B30,Inventory!$DJ:$DJ,\"Summer\")","v":0},{"$f":"SUMIFS(Inventory!$AZ:$AZ,Inventory!$BC:$BC,$B30,Inventory!$DJ:$DJ,\"Winter\")","v":0},0,{"$f":"SUMIF(Inventory!$BC:$BC,$B30,Inventory!$BA:$BA)","v":0},15]
[null,"VRF HP Water Cooled",{"$f":"SUMIFS(Inventory!$AZ:$AZ,Inventory!$BC:$BC,$B31,Inventory!$DJ:$DJ,\"Summer\")","v":0},{"$f":"SUMIFS(Inventory!$AZ:$AZ,Inventory!$BC:$BC,$B31,Inventory!$DJ:$DJ,\"Winter\")","v":0},0,{"$f":"SUMIF(Inventory!$BC:$BC,$B31,Inventory!$BA:$BA)","v":0},15]
[null,"PTAC",{"$f":"SUMIFS(Inventory!$AZ:$AZ,Inventory!$BC:$BC,$B32,Inventory!$DJ:$DJ,\"Summer\")","v":0},{"$f":"SUMIFS(Inventory!$AZ:$AZ,Inventory!$BC:$BC,$B32,Inventory!$DJ:$DJ,\"Winter\")","v":0},0,{"$f":"SUMIF(Inventory!$BC:$BC,$B32,Inventory!$BA:$BA)","v":0},10]
[null,"PTHP",{"$f":"SUMIFS(Inventory!$AZ:$AZ,Inventory!$BC:$BC,$B33,Inventory!$DJ:$DJ,\"Summer\")","v":0},{"$f":"SUMIFS(Inventory!$AZ:$AZ,Inventory!$BC:$BC,$B33,Inventory!$DJ:$DJ,\"Winter\")","v":0},0,{"$f":"SUMIF(Inventory!$BC:$BC,$B33,Inventory!$BA:$BA)","v":0},10]
[null,"Centrifugal Chiller",{"$f":"SUMIFS(Inventory!$AZ:$AZ,Inventory!$BC:$BC,$B34,Inventory!$DJ:$DJ,\"Summer\")","v":0},{"$f":"SUMIFS(Inventory!$AZ:$AZ,Inventory!$BC:$BC,$B34,Inventory!$DJ:$DJ,\"Winter\")","v":0},{"$f":"C34+D34","v":0},{"$f":"SUMIF(Inventory!$BC:$BC,$B34,Inventory!$BA:$BA)","v":0},25]
[null,"Screw Chiller",{"$f":"SUMIFS(Inventory!$AZ:$AZ,Inventory!$BC:$BC,$B35,Inventory!$DJ:$DJ,\"Summer\")","v":0},{"$f":"SUMIFS(Inventory!$AZ:$AZ,Inventory!$BC:$BC,$B35,Inventory!$DJ:$DJ,\"Winter\")","v":0},0,{"$f":"SUMIF(Inventory!$BC:$BC,$B35,Inventory!$BA:$BA)","v":0},20]
[null,"Scroll Chiller",{"$f":"SUMIFS(Inventory!$AZ:$AZ,Inventory!$BC:$BC,$B36,Inventory!$DJ:$DJ,\"Summer\")","v":0},{"$f":"SUMIFS(Inventory!$AZ:$AZ,Inventory!$BC:$BC,$B36,Inventory!$DJ:$DJ,\"Winter\")","v":0},{"$f":"C36+D36","v":0},{"$f":"SUMIF(Inventory!$BC:$BC,$B36,Inventory!$BA:$BA)","v":0},20]
[]
[null,"ACE Version",2024.1]

{"sheet":"Inventory","index":5,"n_rows":262,"n_cols":132,"rows_kept":262,"cut":false,"hidden":false,"merged":[[7,126,7,129],[7,103,8,103],[7,104,8,104],[7,107,8,107],[7,100,8,100],[7,102,8,102],[7,82,8,82],[7,94,8,94],[7,106,8,106],[6,111,8,111],[6,81,6,96],[6,109,6,110],[7,109,8,109],[7,110,8,110],[7,89,8,89],[7,93,8,93],[7,96,8,96],[7,105,8,105],[7,108,8,108],[6,97,6,108],[7,97,8,97],[7,99,8,99],[7,101,8,101],[7,98,8,98],[7,84,8,84],[7,95,8,95],[7,90,8,90],[7,91,8,91],[7,81,8,81],[7,87,8,87],[7,83,8,83],[7,92,8,92],[7,88,8,88],[7,85,8,85],[7,86,8,86],[6,80,8,80],[6,73,6,78],[7,73,8,73],[7,76,8,76],[7,77,8,77],[7,78,8,78],[7,74,8,74],[6,71,8,71],[6,72,8,72],[7,75,8,75],[6,79,8,79],[6,61,8,61],[6,66,8,66],[6,70,8,70],[6,62,8,62],[6,63,8,63],[6,68,8,68],[6,43,6,49],[7,29,7,30],[6,69,8,69],[6,67,8,67],[6,57,8,57],[6,58,8,58],[7,49,8,49],[6,64,8,64],[6,65,8,65],[6,56,8,56],[6,53,8,53],[6,51,8,51],[7,38,8,38],[7,37,8,37],[7,42,8,42],[7,41,8,41],[6,59,8,59],[6,60,8,60],[6,55,8,55],[6,54,8,54],[7,25,8,25],[3,38,4,42],[3,1,4,22],[7,35,8,35],[7,14,8,14],[7,20,8,20],[7,39,8,39],[7,36,8,36],[6,52,8,52],[7,8,8,8],[7,9,8,9],[6,1,8,1],[7,13,8,13],[7,46,8,46],[7,17,8,17],[7,47,8,47],[7,48,8,48],[7,18,8,18],[7,24,8,24],[7,43,8,43],[7,21,8,21],[7,19,8,19],[261,1,261,3],[6,3,8,3],[6,2,8,2],[7,34,8,34],[6,50,8,50],[7,16,8,16],[7,22,8,22],[7,5,8,5],[7,15,8,15],[7,7,8,7],[6,4,8,4],[7,27,8,27],[7,44,8,44],[7,45,8,45],[7,26,8,26],[7,40,8,40],[7,33,8,33],[7,23,8,23],[7,6,8,6]]}
[]
[null,{"$f":"LEFT(Summary!C38,4)","v":"2024"},{"$f":"IF(AND('Project Info'!$C$14<>\"\",'Project Info'!$C$16<>\"\"),CONCATENATE(\"Commercial A/C Evaluator Survey Form (ACE): \",'Project Info'!$C$14,\" - \",'Project Info'!$C$16),IF(AND('Project Info'!$C$14<>\"\",'Project Info'!$C$16=\"\"),CONCATENATE(\"Commercial A/C Evaluator Survey Form (ACE): \",'Project Info'!$C$14),IF(AND('Project Info'!$C$14=\"\",'Project Info'!$C$16<>\"\"),CONCATENATE(\"Commercial A/C Evaluator Survey Form (ACE): \",'Project Info'!$C$16),\"Commercial A/C Evaluator Survey Form (ACE)\")))","v":"Commercial A/C Evaluator Survey Form (ACE)"},null,null,null,null,null,null,null,null,null,null,null,null,null,null,null,null,null,null,null,null,null,null,null,null,null,null,null,null,null,null,null,null,null,null,null,null,null,null,null,null,null,null,null,null,null,null,null,null,null,null,{"$f":"CONCATENATE(\"v \",Summary!C38)","v":"v 2024.1"}]
[]
[null,"Please fill out one copy of this form for each customer site involved in the project where HVAC measures are being installed.\nFrom left to right, fill in all non-shaded cells of the HVAC equipment inventory. Shaded (gray) values are either automatically calculated or not necessary. Use drop-down lists (if available).\nTo print this form click on File/Print/OK.",null,null,null,null,null,null,null,null,null,null,null,null,null,null,null,null,null,null,null,null,null,null,null,null,null,null,null,null,null,null,null,null,null,null,null,null,"AC/HPs < 65,000 btuh should use SEER2/EER2/HSPF2.\nUnits with no SEER2 rating are ineligible beginning January 1, 2024. AC/HPs > 65,000 btuh should use EER/IEER/COP.",null,null,null,null,null,null,null,null,null,null,null,null,"Total kW\nSavings","Total kWh\nSavings","Estimated\nPayment"]
[null,null,null,null,null,null,null,null,null,null,null,null,null,null,null,null,null,null,null,null,null,null,null,null,null,null,null,null,null,null,null,null,null,null,null,null,null,null,null,null,null,null,null,null,null,null,null,null,null,null,null,{"$f":"IFERROR($AZ$261,0)","v":0},{"$f":"IFERROR($BA$261,0)","v":0},{"$f":"IFERROR($BB$261,0)","v":0}]
[]
[null,null,"Project Type\n(select from list)","Building Type\n(select from list)","Building ID\n(optional for sites with multiple buildings)","Baseline Equipment",null,null,null,null,null,null,null,null,null,null,null,null,null,null,null,null,null,"New Equipment",null,null,null,null,null,null,null,null,null,null,null,null,null,null,null,null,null,null,null,null,null,null,null,null,null,null,"Measure\nLife","Total kW\nSavings","Total kWh\nSavings","Estimated\nPayment","EUL\nSystem Type","Early\nRetirement\nConversion","Cooling FL\nEfficiency\nRating\nROB","Cooling PL\nEfficiency\nRating\nROB","Heating\nEfficiency\nRating\nROB","Sum\nkW\nSavings\nROB","Win\nkW\nSavings\nROB","Cooling\nkWh\nSavings\nROB","Heating\nkWh\nSavings\nROB","Total\nkWh\nSavings\nROB","Sum\nkW\nSavings\nER","Win\nkW\nSavings\nER","Cooling\nkWh\nSavings\nER","Heating\nkWh\nSavings\nER","Total\nkWh\nSavings\nER","RUL","ML\nROB","Sum\nWgt\nkW","Win\nWgt\nkW","ACC to WCC Auxillary Equipment Adjustment",null,null,null,null,null,"Wgt\nkW","Wgt\nkWh","Pre-Retrofit Equipment",null,null,null,null,null,null,null,null,null,null,null,null,null,null,null,"Installed Equipment",null,null,null,null,null,null,null,null,null,null,null,"Incentive Rates",null,"Estimated\nPayment"]
[null,null,null,null,null,"Manufacturer","Model #","Tag ID","System\nType","Manf.\nYear","DX AC/HP\nOnly","Chillers\nOnly","PTAC/\nPTHP\nOnly","Cooling\nCapacity/\nUnit","Cooling\nCapacity\nType","Heating\nCapacity/\nUnit","Heating\nCapacity\nType","# of\nUnits","Optional:\nCooling FL\nEfficiency\nRating\n(in EER\nor kW/ton)","Optional:\nCooling PL\nEfficiency\nRating\n(in SEER, IEER,\nor kW/ton)","Optional:\nCooling\nRating\nFormat","Optional:\nHeating\nEfficiency\nRating\n(in HSPF\nor COP)","Optional:\nHeating\nRating\nFormat","Manufacturer","AHRI\nReference #","Model #","Tag ID","System\nType","DX AC/HP\nOnly","Chillers Only",null,"VRF HP\nOnly","PTAC/\nPTHP\nOnly","Cooling\nCapacity/\nUnit","Cooling\nCapacity\nType","Heating\nCapacity/\nUnit","Heating\nCapacity\nType","# of\nUnits","Cooling\nFull-Load\nEfficiency\nRating\n(in EER2, EER, kW/ton)","Cooling\nPart-Load\nEfficiency\nRating\n(in SEER2, IEER,\nkW/ton)","Cooling\nRating\nFormat","Heating\nEfficiency\nRating\n(in HSPF2\nor COP)","Heating\nRating\nFormat","Pre\nCapacity/\nUnit\n(Tons)","Post Clg\nCapacity/\nUnit\n(Tons)","Post Htg\nCapacity/\nUnit\n(Tons)","Minimum\nCapacity/\nUnit\n(Tons)","Maximum\nCapacity/\nUnit\n(Tons)","Minimum\nCapacity/\nUnit","Maximum\nCapacity/\nUnit",null,null,null,null,null,null,null,null,null,null,null,null,null,null,null,null,null,null,null,null,null,null,null,"Wgt\nkW\nbefore\nadjustment","kWaux","kWnet","Wgt\nkWh\nbefore\nadjustment","kWhaux","kWhnet",null,null,"System Type\nLookup","Total Pre\nCooling\nCapacity\n(Tons)","Total Base\nCooling\nCapacity\n(Tons)","Existing\nEquipment\nCooling FL\nEfficiency\n(kW/ton)","Existing\nEquipment\nCooling PL\nEfficiency\n(kW/ton)","Existing\nEquipment\nHeating\nEfficiency\n(COP)","Cooling FL\nEfficiency\nRating","Cooling PL\nEfficiency\nRating","Cooling\nRating\nFormat","Total\nHeating\nCapacity\n(Btu/hr)","Heating\nEfficiency\nRating","Heating\nRating\nFormat","DF\nClg","DF\nHtg","EFLH\nClg","EFLH\nHtg","System Type\nLookup","Total\nCooling\nCapacity\n(Tons)","Cooling FL\nEfficiency\nRating","Cooling PL\nEfficiency\nRating","Cooling\nRating\nFormat","Total\nHeating\nCapacity\n(Btu/hr)","Heating\nEfficiency\nRating","Heating\nRating\nFormat","DF\nClg","DF\nHtg","EFLH\nClg","EFLH\nHtg","$/kW","$/kWh",null,null,null,null,null,null,null,null,null,null,null,null,null,null,null,"Weather Zones 1-5"]
[null,null,null,null,null,null,null,null,null,null,"Split/\nPackaged?","Compressor\nType","Std.\nSize?",null,null,null,null,null,null,null,null,null,null,null,null,null,null,null,"Split/\nPackaged?","Compressor\nType","Horsepower\nof auxillary\nequipment","w/ Heat\nRecovery?","Std.\nSize?",null,null,null,null,null,null,null,null,null,null,null,null,null,null,null,null,null,null,null,null,null,null,null,null,null,null,null,null,null,null,null,null,null,null,null,null,null,null,null,null,null,null,null,null,null,null,null,null,null,null,null,null,null,null,null,null,null,null,null,null,null,null,null,null,null,null,null,null,null,null,null,null,null,null,null,null,null,null,null,null,"Demand\nType",null,"System Type","w/ Chiller Type","System Type\nLookup","EUL\nSystem Type","EUL",null,"AllSysTypes","AllSysTypesER",null,null,null,null,"Replace-on-Burnout","Early Retirement","New Construction"]
[null,1,null,null,null,null,null,null,null,null,null,null,null,null,null,null,null,null,null,null,null,null,null,null,null,null,null,null,null,null,null,null,null,null,null,null,null,null,null,null,null,null,null,{"$f":"IF(OR($N10=\"\",$O10=\"\"),0,IF($O10=\"Tons\",$N10,IF($O10=\"Btu/hr\",$N10/12000,\"\")))","v":0},{"$f":"IF(OR($AH10=\"\",$AI10=\"\"),0,IF($AI10=\"Tons\",$AH10,IF($AI10=\"Btu/hr\",$AH10/12000,\"\")))","v":0},{"$f":"IF(OR($AJ10=\"\",$AK10=\"\"),0,IF($AK10=\"Tons\",$AJ10,IF($AK10=\"Btu/hr\",$AJ10/12000,\"\")))","v":0},{"$f":"IF(OR($C10=\"New Construction\",$C10=\"Replace-on-Burnout\",$AI10=\"\",$AL10=\"\"),0,(0.8*$AR10*$R10)/$AL10)","v":0},{"$f":"IF(OR($C10=\"New Construction\",$C10=\"Replace-on-Burnout\"),999999999,IF(OR($AI10=\"\",$AL10=\"\"),0,(1.2*$AR10*$R10)/$AL10))","v":0},{"$f":"IF(OR($C10=\"New Construction\",$C10=\"Replace-on-Burnout\",$AI10=\"\",$AL10=\"\"),0,IF($AI10=\"Tons\",$AU10,IF($AI10=\"Btu/hr\",$AU10*12000,0)))","v":0},{"$f":"IF(OR($C10=\"New Construction\",$C10=\"Replace-on-Burnout\",$AI10=\"\",$AL10=\"\"),999999999,IF($AI10=\"Tons\",$AV10,IF($AI10=\"Btu/hr\",$AV10*12000,0)))","v":999999999},{"$f":"IF(OR($AB10=\"\",AND(OR($AB10=\"Air Cooled Chiller\",$AB10=\"Water Cooled Chiller\"),$AD10=\"\")),\"\",IF(OR($AB10=\"Air Cooled Chiller\",$AB10=\"Water Cooled Chiller\"),VLOOKUP(CONCATENATE($AD10,\" \",$AB10),$DM$10:$DP$22,4,FALSE),VLOOKUP($AB10,$DM$10:$DP$22,4,FALSE)))","v":""},{"$f":"ROUND(IF($C10=\"Early Retirement\",$CB10,IFERROR(IF(OR($AB10=\"\",$AH10=\"\",$AI10=\"\",$AL10=\"\",$AM10=\"\",$AO10=\"\",$CP10=0,$DB10=0,OR($CV10>$CJ10,$CW10>$CK10,$CZ10<$CN10)),0,IF(OR($AB10=\"DX HP Air Cooled\",$AB10=\"PTHP\"),MAX(($CF10*$CJ10*$CP10)-($CU10*$CV10*$DB10),($CM10/$CN10*$CQ10-$CY10/$CZ10*$DC10)/3412),($CF10*$CJ10*$CP10)-($CU10*$CV10*$DB10))),0)),2)","v":0},{"$f":"ROUND(IF($C10=\"Early Retirement\",$CC10,IFERROR(IF(OR($AB10=\"\",$AH10=\"\",$AI10=\"\",$AL10=\"\",$AM10=\"\",AND(OR($AB10=\"Air Cooled Chiller\",$AB10=\"Water Cooled Chiller\",$AB10=\"DX AC Air Cooled\",$AB10=\"DX HP Air Cooled\"),$AN10=\"\"),$AO10=\"\",AND(OR($AB10=\"DX HP Air Cooled\",$AB10=\"PTHP\"),OR($AP10=\"\",$AQ10=\"\")),$CR10=0,$DD10=0,OR($CV10>$CJ10,$CW10>$CK10,$CZ10<$CN10)),0,IF(OR($AB10=\"DX HP Air Cooled\",$AB10=\"VRF HP Air Cooled\",$AB10=\"VRF HP Water Cooled\",$AB10=\"PTHP\"),(($CF10*$CK10*$CR10)-($CU10*$CW10*$DD10))+((($CM10*(1/$CN10)*$CS10)-($CY10*(1/$CZ10)*$DE10))*(1/3412)),($CF10*$CK10*$CR10)-($CU10*$CW10*$DD10))),0)),0)","v":0},{"$f":"IFERROR(IF($DH$261>'Utility Admin'!$H$5,$BA10/$BA$5*$BB$261,$DH10),0)","v":0},{"$f":"IF(OR($AB10=\"\",AND(OR($AB10=\"Air Cooled Chiller\",$AB10=\"Water Cooled Chiller\"),$AD10=\"\")),\"\",IF(OR($AB10=\"Air Cooled Chiller\",$AB10=\"Water Cooled Chiller\"),VLOOKUP(CONCATENATE($AD10,\" \",$AB10),$DM$10:$DO$22,3,FALSE),VLOOKUP($AB10,$DM$10:$DO$22,3,FALSE)))","v":""},{"$f":"IF($C10=\"Early Retirement\",\"Replace-on-Burnout\",\"\")","v":""},{"$f":"IF(AND(OR($AB10=\"DX AC Air Cooled\",$AB10=\"DX HP Air Cooled\"),OR(AND($AI10=\"Btu/hr\",$AH10<65000),AND($AI10=\"Tons\",$AH10<65000/12000)),$AC10=\"Split\",$AN10>=15.2),MAX(Baselines!$CB254,12/9.8),Baselines!$CB254)","v":0},{"$f":"Baselines!$CC254","v":0},{"$f":"Baselines!$CE254","v":0},{"$f":"IF(OR($D10=\"\",$AB10=\"\",$AH10=\"\",$AI10=\"\",$AL10=\"\",$AM10=\"\",$AO10=\"\",$BD10=\"\"),0,IFERROR(IF(OR($CP10=0,$DB10=0),0,($CF10*$BE10*$CP10)-($CU10*$CV10*$DB10)),0))","v":0},{"$f":"IF(OR($D10=\"\",$AB10=\"\",$AH10=\"\",$AI10=\"\",$AL10=\"\",$AM10=\"\",$AO10=\"\",$BD10=\"\"),0,IFERROR(IF(OR($CQ10=0,$DC10=0),0,($CM10/$BG10*$CQ10-$CY10/$CZ10*$DC10)/3412),0))","v":0},{"$f":"IF(OR($D10=\"\",$AB10=\"\",$AH10=\"\",$AI10=\"\",$AL10=\"\",AND($AB10<>\"PTAC\",$AB10<>\"PTHP\",$AN10=\"\"),AND(OR($AB10=\"PTAC\",$AB10=\"PTHP\"),$AM10=\"\"),$AO10=\"\",$BD10=\"\"),0,IFERROR(IF(OR($CR10=0,$DD10=0),0,($CF10*$BF10*$CR10)-($CU10*$CW10*$DD10)),0))","v":0},{"$f":"IF(OR($D10=\"\",$AB10=\"\",$AJ10=\"\",$AK10=\"\",$AL10=\"\",$AP10=\"\",$AQ10=\"\",$BD10=\"\"),0,IFERROR(IF(OR($CS10=0,$DE10=0),0,(($CM10*(1/$BG10)*$CS10)-($CY10*(1/$CZ10)*$DE10))*(1/3412)),0))","v":0},{"$f":"BJ10+BK10","v":0},{"$f":"IF(OR($C10<>\"Early Retirement\",$D10=\"\",$J10=\"\",$AB10=\"\",$AH10=\"\",$AI10=\"\",$AL10=\"\",$AM10=\"\",$AO10=\"\"),0,IF(AND($C10=\"Early Retirement\",OR($AB10=\"PTAC\",$AB10=\"PTHP\"),OR($AG10<>\"Yes\",$AH10>$N10)),$BH10,IFERROR(IF(OR($CP10=0,$DB10=0),0,($CF10*$CJ10*$CP10)-($CU10*$CV10*$DB10)),0)))","v":0},{"$f":"IF(OR($C10<>\"Early Retirement\",$D10=\"\",$J10=\"\",$AB10=\"\",$AH10=\"\",$AI10=\"\",$AL10=\"\",$AM10=\"\",$AO10=\"\"),0,IF(AND($C10=\"Early Retirement\",OR($AB10=\"PTAC\",$AB10=\"PTHP\"),OR($AG10<>\"Yes\",$AH10>$N10)),$BI10,IFERROR(IF(OR($CQ10=0,$DC10=0),0,($CM10/$CN10*$CQ10-$CY10/$CZ10*$DC10)/3412),0)))","v":0},{"$f":"IF(OR($C10<>\"Early Retirement\",$D10=\"\",$J10=\"\",$AB10=\"\",$AH10=\"\",$AI10=\"\",$AL10=\"\",AND($AM10=\"\",$AN10=\"\"),$AO10=\"\"),0,IF(AND($C10=\"Early Retirement\",OR($AB10=\"PTAC\",$AB10=\"PTHP\"),OR($AG10<>\"Yes\",$AH10>$N10)),$BJ10,IFERROR(IF(OR($CR10=0,$DD10=0),0,($CF10*$CK10*$CR10)-($CU10*$CW10*$DD10)),0)))","v":0},{"$f":"IF(OR($C10<>\"Early Retirement\",$D10=\"\",$J10=\"\",$AB10=\"\",$AJ10=\"\",$AK10=\"\",$AL10=\"\",$AP10=\"\",$AQ10=\"\"),0,IF(AND($C10=\"Early Retirement\",OR($AB10=\"PTAC\",$AB10=\"PTHP\"),OR($AG10<>\"Yes\",$AH10>$N10)),$BK10,IFERROR(IF(OR($CS10=0,$DE10=0),0,(($CM10*(1/$CN10)*$CS10)-($CY10*(1/$CZ10)*$DE10))*(1/3412)),0)))","v":0},{"$f":"BO10+BP10","v":0},{"$f":"IF(OR($C10<>\"Early Retirement\",$J10=\"\"),0,IF(OR($I10=\"DX AC Air Cooled\",$I10=\"DX HP Air Cooled\"),VLOOKUP($J10,'Early Retirement'!$CI$6:$CM$32,2,FALSE),IF(OR($I10=\"PTAC\",$I10=\"PTHP\"),VLOOKUP($J10,'Early Retirement'!$CI$6:$CM$32,3,FALSE),IF(AND(OR($I10=\"Air Cooled Chiller\",$I10=\"Water Cooled Chiller\"),$L10<>\"Centrifugal\"),VLOOKUP($J10,'Early Retirement'!$CI$6:$CM$32,4,FALSE),IF(AND(OR($I10=\"Air Cooled Chiller\",$I10=\"Water Cooled Chiller\"),$L10=\"Centrifugal\"),VLOOKUP($J10,'Early Retirement'!$CI$6:$CM$32,5,FALSE),\"\")))))","v":0},{"$f":"IF(OR($C10<>\"Early Retirement\",$J10=\"\",$AB10=\"\",$AY10=\"\"),0,$AY10-$BR10)","v":0},{"$f":"IF(OR($C10<>\"Early Retirement\",$AM10=\"\",AND($AB10<>\"PTAC\",$AB10<>\"PTHP\",$AN10=\"\"),$AO10=\"\"),0,($BM10*$BR10+$BH10*$BS10)/SUM($BR10:$BS10))","v":0},{"$f":"IF(OR($C10<>\"Early Retirement\",$AM10=\"\",AND($AB10<>\"PTAC\",$AB10<>\"PTHP\",$AN10=\"\"),$AO10=\"\"),0,($BN10*$BR10+$BI10*$BS10)/SUM($BR10:$BS10))","v":0},{"$f":"IF(OR($CV10>$BE10,$CW10>$BF10,$CZ10<$BG10),0,MAX(BT10,BU10))","v":0},{"$f":"$AE10*(0.746/0.86)*0.8","v":0},{"$f":"IF($AE10=\"\",0,$BV10-$BW10)","v":0},{"$f":"IF(OR($C10<>\"Early Retirement\",$AM10=\"\",AND($AB10<>\"PTAC\",$AB10<>\"PTHP\",$AN10=\"\"),$AO10=\"\",OR($CV10>$BE10,$CW10>$BF10,$CZ10<$BG10)),0,($BQ10*$BR10+$BL10*$BS10)/SUM($BR10:$BS10))","v":0},{"$f":"$BW10*8760","v":0},{"$f":"IF($AE10=\"\",0,$BY10-$BZ10)","v":0},{"$f":"IF(OR($CV10>$BE10,$CW10>$BF10,$CZ10<$BG10),0,IF(AND($C10=\"Early Retirement\",$I10=\"Air Cooled Chiller\",$AB10=\"Water Cooled Chiller\"),$BX10,MAX(BT10,BU10)))","v":0},{"$f":"IF(OR($C10<>\"Early Retirement\",$AM10=\"\",AND($AB10<>\"PTAC\",$AB10<>\"PTHP\",$AN10=\"\"),$AO10=\"\",OR($CV10>$BE10,$CW10>$BF10,$CZ10<$BG10)),0,IF(AND($C10=\"Early Retirement\",$I10=\"Air Cooled Chiller\",$AB10=\"Water Cooled Chiller\"),$CA10,($BQ10*$BR10+$BL10*$BS10)/SUM($BR10:$BS10)))","v":0},{"$f":"IF($C10=\"New Construction\",$CT10,IF($I10=\"\",\"\",VLOOKUP($I10,$DL$10:$DN$22,3,FALSE)))","v":""},{"$f":"IF(OR($N10=\"\",$O10=\"\",$R10=\"\"),\"\",IF($O10=\"Btu/hr\",($N10/12000)*$R10,IF($O10=\"Tons\",$N10*$R10,\"\")))","v":""},{"$f":"CU10","v":""},{"$f":"IF($U10=\"EER\",12/$S10,IF($U10=\"kW/ton\",$S10,0))","v":0},{"$f":"IF(AND(OR($I10=\"PTAC\",$I10=\"PTHP\"),$U10=\"EER\"),12/$S10,IF(AND(OR($I10=\"PTAC\",$I10=\"PTHP\"),$U10=\"kW/ton\"),$S10,IF($U10=\"EER\",12/$T10,IF($U10=\"kW/ton\",$T10,0))))","v":0},{"$f":"IF($W10=\"HSPF\",$V10/3.214,IF($W10=\"COP\",$V10,0))","v":0},{"$f":"IF(AND($C10=\"Early Retirement\",$J10<>\"\",$S10<>\"\",$U10<>\"\"),$CG10,IF(AND(OR($AB10=\"DX AC Air Cooled\",$AB10=\"DX HP Air Cooled\"),OR(AND($AI10=\"Btu/hr\",$AH10<65000),AND($AI10=\"Tons\",$AH10<65000/12000)),$AC10=\"Split\",$AN10>=15.2),MAX(Baselines!$CB3,12/9.8),Baselines!$CB3))","v":0},{"$f":"IF(AND($C10=\"Early Retirement\",$J10<>\"\",$S10<>\"\",$U10<>\"\"),$CH10,Baselines!$CC3)","v":0},{"$f":"Baselines!$CD3","v":"kW/ton"},{"$f":"CY10","v":""},{"$f":"IF(AND($C10=\"Early Retirement\",$J10<>\"\",$S10<>\"\",$U10<>\"\"),$CI10,IF(AND(Baselines!$CE3=0,OR($CT10=\"DX HP\",$CT10=\"PTHP\")),$BG10,Baselines!$CE3))","v":0},"COP",{"$f":"IF(OR($C10=\"Replace-on-Burnout\",$C10=\"New Construction\"),$DB10,IF($CD10=\"\",\"\",IF(OR($CD10=\"DX HP\",$CD10=\"PTHP\"),VLOOKUP($D10,'Factor Tables'!$B$89:$M$105,MATCH(CONCATENATE($CD10,\" Clg\"),'Factor Tables'!$B$88:$M$88,0),FALSE),VLOOKUP($D10,'Factor Tables'!$B$89:$M$105,MATCH($CD10,'Factor Tables'!$B$88:$M$88,0),FALSE))))","v":""},{"$f":"IF(OR($C10=\"Replace-on-Burnout\",$C10=\"New Construction\"),$DC10,IF($CD10=\"\",\"\",IF($CD10=\"DX HP\",VLOOKUP($D10,'Factor Tables'!$B$89:$M$105,MATCH(\"DX HP Htg\",'Factor Tables'!$B$88:$M$88,0),FALSE),0)))","v":""},{"$f":"IF(OR($C10=\"Replace-on-Burnout\",$C10=\"New Construction\"),$DD10,IF($CD10=\"\",\"\",IF($CD10=\"DX HP\",VLOOKUP($D10,'Factor Tables'!$N$89:$Y$105,MATCH(\"DX HP Clg\",'Factor Tables'!$N$88:$Y$88,0),FALSE),IF($CD10=\"PTHP\",VLOOKUP($D10,'Factor Tables'!$N$89:$Y$105,MATCH(\"PTHP Clg\",'Factor Tables'!$N$88:$Y$88,0),FALSE),IF(AND($CD10<>\"DX HP\",$CD10<>\"PTHP\"),VLOOKUP($D10,'Factor Tables'!$N$89:$Y$105,MATCH($CD10,'Factor Tables'!$N$88:$Y$88,0),FALSE),\"\")))))","v":""},{"$f":"IF(OR($C10=\"Replace-on-Burnout\",$C10=\"New Construction\",$CT10=\"DX HP\",$CT10=\"PTHP\"),$DE10,IF($CD10=\"\",\"\",IF($CD10=\"DX HP\",VLOOKUP($D10,'Factor Tables'!$N$89:$Y$105,MATCH(\"DX HP Htg\",'Factor Tables'!$N$88:$Y$88,0),FALSE),IF($CD10=\"PTHP\",VLOOKUP($D10,'Factor Tables'!$N$89:$Y$105,MATCH(\"PTHP Htg\",'Factor Tables'!$N$88:$Y$88,0),FALSE),0))))","v":""},{"$f":"IF($AB10=\"\",\"\",VLOOKUP($AB10,$DL$10:$DN$22,3,FALSE))","v":""},{"$f":"IF(OR($AH10=\"\",$AI10=\"\",$AL10=\"\"),\"\",IF($AI10=\"Btu/hr\",($AH10/12000)*$AL10,IF($AI10=\"Tons\",$AH10*$AL10,\"\")))","v":""},{"$f":"IF($AO10=\"EER\",12/$AM10,IF($AO10=\"kW/ton\",$AM10,0))","v":0},{"$f":"IF(AND(OR($AB10=\"VRF HP Water Cooled\",$AB10=\"PTAC\",$AB10=\"PTHP\"),$AO10=\"EER\"),12/$AM10,IF(AND(OR($AB10=\"VRF HP Water Cooled\",$AB10=\"PTAC\",$AB10=\"PTHP\"),$AO10=\"kW/ton\"),$AM10,IF($AO10=\"EER\",12/$AN10,IF($AO10=\"kW/ton\",$AN10,0))))","v":0},"kW/ton",{"$f":"IF(OR($AJ10=\"\",$AK10=\"\",$AL10=\"\"),\"\",IF($AK10=\"Tons\",($AJ10*12000)*$AL10,IF($AK10=\"Btu/hr\",$AJ10*$AL10,\"\")))","v":""},{"$f":"IF($AQ10=\"HSPF\",$AP10/3.412,IF($AQ10=\"COP\",$AP10,0))","v":0},"COP",{"$f":"IF($CT10=\"\",\"\",IF(OR($CT10=\"DX HP\",$CT10=\"VRF HP\",$CT10=\"PTHP\"),VLOOKUP($D10,'Factor Tables'!$B$89:$M$105,MATCH(CONCATENATE($CT10,\" Clg\"),'Factor Tables'!$B$88:$M$88,0),FALSE),VLOOKUP($D10,'Factor Tables'!$B$89:$M$105,MATCH($CT10,'Factor Tables'!$B$88:$M$88,0),FALSE)))","v":""},{"$f":"IF($CT10=\"\",\"\",IF(OR($CT10=\"DX HP\",$CT10=\"VRF HP\",$CT10=\"PTHP\"),VLOOKUP($D10,'Factor Tables'!$B$89:$M$105,MATCH(CONCATENATE($CT10,\" Htg\"),'Factor Tables'!$B$88:$M$88,0),FALSE),0))","v":""},{"$f":"IF($CT10=\"\",\"\",IF(OR($CT10=\"DX HP\",$CT10=\"VRF HP\",$CT10=\"PTHP\"),VLOOKUP($D10,'Factor Tables'!$N$89:$Y$105,MATCH(CONCATENATE($CT10,\" Clg\"),'Factor Tables'!$N$88:$Y$88,0),FALSE),VLOOKUP($D10,'Factor Tables'!$N$89:$Y$105,MATCH($CT10,'Factor Tables'!$N$88:$Y$88,0),FALSE)))","v":""},{"$f":"IF($CT10=\"\",\"\",IF(OR($CT10=\"DX HP\",$CT10=\"VRF HP\",$CT10=\"PTHP\"),VLOOKUP($D10,'Factor Tables'!$N$89:$Y$105,MATCH(CONCATENATE($CT10,\" Htg\"),'Factor Tables'!$N$88:$Y$88,0),FALSE),0))","v":""},{"$f":"IF($AB10=\"\",0,VLOOKUP($AB10,'Utility Admin'!$E:$G,2,FALSE))","v":0},{"$f":"IF($AB10=\"\",0,VLOOKUP($AB10,'Utility Admin'!$E:$G,3,FALSE))","v":0},{"$f":"IFERROR(IF(ABS(Summary!$F$12)<=ABS(Summary!$E$12)*'Utility Admin'!$I$5,$AZ10*$DF10+$BA10*$DG10,$AZ10*$DF10+$AZ10*'Utility Admin'!$I$5*$DG10),0)","v":0},null,{"$f":"IF(AND($AB10<>\"DX HP Air Cooled\",$AB10<>\"PTHP\"),\"Summer\",IF(AND($C10=\"Early Retirement\",$BU10>$BT10),\"Winter\",IF(AND($C10=\"Early Retirement\",$BU10<=$BT10),\"Summer\",IF((($CM10/$CN10*$CQ10-$CY10/$CZ10*$DC10)/3412)>(($CF10*$CJ10*$CP10)-($CU10*$CV10*$DB10)),\"Winter\",\"Summer\"))))","v":"Summer"},null,"DX AC Air Cooled","DX AC Air Cooled","DX AC","DX AC Air Cooled",15,null,"Air Cooled Chiller","Air Cooled Chiller",null,{"$f":"IF(OR('Project Info'!$C$10=\"\",$C10=\"\",$D10=\"\"),\"\",VLOOKUP($D10,$DW$9:$DZ$32,MATCH($C10,$DW$9:$DZ$9,0),FALSE))","v":""},null,"Assembly","AllSysTypes","AllSysTypesER","AllSysTypes",null,"ERROR: Contact Program Manager. Post Capacity/Unit x Post # of Units must be within +/- 20% of Pre Capacity/Unit x Pre # of Units."]
[null,2,{"$f":"IF($C10=\"\",\"\",$C10)","v":""},{"$f":"IF($D10=\"\",\"\",$D10)","v":""},null,null,null,null,null,null,null,null,null,null,null,null,null,null,null,null,null,null,null,null,null,null,null,null,null,null,null,null,null,null,null,null,null,null,null,null,null,null,null,{"$f":"IF(OR($N11=\"\",$O11=\"\"),0,IF($O11=\"Tons\",$N11,IF($O11=\"Btu/hr\",$N11/12000,\"\")))","v":0},{"$f":"IF(OR($AH11=\"\",$AI11=\"\"),0,IF($AI11=\"Tons\",$AH11,IF($AI11=\"Btu/hr\",$AH11/12000,\"\")))","v":0},{"$f":"IF(OR($AJ11=\"\",$AK11=\"\"),0,IF($AK11=\"Tons\",$AJ11,IF($AK11=\"Btu/hr\",$AJ11/12000,\"\")))","v":0},0,0,0,999999999,"",0,0,{"$f":"IFERROR(IF($DH$261>'Utility Admin'!$H$5,$BA11/$BA$5*$BB$261,$DH11),0)","v":0},"",{"$f":"IF($C11=\"Early Retirement\",\"Replace-on-Burnout\",\"\")","v":""},{"$f":"IF(AND(OR($AB11=\"DX AC Air Cooled\",$AB11=\"DX HP Air Cooled\"),OR(AND($AI11=\"Btu/hr\",$AH11<65000),AND($AI11=\"Tons\",$AH11<65000/12000)),$AC11=\"Split\",$AN11>=15.2),MAX(Baselines!$CB255,12/9.8),Baselines!$CB255)","v":0},{"$f":"Baselines!$CC255","v":0},{"$f":"Baselines!$CE255","v":0},0,0,0,0,{"$f":"BJ11+BK11","v":0},0,0,0,0,{"$f":"BO11+BP11","v":0},{"$f":"IF(OR($C11<>\"Early Retirement\",$J11=\"\"),0,IF(OR($I11=\"DX AC Air Cooled\",$I11=\"DX HP Air Cooled\"),VLOOKUP($J11,'Early Retirement'!$CI$6:$CM$32,2,FALSE),IF(OR($I11=\"PTAC\",$I11=\"PTHP\"),VLOOKUP($J11,'Early Retirement'!$CI$6:$CM$32,3,FALSE),IF(AND(OR($I11=\"Air Cooled Chiller\",$I11=\"Water Cooled Chiller\"),$L11<>\"Centrifugal\"),VLOOKUP($J11,'Early Retirement'!$CI$6:$CM$32,4,FALSE),IF(AND(OR($I11=\"Air Cooled Chiller\",$I11=\"Water Cooled Chiller\"),$L11=\"Centrifugal\"),VLOOKUP($J11,'Early Retirement'!$CI$6:$CM$32,5,FALSE),\"\")))))","v":0},0,{"$f":"IF(OR($C11<>\"Early Retirement\",$AM11=\"\",AND($AB11<>\"PTAC\",$AB11<>\"PTHP\",$AN11=\"\"),$AO11=\"\"),0,($BM11*$BR11+$BH11*$BS11)/SUM($BR11:$BS11))","v":0},{"$f":"IF(OR($C11<>\"Early Retirement\",$AM11=\"\",AND($AB11<>\"PTAC\",$AB11<>\"PTHP\",$AN11=\"\"),$AO11=\"\"),0,($BN11*$BR11+$BI11*$BS11)/SUM($BR11:$BS11))","v":0},0,{"$f":"$AE11*(0.746/0.86)*0.8","v":0},0,{"$f":"IF(OR($C11<>\"Early Retirement\",$AM11=\"\",AND($AB11<>\"PTAC\",$AB11<>\"PTHP\",$AN11=\"\"),$AO11=\"\",OR($CV11>$BE11,$CW11>$BF11,$CZ11<$BG11)),0,($BQ11*$BR11+$BL11*$BS11)/SUM($BR11:$BS11))","v":0},{"$f":"$BW11*8760","v":0},0,0,{"$f":"IF(OR($C11<>\"Early Retirement\",$AM11=\"\",AND($AB11<>\"PTAC\",$AB11<>\"PTHP\",$AN11=\"\"),$AO11=\"\",OR($CV11>$BE11,$CW11>$BF11,$CZ11<$BG11)),0,IF(AND($C11=\"Early Retirement\",$I11=\"Air Cooled Chiller\",$AB11=\"Water Cooled Chiller\"),$CA11,($BQ11*$BR11+$BL11*$BS11)/SUM($BR11:$BS11)))","v":0},"",{"$f":"IF(OR($N11=\"\",$O11=\"\",$R11=\"\"),\"\",IF($O11=\"Btu/hr\",($N11/12000)*$R11,IF($O11=\"Tons\",$N11*$R11,\"\")))","v":""},{"$f":"CU11","v":""},{"$f":"IF($U11=\"EER\",12/$S11,IF($U11=\"kW/ton\",$S11,0))","v":0},{"$f":"IF(AND(OR($I11=\"PTAC\",$I11=\"PTHP\"),$U11=\"EER\"),12/$S11,IF(AND(OR($I11=\"PTAC\",$I11=\"PTHP\"),$U11=\"kW/ton\"),$S11,IF($U11=\"EER\",12/$T11,IF($U11=\"kW/ton\",$T11,0))))","v":0},{"$f":"IF($W11=\"HSPF\",$V11/3.214,IF($W11=\"COP\",$V11,0))","v":0},{"$f":"IF(AND($C11=\"Early Retirement\",$J11<>\"\",$S11<>\"\",$U11<>\"\"),$CG11,IF(AND(OR($AB11=\"DX AC Air Cooled\",$AB11=\"DX HP Air Cooled\"),OR(AND($AI11=\"Btu/hr\",$AH11<65000),AND($AI11=\"Tons\",$AH11<65000/12000)),$AC11=\"Split\",$AN11>=15.2),MAX(Baselines!$CB4,12/9.8),Baselines!$CB4))","v":0},{"$f":"IF(AND($C11=\"Early Retirement\",$J11<>\"\",$S11<>\"\",$U11<>\"\"),$CH11,Baselines!$CC4)","v":0},{"$f":"Baselines!$CD4","v":"kW/ton"},{"$f":"CY11","v":""},{"$f":"IF(AND($C11=\"Early Retirement\",$J11<>\"\",$S11<>\"\",$U11<>\"\"),$CI11,IF(AND(Baselines!$CE4=0,OR($CT11=\"DX HP\",$CT11=\"PTHP\")),$BG11,Baselines!$CE4))","v":0},"COP",{"$f":"IF(OR($C11=\"Replace-on-Burnout\",$C11=\"New Construction\"),$DB11,IF($CD11=\"\",\"\",IF(OR($CD11=\"DX HP\",$CD11=\"PTHP\"),VLOOKUP($D11,'Factor Tables'!$B$89:$M$105,MATCH(CONCATENATE($CD11,\" Clg\"),'Factor Tables'!$B$88:$M$88,0),FALSE),VLOOKUP($D11,'Factor Tables'!$B$89:$M$105,MATCH($CD11,'Factor Tables'!$B$88:$M$88,0),FALSE))))","v":""},{"$f":"IF(OR($C11=\"Replace-on-Burnout\",$C11=\"New Construction\"),$DC11,IF($CD11=\"\",\"\",IF($CD11=\"DX HP\",VLOOKUP($D11,'Factor Tables'!$B$89:$M$105,MATCH(\"DX HP Htg\",'Factor Tables'!$B$88:$M$88,0),FALSE),0)))","v":""},{"$f":"IF(OR($C11=\"Replace-on-Burnout\",$C11=\"New Construction\"),$DD11,IF($CD11=\"\",\"\",IF($CD11=\"DX HP\",VLOOKUP($D11,'Factor Tables'!$N$89:$Y$105,MATCH(\"DX HP Clg\",'Factor Tables'!$N$88:$Y$88,0),FALSE),IF($CD11=\"PTHP\",VLOOKUP($D11,'Factor Tables'!$N$89:$Y$105,MATCH(\"PTHP Clg\",'Factor Tables'!$N$88:$Y$88,0),FALSE),IF(AND($CD11<>\"DX HP\",$CD11<>\"PTHP\"),VLOOKUP($D11,'Factor Tables'!$N$89:$Y$105,MATCH($CD11,'Factor Tables'!$N$88:$Y$88,0),FALSE),\"\")))))","v":""},{"$f":"IF(OR($C11=\"Replace-on-Burnout\",$C11=\"New Construction\",$CT11=\"DX HP\",$CT11=\"PTHP\"),$DE11,IF($CD11=\"\",\"\",IF($CD11=\"DX HP\",VLOOKUP($D11,'Factor Tables'!$N$89:$Y$105,MATCH(\"DX HP Htg\",'Factor Tables'!$N$88:$Y$88,0),FALSE),IF($CD11=\"PTHP\",VLOOKUP($D11,'Factor Tables'!$N$89:$Y$105,MATCH(\"PTHP Htg\",'Factor Tables'!$N$88:$Y$88,0),FALSE),0))))","v":""},"","",{"$f":"IF($AO11=\"EER\",12/$AM11,IF($AO11=\"kW/ton\",$AM11,0))","v":0},{"$f":"IF(AND(OR($AB11=\"VRF HP Water Cooled\",$AB11=\"PTAC\",$AB11=\"PTHP\"),$AO11=\"EER\"),12/$AM11,IF(AND(OR($AB11=\"VRF HP Water Cooled\",$AB11=\"PTAC\",$AB11=\"PTHP\"),$AO11=\"kW/ton\"),$AM11,IF($AO11=\"EER\",12/$AN11,IF($AO11=\"kW/ton\",$AN11,0))))","v":0},"kW/ton","",{"$f":"IF($AQ11=\"HSPF\",$AP11/3.412,IF($AQ11=\"COP\",$AP11,0))","v":0},"COP",{"$f":"IF($CT11=\"\",\"\",IF(OR($CT11=\"DX HP\",$CT11=\"VRF HP\",$CT11=\"PTHP\"),VLOOKUP($D11,'Factor Tables'!$B$89:$M$105,MATCH(CONCATENATE($CT11,\" Clg\"),'Factor Tables'!$B$88:$M$88,0),FALSE),VLOOKUP($D11,'Factor Tables'!$B$89:$M$105,MATCH($CT11,'Factor Tables'!$B$88:$M$88,0),FALSE)))","v":""},{"$f":"IF($CT11=\"\",\"\",IF(OR($CT11=\"DX HP\",$CT11=\"VRF HP\",$CT11=\"PTHP\"),VLOOKUP($D11,'Factor Tables'!$B$89:$M$105,MATCH(CONCATENATE($CT11,\" Htg\"),'Factor Tables'!$B$88:$M$88,0),FALSE),0))","v":""},{"$f":"IF($CT11=\"\",\"\",IF(OR($CT11=\"DX HP\",$CT11=\"VRF HP\",$CT11=\"PTHP\"),VLOOKUP($D11,'Factor Tables'!$N$89:$Y$105,MATCH(CONCATENATE($CT11,\" Clg\"),'Factor Tables'!$N$88:$Y$88,0),FALSE),VLOOKUP($D11,'Factor Tables'!$N$89:$Y$105,MATCH($CT11,'Factor Tables'!$N$88:$Y$88,0),FALSE)))","v":""},{"$f":"IF($CT11=\"\",\"\",IF(OR($CT11=\"DX HP\",$CT11=\"VRF HP\",$CT11=\"PTHP\"),VLOOKUP($D11,'Factor Tables'!$N$89:$Y$105,MATCH(CONCATENATE($CT11,\" Htg\"),'Factor Tables'!$N$88:$Y$88,0),FALSE),0))","v":""},{"$f":"IF($AB11=\"\",0,VLOOKUP($AB11,'Utility Admin'!$E:$G,2,FALSE))","v":0},{"$f":"IF($AB11=\"\",0,VLOOKUP($AB11,'Utility Admin'!$E:$G,3,FALSE))","v":0},{"$f":"IFERROR(IF(ABS(Summary!$F$12)<=ABS(Summary!$E$12)*'Utility Admin'!$I$5,$AZ11*$DF11+$BA11*$DG11,$AZ11*$DF11+$AZ11*'Utility Admin'!$I$5*$DG11),0)","v":0},null,"Summer",null,"DX HP Air Cooled","DX HP Air Cooled","DX HP","DX HP Air Cooled",15,null,"Water Cooled Chiller","Water Cooled Chiller",null,{"$f":"IF(OR('Project Info'!$C$10=\"\",$C11=\"\",$D11=\"\"),\"\",VLOOKUP($D11,$DW$9:$DZ$32,MATCH($C11,$DW$9:$DZ$9,0),FALSE))","v":""},null,"Lodging","AllSysTypes","AllSysTypesER","AllSysTypes",null,"ERROR: Contact Program Manager. Post Capacity/Unit x Post # of Units must be within +/- 20% of Pre Capacity/Unit x Pre # of Units."]
[null,3,"","",null,null,null,null,null,null,null,null,null,null,null,null,null,null,null,null,null,null,null,null,null,null,null,null,null,null,null,null,null,null,null,null,null,null,null,null,null,null,null,0,0,0,0,0,0,999999999,"",0,0,{"$f":"IFERROR(IF($DH$261>'Utility Admin'!$H$5,$BA12/$BA$5*$BB$261,$DH12),0)","v":0},"","",{"$f":"IF(AND(OR($AB12=\"DX AC Air Cooled\",$AB12=\"DX HP Air Cooled\"),OR(AND($AI12=\"Btu/hr\",$AH12<65000),AND($AI12=\"Tons\",$AH12<65000/12000)),$AC12=\"Split\",$AN12>=15.2),MAX(Baselines!$CB256,12/9.8),Baselines!$CB256)","v":0},{"$f":"Baselines!$CC256","v":0},{"$f":"Baselines!$CE256","v":0},0,0,0,0,0,0,0,0,0,0,{"$f":"IF(OR($C12<>\"Early Retirement\",$J12=\"\"),0,IF(OR($I12=\"DX AC Air Cooled\",$I12=\"DX HP Air Cooled\"),VLOOKUP($J12,'Early Retirement'!$CI$6:$CM$32,2,FALSE),IF(OR($I12=\"PTAC\",$I12=\"PTHP\"),VLOOKUP($J12,'Early Retirement'!$CI$6:$CM$32,3,FALSE),IF(AND(OR($I12=\"Air Cooled Chiller\",$I12=\"Water Cooled Chiller\"),$L12<>\"Centrifugal\"),VLOOKUP($J12,'Early Retirement'!$CI$6:$CM$32,4,FALSE),IF(AND(OR($I12=\"Air Cooled Chiller\",$I12=\"Water Cooled Chiller\"),$L12=\"Centrifugal\"),VLOOKUP($J12,'Early Retirement'!$CI$6:$CM$32,5,FALSE),\"\")))))","v":0},0,0,0,0,0,0,0,0,0,0,0,"","","",0,0,0,{"$f":"IF(AND($C12=\"Early Retirement\",$J12<>\"\",$S12<>\"\",$U12<>\"\"),$CG12,IF(AND(OR($AB12=\"DX AC Air Cooled\",$AB12=\"DX HP Air Cooled\"),OR(AND($AI12=\"Btu/hr\",$AH12<65000),AND($AI12=\"Tons\",$AH12<65000/12000)),$AC12=\"Split\",$AN12>=15.2),MAX(Baselines!$CB5,12/9.8),Baselines!$CB5))","v":0},{"$f":"IF(AND($C12=\"Early Retirement\",$J12<>\"\",$S12<>\"\",$U12<>\"\"),$CH12,Baselines!$CC5)","v":0},{"$f":"Baselines!$CD5","v":"kW/ton"},"",{"$f":"IF(AND($C12=\"Early Retirement\",$J12<>\"\",$S12<>\"\",$U12<>\"\"),$CI12,IF(AND(Baselines!$CE5=0,OR($CT12=\"DX HP\",$CT12=\"PTHP\")),$BG12,Baselines!$CE5))","v":0},"COP",{"$f":"IF(OR($C12=\"Replace-on-Burnout\",$C12=\"New Construction\"),$DB12,IF($CD12=\"\",\"\",IF(OR($CD12=\"DX HP\",$CD12=\"PTHP\"),VLOOKUP($D12,'Factor Tables'!$B$89:$M$105,MATCH(CONCATENATE($CD12,\" Clg\"),'Factor Tables'!$B$88:$M$88,0),FALSE),VLOOKUP($D12,'Factor Tables'!$B$89:$M$105,MATCH($CD12,'Factor Tables'!$B$88:$M$88,0),FALSE))))","v":""},{"$f":"IF(OR($C12=\"Replace-on-Burnout\",$C12=\"New Construction\"),$DC12,IF($CD12=\"\",\"\",IF($CD12=\"DX HP\",VLOOKUP($D12,'Factor Tables'!$B$89:$M$105,MATCH(\"DX HP Htg\",'Factor Tables'!$B$88:$M$88,0),FALSE),0)))","v":""},{"$f":"IF(OR($C12=\"Replace-on-Burnout\",$C12=\"New Construction\"),$DD12,IF($CD12=\"\",\"\",IF($CD12=\"DX HP\",VLOOKUP($D12,'Factor Tables'!$N$89:$Y$105,MATCH(\"DX HP Clg\",'Factor Tables'!$N$88:$Y$88,0),FALSE),IF($CD12=\"PTHP\",VLOOKUP($D12,'Factor Tables'!$N$89:$Y$105,MATCH(\"PTHP Clg\",'Factor Tables'!$N$88:$Y$88,0),FALSE),IF(AND($CD12<>\"DX HP\",$CD12<>\"PTHP\"),VLOOKUP($D12,'Factor Tables'!$N$89:$Y$105,MATCH($CD12,'Factor Tables'!$N$88:$Y$88,0),FALSE),\"\")))))","v":""},{"$f":"IF(OR($C12=\"Replace-on-Burnout\",$C12=\"New Construction\",$CT12=\"DX HP\",$CT12=\"PTHP\"),$DE12,IF($CD12=\"\",\"\",IF($CD12=\"DX HP\",VLOOKUP($D12,'Factor Tables'!$N$89:$Y$105,MATCH(\"DX HP Htg\",'Factor Tables'!$N$88:$Y$88,0),FALSE),IF($CD12=\"PTHP\",VLOOKUP($D12,'Factor Tables'!$N$89:$Y$105,MATCH(\"PTHP Htg\",'Factor Tables'!$N$88:$Y$88,0),FALSE),0))))","v":""},"","",0,0,"kW/ton","",0,"COP",{"$f":"IF($CT12=\"\",\"\",IF(OR($CT12=\"DX HP\",$CT12=\"VRF HP\",$CT12=\"PTHP\"),VLOOKUP($D12,'Factor Tables'!$B$89:$M$105,MATCH(CONCATENATE($CT12,\" Clg\"),'Factor Tables'!$B$88:$M$88,0),FALSE),VLOOKUP($D12,'Factor Tables'!$B$89:$M$105,MATCH($CT12,'Factor Tables'!$B$88:$M$88,0),FALSE)))","v":""},{"$f":"IF($CT12=\"\",\"\",IF(OR($CT12=\"DX HP\",$CT12=\"VRF HP\",$CT12=\"PTHP\"),VLOOKUP($D12,'Factor Tables'!$B$89:$M$105,MATCH(CONCATENATE($CT12,\" Htg\"),'Factor Tables'!$B$88:$M$88,0),FALSE),0))","v":""},{"$f":"IF($CT12=\"\",\"\",IF(OR($CT12=\"DX HP\",$CT12=\"VRF HP\",$CT12=\"PTHP\"),VLOOKUP($D12,'Factor Tables'!$N$89:$Y$105,MATCH(CONCATENATE($CT12,\" Clg\"),'Factor Tables'!$N$88:$Y$88,0),FALSE),VLOOKUP($D12,'Factor Tables'!$N$89:$Y$105,MATCH($CT12,'Factor Tables'!$N$88:$Y$88,0),FALSE)))","v":""},{"$f":"IF($CT12=\"\",\"\",IF(OR($CT12=\"DX HP\",$CT12=\"VRF HP\",$CT12=\"PTHP\"),VLOOKUP($D12,'Factor Tables'!$N$89:$Y$105,MATCH(CONCATENATE($CT12,\" Htg\"),'Factor Tables'!$N$88:$Y$88,0),FALSE),0))","v":""},{"$f":"IF($AB12=\"\",0,VLOOKUP($AB12,'Utility Admin'!$E:$G,2,FALSE))","v":0},{"$f":"IF($AB12=\"\",0,VLOOKUP($AB12,'Utility Admin'!$E:$G,3,FALSE))","v":0},{"$f":"IFERROR(IF(ABS(Summary!$F$12)<=ABS(Summary!$E$12)*'Utility Admin'!$I$5,$AZ12*$DF12+$BA12*$DG12,$AZ12*$DF12+$AZ12*'Utility Admin'!$I$5*$DG12),0)","v":0},null,"Summer",null,"VRF AC Air Cooled","VRF AC Air Cooled","VRF AC","VRF AC Air Cooled",15,null,"DX AC Air Cooled","DX AC Air Cooled",null,{"$f":"IF(OR('Project Info'!$C$10=\"\",$C12=\"\",$D12=\"\"),\"\",VLOOKUP($D12,$DW$9:$DZ$32,MATCH($C12,$DW$9:$DZ$9,0),FALSE))","v":""},null,"Medical (Clinic)","AllSysTypes","AllSysTypesER","AllSysTypes",null,"ERROR: Contact Program Manager. Post Capacity/Unit x Post # of Units must be within +/- 20% of Pre Capacity/Unit x Pre # of Units."]
[null,4,"","",null,null,null,null,null,null,null,null,null,null,null,null,null,null,null,null,null,null,null,null,null,null,null,null,null,null,null,null,null,null,null,null,null,null,null,null,null,null,null,0,0,0,0,0,0,999999999,"",0,0,{"$f":"IFERROR(IF($DH$261>'Utility Admin'!$H$5,$BA13/$BA$5*$BB$261,$DH13),0)","v":0},"","",{"$f":"IF(AND(OR($AB13=\"DX AC Air Cooled\",$AB13=\"DX HP Air Cooled\"),OR(AND($AI13=\"Btu/hr\",$AH13<65000),AND($AI13=\"Tons\",$AH13<65000/12000)),$AC13=\"Split\",$AN13>=15.2),MAX(Baselines!$CB257,12/9.8),Baselines!$CB257)","v":0},{"$f":"Baselines!$CC257","v":0},{"$f":"Baselines!$CE257","v":0},0,0,0,0,0,0,0,0,0,0,{"$f":"IF(OR($C13<>\"Early Retirement\",$J13=\"\"),0,IF(OR($I13=\"DX AC Air Cooled\",$I13=\"DX HP Air Cooled\"),VLOOKUP($J13,'Early Retirement'!$CI$6:$CM$32,2,FALSE),IF(OR($I13=\"PTAC\",$I13=\"PTHP\"),VLOOKUP($J13,'Early Retirement'!$CI$6:$CM$32,3,FALSE),IF(AND(OR($I13=\"Air Cooled Chiller\",$I13=\"Water Cooled Chiller\"),$L13<>\"Centrifugal\"),VLOOKUP($J13,'Early Retirement'!$CI$6:$CM$32,4,FALSE),IF(AND(OR($I13=\"Air Cooled Chiller\",$I13=\"Water Cooled Chiller\"),$L13=\"Centrifugal\"),VLOOKUP($J13,'Early Retirement'!$CI$6:$CM$32,5,FALSE),\"\")))))","v":0},0,0,0,0,0,0,0,0,0,0,0,"","","",0,0,0,{"$f":"IF(AND($C13=\"Early Retirement\",$J13<>\"\",$S13<>\"\",$U13<>\"\"),$CG13,IF(AND(OR($AB13=\"DX AC Air Cooled\",$AB13=\"DX HP Air Cooled\"),OR(AND($AI13=\"Btu/hr\",$AH13<65000),AND($AI13=\"Tons\",$AH13<65000/12000)),$AC13=\"Split\",$AN13>=15.2),MAX(Baselines!$CB6,12/9.8),Baselines!$CB6))","v":0},{"$f":"IF(AND($C13=\"Early Retirement\",$J13<>\"\",$S13<>\"\",$U13<>\"\"),$CH13,Baselines!$CC6)","v":0},{"$f":"Baselines!$CD6","v":"kW/ton"},"",{"$f":"IF(AND($C13=\"Early Retirement\",$J13<>\"\",$S13<>\"\",$U13<>\"\"),$CI13,IF(AND(Baselines!$CE6=0,OR($CT13=\"DX HP\",$CT13=\"PTHP\")),$BG13,Baselines!$CE6))","v":0},"COP",{"$f":"IF(OR($C13=\"Replace-on-Burnout\",$C13=\"New Construction\"),$DB13,IF($CD13=\"\",\"\",IF(OR($CD13=\"DX HP\",$CD13=\"PTHP\"),VLOOKUP($D13,'Factor Tables'!$B$89:$M$105,MATCH(CONCATENATE($CD13,\" Clg\"),'Factor Tables'!$B$88:$M$88,0),FALSE),VLOOKUP($D13,'Factor Tables'!$B$89:$M$105,MATCH($CD13,'Factor Tables'!$B$88:$M$88,0),FALSE))))","v":""},{"$f":"IF(OR($C13=\"Replace-on-Burnout\",$C13=\"New Construction\"),$DC13,IF($CD13=\"\",\"\",IF($CD13=\"DX HP\",VLOOKUP($D13,'Factor Tables'!$B$89:$M$105,MATCH(\"DX HP Htg\",'Factor Tables'!$B$88:$M$88,0),FALSE),0)))","v":""},{"$f":"IF(OR($C13=\"Replace-on-Burnout\",$C13=\"New Construction\"),$DD13,IF($CD13=\"\",\"\",IF($CD13=\"DX HP\",VLOOKUP($D13,'Factor Tables'!$N$89:$Y$105,MATCH(\"DX HP Clg\",'Factor Tables'!$N$88:$Y$88,0),FALSE),IF($CD13=\"PTHP\",VLOOKUP($D13,'Factor Tables'!$N$89:$Y$105,MATCH(\"PTHP Clg\",'Factor Tables'!$N$88:$Y$88,0),FALSE),IF(AND($CD13<>\"DX HP\",$CD13<>\"PTHP\"),VLOOKUP($D13,'Factor Tables'!$N$89:$Y$105,MATCH($CD13,'Factor Tables'!$N$88:$Y$88,0),FALSE),\"\")))))","v":""},{"$f":"IF(OR($C13=\"Replace-on-Burnout\",$C13=\"New Construction\",$CT13=\"DX HP\",$CT13=\"PTHP\"),$DE13,IF($CD13=\"\",\"\",IF($CD13=\"DX HP\",VLOOKUP($D13,'Factor Tables'!$N$89:$Y$105,MATCH(\"DX HP Htg\",'Factor Tables'!$N$88:$Y$88,0),FALSE),IF($CD13=\"PTHP\",VLOOKUP($D13,'Factor Tables'!$N$89:$Y$105,MATCH(\"PTHP Htg\",'Factor Tables'!$N$88:$Y$88,0),FALSE),0))))","v":""},"","",0,0,"kW/ton","",0,"COP",{"$f":"IF($CT13=\"\",\"\",IF(OR($CT13=\"DX HP\",$CT13=\"VRF HP\",$CT13=\"PTHP\"),VLOOKUP($D13,'Factor Tables'!$B$89:$M$105,MATCH(CONCATENATE($CT13,\" Clg\"),'Factor Tables'!$B$88:$M$88,0),FALSE),VLOOKUP($D13,'Factor Tables'!$B$89:$M$105,MATCH($CT13,'Factor Tables'!$B$88:$M$88,0),FALSE)))","v":""},{"$f":"IF($CT13=\"\",\"\",IF(OR($CT13=\"DX HP\",$CT13=\"VRF HP\",$CT13=\"PTHP\"),VLOOKUP($D13,'Factor Tables'!$B$89:$M$105,MATCH(CONCATENATE($CT13,\" Htg\"),'Factor Tables'!$B$88:$M$88,0),FALSE),0))","v":""},{"$f":"IF($CT13=\"\",\"\",IF(OR($CT13=\"DX HP\",$CT13=\"VRF HP\",$CT13=\"PTHP\"),VLOOKUP($D13,'Factor Tables'!$N$89:$Y$105,MATCH(CONCATENATE($CT13,\" Clg\"),'Factor Tables'!$N$88:$Y$88,0),FALSE),VLOOKUP($D13,'Factor Tables'!$N$89:$Y$105,MATCH($CT13,'Factor Tables'!$N$88:$Y$88,0),FALSE)))","v":""},{"$f":"IF($CT13=\"\",\"\",IF(OR($CT13=\"DX HP\",$CT13=\"VRF HP\",$CT13=\"PTHP\"),VLOOKUP($D13,'Factor Tables'!$N$89:$Y$105,MATCH(CONCATENATE($CT13,\" Htg\"),'Factor Tables'!$N$88:$Y$88,0),FALSE),0))","v":""},{"$f":"IF($AB13=\"\",0,VLOOKUP($AB13,'Utility Admin'!$E:$G,2,FALSE))","v":0},{"$f":"IF($AB13=\"\",0,VLOOKUP($AB13,'Utility Admin'!$E:$G,3,FALSE))","v":0},{"$f":"IFERROR(IF(ABS(Summary!$F$12)<=ABS(Summary!$E$12)*'Utility Admin'!$I$5,$AZ13*$DF13+$BA13*$DG13,$AZ13*$DF13+$AZ13*'Utility Admin'!$I$5*$DG13),0)","v":0},null,"Summer",null,"VRF HP Air Cooled","VRF HP Air Cooled","VRF HP","VRF HP Air Cooled",15,null,"DX HP Air Cooled","DX HP Air Cooled",null,{"$f":"IF(OR('Project Info'!$C$10=\"\",$C13=\"\",$D13=\"\"),\"\",VLOOKUP($D13,$DW$9:$DZ$32,MATCH($C13,$DW$9:$DZ$9,0),FALSE))","v":""},null,"Office (Large > 30k SqFt)","AllSysTypes","AllSysTypesER","AllSysTypes",null,"ERROR: Contact Program Manager. Post Capacity/Unit x Post # of Units must be within +/- 20% of Pre Capacity/Unit x Pre # of Units."]
[null,5,"","",null,null,null,null,null,null,null,null,null,null,null,null,null,null,null,null,null,null,null,null,null,null,null,null,null,null,null,null,null,null,null,null,null,null,null,null,null,null,null,0,0,0,0,0,0,999999999,"",0,0,{"$f":"IFERROR(IF($DH$261>'Utility Admin'!$H$5,$BA14/$BA$5*$BB$261,$DH14),0)","v":0},"","",{"$f":"IF(AND(OR($AB14=\"DX AC Air Cooled\",$AB14=\"DX HP Air Cooled\"),OR(AND($AI14=\"Btu/hr\",$AH14<65000),AND($AI14=\"Tons\",$AH14<65000/12000)),$AC14=\"Split\",$AN14>=15.2),MAX(Baselines!$CB258,12/9.8),Baselines!$CB258)","v":0},{"$f":"Baselines!$CC258","v":0},{"$f":"Baselines!$CE258","v":0},0,0,0,0,0,0,0,0,0,0,{"$f":"IF(OR($C14<>\"Early Retirement\",$J14=\"\"),0,IF(OR($I14=\"DX AC Air Cooled\",$I14=\"DX HP Air Cooled\"),VLOOKUP($J14,'Early Retirement'!$CI$6:$CM$32,2,FALSE),IF(OR($I14=\"PTAC\",$I14=\"PTHP\"),VLOOKUP($J14,'Early Retirement'!$CI$6:$CM$32,3,FALSE),IF(AND(OR($I14=\"Air Cooled Chiller\",$I14=\"Water Cooled Chiller\"),$L14<>\"Centrifugal\"),VLOOKUP($J14,'Early Retirement'!$CI$6:$CM$32,4,FALSE),IF(AND(OR($I14=\"Air Cooled Chiller\",$I14=\"Water Cooled Chiller\"),$L14=\"Centrifugal\"),VLOOKUP($J14,'Early Retirement'!$CI$6:$CM$32,5,FALSE),\"\")))))","v":0},0,0,0,0,0,0,0,0,0,0,0,"","","",0,0,0,{"$f":"IF(AND($C14=\"Early Retirement\",$J14<>\"\",$S14<>\"\",$U14<>\"\"),$CG14,IF(AND(OR($AB14=\"DX AC Air Cooled\",$AB14=\"DX HP Air Cooled\"),OR(AND($AI14=\"Btu/hr\",$AH14<65000),AND($AI14=\"Tons\",$AH14<65000/12000)),$AC14=\"Split\",$AN14>=15.2),MAX(Baselines!$CB7,12/9.8),Baselines!$CB7))","v":0},{"$f":"IF(AND($C14=\"Early Retirement\",$J14<>\"\",$S14<>\"\",$U14<>\"\"),$CH14,Baselines!$CC7)","v":0},{"$f":"Baselines!$CD7","v":"kW/ton"},"",{"$f":"IF(AND($C14=\"Early Retirement\",$J14<>\"\",$S14<>\"\",$U14<>\"\"),$CI14,IF(AND(Baselines!$CE7=0,OR($CT14=\"DX HP\",$CT14=\"PTHP\")),$BG14,Baselines!$CE7))","v":0},"COP",{"$f":"IF(OR($C14=\"Replace-on-Burnout\",$C14=\"New Construction\"),$DB14,IF($CD14=\"\",\"\",IF(OR($CD14=\"DX HP\",$CD14=\"PTHP\"),VLOOKUP($D14,'Factor Tables'!$B$89:$M$105,MATCH(CONCATENATE($CD14,\" Clg\"),'Factor Tables'!$B$88:$M$88,0),FALSE),VLOOKUP($D14,'Factor Tables'!$B$89:$M$105,MATCH($CD14,'Factor Tables'!$B$88:$M$88,0),FALSE))))","v":""},{"$f":"IF(OR($C14=\"Replace-on-Burnout\",$C14=\"New Construction\"),$DC14,IF($CD14=\"\",\"\",IF($CD14=\"DX HP\",VLOOKUP($D14,'Factor Tables'!$B$89:$M$105,MATCH(\"DX HP Htg\",'Factor Tables'!$B$88:$M$88,0),FALSE),0)))","v":""},{"$f":"IF(OR($C14=\"Replace-on-Burnout\",$C14=\"New Construction\"),$DD14,IF($CD14=\"\",\"\",IF($CD14=\"DX HP\",VLOOKUP($D14,'Factor Tables'!$N$89:$Y$105,MATCH(\"DX HP Clg\",'Factor Tables'!$N$88:$Y$88,0),FALSE),IF($CD14=\"PTHP\",VLOOKUP($D14,'Factor Tables'!$N$89:$Y$105,MATCH(\"PTHP Clg\",'Factor Tables'!$N$88:$Y$88,0),FALSE),IF(AND($CD14<>\"DX HP\",$CD14<>\"PTHP\"),VLOOKUP($D14,'Factor Tables'!$N$89:$Y$105,MATCH($CD14,'Factor Tables'!$N$88:$Y$88,0),FALSE),\"\")))))","v":""},{"$f":"IF(OR($C14=\"Replace-on-Burnout\",$C14=\"New Construction\",$CT14=\"DX HP\",$CT14=\"PTHP\"),$DE14,IF($CD14=\"\",\"\",IF($CD14=\"DX HP\",VLOOKUP($D14,'Factor Tables'!$N$89:$Y$105,MATCH(\"DX HP Htg\",'Factor Tables'!$N$88:$Y$88,0),FALSE),IF($CD14=\"PTHP\",VLOOKUP($D14,'Factor Tables'!$N$89:$Y$105,MATCH(\"PTHP Htg\",'Factor Tables'!$N$88:$Y$88,0),FALSE),0))))","v":""},"","",0,0,"kW/ton","",0,"COP",{"$f":"IF($CT14=\"\",\"\",IF(OR($CT14=\"DX HP\",$CT14=\"VRF HP\",$CT14=\"PTHP\"),VLOOKUP($D14,'Factor Tables'!$B$89:$M$105,MATCH(CONCATENATE($CT14,\" Clg\"),'Factor Tables'!$B$88:$M$88,0),FALSE),VLOOKUP($D14,'Factor Tables'!$B$89:$M$105,MATCH($CT14,'Factor Tables'!$B$88:$M$88,0),FALSE)))","v":""},{"$f":"IF($CT14=\"\",\"\",IF(OR($CT14=\"DX HP\",$CT14=\"VRF HP\",$CT14=\"PTHP\"),VLOOKUP($D14,'Factor Tables'!$B$89:$M$105,MATCH(CONCATENATE($CT14,\" Htg\"),'Factor Tables'!$B$88:$M$88,0),FALSE),0))","v":""},{"$f":"IF($CT14=\"\",\"\",IF(OR($CT14=\"DX HP\",$CT14=\"VRF HP\",$CT14=\"PTHP\"),VLOOKUP($D14,'Factor Tables'!$N$89:$Y$105,MATCH(CONCATENATE($CT14,\" Clg\"),'Factor Tables'!$N$88:$Y$88,0),FALSE),VLOOKUP($D14,'Factor Tables'!$N$89:$Y$105,MATCH($CT14,'Factor Tables'!$N$88:$Y$88,0),FALSE)))","v":""},{"$f":"IF($CT14=\"\",\"\",IF(OR($CT14=\"DX HP\",$CT14=\"VRF HP\",$CT14=\"PTHP\"),VLOOKUP($D14,'Factor Tables'!$N$89:$Y$105,MATCH(CONCATENATE($CT14,\" Htg\"),'Factor Tables'!$N$88:$Y$88,0),FALSE),0))","v":""},{"$f":"IF($AB14=\"\",0,VLOOKUP($AB14,'Utility Admin'!$E:$G,2,FALSE))","v":0},{"$f":"IF($AB14=\"\",0,VLOOKUP($AB14,'Utility Admin'!$E:$G,3,FALSE))","v":0},{"$f":"IFERROR(IF(ABS(Summary!$F$12)<=ABS(Summary!$E$12)*'Utility Admin'!$I$5,$AZ14*$DF14+$BA14*$DG14,$AZ14*$DF14+$AZ14*'Utility Admin'!$I$5*$DG14),0)","v":0},null,"Summer",null,"VRF HP Water Cooled","VRF HP Water Cooled","VRF HP","VRF HP Water Cooled",15,null,"VRF AC Air Cooled","PTAC",null,{"$f":"IF(OR('Project Info'!$C$10=\"\",$C14=\"\",$D14=\"\"),\"\",VLOOKUP($D14,$DW$9:$DZ$32,MATCH($C14,$DW$9:$DZ$9,0),FALSE))","v":""},null,"Office (Small <= 30k SqFt)","AllSysTypes","AllSysTypesER","AllSysTypes",null,"ERROR: Contact Program Manager. Post Capacity/Unit x Post # of Units must be within +/- 20% of Pre Capacity/Unit x Pre # of Units."]
[null,6,"","",null,null,null,null,null,null,null,null,null,null,null,null,null,null,null,null,null,null,null,null,null,null,null,null,null,null,null,null,null,null,null,null,null,null,null,null,null,null,null,0,0,0,0,0,0,999999999,"",0,0,{"$f":"IFERROR(IF($DH$261>'Utility Admin'!$H$5,$BA15/$BA$5*$BB$261,$DH15),0)","v":0},"","",{"$f":"IF(AND(OR($AB15=\"DX AC Air Cooled\",$AB15=\"DX HP Air Cooled\"),OR(AND($AI15=\"Btu/hr\",$AH15<65000),AND($AI15=\"Tons\",$AH15<65000/12000)),$AC15=\"Split\",$AN15>=15.2),MAX(Baselines!$CB259,12/9.8),Baselines!$CB259)","v":0},{"$f":"Baselines!$CC259","v":0},{"$f":"Baselines!$CE259","v":0},0,0,0,0,0,0,0,0,0,0,{"$f":"IF(OR($C15<>\"Early Retirement\",$J15=\"\"),0,IF(OR($I15=\"DX AC Air Cooled\",$I15=\"DX HP Air Cooled\"),VLOOKUP($J15,'Early Retirement'!$CI$6:$CM$32,2,FALSE),IF(OR($I15=\"PTAC\",$I15=\"PTHP\"),VLOOKUP($J15,'Early Retirement'!$CI$6:$CM$32,3,FALSE),IF(AND(OR($I15=\"Air Cooled Chiller\",$I15=\"Water Cooled Chiller\"),$L15<>\"Centrifugal\"),VLOOKUP($J15,'Early Retirement'!$CI$6:$CM$32,4,FALSE),IF(AND(OR($I15=\"Air Cooled Chiller\",$I15=\"Water Cooled Chiller\"),$L15=\"Centrifugal\"),VLOOKUP($J15,'Early Retirement'!$CI$6:$CM$32,5,FALSE),\"\")))))","v":0},0,0,0,0,0,0,0,0,0,0,0,"","","",0,0,0,{"$f":"IF(AND($C15=\"Early Retirement\",$J15<>\"\",$S15<>\"\",$U15<>\"\"),$CG15,IF(AND(OR($AB15=\"DX AC Air Cooled\",$AB15=\"DX HP Air Cooled\"),OR(AND($AI15=\"Btu/hr\",$AH15<65000),AND($AI15=\"Tons\",$AH15<65000/12000)),$AC15=\"Split\",$AN15>=15.2),MAX(Baselines!$CB8,12/9.8),Baselines!$CB8))","v":0},{"$f":"IF(AND($C15=\"Early Retirement\",$J15<>\"\",$S15<>\"\",$U15<>\"\"),$CH15,Baselines!$CC8)","v":0},{"$f":"Baselines!$CD8","v":"kW/ton"},"",{"$f":"IF(AND($C15=\"Early Retirement\",$J15<>\"\",$S15<>\"\",$U15<>\"\"),$CI15,IF(AND(Baselines!$CE8=0,OR($CT15=\"DX HP\",$CT15=\"PTHP\")),$BG15,Baselines!$CE8))","v":0},"COP",{"$f":"IF(OR($C15=\"Replace-on-Burnout\",$C15=\"New Construction\"),$DB15,IF($CD15=\"\",\"\",IF(OR($CD15=\"DX HP\",$CD15=\"PTHP\"),VLOOKUP($D15,'Factor Tables'!$B$89:$M$105,MATCH(CONCATENATE($CD15,\" Clg\"),'Factor Tables'!$B$88:$M$88,0),FALSE),VLOOKUP($D15,'Factor Tables'!$B$89:$M$105,MATCH($CD15,'Factor Tables'!$B$88:$M$88,0),FALSE))))","v":""},{"$f":"IF(OR($C15=\"Replace-on-Burnout\",$C15=\"New Construction\"),$DC15,IF($CD15=\"\",\"\",IF($CD15=\"DX HP\",VLOOKUP($D15,'Factor Tables'!$B$89:$M$105,MATCH(\"DX HP Htg\",'Factor Tables'!$B$88:$M$88,0),FALSE),0)))","v":""},{"$f":"IF(OR($C15=\"Replace-on-Burnout\",$C15=\"New Construction\"),$DD15,IF($CD15=\"\",\"\",IF($CD15=\"DX HP\",VLOOKUP($D15,'Factor Tables'!$N$89:$Y$105,MATCH(\"DX HP Clg\",'Factor Tables'!$N$88:$Y$88,0),FALSE),IF($CD15=\"PTHP\",VLOOKUP($D15,'Factor Tables'!$N$89:$Y$105,MATCH(\"PTHP Clg\",'Factor Tables'!$N$88:$Y$88,0),FALSE),IF(AND($CD15<>\"DX HP\",$CD15<>\"PTHP\"),VLOOKUP($D15,'Factor Tables'!$N$89:$Y$105,MATCH($CD15,'Factor Tables'!$N$88:$Y$88,0),FALSE),\"\")))))","v":""},{"$f":"IF(OR($C15=\"Replace-on-Burnout\",$C15=\"New Construction\",$CT15=\"DX HP\",$CT15=\"PTHP\"),$DE15,IF($CD15=\"\",\"\",IF($CD15=\"DX HP\",VLOOKUP($D15,'Factor Tables'!$N$89:$Y$105,MATCH(\"DX HP Htg\",'Factor Tables'!$N$88:$Y$88,0),FALSE),IF($CD15=\"PTHP\",VLOOKUP($D15,'Factor Tables'!$N$89:$Y$105,MATCH(\"PTHP Htg\",'Factor Tables'!$N$88:$Y$88,0),FALSE),0))))","v":""},"","",0,0,"kW/ton","",0,"COP",{"$f":"IF($CT15=\"\",\"\",IF(OR($CT15=\"DX HP\",$CT15=\"VRF HP\",$CT15=\"PTHP\"),VLOOKUP($D15,'Factor Tables'!$B$89:$M$105,MATCH(CONCATENATE($CT15,\" Clg\"),'Factor Tables'!$B$88:$M$88,0),FALSE),VLOOKUP($D15,'Factor Tables'!$B$89:$M$105,MATCH($CT15,'Factor Tables'!$B$88:$M$88,0),FALSE)))","v":""},{"$f":"IF($CT15=\"\",\"\",IF(OR($CT15=\"DX HP\",$CT15=\"VRF HP\",$CT15=\"PTHP\"),VLOOKUP($D15,'Factor Tables'!$B$89:$M$105,MATCH(CONCATENATE($CT15,\" Htg\"),'Factor Tables'!$B$88:$M$88,0),FALSE),0))","v":""},{"$f":"IF($CT15=\"\",\"\",IF(OR($CT15=\"DX HP\",$CT15=\"VRF HP\",$CT15=\"PTHP\"),VLOOKUP($D15,'Factor Tables'!$N$89:$Y$105,MATCH(CONCATENATE($CT15,\" Clg\"),'Factor Tables'!$N$88:$Y$88,0),FALSE),VLOOKUP($D15,'Factor Tables'!$N$89:$Y$105,MATCH($CT15,'Factor Tables'!$N$88:$Y$88,0),FALSE)))","v":""},{"$f":"IF($CT15=\"\",\"\",IF(OR($CT15=\"DX HP\",$CT15=\"VRF HP\",$CT15=\"PTHP\"),VLOOKUP($D15,'Factor Tables'!$N$89:$Y$105,MATCH(CONCATENATE($CT15,\" Htg\"),'Factor Tables'!$N$88:$Y$88,0),FALSE),0))","v":""},{"$f":"IF($AB15=\"\",0,VLOOKUP($AB15,'Utility Admin'!$E:$G,2,FALSE))","v":0},{"$f":"IF($AB15=\"\",0,VLOOKUP($AB15,'Utility Admin'!$E:$G,3,FALSE))","v":0},{"$f":"IFERROR(IF(ABS(Summary!$F$12)<=ABS(Summary!$E$12)*'Utility Admin'!$I$5,$AZ15*$DF15+$BA15*$DG15,$AZ15*$DF15+$AZ15*'Utility Admin'!$I$5*$DG15),0)","v":0},null,"Summer",null,"PTAC","PTAC","PTAC","PTAC",10,null,"VRF HP Air Cooled","PTHP",null,{"$f":"IF(OR('Project Info'!$C$10=\"\",$C15=\"\",$D15=\"\"),\"\",VLOOKUP($D15,$DW$9:$DZ$32,MATCH($C15,$DW$9:$DZ$9,0),FALSE))","v":""},null,"Religious Worship","AllSysTypes","AllSysTypesER","AllSysTypes",null,"ERROR: Contact Program Manager. Post Capacity/Unit x Post # of Units must be within +/- 20% of Pre Capacity/Unit x Pre # of Units."]
[null,7,"","",null,null,null,null,null,null,null,null,null,null,null,null,null,null,null,null,null,null,null,null,null,null,null,null,null,null,null,null,null,null,null,null,null,null,null,null,null,null,null,0,0,0,0,0,0,999999999,"",0,0,{"$f":"IFERROR(IF($DH$261>'Utility Admin'!$H$5,$BA16/$BA$5*$BB$261,$DH16),0)","v":0},"","",{"$f":"IF(AND(OR($AB16=\"DX AC Air Cooled\",$AB16=\"DX HP Air Cooled\"),OR(AND($AI16=\"Btu/hr\",$AH16<65000),AND($AI16=\"Tons\",$AH16<65000/12000)),$AC16=\"Split\",$AN16>=15.2),MAX(Baselines!$CB260,12/9.8),Baselines!$CB260)","v":0},{"$f":"Baselines!$CC260","v":0},{"$f":"Baselines!$CE260","v":0},0,0,0,0,0,0,0,0,0,0,{"$f":"IF(OR($C16<>\"Early Retirement\",$J16=\"\"),0,IF(OR($I16=\"DX AC Air Cooled\",$I16=\"DX HP Air Cooled\"),VLOOKUP($J16,'Early Retirement'!$CI$6:$CM$32,2,FALSE),IF(OR($I16=\"PTAC\",$I16=\"PTHP\"),VLOOKUP($J16,'Early Retirement'!$CI$6:$CM$32,3,FALSE),IF(AND(OR($I16=\"Air Cooled Chiller\",$I16=\"Water Cooled Chiller\"),$L16<>\"Centrifugal\"),VLOOKUP($J16,'Early Retirement'!$CI$6:$CM$32,4,FALSE),IF(AND(OR($I16=\"Air Cooled Chiller\",$I16=\"Water Cooled Chiller\"),$L16=\"Centrifugal\"),VLOOKUP($J16,'Early Retirement'!$CI$6:$CM$32,5,FALSE),\"\")))))","v":0},0,0,0,0,0,0,0,0,0,0,0,"","","",0,0,0,{"$f":"IF(AND($C16=\"Early Retirement\",$J16<>\"\",$S16<>\"\",$U16<>\"\"),$CG16,IF(AND(OR($AB16=\"DX AC Air Cooled\",$AB16=\"DX HP Air Cooled\"),OR(AND($AI16=\"Btu/hr\",$AH16<65000),AND($AI16=\"Tons\",$AH16<65000/12000)),$AC16=\"Split\",$AN16>=15.2),MAX(Baselines!$CB9,12/9.8),Baselines!$CB9))","v":0},{"$f":"IF(AND($C16=\"Early Retirement\",$J16<>\"\",$S16<>\"\",$U16<>\"\"),$CH16,Baselines!$CC9)","v":0},{"$f":"Baselines!$CD9","v":"kW/ton"},"",{"$f":"IF(AND($C16=\"Early Retirement\",$J16<>\"\",$S16<>\"\",$U16<>\"\"),$CI16,IF(AND(Baselines!$CE9=0,OR($CT16=\"DX HP\",$CT16=\"PTHP\")),$BG16,Baselines!$CE9))","v":0},"COP",{"$f":"IF(OR($C16=\"Replace-on-Burnout\",$C16=\"New Construction\"),$DB16,IF($CD16=\"\",\"\",IF(OR($CD16=\"DX HP\",$CD16=\"PTHP\"),VLOOKUP($D16,'Factor Tables'!$B$89:$M$105,MATCH(CONCATENATE($CD16,\" Clg\"),'Factor Tables'!$B$88:$M$88,0),FALSE),VLOOKUP($D16,'Factor Tables'!$B$89:$M$105,MATCH($CD16,'Factor Tables'!$B$88:$M$88,0),FALSE))))","v":""},{"$f":"IF(OR($C16=\"Replace-on-Burnout\",$C16=\"New Construction\"),$DC16,IF($CD16=\"\",\"\",IF($CD16=\"DX HP\",VLOOKUP($D16,'Factor Tables'!$B$89:$M$105,MATCH(\"DX HP Htg\",'Factor Tables'!$B$88:$M$88,0),FALSE),0)))","v":""},{"$f":"IF(OR($C16=\"Replace-on-Burnout\",$C16=\"New Construction\"),$DD16,IF($CD16=\"\",\"\",IF($CD16=\"DX HP\",VLOOKUP($D16,'Factor Tables'!$N$89:$Y$105,MATCH(\"DX HP Clg\",'Factor Tables'!$N$88:$Y$88,0),FALSE),IF($CD16=\"PTHP\",VLOOKUP($D16,'Factor Tables'!$N$89:$Y$105,MATCH(\"PTHP Clg\",'Factor Tables'!$N$88:$Y$88,0),FALSE),IF(AND($CD16<>\"DX HP\",$CD16<>\"PTHP\"),VLOOKUP($D16,'Factor Tables'!$N$89:$Y$105,MATCH($CD16,'Factor Tables'!$N$88:$Y$88,0),FALSE),\"\")))))","v":""},{"$f":"IF(OR($C16=\"Replace-on-Burnout\",$C16=\"New Construction\",$CT16=\"DX HP\",$CT16=\"PTHP\"),$DE16,IF($CD16=\"\",\"\",IF($CD16=\"DX HP\",VLOOKUP($D16,'Factor Tables'!$N$89:$Y$105,MATCH(\"DX HP Htg\",'Factor Tables'!$N$88:$Y$88,0),FALSE),IF($CD16=\"PTHP\",VLOOKUP($D16,'Factor Tables'!$N$89:$Y$105,MATCH(\"PTHP Htg\",'Factor Tables'!$N$88:$Y$88,0),FALSE),0))))","v":""},"","",0,0,"kW/ton","",0,"COP",{"$f":"IF($CT16=\"\",\"\",IF(OR($CT16=\"DX HP\",$CT16=\"VRF HP\",$CT16=\"PTHP\"),VLOOKUP($D16,'Factor Tables'!$B$89:$M$105,MATCH(CONCATENATE($CT16,\" Clg\"),'Factor Tables'!$B$88:$M$88,0),FALSE),VLOOKUP($D16,'Factor Tables'!$B$89:$M$105,MATCH($CT16,'Factor Tables'!$B$88:$M$88,0),FALSE)))","v":""},{"$f":"IF($CT16=\"\",\"\",IF(OR($CT16=\"DX HP\",$CT16=\"VRF HP\",$CT16=\"PTHP\"),VLOOKUP($D16,'Factor Tables'!$B$89:$M$105,MATCH(CONCATENATE($CT16,\" Htg\"),'Factor Tables'!$B$88:$M$88,0),FALSE),0))","v":""},{"$f":"IF($CT16=\"\",\"\",IF(OR($CT16=\"DX HP\",$CT16=\"VRF HP\",$CT16=\"PTHP\"),VLOOKUP($D16,'Factor Tables'!$N$89:$Y$105,MATCH(CONCATENATE($CT16,\" Clg\"),'Factor Tables'!$N$88:$Y$88,0),FALSE),VLOOKUP($D16,'Factor Tables'!$N$89:$Y$105,MATCH($CT16,'Factor Tables'!$N$88:$Y$88,0),FALSE)))","v":""},{"$f":"IF($CT16=\"\",\"\",IF(OR($CT16=\"DX HP\",$CT16=\"VRF HP\",$CT16=\"PTHP\"),VLOOKUP($D16,'Factor Tables'!$N$89:$Y$105,MATCH(CONCATENATE($CT16,\" Htg\"),'Factor Tables'!$N$88:$Y$88,0),FALSE),0))","v":""},{"$f":"IF($AB16=\"\",0,VLOOKUP($AB16,'Utility Admin'!$E:$G,2,FALSE))","v":0},{"$f":"IF($AB16=\"\",0,VLOOKUP($AB16,'Utility Admin'!$E:$G,3,FALSE))","v":0},{"$f":"IFERROR(IF(ABS(Summary!$F$12)<=ABS(Summary!$E$12)*'Utility Admin'!$I$5,$AZ16*$DF16+$BA16*$DG16,$AZ16*$DF16+$AZ16*'Utility Admin'!$I$5*$DG16),0)","v":0},null,"Summer",null,"PTHP","PTHP","PTHP","PTHP",10,null,"VRF HP Water Cooled",null,null,{"$f":"IF(OR('Project Info'!$C$10=\"\",$C16=\"\",$D16=\"\"),\"\",VLOOKUP($D16,$DW$9:$DZ$32,MATCH($C16,$DW$9:$DZ$9,0),FALSE))","v":""},null,"Restaurant (Full Service)","AllSysTypes","AllSysTypesER","AllSysTypes",null,"ERROR: Contact Program Manager. Post Capacity/Unit x Post # of Units must be within +/- 20% of Pre Capacity/Unit x Pre # of Units."]
[null,8,"","",null,null,null,null,null,null,null,null,null,null,null,null,null,null,null,null,null,null,null,null,null,null,null,null,null,null,null,null,null,null,null,null,null,null,null,null,null,null,null,0,0,0,0,0,0,999999999,"",0,0,{"$f":"IFERROR(IF($DH$261>'Utility Admin'!$H$5,$BA17/$BA$5*$BB$261,$DH17),0)","v":0},"","",{"$f":"IF(AND(OR($AB17=\"DX AC Air Cooled\",$AB17=\"DX HP Air Cooled\"),OR(AND($AI17=\"Btu/hr\",$AH17<65000),AND($AI17=\"Tons\",$AH17<65000/12000)),$AC17=\"Split\",$AN17>=15.2),MAX(Baselines!$CB261,12/9.8),Baselines!$CB261)","v":0},{"$f":"Baselines!$CC261","v":0},{"$f":"Baselines!$CE261","v":0},0,0,0,0,0,0,0,0,0,0,{"$f":"IF(OR($C17<>\"Early Retirement\",$J17=\"\"),0,IF(OR($I17=\"DX AC Air Cooled\",$I17=\"DX HP Air Cooled\"),VLOOKUP($J17,'Early Retirement'!$CI$6:$CM$32,2,FALSE),IF(OR($I17=\"PTAC\",$I17=\"PTHP\"),VLOOKUP($J17,'Early Retirement'!$CI$6:$CM$32,3,FALSE),IF(AND(OR($I17=\"Air Cooled Chiller\",$I17=\"Water Cooled Chiller\"),$L17<>\"Centrifugal\"),VLOOKUP($J17,'Early Retirement'!$CI$6:$CM$32,4,FALSE),IF(AND(OR($I17=\"Air Cooled Chiller\",$I17=\"Water Cooled Chiller\"),$L17=\"Centrifugal\"),VLOOKUP($J17,'Early Retirement'!$CI$6:$CM$32,5,FALSE),\"\")))))","v":0},0,0,0,0,0,0,0,0,0,0,0,"","","",0,0,0,{"$f":"IF(AND($C17=\"Early Retirement\",$J17<>\"\",$S17<>\"\",$U17<>\"\"),$CG17,IF(AND(OR($AB17=\"DX AC Air Cooled\",$AB17=\"DX HP Air Cooled\"),OR(AND($AI17=\"Btu/hr\",$AH17<65000),AND($AI17=\"Tons\",$AH17<65000/12000)),$AC17=\"Split\",$AN17>=15.2),MAX(Baselines!$CB10,12/9.8),Baselines!$CB10))","v":0},{"$f":"IF(AND($C17=\"Early Retirement\",$J17<>\"\",$S17<>\"\",$U17<>\"\"),$CH17,Baselines!$CC10)","v":0},{"$f":"Baselines!$CD10","v":"kW/ton"},"",{"$f":"IF(AND($C17=\"Early Retirement\",$J17<>\"\",$S17<>\"\",$U17<>\"\"),$CI17,IF(AND(Baselines!$CE10=0,OR($CT17=\"DX HP\",$CT17=\"PTHP\")),$BG17,Baselines!$CE10))","v":0},"COP",{"$f":"IF(OR($C17=\"Replace-on-Burnout\",$C17=\"New Construction\"),$DB17,IF($CD17=\"\",\"\",IF(OR($CD17=\"DX HP\",$CD17=\"PTHP\"),VLOOKUP($D17,'Factor Tables'!$B$89:$M$105,MATCH(CONCATENATE($CD17,\" Clg\"),'Factor Tables'!$B$88:$M$88,0),FALSE),VLOOKUP($D17,'Factor Tables'!$B$89:$M$105,MATCH($CD17,'Factor Tables'!$B$88:$M$88,0),FALSE))))","v":""},{"$f":"IF(OR($C17=\"Replace-on-Burnout\",$C17=\"New Construction\"),$DC17,IF($CD17=\"\",\"\",IF($CD17=\"DX HP\",VLOOKUP($D17,'Factor Tables'!$B$89:$M$105,MATCH(\"DX HP Htg\",'Factor Tables'!$B$88:$M$88,0),FALSE),0)))","v":""},{"$f":"IF(OR($C17=\"Replace-on-Burnout\",$C17=\"New Construction\"),$DD17,IF($CD17=\"\",\"\",IF($CD17=\"DX HP\",VLOOKUP($D17,'Factor Tables'!$N$89:$Y$105,MATCH(\"DX HP Clg\",'Factor Tables'!$N$88:$Y$88,0),FALSE),IF($CD17=\"PTHP\",VLOOKUP($D17,'Factor Tables'!$N$89:$Y$105,MATCH(\"PTHP Clg\",'Factor Tables'!$N$88:$Y$88,0),FALSE),IF(AND($CD17<>\"DX HP\",$CD17<>\"PTHP\"),VLOOKUP($D17,'Factor Tables'!$N$89:$Y$105,MATCH($CD17,'Factor Tables'!$N$88:$Y$88,0),FALSE),\"\")))))","v":""},{"$f":"IF(OR($C17=\"Replace-on-Burnout\",$C17=\"New Construction\",$CT17=\"DX HP\",$CT17=\"PTHP\"),$DE17,IF($CD17=\"\",\"\",IF($CD17=\"DX HP\",VLOOKUP($D17,'Factor Tables'!$N$89:$Y$105,MATCH(\"DX HP Htg\",'Factor Tables'!$N$88:$Y$88,0),FALSE),IF($CD17=\"PTHP\",VLOOKUP($D17,'Factor Tables'!$N$89:$Y$105,MATCH(\"PTHP Htg\",'Factor Tables'!$N$88:$Y$88,0),FALSE),0))))","v":""},"","",0,0,"kW/ton","",0,"COP",{"$f":"IF($CT17=\"\",\"\",IF(OR($CT17=\"DX HP\",$CT17=\"VRF HP\",$CT17=\"PTHP\"),VLOOKUP($D17,'Factor Tables'!$B$89:$M$105,MATCH(CONCATENATE($CT17,\" Clg\"),'Factor Tables'!$B$88:$M$88,0),FALSE),VLOOKUP($D17,'Factor Tables'!$B$89:$M$105,MATCH($CT17,'Factor Tables'!$B$88:$M$88,0),FALSE)))","v":""},{"$f":"IF($CT17=\"\",\"\",IF(OR($CT17=\"DX HP\",$CT17=\"VRF HP\",$CT17=\"PTHP\"),VLOOKUP($D17,'Factor Tables'!$B$89:$M$105,MATCH(CONCATENATE($CT17,\" Htg\"),'Factor Tables'!$B$88:$M$88,0),FALSE),0))","v":""},{"$f":"IF($CT17=\"\",\"\",IF(OR($CT17=\"DX HP\",$CT17=\"VRF HP\",$CT17=\"PTHP\"),VLOOKUP($D17,'Factor Tables'!$N$89:$Y$105,MATCH(CONCATENATE($CT17,\" Clg\"),'Factor Tables'!$N$88:$Y$88,0),FALSE),VLOOKUP($D17,'Factor Tables'!$N$89:$Y$105,MATCH($CT17,'Factor Tables'!$N$88:$Y$88,0),FALSE)))","v":""},{"$f":"IF($CT17=\"\",\"\",IF(OR($CT17=\"DX HP\",$CT17=\"VRF HP\",$CT17=\"PTHP\"),VLOOKUP($D17,'Factor Tables'!$N$89:$Y$105,MATCH(CONCATENATE($CT17,\" Htg\"),'Factor Tables'!$N$88:$Y$88,0),FALSE),0))","v":""},{"$f":"IF($AB17=\"\",0,VLOOKUP($AB17,'Utility Admin'!$E:$G,2,FALSE))","v":0},{"$f":"IF($AB17=\"\",0,VLOOKUP($AB17,'Utility Admin'!$E:$G,3,FALSE))","v":0},{"$f":"IFERROR(IF(ABS(Summary!$F$12)<=ABS(Summary!$E$12)*'Utility Admin'!$I$5,$AZ17*$DF17+$BA17*$DG17,$AZ17*$DF17+$AZ17*'Utility Admin'!$I$5*$DG17),0)","v":0},null,"Summer",null,"Air Cooled Chiller","Screw Air Cooled Chiller","Air Cooled\nChiller","Screw Chiller",20,null,"PTAC",null,null,{"$f":"IF(OR('Project Info'!$C$10=\"\",$C17=\"\",$D17=\"\"),\"\",VLOOKUP($D17,$DW$9:$DZ$32,MATCH($C17,$DW$9:$DZ$9,0),FALSE))","v":""},null,"Restaurant (Quick Service)","AllSysTypes","AllSysTypesER","AllSysTypes",null,"ERROR: Contact Program Manager. Post Capacity/Unit x Post # of Units must be within +/- 20% of Pre Capacity/Unit x Pre # of Units."]
[null,9,"","",null,null,null,null,null,null,null,null,null,null,null,null,null,null,null,null,null,null,null,null,null,null,null,null,null,null,null,null,null,null,null,null,null,null,null,null,null,null,null,0,0,0,0,0,0,999999999,"",0,0,{"$f":"IFERROR(IF($DH$261>'Utility Admin'!$H$5,$BA18/$BA$5*$BB$261,$DH18),0)","v":0},"","",{"$f":"IF(AND(OR($AB18=\"DX AC Air Cooled\",$AB18=\"DX HP Air Cooled\"),OR(AND($AI18=\"Btu/hr\",$AH18<65000),AND($AI18=\"Tons\",$AH18<65000/12000)),$AC18=\"Split\",$AN18>=15.2),MAX(Baselines!$CB262,12/9.8),Baselines!$CB262)","v":0},{"$f":"Baselines!$CC262","v":0},{"$f":"Baselines!$CE262","v":0},0,0,0,0,0,0,0,0,0,0,{"$f":"IF(OR($C18<>\"Early Retirement\",$J18=\"\"),0,IF(OR($I18=\"DX AC Air Cooled\",$I18=\"DX HP Air Cooled\"),VLOOKUP($J18,'Early Retirement'!$CI$6:$CM$32,2,FALSE),IF(OR($I18=\"PTAC\",$I18=\"PTHP\"),VLOOKUP($J18,'Early Retirement'!$CI$6:$CM$32,3,FALSE),IF(AND(OR($I18=\"Air Cooled Chiller\",$I18=\"Water Cooled Chiller\"),$L18<>\"Centrifugal\"),VLOOKUP($J18,'Early Retirement'!$CI$6:$CM$32,4,FALSE),IF(AND(OR($I18=\"Air Cooled Chiller\",$I18=\"Water Cooled Chiller\"),$L18=\"Centrifugal\"),VLOOKUP($J18,'Early Retirement'!$CI$6:$CM$32,5,FALSE),\"\")))))","v":0},0,0,0,0,0,0,0,0,0,0,0,"","","",0,0,0,{"$f":"IF(AND($C18=\"Early Retirement\",$J18<>\"\",$S18<>\"\",$U18<>\"\"),$CG18,IF(AND(OR($AB18=\"DX AC Air Cooled\",$AB18=\"DX HP Air Cooled\"),OR(AND($AI18=\"Btu/hr\",$AH18<65000),AND($AI18=\"Tons\",$AH18<65000/12000)),$AC18=\"Split\",$AN18>=15.2),MAX(Baselines!$CB11,12/9.8),Baselines!$CB11))","v":0},{"$f":"IF(AND($C18=\"Early Retirement\",$J18<>\"\",$S18<>\"\",$U18<>\"\"),$CH18,Baselines!$CC11)","v":0},{"$f":"Baselines!$CD11","v":"kW/ton"},"",{"$f":"IF(AND($C18=\"Early Retirement\",$J18<>\"\",$S18<>\"\",$U18<>\"\"),$CI18,IF(AND(Baselines!$CE11=0,OR($CT18=\"DX HP\",$CT18=\"PTHP\")),$BG18,Baselines!$CE11))","v":0},"COP",{"$f":"IF(OR($C18=\"Replace-on-Burnout\",$C18=\"New Construction\"),$DB18,IF($CD18=\"\",\"\",IF(OR($CD18=\"DX HP\",$CD18=\"PTHP\"),VLOOKUP($D18,'Factor Tables'!$B$89:$M$105,MATCH(CONCATENATE($CD18,\" Clg\"),'Factor Tables'!$B$88:$M$88,0),FALSE),VLOOKUP($D18,'Factor Tables'!$B$89:$M$105,MATCH($CD18,'Factor Tables'!$B$88:$M$88,0),FALSE))))","v":""},{"$f":"IF(OR($C18=\"Replace-on-Burnout\",$C18=\"New Construction\"),$DC18,IF($CD18=\"\",\"\",IF($CD18=\"DX HP\",VLOOKUP($D18,'Factor Tables'!$B$89:$M$105,MATCH(\"DX HP Htg\",'Factor Tables'!$B$88:$M$88,0),FALSE),0)))","v":""},{"$f":"IF(OR($C18=\"Replace-on-Burnout\",$C18=\"New Construction\"),$DD18,IF($CD18=\"\",\"\",IF($CD18=\"DX HP\",VLOOKUP($D18,'Factor Tables'!$N$89:$Y$105,MATCH(\"DX HP Clg\",'Factor Tables'!$N$88:$Y$88,0),FALSE),IF($CD18=\"PTHP\",VLOOKUP($D18,'Factor Tables'!$N$89:$Y$105,MATCH(\"PTHP Clg\",'Factor Tables'!$N$88:$Y$88,0),FALSE),IF(AND($CD18<>\"DX HP\",$CD18<>\"PTHP\"),VLOOKUP($D18,'Factor Tables'!$N$89:$Y$105,MATCH($CD18,'Factor Tables'!$N$88:$Y$88,0),FALSE),\"\")))))","v":""},{"$f":"IF(OR($C18=\"Replace-on-Burnout\",$C18=\"New Construction\",$CT18=\"DX HP\",$CT18=\"PTHP\"),$DE18,IF($CD18=\"\",\"\",IF($CD18=\"DX HP\",VLOOKUP($D18,'Factor Tables'!$N$89:$Y$105,MATCH(\"DX HP Htg\",'Factor Tables'!$N$88:$Y$88,0),FALSE),IF($CD18=\"PTHP\",VLOOKUP($D18,'Factor Tables'!$N$89:$Y$105,MATCH(\"PTHP Htg\",'Factor Tables'!$N$88:$Y$88,0),FALSE),0))))","v":""},"","",0,0,"kW/ton","",0,"COP",{"$f":"IF($CT18=\"\",\"\",IF(OR($CT18=\"DX HP\",$CT18=\"VRF HP\",$CT18=\"PTHP\"),VLOOKUP($D18,'Factor Tables'!$B$89:$M$105,MATCH(CONCATENATE($CT18,\" Clg\"),'Factor Tables'!$B$88:$M$88,0),FALSE),VLOOKUP($D18,'Factor Tables'!$B$89:$M$105,MATCH($CT18,'Factor Tables'!$B$88:$M$88,0),FALSE)))","v":""},{"$f":"IF($CT18=\"\",\"\",IF(OR($CT18=\"DX HP\",$CT18=\"VRF HP\",$CT18=\"PTHP\"),VLOOKUP($D18,'Factor Tables'!$B$89:$M$105,MATCH(CONCATENATE($CT18,\" Htg\"),'Factor Tables'!$B$88:$M$88,0),FALSE),0))","v":""},{"$f":"IF($CT18=\"\",\"\",IF(OR($CT18=\"DX HP\",$CT18=\"VRF HP\",$CT18=\"PTHP\"),VLOOKUP($D18,'Factor Tables'!$N$89:$Y$105,MATCH(CONCATENATE($CT18,\" Clg\"),'Factor Tables'!$N$88:$Y$88,0),FALSE),VLOOKUP($D18,'Factor Tables'!$N$89:$Y$105,MATCH($CT18,'Factor Tables'!$N$88:$Y$88,0),FALSE)))","v":""},{"$f":"IF($CT18=\"\",\"\",IF(OR($CT18=\"DX HP\",$CT18=\"VRF HP\",$CT18=\"PTHP\"),VLOOKUP($D18,'Factor Tables'!$N$89:$Y$105,MATCH(CONCATENATE($CT18,\" Htg\"),'Factor Tables'!$N$88:$Y$88,0),FALSE),0))","v":""},{"$f":"IF($AB18=\"\",0,VLOOKUP($AB18,'Utility Admin'!$E:$G,2,FALSE))","v":0},{"$f":"IF($AB18=\"\",0,VLOOKUP($AB18,'Utility Admin'!$E:$G,3,FALSE))","v":0},{"$f":"IFERROR(IF(ABS(Summary!$F$12)<=ABS(Summary!$E$12)*'Utility Admin'!$I$5,$AZ18*$DF18+$BA18*$DG18,$AZ18*$DF18+$AZ18*'Utility Admin'!$I$5*$DG18),0)","v":0},null,"Summer",null,"Air Cooled Chiller","Scroll Air Cooled Chiller","Air Cooled\nChiller","Scroll Chiller",20,null,"PTHP",null,null,{"$f":"IF(OR('Project Info'!$C$10=\"\",$C18=\"\",$D18=\"\"),\"\",VLOOKUP($D18,$DW$9:$DZ$32,MATCH($C18,$DW$9:$DZ$9,0),FALSE))","v":""},null,"Retail (All Other)","AllSysTypes","AllSysTypesER","AllSysTypes",null,"ERROR: Contact Program Manager. Post Capacity/Unit x Post # of Units must be within +/- 20% of Pre Capacity/Unit x Pre # of Units."]
[null,10,"","",null,null,null,null,null,null,null,null,null,null,null,null,null,null,null,null,null,null,null,null,null,null,null,null,null,null,null,null,null,null,null,null,null,null,null,null,null,null,null,0,0,0,0,0,0,999999999,"",0,0,{"$f":"IFERROR(IF($DH$261>'Utility Admin'!$H$5,$BA19/$BA$5*$BB$261,$DH19),0)","v":0},"","",{"$f":"IF(AND(OR($AB19=\"DX AC Air Cooled\",$AB19=\"DX HP Air Cooled\"),OR(AND($AI19=\"Btu/hr\",$AH19<65000),AND($AI19=\"Tons\",$AH19<65000/12000)),$AC19=\"Split\",$AN19>=15.2),MAX(Baselines!$CB263,12/9.8),Baselines!$CB263)","v":0},{"$f":"Baselines!$CC263","v":0},{"$f":"Baselines!$CE263","v":0},0,0,0,0,0,0,0,0,0,0,{"$f":"IF(OR($C19<>\"Early Retirement\",$J19=\"\"),0,IF(OR($I19=\"DX AC Air Cooled\",$I19=\"DX HP Air Cooled\"),VLOOKUP($J19,'Early Retirement'!$CI$6:$CM$32,2,FALSE),IF(OR($I19=\"PTAC\",$I19=\"PTHP\"),VLOOKUP($J19,'Early Retirement'!$CI$6:$CM$32,3,FALSE),IF(AND(OR($I19=\"Air Cooled Chiller\",$I19=\"Water Cooled Chiller\"),$L19<>\"Centrifugal\"),VLOOKUP($J19,'Early Retirement'!$CI$6:$CM$32,4,FALSE),IF(AND(OR($I19=\"Air Cooled Chiller\",$I19=\"Water Cooled Chiller\"),$L19=\"Centrifugal\"),VLOOKUP($J19,'Early Retirement'!$CI$6:$CM$32,5,FALSE),\"\")))))","v":0},0,0,0,0,0,0,0,0,0,0,0,"","","",0,0,0,{"$f":"IF(AND($C19=\"Early Retirement\",$J19<>\"\",$S19<>\"\",$U19<>\"\"),$CG19,IF(AND(OR($AB19=\"DX AC Air Cooled\",$AB19=\"DX HP Air Cooled\"),OR(AND($AI19=\"Btu/hr\",$AH19<65000),AND($AI19=\"Tons\",$AH19<65000/12000)),$AC19=\"Split\",$AN19>=15.2),MAX(Baselines!$CB12,12/9.8),Baselines!$CB12))","v":0},{"$f":"IF(AND($C19=\"Early Retirement\",$J19<>\"\",$S19<>\"\",$U19<>\"\"),$CH19,Baselines!$CC12)","v":0},{"$f":"Baselines!$CD12","v":"kW/ton"},"",{"$f":"IF(AND($C19=\"Early Retirement\",$J19<>\"\",$S19<>\"\",$U19<>\"\"),$CI19,IF(AND(Baselines!$CE12=0,OR($CT19=\"DX HP\",$CT19=\"PTHP\")),$BG19,Baselines!$CE12))","v":0},"COP",{"$f":"IF(OR($C19=\"Replace-on-Burnout\",$C19=\"New Construction\"),$DB19,IF($CD19=\"\",\"\",IF(OR($CD19=\"DX HP\",$CD19=\"PTHP\"),VLOOKUP($D19,'Factor Tables'!$B$89:$M$105,MATCH(CONCATENATE($CD19,\" Clg\"),'Factor Tables'!$B$88:$M$88,0),FALSE),VLOOKUP($D19,'Factor Tables'!$B$89:$M$105,MATCH($CD19,'Factor Tables'!$B$88:$M$88,0),FALSE))))","v":""},{"$f":"IF(OR($C19=\"Replace-on-Burnout\",$C19=\"New Construction\"),$DC19,IF($CD19=\"\",\"\",IF($CD19=\"DX HP\",VLOOKUP($D19,'Factor Tables'!$B$89:$M$105,MATCH(\"DX HP Htg\",'Factor Tables'!$B$88:$M$88,0),FALSE),0)))","v":""},{"$f":"IF(OR($C19=\"Replace-on-Burnout\",$C19=\"New Construction\"),$DD19,IF($CD19=\"\",\"\",IF($CD19=\"DX HP\",VLOOKUP($D19,'Factor Tables'!$N$89:$Y$105,MATCH(\"DX HP Clg\",'Factor Tables'!$N$88:$Y$88,0),FALSE),IF($CD19=\"PTHP\",VLOOKUP($D19,'Factor Tables'!$N$89:$Y$105,MATCH(\"PTHP Clg\",'Factor Tables'!$N$88:$Y$88,0),FALSE),IF(AND($CD19<>\"DX HP\",$CD19<>\"PTHP\"),VLOOKUP($D19,'Factor Tables'!$N$89:$Y$105,MATCH($CD19,'Factor Tables'!$N$88:$Y$88,0),FALSE),\"\")))))","v":""},{"$f":"IF(OR($C19=\"Replace-on-Burnout\",$C19=\"New Construction\",$CT19=\"DX HP\",$CT19=\"PTHP\"),$DE19,IF($CD19=\"\",\"\",IF($CD19=\"DX HP\",VLOOKUP($D19,'Factor Tables'!$N$89:$Y$105,MATCH(\"DX HP Htg\",'Factor Tables'!$N$88:$Y$88,0),FALSE),IF($CD19=\"PTHP\",VLOOKUP($D19,'Factor Tables'!$N$89:$Y$105,MATCH(\"PTHP Htg\",'Factor Tables'!$N$88:$Y$88,0),FALSE),0))))","v":""},"","",0,0,"kW/ton","",0,"COP",{"$f":"IF($CT19=\"\",\"\",IF(OR($CT19=\"DX HP\",$CT19=\"VRF HP\",$CT19=\"PTHP\"),VLOOKUP($D19,'Factor Tables'!$B$89:$M$105,MATCH(CONCATENATE($CT19,\" Clg\"),'Factor Tables'!$B$88:$M$88,0),FALSE),VLOOKUP($D19,'Factor Tables'!$B$89:$M$105,MATCH($CT19,'Factor Tables'!$B$88:$M$88,0),FALSE)))","v":""},{"$f":"IF($CT19=\"\",\"\",IF(OR($CT19=\"DX HP\",$CT19=\"VRF HP\",$CT19=\"PTHP\"),VLOOKUP($D19,'Factor Tables'!$B$89:$M$105,MATCH(CONCATENATE($CT19,\" Htg\"),'Factor Tables'!$B$88:$M$88,0),FALSE),0))","v":""},{"$f":"IF($CT19=\"\",\"\",IF(OR($CT19=\"DX HP\",$CT19=\"VRF HP\",$CT19=\"PTHP\"),VLOOKUP($D19,'Factor Tables'!$N$89:$Y$105,MATCH(CONCATENATE($CT19,\" Clg\"),'Factor Tables'!$N$88:$Y$88,0),FALSE),VLOOKUP($D19,'Factor Tables'!$N$89:$Y$105,MATCH($CT19,'Factor Tables'!$N$88:$Y$88,0),FALSE)))","v":""},{"$f":"IF($CT19=\"\",\"\",IF(OR($CT19=\"DX HP\",$CT19=\"VRF HP\",$CT19=\"PTHP\"),VLOOKUP($D19,'Factor Tables'!$N$89:$Y$105,MATCH(CONCATENATE($CT19,\" Htg\"),'Factor Tables'!$N$88:$Y$88,0),FALSE),0))","v":""},{"$f":"IF($AB19=\"\",0,VLOOKUP($AB19,'Utility Admin'!$E:$G,2,FALSE))","v":0},{"$f":"IF($AB19=\"\",0,VLOOKUP($AB19,'Utility Admin'!$E:$G,3,FALSE))","v":0},{"$f":"IFERROR(IF(ABS(Summary!$F$12)<=ABS(Summary!$E$12)*'Utility Admin'!$I$5,$AZ19*$DF19+$BA19*$DG19,$AZ19*$DF19+$AZ19*'Utility Admin'!$I$5*$DG19),0)","v":0},null,"Summer",null,"Air Cooled Chiller","Centrifugal Air Cooled Chiller","Air Cooled\nChiller","Centrifugal Chiller",25,null,null,null,null,{"$f":"IF(OR('Project Info'!$C$10=\"\",$C19=\"\",$D19=\"\"),\"\",VLOOKUP($D19,$DW$9:$DZ$32,MATCH($C19,$DW$9:$DZ$9,0),FALSE))","v":""},null,"Retail (Supermarket)","AllSysTypes","AllSysTypesER","AllSysTypes",null,"ERROR: Contact Program Manager. Post Capacity/Unit x Post # of Units must be within +/- 20% of Pre Capacity/Unit x Pre # of Units."]
[null,11,"","",null,null,null,null,null,null,null,null,null,null,null,null,null,null,null,null,null,null,null,null,null,null,null,null,null,null,null,null,null,null,null,null,null,null,null,null,null,null,null,0,0,0,0,0,0,999999999,"",0,0,{"$f":"IFERROR(IF($DH$261>'Utility Admin'!$H$5,$BA20/$BA$5*$BB$261,$DH20),0)","v":0},"","",{"$f":"IF(AND(OR($AB20=\"DX AC Air Cooled\",$AB20=\"DX HP Air Cooled\"),OR(AND($AI20=\"Btu/hr\",$AH20<65000),AND($AI20=\"Tons\",$AH20<65000/12000)),$AC20=\"Split\",$AN20>=15.2),MAX(Baselines!$CB264,12/9.8),Baselines!$CB264)","v":0},{"$f":"Baselines!$CC264","v":0},{"$f":"Baselines!$CE264","v":0},0,0,0,0,0,0,0,0,0,0,{"$f":"IF(OR($C20<>\"Early Retirement\",$J20=\"\"),0,IF(OR($I20=\"DX AC Air Cooled\",$I20=\"DX HP Air Cooled\"),VLOOKUP($J20,'Early Retirement'!$CI$6:$CM$32,2,FALSE),IF(OR($I20=\"PTAC\",$I20=\"PTHP\"),VLOOKUP($J20,'Early Retirement'!$CI$6:$CM$32,3,FALSE),IF(AND(OR($I20=\"Air Cooled Chiller\",$I20=\"Water Cooled Chiller\"),$L20<>\"Centrifugal\"),VLOOKUP($J20,'Early Retirement'!$CI$6:$CM$32,4,FALSE),IF(AND(OR($I20=\"Air Cooled Chiller\",$I20=\"Water Cooled Chiller\"),$L20=\"Centrifugal\"),VLOOKUP($J20,'Early Retirement'!$CI$6:$CM$32,5,FALSE),\"\")))))","v":0},0,0,0,0,0,0,0,0,0,0,0,"","","",0,0,0,{"$f":"IF(AND($C20=\"Early Retirement\",$J20<>\"\",$S20<>\"\",$U20<>\"\"),$CG20,IF(AND(OR($AB20=\"DX AC Air Cooled\",$AB20=\"DX HP Air Cooled\"),OR(AND($AI20=\"Btu/hr\",$AH20<65000),AND($AI20=\"Tons\",$AH20<65000/12000)),$AC20=\"Split\",$AN20>=15.2),MAX(Baselines!$CB13,12/9.8),Baselines!$CB13))","v":0},{"$f":"IF(AND($C20=\"Early Retirement\",$J20<>\"\",$S20<>\"\",$U20<>\"\"),$CH20,Baselines!$CC13)","v":0},{"$f":"Baselines!$CD13","v":"kW/ton"},"",{"$f":"IF(AND($C20=\"Early Retirement\",$J20<>\"\",$S20<>\"\",$U20<>\"\"),$CI20,IF(AND(Baselines!$CE13=0,OR($CT20=\"DX HP\",$CT20=\"PTHP\")),$BG20,Baselines!$CE13))","v":0},"COP",{"$f":"IF(OR($C20=\"Replace-on-Burnout\",$C20=\"New Construction\"),$DB20,IF($CD20=\"\",\"\",IF(OR($CD20=\"DX HP\",$CD20=\"PTHP\"),VLOOKUP($D20,'Factor Tables'!$B$89:$M$105,MATCH(CONCATENATE($CD20,\" Clg\"),'Factor Tables'!$B$88:$M$88,0),FALSE),VLOOKUP($D20,'Factor Tables'!$B$89:$M$105,MATCH($CD20,'Factor Tables'!$B$88:$M$88,0),FALSE))))","v":""},{"$f":"IF(OR($C20=\"Replace-on-Burnout\",$C20=\"New Construction\"),$DC20,IF($CD20=\"\",\"\",IF($CD20=\"DX HP\",VLOOKUP($D20,'Factor Tables'!$B$89:$M$105,MATCH(\"DX HP Htg\",'Factor Tables'!$B$88:$M$88,0),FALSE),0)))","v":""},{"$f":"IF(OR($C20=\"Replace-on-Burnout\",$C20=\"New Construction\"),$DD20,IF($CD20=\"\",\"\",IF($CD20=\"DX HP\",VLOOKUP($D20,'Factor Tables'!$N$89:$Y$105,MATCH(\"DX HP Clg\",'Factor Tables'!$N$88:$Y$88,0),FALSE),IF($CD20=\"PTHP\",VLOOKUP($D20,'Factor Tables'!$N$89:$Y$105,MATCH(\"PTHP Clg\",'Factor Tables'!$N$88:$Y$88,0),FALSE),IF(AND($CD20<>\"DX HP\",$CD20<>\"PTHP\"),VLOOKUP($D20,'Factor Tables'!$N$89:$Y$105,MATCH($CD20,'Factor Tables'!$N$88:$Y$88,0),FALSE),\"\")))))","v":""},{"$f":"IF(OR($C20=\"Replace-on-Burnout\",$C20=\"New Construction\",$CT20=\"DX HP\",$CT20=\"PTHP\"),$DE20,IF($CD20=\"\",\"\",IF($CD20=\"DX HP\",VLOOKUP($D20,'Factor Tables'!$N$89:$Y$105,MATCH(\"DX HP Htg\",'Factor Tables'!$N$88:$Y$88,0),FALSE),IF($CD20=\"PTHP\",VLOOKUP($D20,'Factor Tables'!$N$89:$Y$105,MATCH(\"PTHP Htg\",'Factor Tables'!$N$88:$Y$88,0),FALSE),0))))","v":""},"","",0,0,"kW/ton","",0,"COP",{"$f":"IF($CT20=\"\",\"\",IF(OR($CT20=\"DX HP\",$CT20=\"VRF HP\",$CT20=\"PTHP\"),VLOOKUP($D20,'Factor Tables'!$B$89:$M$105,MATCH(CONCATENATE($CT20,\" Clg\"),'Factor Tables'!$B$88:$M$88,0),FALSE),VLOOKUP($D20,'Factor Tables'!$B$89:$M$105,MATCH($CT20,'Factor Tables'!$B$88:$M$88,0),FALSE)))","v":""},{"$f":"IF($CT20=\"\",\"\",IF(OR($CT20=\"DX HP\",$CT20=\"VRF HP\",$CT20=\"PTHP\"),VLOOKUP($D20,'Factor Tables'!$B$89:$M$105,MATCH(CONCATENATE($CT20,\" Htg\"),'Factor Tables'!$B$88:$M$88,0),FALSE),0))","v":""},{"$f":"IF($CT20=\"\",\"\",IF(OR($CT20=\"DX HP\",$CT20=\"VRF HP\",$CT20=\"PTHP\"),VLOOKUP($D20,'Factor Tables'!$N$89:$Y$105,MATCH(CONCATENATE($CT20,\" Clg\"),'Factor Tables'!$N$88:$Y$88,0),FALSE),VLOOKUP($D20,'Factor Tables'!$N$89:$Y$105,MATCH($CT20,'Factor Tables'!$N$88:$Y$88,0),FALSE)))","v":""},{"$f":"IF($CT20=\"\",\"\",IF(OR($CT20=\"DX HP\",$CT20=\"VRF HP\",$CT20=\"PTHP\"),VLOOKUP($D20,'Factor Tables'!$N$89:$Y$105,MATCH(CONCATENATE($CT20,\" Htg\"),'Factor Tables'!$N$88:$Y$88,0),FALSE),0))","v":""},{"$f":"IF($AB20=\"\",0,VLOOKUP($AB20,'Utility Admin'!$E:$G,2,FALSE))","v":0},{"$f":"IF($AB20=\"\",0,VLOOKUP($AB20,'Utility Admin'!$E:$G,3,FALSE))","v":0},{"$f":"IFERROR(IF(ABS(Summary!$F$12)<=ABS(Summary!$E$12)*'Utility Admin'!$I$5,$AZ20*$DF20+$BA20*$DG20,$AZ20*$DF20+$AZ20*'Utility Admin'!$I$5*$DG20),0)","v":0},null,"Summer",null,"Water Cooled Chiller","Screw Water Cooled Chiller","Water Cooled\nChiller","Screw Chiller",20,null,null,null,null,{"$f":"IF(OR('Project Info'!$C$10=\"\",$C20=\"\",$D20=\"\"),\"\",VLOOKUP($D20,$DW$9:$DZ$32,MATCH($C20,$DW$9:$DZ$9,0),FALSE))","v":""},null,"School (Primary/Secondary)","AllSysTypes","AllSysTypesER","AllSysTypes",null,"ERROR: Contact Program Manager. Post Capacity/Unit x Post # of Units must be within +/- 20% of Pre Capacity/Unit x Pre # of Units."]
[null,12,"","",null,null,null,null,null,null,null,null,null,null,null,null,null,null,null,null,null,null,null,null,null,null,null,null,null,null,null,null,null,null,null,null,null,null,null,null,null,null,null,0,0,0,0,0,0,999999999,"",0,0,{"$f":"IFERROR(IF($DH$261>'Utility Admin'!$H$5,$BA21/$BA$5*$BB$261,$DH21),0)","v":0},"","",{"$f":"IF(AND(OR($AB21=\"DX AC Air Cooled\",$AB21=\"DX HP Air Cooled\"),OR(AND($AI21=\"Btu/hr\",$AH21<65000),AND($AI21=\"Tons\",$AH21<65000/12000)),$AC21=\"Split\",$AN21>=15.2),MAX(Baselines!$CB265,12/9.8),Baselines!$CB265)","v":0},{"$f":"Baselines!$CC265","v":0},{"$f":"Baselines!$CE265","v":0},0,0,0,0,0,0,0,0,0,0,{"$f":"IF(OR($C21<>\"Early Retirement\",$J21=\"\"),0,IF(OR($I21=\"DX AC Air Cooled\",$I21=\"DX HP Air Cooled\"),VLOOKUP($J21,'Early Retirement'!$CI$6:$CM$32,2,FALSE),IF(OR($I21=\"PTAC\",$I21=\"PTHP\"),VLOOKUP($J21,'Early Retirement'!$CI$6:$CM$32,3,FALSE),IF(AND(OR($I21=\"Air Cooled Chiller\",$I21=\"Water Cooled Chiller\"),$L21<>\"Centrifugal\"),VLOOKUP($J21,'Early Retirement'!$CI$6:$CM$32,4,FALSE),IF(AND(OR($I21=\"Air Cooled Chiller\",$I21=\"Water Cooled Chiller\"),$L21=\"Centrifugal\"),VLOOKUP($J21,'Early Retirement'!$CI$6:$CM$32,5,FALSE),\"\")))))","v":0},0,0,0,0,0,0,0,0,0,0,0,"","","",0,0,0,{"$f":"IF(AND($C21=\"Early Retirement\",$J21<>\"\",$S21<>\"\",$U21<>\"\"),$CG21,IF(AND(OR($AB21=\"DX AC Air Cooled\",$AB21=\"DX HP Air Cooled\"),OR(AND($AI21=\"Btu/hr\",$AH21<65000),AND($AI21=\"Tons\",$AH21<65000/12000)),$AC21=\"Split\",$AN21>=15.2),MAX(Baselines!$CB14,12/9.8),Baselines!$CB14))","v":0},{"$f":"IF(AND($C21=\"Early Retirement\",$J21<>\"\",$S21<>\"\",$U21<>\"\"),$CH21,Baselines!$CC14)","v":0},{"$f":"Baselines!$CD14","v":"kW/ton"},"",{"$f":"IF(AND($C21=\"Early Retirement\",$J21<>\"\",$S21<>\"\",$U21<>\"\"),$CI21,IF(AND(Baselines!$CE14=0,OR($CT21=\"DX HP\",$CT21=\"PTHP\")),$BG21,Baselines!$CE14))","v":0},"COP",{"$f":"IF(OR($C21=\"Replace-on-Burnout\",$C21=\"New Construction\"),$DB21,IF($CD21=\"\",\"\",IF(OR($CD21=\"DX HP\",$CD21=\"PTHP\"),VLOOKUP($D21,'Factor Tables'!$B$89:$M$105,MATCH(CONCATENATE($CD21,\" Clg\"),'Factor Tables'!$B$88:$M$88,0),FALSE),VLOOKUP($D21,'Factor Tables'!$B$89:$M$105,MATCH($CD21,'Factor Tables'!$B$88:$M$88,0),FALSE))))","v":""},{"$f":"IF(OR($C21=\"Replace-on-Burnout\",$C21=\"New Construction\"),$DC21,IF($CD21=\"\",\"\",IF($CD21=\"DX HP\",VLOOKUP($D21,'Factor Tables'!$B$89:$M$105,MATCH(\"DX HP Htg\",'Factor Tables'!$B$88:$M$88,0),FALSE),0)))","v":""},{"$f":"IF(OR($C21=\"Replace-on-Burnout\",$C21=\"New Construction\"),$DD21,IF($CD21=\"\",\"\",IF($CD21=\"DX HP\",VLOOKUP($D21,'Factor Tables'!$N$89:$Y$105,MATCH(\"DX HP Clg\",'Factor Tables'!$N$88:$Y$88,0),FALSE),IF($CD21=\"PTHP\",VLOOKUP($D21,'Factor Tables'!$N$89:$Y$105,MATCH(\"PTHP Clg\",'Factor Tables'!$N$88:$Y$88,0),FALSE),IF(AND($CD21<>\"DX HP\",$CD21<>\"PTHP\"),VLOOKUP($D21,'Factor Tables'!$N$89:$Y$105,MATCH($CD21,'Factor Tables'!$N$88:$Y$88,0),FALSE),\"\")))))","v":""},{"$f":"IF(OR($C21=\"Replace-on-Burnout\",$C21=\"New Construction\",$CT21=\"DX HP\",$CT21=\"PTHP\"),$DE21,IF($CD21=\"\",\"\",IF($CD21=\"DX HP\",VLOOKUP($D21,'Factor Tables'!$N$89:$Y$105,MATCH(\"DX HP Htg\",'Factor Tables'!$N$88:$Y$88,0),FALSE),IF($CD21=\"PTHP\",VLOOKUP($D21,'Factor Tables'!$N$89:$Y$105,MATCH(\"PTHP Htg\",'Factor Tables'!$N$88:$Y$88,0),FALSE),0))))","v":""},"","",0,0,"kW/ton","",0,"COP",{"$f":"IF($CT21=\"\",\"\",IF(OR($CT21=\"DX HP\",$CT21=\"VRF HP\",$CT21=\"PTHP\"),VLOOKUP($D21,'Factor Tables'!$B$89:$M$105,MATCH(CONCATENATE($CT21,\" Clg\"),'Factor Tables'!$B$88:$M$88,0),FALSE),VLOOKUP($D21,'Factor Tables'!$B$89:$M$105,MATCH($CT21,'Factor Tables'!$B$88:$M$88,0),FALSE)))","v":""},{"$f":"IF($CT21=\"\",\"\",IF(OR($CT21=\"DX HP\",$CT21=\"VRF HP\",$CT21=\"PTHP\"),VLOOKUP($D21,'Factor Tables'!$B$89:$M$105,MATCH(CONCATENATE($CT21,\" Htg\"),'Factor Tables'!$B$88:$M$88,0),FALSE),0))","v":""},{"$f":"IF($CT21=\"\",\"\",IF(OR($CT21=\"DX HP\",$CT21=\"VRF HP\",$CT21=\"PTHP\"),VLOOKUP($D21,'Factor Tables'!$N$89:$Y$105,MATCH(CONCATENATE($CT21,\" Clg\"),'Factor Tables'!$N$88:$Y$88,0),FALSE),VLOOKUP($D21,'Factor Tables'!$N$89:$Y$105,MATCH($CT21,'Factor Tables'!$N$88:$Y$88,0),FALSE)))","v":""},{"$f":"IF($CT21=\"\",\"\",IF(OR($CT21=\"DX HP\",$CT21=\"VRF HP\",$CT21=\"PTHP\"),VLOOKUP($D21,'Factor Tables'!$N$89:$Y$105,MATCH(CONCATENATE($CT21,\" Htg\"),'Factor Tables'!$N$88:$Y$88,0),FALSE),0))","v":""},{"$f":"IF($AB21=\"\",0,VLOOKUP($AB21,'Utility Admin'!$E:$G,2,FALSE))","v":0},{"$f":"IF($AB21=\"\",0,VLOOKUP($AB21,'Utility Admin'!$E:$G,3,FALSE))","v":0},{"$f":"IFERROR(IF(ABS(Summary!$F$12)<=ABS(Summary!$E$12)*'Utility Admin'!$I$5,$AZ21*$DF21+$BA21*$DG21,$AZ21*$DF21+$AZ21*'Utility Admin'!$I$5*$DG21),0)","v":0},null,"Summer",null,"Water Cooled Chiller","Scroll Water Cooled Chiller","Water Cooled\nChiller","Scroll Chiller",20,null,null,null,null,{"$f":"IF(OR('Project Info'!$C$10=\"\",$C21=\"\",$D21=\"\"),\"\",VLOOKUP($D21,$DW$9:$DZ$32,MATCH($C21,$DW$9:$DZ$9,0),FALSE))","v":""},null,"School (University/College)","AllSysTypes","AllSysTypesER","AllSysTypes",null,"ERROR: Contact Program Manager. Post Capacity/Unit x Post # of Units must be within +/- 20% of Pre Capacity/Unit x Pre # of Units."]
[null,13,"","",null,null,null,null,null,null,null,null,null,null,null,null,null,null,null,null,null,null,null,null,null,null,null,null,null,null,null,null,null,null,null,null,null,null,null,null,null,null,null,0,0,0,0,0,0,999999999,"",0,0,{"$f":"IFERROR(IF($DH$261>'Utility Admin'!$H$5,$BA22/$BA$5*$BB$261,$DH22),0)","v":0},"","",{"$f":"IF(AND(OR($AB22=\"DX AC Air Cooled\",$AB22=\"DX HP Air Cooled\"),OR(AND($AI22=\"Btu/hr\",$AH22<65000),AND($AI22=\"Tons\",$AH22<65000/12000)),$AC22=\"Split\",$AN22>=15.2),MAX(Baselines!$CB266,12/9.8),Baselines!$CB266)","v":0},{"$f":"Baselines!$CC266","v":0},{"$f":"Baselines!$CE266","v":0},0,0,0,0,0,0,0,0,0,0,{"$f":"IF(OR($C22<>\"Early Retirement\",$J22=\"\"),0,IF(OR($I22=\"DX AC Air Cooled\",$I22=\"DX HP Air Cooled\"),VLOOKUP($J22,'Early Retirement'!$CI$6:$CM$32,2,FALSE),IF(OR($I22=\"PTAC\",$I22=\"PTHP\"),VLOOKUP($J22,'Early Retirement'!$CI$6:$CM$32,3,FALSE),IF(AND(OR($I22=\"Air Cooled Chiller\",$I22=\"Water Cooled Chiller\"),$L22<>\"Centrifugal\"),VLOOKUP($J22,'Early Retirement'!$CI$6:$CM$32,4,FALSE),IF(AND(OR($I22=\"Air Cooled Chiller\",$I22=\"Water Cooled Chiller\"),$L22=\"Centrifugal\"),VLOOKUP($J22,'Early Retirement'!$CI$6:$CM$32,5,FALSE),\"\")))))","v":0},0,0,0,0,0,0,0,0,0,0,0,"","","",0,0,0,{"$f":"IF(AND($C22=\"Early Retirement\",$J22<>\"\",$S22<>\"\",$U22<>\"\"),$CG22,IF(AND(OR($AB22=\"DX AC Air Cooled\",$AB22=\"DX HP Air Cooled\"),OR(AND($AI22=\"Btu/hr\",$AH22<65000),AND($AI22=\"Tons\",$AH22<65000/12000)),$AC22=\"Split\",$AN22>=15.2),MAX(Baselines!$CB15,12/9.8),Baselines!$CB15))","v":0},{"$f":"IF(AND($C22=\"Early Retirement\",$J22<>\"\",$S22<>\"\",$U22<>\"\"),$CH22,Baselines!$CC15)","v":0},{"$f":"Baselines!$CD15","v":"kW/ton"},"",{"$f":"IF(AND($C22=\"Early Retirement\",$J22<>\"\",$S22<>\"\",$U22<>\"\"),$CI22,IF(AND(Baselines!$CE15=0,OR($CT22=\"DX HP\",$CT22=\"PTHP\")),$BG22,Baselines!$CE15))","v":0},"COP",{"$f":"IF(OR($C22=\"Replace-on-Burnout\",$C22=\"New Construction\"),$DB22,IF($CD22=\"\",\"\",IF(OR($CD22=\"DX HP\",$CD22=\"PTHP\"),VLOOKUP($D22,'Factor Tables'!$B$89:$M$105,MATCH(CONCATENATE($CD22,\" Clg\"),'Factor Tables'!$B$88:$M$88,0),FALSE),VLOOKUP($D22,'Factor Tables'!$B$89:$M$105,MATCH($CD22,'Factor Tables'!$B$88:$M$88,0),FALSE))))","v":""},{"$f":"IF(OR($C22=\"Replace-on-Burnout\",$C22=\"New Construction\"),$DC22,IF($CD22=\"\",\"\",IF($CD22=\"DX HP\",VLOOKUP($D22,'Factor Tables'!$B$89:$M$105,MATCH(\"DX HP Htg\",'Factor Tables'!$B$88:$M$88,0),FALSE),0)))","v":""},{"$f":"IF(OR($C22=\"Replace-on-Burnout\",$C22=\"New Construction\"),$DD22,IF($CD22=\"\",\"\",IF($CD22=\"DX HP\",VLOOKUP($D22,'Factor Tables'!$N$89:$Y$105,MATCH(\"DX HP Clg\",'Factor Tables'!$N$88:$Y$88,0),FALSE),IF($CD22=\"PTHP\",VLOOKUP($D22,'Factor Tables'!$N$89:$Y$105,MATCH(\"PTHP Clg\",'Factor Tables'!$N$88:$Y$88,0),FALSE),IF(AND($CD22<>\"DX HP\",$CD22<>\"PTHP\"),VLOOKUP($D22,'Factor Tables'!$N$89:$Y$105,MATCH($CD22,'Factor Tables'!$N$88:$Y$88,0),FALSE),\"\")))))","v":""},{"$f":"IF(OR($C22=\"Replace-on-Burnout\",$C22=\"New Construction\",$CT22=\"DX HP\",$CT22=\"PTHP\"),$DE22,IF($CD22=\"\",\"\",IF($CD22=\"DX HP\",VLOOKUP($D22,'Factor Tables'!$N$89:$Y$105,MATCH(\"DX HP Htg\",'Factor Tables'!$N$88:$Y$88,0),FALSE),IF($CD22=\"PTHP\",VLOOKUP($D22,'Factor Tables'!$N$89:$Y$105,MATCH(\"PTHP Htg\",'Factor Tables'!$N$88:$Y$88,0),FALSE),0))))","v":""},"","",0,0,"kW/ton","",0,"COP",{"$f":"IF($CT22=\"\",\"\",IF(OR($CT22=\"DX HP\",$CT22=\"VRF HP\",$CT22=\"PTHP\"),VLOOKUP($D22,'Factor Tables'!$B$89:$M$105,MATCH(CONCATENATE($CT22,\" Clg\"),'Factor Tables'!$B$88:$M$88,0),FALSE),VLOOKUP($D22,'Factor Tables'!$B$89:$M$105,MATCH($CT22,'Factor Tables'!$B$88:$M$88,0),FALSE)))","v":""},{"$f":"IF($CT22=\"\",\"\",IF(OR($CT22=\"DX HP\",$CT22=\"VRF HP\",$CT22=\"PTHP\"),VLOOKUP($D22,'Factor Tables'!$B$89:$M$105,MATCH(CONCATENATE($CT22,\" Htg\"),'Factor Tables'!$B$88:$M$88,0),FALSE),0))","v":""},{"$f":"IF($CT22=\"\",\"\",IF(OR($CT22=\"DX HP\",$CT22=\"VRF HP\",$CT22=\"PTHP\"),VLOOKUP($D22,'Factor Tables'!$N$89:$Y$105,MATCH(CONCATENATE($CT22,\" Clg\"),'Factor Tables'!$N$88:$Y$88,0),FALSE),VLOOKUP($D22,'Factor Tables'!$N$89:$Y$105,MATCH($CT22,'Factor Tables'!$N$88:$Y$88,0),FALSE)))","v":""},{"$f":"IF($CT22=\"\",\"\",IF(OR($CT22=\"DX HP\",$CT22=\"VRF HP\",$CT22=\"PTHP\"),VLOOKUP($D22,'Factor Tables'!$N$89:$Y$105,MATCH(CONCATENATE($CT22,\" Htg\"),'Factor Tables'!$N$88:$Y$88,0),FALSE),0))","v":""},{"$f":"IF($AB22=\"\",0,VLOOKUP($AB22,'Utility Admin'!$E:$G,2,FALSE))","v":0},{"$f":"IF($AB22=\"\",0,VLOOKUP($AB22,'Utility Admin'!$E:$G,3,FALSE))","v":0},{"$f":"IFERROR(IF(ABS(Summary!$F$12)<=ABS(Summary!$E$12)*'Utility Admin'!$I$5,$AZ22*$DF22+$BA22*$DG22,$AZ22*$DF22+$AZ22*'Utility Admin'!$I$5*$DG22),0)","v":0},null,"Summer",null,"Water Cooled Chiller","Centrifugal Water Cooled Chiller","Water Cooled\nChiller","Centrifugal Chiller",25,null,null,null,null,{"$f":"IF(OR('Project Info'!$C$10=\"\",$C22=\"\",$D22=\"\"),\"\",VLOOKUP($D22,$DW$9:$DZ$32,MATCH($C22,$DW$9:$DZ$9,0),FALSE))","v":""},null,"Custom - Type 1","AllSysTypes","AllSysTypesER","AllSysTypes",null,"ERROR: Contact Program Manager. Post Capacity/Unit x Post # of Units must be within +/- 20% of Pre Capacity/Unit x Pre # of Units."]
[null,14,"","",null,null,null,null,null,null,null,null,null,null,null,null,null,null,null,null,null,null,null,null,null,null,null,null,null,null,null,null,null,null,null,null,null,null,null,null,null,null,null,0,0,0,0,0,0,999999999,"",0,0,{"$f":"IFERROR(IF($DH$261>'Utility Admin'!$H$5,$BA23/$BA$5*$BB$261,$DH23),0)","v":0},"","",{"$f":"IF(AND(OR($AB23=\"DX AC Air Cooled\",$AB23=\"DX HP Air Cooled\"),OR(AND($AI23=\"Btu/hr\",$AH23<65000),AND($AI23=\"Tons\",$AH23<65000/12000)),$AC23=\"Split\",$AN23>=15.2),MAX(Baselines!$CB267,12/9.8),Baselines!$CB267)","v":0},{"$f":"Baselines!$CC267","v":0},{"$f":"Baselines!$CE267","v":0},0,0,0,0,0,0,0,0,0,0,{"$f":"IF(OR($C23<>\"Early Retirement\",$J23=\"\"),0,IF(OR($I23=\"DX AC Air Cooled\",$I23=\"DX HP Air Cooled\"),VLOOKUP($J23,'Early Retirement'!$CI$6:$CM$32,2,FALSE),IF(OR($I23=\"PTAC\",$I23=\"PTHP\"),VLOOKUP($J23,'Early Retirement'!$CI$6:$CM$32,3,FALSE),IF(AND(OR($I23=\"Air Cooled Chiller\",$I23=\"Water Cooled Chiller\"),$L23<>\"Centrifugal\"),VLOOKUP($J23,'Early Retirement'!$CI$6:$CM$32,4,FALSE),IF(AND(OR($I23=\"Air Cooled Chiller\",$I23=\"Water Cooled Chiller\"),$L23=\"Centrifugal\"),VLOOKUP($J23,'Early Retirement'!$CI$6:$CM$32,5,FALSE),\"\")))))","v":0},0,0,0,0,0,0,0,0,0,0,0,"","","",0,0,0,{"$f":"IF(AND($C23=\"Early Retirement\",$J23<>\"\",$S23<>\"\",$U23<>\"\"),$CG23,IF(AND(OR($AB23=\"DX AC Air Cooled\",$AB23=\"DX HP Air Cooled\"),OR(AND($AI23=\"Btu/hr\",$AH23<65000),AND($AI23=\"Tons\",$AH23<65000/12000)),$AC23=\"Split\",$AN23>=15.2),MAX(Baselines!$CB16,12/9.8),Baselines!$CB16))","v":0},{"$f":"IF(AND($C23=\"Early Retirement\",$J23<>\"\",$S23<>\"\",$U23<>\"\"),$CH23,Baselines!$CC16)","v":0},{"$f":"Baselines!$CD16","v":"kW/ton"},"",{"$f":"IF(AND($C23=\"Early Retirement\",$J23<>\"\",$S23<>\"\",$U23<>\"\"),$CI23,IF(AND(Baselines!$CE16=0,OR($CT23=\"DX HP\",$CT23=\"PTHP\")),$BG23,Baselines!$CE16))","v":0},"COP",{"$f":"IF(OR($C23=\"Replace-on-Burnout\",$C23=\"New Construction\"),$DB23,IF($CD23=\"\",\"\",IF(OR($CD23=\"DX HP\",$CD23=\"PTHP\"),VLOOKUP($D23,'Factor Tables'!$B$89:$M$105,MATCH(CONCATENATE($CD23,\" Clg\"),'Factor Tables'!$B$88:$M$88,0),FALSE),VLOOKUP($D23,'Factor Tables'!$B$89:$M$105,MATCH($CD23,'Factor Tables'!$B$88:$M$88,0),FALSE))))","v":""},{"$f":"IF(OR($C23=\"Replace-on-Burnout\",$C23=\"New Construction\"),$DC23,IF($CD23=\"\",\"\",IF($CD23=\"DX HP\",VLOOKUP($D23,'Factor Tables'!$B$89:$M$105,MATCH(\"DX HP Htg\",'Factor Tables'!$B$88:$M$88,0),FALSE),0)))","v":""},{"$f":"IF(OR($C23=\"Replace-on-Burnout\",$C23=\"New Construction\"),$DD23,IF($CD23=\"\",\"\",IF($CD23=\"DX HP\",VLOOKUP($D23,'Factor Tables'!$N$89:$Y$105,MATCH(\"DX HP Clg\",'Factor Tables'!$N$88:$Y$88,0),FALSE),IF($CD23=\"PTHP\",VLOOKUP($D23,'Factor Tables'!$N$89:$Y$105,MATCH(\"PTHP Clg\",'Factor Tables'!$N$88:$Y$88,0),FALSE),IF(AND($CD23<>\"DX HP\",$CD23<>\"PTHP\"),VLOOKUP($D23,'Factor Tables'!$N$89:$Y$105,MATCH($CD23,'Factor Tables'!$N$88:$Y$88,0),FALSE),\"\")))))","v":""},{"$f":"IF(OR($C23=\"Replace-on-Burnout\",$C23=\"New Construction\",$CT23=\"DX HP\",$CT23=\"PTHP\"),$DE23,IF($CD23=\"\",\"\",IF($CD23=\"DX HP\",VLOOKUP($D23,'Factor Tables'!$N$89:$Y$105,MATCH(\"DX HP Htg\",'Factor Tables'!$N$88:$Y$88,0),FALSE),IF($CD23=\"PTHP\",VLOOKUP($D23,'Factor Tables'!$N$89:$Y$105,MATCH(\"PTHP Htg\",'Factor Tables'!$N$88:$Y$88,0),FALSE),0))))","v":""},"","",0,0,"kW/ton","",0,"COP",{"$f":"IF($CT23=\"\",\"\",IF(OR($CT23=\"DX HP\",$CT23=\"VRF HP\",$CT23=\"PTHP\"),VLOOKUP($D23,'Factor Tables'!$B$89:$M$105,MATCH(CONCATENATE($CT23,\" Clg\"),'Factor Tables'!$B$88:$M$88,0),FALSE),VLOOKUP($D23,'Factor Tables'!$B$89:$M$105,MATCH($CT23,'Factor Tables'!$B$88:$M$88,0),FALSE)))","v":""},{"$f":"IF($CT23=\"\",\"\",IF(OR($CT23=\"DX HP\",$CT23=\"VRF HP\",$CT23=\"PTHP\"),VLOOKUP($D23,'Factor Tables'!$B$89:$M$105,MATCH(CONCATENATE($CT23,\" Htg\"),'Factor Tables'!$B$88:$M$88,0),FALSE),0))","v":""},{"$f":"IF($CT23=\"\",\"\",IF(OR($CT23=\"DX HP\",$CT23=\"VRF HP\",$CT23=\"PTHP\"),VLOOKUP($D23,'Factor Tables'!$N$89:$Y$105,MATCH(CONCATENATE($CT23,\" Clg\"),'Factor Tables'!$N$88:$Y$88,0),FALSE),VLOOKUP($D23,'Factor Tables'!$N$89:$Y$105,MATCH($CT23,'Factor Tables'!$N$88:$Y$88,0),FALSE)))","v":""},{"$f":"IF($CT23=\"\",\"\",IF(OR($CT23=\"DX HP\",$CT23=\"VRF HP\",$CT23=\"PTHP\"),VLOOKUP($D23,'Factor Tables'!$N$89:$Y$105,MATCH(CONCATENATE($CT23,\" Htg\"),'Factor Tables'!$N$88:$Y$88,0),FALSE),0))","v":""},{"$f":"IF($AB23=\"\",0,VLOOKUP($AB23,'Utility Admin'!$E:$G,2,FALSE))","v":0},{"$f":"IF($AB23=\"\",0,VLOOKUP($AB23,'Utility Admin'!$E:$G,3,FALSE))","v":0},{"$f":"IFERROR(IF(ABS(Summary!$F$12)<=ABS(Summary!$E$12)*'Utility Admin'!$I$5,$AZ23*$DF23+$BA23*$DG23,$AZ23*$DF23+$AZ23*'Utility Admin'!$I$5*$DG23),0)","v":0},null,"Summer",null,null,null,null,null,null,null,null,null,null,{"$f":"IF(OR('Project Info'!$C$10=\"\",$C23=\"\",$D23=\"\"),\"\",VLOOKUP($D23,$DW$9:$DZ$32,MATCH($C23,$DW$9:$DZ$9,0),FALSE))","v":""},null,"Custom - Type 2","AllSysTypes","AllSysTypesER","AllSysTypes",null,"ERROR: Contact Program Manager. Post Capacity/Unit x Post # of Units must be within +/- 20% of Pre Capacity/Unit x Pre # of Units."]
[null,15,"","",null,null,null,null,null,null,null,null,null,null,null,null,null,null,null,null,null,null,null,null,null,null,null,null,null,null,null,null,null,null,null,null,null,null,null,null,null,null,null,0,0,0,0,0,0,999999999,"",0,0,{"$f":"IFERROR(IF($DH$261>'Utility Admin'!$H$5,$BA24/$BA$5*$BB$261,$DH24),0)","v":0},"","",{"$f":"IF(AND(OR($AB24=\"DX AC Air Cooled\",$AB24=\"DX HP Air Cooled\"),OR(AND($AI24=\"Btu/hr\",$AH24<65000),AND($AI24=\"Tons\",$AH24<65000/12000)),$AC24=\"Split\",$AN24>=15.2),MAX(Baselines!$CB268,12/9.8),Baselines!$CB268)","v":0},{"$f":"Baselines!$CC268","v":0},{"$f":"Baselines!$CE268","v":0},0,0,0,0,0,0,0,0,0,0,{"$f":"IF(OR($C24<>\"Early Retirement\",$J24=\"\"),0,IF(OR($I24=\"DX AC Air Cooled\",$I24=\"DX HP Air Cooled\"),VLOOKUP($J24,'Early Retirement'!$CI$6:$CM$32,2,FALSE),IF(OR($I24=\"PTAC\",$I24=\"PTHP\"),VLOOKUP($J24,'Early Retirement'!$CI$6:$CM$32,3,FALSE),IF(AND(OR($I24=\"Air Cooled Chiller\",$I24=\"Water Cooled Chiller\"),$L24<>\"Centrifugal\"),VLOOKUP($J24,'Early Retirement'!$CI$6:$CM$32,4,FALSE),IF(AND(OR($I24=\"Air Cooled Chiller\",$I24=\"Water Cooled Chiller\"),$L24=\"Centrifugal\"),VLOOKUP($J24,'Early Retirement'!$CI$6:$CM$32,5,FALSE),\"\")))))","v":0},0,0,0,0,0,0,0,0,0,0,0,"","","",0,0,0,{"$f":"IF(AND($C24=\"Early Retirement\",$J24<>\"\",$S24<>\"\",$U24<>\"\"),$CG24,IF(AND(OR($AB24=\"DX AC Air Cooled\",$AB24=\"DX HP Air Cooled\"),OR(AND($AI24=\"Btu/hr\",$AH24<65000),AND($AI24=\"Tons\",$AH24<65000/12000)),$AC24=\"Split\",$AN24>=15.2),MAX(Baselines!$CB17,12/9.8),Baselines!$CB17))","v":0},{"$f":"IF(AND($C24=\"Early Retirement\",$J24<>\"\",$S24<>\"\",$U24<>\"\"),$CH24,Baselines!$CC17)","v":0},{"$f":"Baselines!$CD17","v":"kW/ton"},"",{"$f":"IF(AND($C24=\"Early Retirement\",$J24<>\"\",$S24<>\"\",$U24<>\"\"),$CI24,IF(AND(Baselines!$CE17=0,OR($CT24=\"DX HP\",$CT24=\"PTHP\")),$BG24,Baselines!$CE17))","v":0},"COP",{"$f":"IF(OR($C24=\"Replace-on-Burnout\",$C24=\"New Construction\"),$DB24,IF($CD24=\"\",\"\",IF(OR($CD24=\"DX HP\",$CD24=\"PTHP\"),VLOOKUP($D24,'Factor Tables'!$B$89:$M$105,MATCH(CONCATENATE($CD24,\" Clg\"),'Factor Tables'!$B$88:$M$88,0),FALSE),VLOOKUP($D24,'Factor Tables'!$B$89:$M$105,MATCH($CD24,'Factor Tables'!$B$88:$M$88,0),FALSE))))","v":""},{"$f":"IF(OR($C24=\"Replace-on-Burnout\",$C24=\"New Construction\"),$DC24,IF($CD24=\"\",\"\",IF($CD24=\"DX HP\",VLOOKUP($D24,'Factor Tables'!$B$89:$M$105,MATCH(\"DX HP Htg\",'Factor Tables'!$B$88:$M$88,0),FALSE),0)))","v":""},{"$f":"IF(OR($C24=\"Replace-on-Burnout\",$C24=\"New Construction\"),$DD24,IF($CD24=\"\",\"\",IF($CD24=\"DX HP\",VLOOKUP($D24,'Factor Tables'!$N$89:$Y$105,MATCH(\"DX HP Clg\",'Factor Tables'!$N$88:$Y$88,0),FALSE),IF($CD24=\"PTHP\",VLOOKUP($D24,'Factor Tables'!$N$89:$Y$105,MATCH(\"PTHP Clg\",'Factor Tables'!$N$88:$Y$88,0),FALSE),IF(AND($CD24<>\"DX HP\",$CD24<>\"PTHP\"),VLOOKUP($D24,'Factor Tables'!$N$89:$Y$105,MATCH($CD24,'Factor Tables'!$N$88:$Y$88,0),FALSE),\"\")))))","v":""},{"$f":"IF(OR($C24=\"Replace-on-Burnout\",$C24=\"New Construction\",$CT24=\"DX HP\",$CT24=\"PTHP\"),$DE24,IF($CD24=\"\",\"\",IF($CD24=\"DX HP\",VLOOKUP($D24,'Factor Tables'!$N$89:$Y$105,MATCH(\"DX HP Htg\",'Factor Tables'!$N$88:$Y$88,0),FALSE),IF($CD24=\"PTHP\",VLOOKUP($D24,'Factor Tables'!$N$89:$Y$105,MATCH(\"PTHP Htg\",'Factor Tables'!$N$88:$Y$88,0),FALSE),0))))","v":""},"","",0,0,"kW/ton","",0,"COP",{"$f":"IF($CT24=\"\",\"\",IF(OR($CT24=\"DX HP\",$CT24=\"VRF HP\",$CT24=\"PTHP\"),VLOOKUP($D24,'Factor Tables'!$B$89:$M$105,MATCH(CONCATENATE($CT24,\" Clg\"),'Factor Tables'!$B$88:$M$88,0),FALSE),VLOOKUP($D24,'Factor Tables'!$B$89:$M$105,MATCH($CT24,'Factor Tables'!$B$88:$M$88,0),FALSE)))","v":""},{"$f":"IF($CT24=\"\",\"\",IF(OR($CT24=\"DX HP\",$CT24=\"VRF HP\",$CT24=\"PTHP\"),VLOOKUP($D24,'Factor Tables'!$B$89:$M$105,MATCH(CONCATENATE($CT24,\" Htg\"),'Factor Tables'!$B$88:$M$88,0),FALSE),0))","v":""},{"$f":"IF($CT24=\"\",\"\",IF(OR($CT24=\"DX HP\",$CT24=\"VRF HP\",$CT24=\"PTHP\"),VLOOKUP($D24,'Factor Tables'!$N$89:$Y$105,MATCH(CONCATENATE($CT24,\" Clg\"),'Factor Tables'!$N$88:$Y$88,0),FALSE),VLOOKUP($D24,'Factor Tables'!$N$89:$Y$105,MATCH($CT24,'Factor Tables'!$N$88:$Y$88,0),FALSE)))","v":""},{"$f":"IF($CT24=\"\",\"\",IF(OR($CT24=\"DX HP\",$CT24=\"VRF HP\",$CT24=\"PTHP\"),VLOOKUP($D24,'Factor Tables'!$N$89:$Y$105,MATCH(CONCATENATE($CT24,\" Htg\"),'Factor Tables'!$N$88:$Y$88,0),FALSE),0))","v":""},{"$f":"IF($AB24=\"\",0,VLOOKUP($AB24,'Utility Admin'!$E:$G,2,FALSE))","v":0},{"$f":"IF($AB24=\"\",0,VLOOKUP($AB24,'Utility Admin'!$E:$G,3,FALSE))","v":0},{"$f":"IFERROR(IF(ABS(Summary!$F$12)<=ABS(Summary!$E$12)*'Utility Admin'!$I$5,$AZ24*$DF24+$BA24*$DG24,$AZ24*$DF24+$AZ24*'Utility Admin'!$I$5*$DG24),0)","v":0},null,"Summer",null,null,null,null,null,null,null,null,null,null,{"$f":"IF(OR('Project Info'!$C$10=\"\",$C24=\"\",$D24=\"\"),\"\",VLOOKUP($D24,$DW$9:$DZ$32,MATCH($C24,$DW$9:$DZ$9,0),FALSE))","v":""},null,"Custom - Type 3","AllSysTypes","AllSysTypesER","AllSysTypes",null,"ERROR: Contact Program Manager. Post Capacity/Unit x Post # of Units must be within +/- 20% of Pre Capacity/Unit x Pre # of Units."]
[null,16,"","",null,null,null,null,null,null,null,null,null,null,null,null,null,null,null,null,null,null,null,null,null,null,null,null,null,null,null,null,null,null,null,null,null,null,null,null,null,null,null,0,0,0,0,0,0,999999999,"",0,0,{"$f":"IFERROR(IF($DH$261>'Utility Admin'!$H$5,$BA25/$BA$5*$BB$261,$DH25),0)","v":0},"","",{"$f":"IF(AND(OR($AB25=\"DX AC Air Cooled\",$AB25=\"DX HP Air Cooled\"),OR(AND($AI25=\"Btu/hr\",$AH25<65000),AND($AI25=\"Tons\",$AH25<65000/12000)),$AC25=\"Split\",$AN25>=15.2),MAX(Baselines!$CB269,12/9.8),Baselines!$CB269)","v":0},{"$f":"Baselines!$CC269","v":0},{"$f":"Baselines!$CE269","v":0},0,0,0,0,0,0,0,0,0,0,{"$f":"IF(OR($C25<>\"Early Retirement\",$J25=\"\"),0,IF(OR($I25=\"DX AC Air Cooled\",$I25=\"DX HP Air Cooled\"),VLOOKUP($J25,'Early Retirement'!$CI$6:$CM$32,2,FALSE),IF(OR($I25=\"PTAC\",$I25=\"PTHP\"),VLOOKUP($J25,'Early Retirement'!$CI$6:$CM$32,3,FALSE),IF(AND(OR($I25=\"Air Cooled Chiller\",$I25=\"Water Cooled Chiller\"),$L25<>\"Centrifugal\"),VLOOKUP($J25,'Early Retirement'!$CI$6:$CM$32,4,FALSE),IF(AND(OR($I25=\"Air Cooled Chiller\",$I25=\"Water Cooled Chiller\"),$L25=\"Centrifugal\"),VLOOKUP($J25,'Early Retirement'!$CI$6:$CM$32,5,FALSE),\"\")))))","v":0},0,0,0,0,0,0,0,0,0,0,0,"","","",0,0,0,{"$f":"IF(AND($C25=\"Early Retirement\",$J25<>\"\",$S25<>\"\",$U25<>\"\"),$CG25,IF(AND(OR($AB25=\"DX AC Air Cooled\",$AB25=\"DX HP Air Cooled\"),OR(AND($AI25=\"Btu/hr\",$AH25<65000),AND($AI25=\"Tons\",$AH25<65000/12000)),$AC25=\"Split\",$AN25>=15.2),MAX(Baselines!$CB18,12/9.8),Baselines!$CB18))","v":0},{"$f":"IF(AND($C25=\"Early Retirement\",$J25<>\"\",$S25<>\"\",$U25<>\"\"),$CH25,Baselines!$CC18)","v":0},{"$f":"Baselines!$CD18","v":"kW/ton"},"",{"$f":"IF(AND($C25=\"Early Retirement\",$J25<>\"\",$S25<>\"\",$U25<>\"\"),$CI25,IF(AND(Baselines!$CE18=0,OR($CT25=\"DX HP\",$CT25=\"PTHP\")),$BG25,Baselines!$CE18))","v":0},"COP",{"$f":"IF(OR($C25=\"Replace-on-Burnout\",$C25=\"New Construction\"),$DB25,IF($CD25=\"\",\"\",IF(OR($CD25=\"DX HP\",$CD25=\"PTHP\"),VLOOKUP($D25,'Factor Tables'!$B$89:$M$105,MATCH(CONCATENATE($CD25,\" Clg\"),'Factor Tables'!$B$88:$M$88,0),FALSE),VLOOKUP($D25,'Factor Tables'!$B$89:$M$105,MATCH($CD25,'Factor Tables'!$B$88:$M$88,0),FALSE))))","v":""},{"$f":"IF(OR($C25=\"Replace-on-Burnout\",$C25=\"New Construction\"),$DC25,IF($CD25=\"\",\"\",IF($CD25=\"DX HP\",VLOOKUP($D25,'Factor Tables'!$B$89:$M$105,MATCH(\"DX HP Htg\",'Factor Tables'!$B$88:$M$88,0),FALSE),0)))","v":""},{"$f":"IF(OR($C25=\"Replace-on-Burnout\",$C25=\"New Construction\"),$DD25,IF($CD25=\"\",\"\",IF($CD25=\"DX HP\",VLOOKUP($D25,'Factor Tables'!$N$89:$Y$105,MATCH(\"DX HP Clg\",'Factor Tables'!$N$88:$Y$88,0),FALSE),IF($CD25=\"PTHP\",VLOOKUP($D25,'Factor Tables'!$N$89:$Y$105,MATCH(\"PTHP Clg\",'Factor Tables'!$N$88:$Y$88,0),FALSE),IF(AND($CD25<>\"DX HP\",$CD25<>\"PTHP\"),VLOOKUP($D25,'Factor Tables'!$N$89:$Y$105,MATCH($CD25,'Factor Tables'!$N$88:$Y$88,0),FALSE),\"\")))))","v":""},{"$f":"IF(OR($C25=\"Replace-on-Burnout\",$C25=\"New Construction\",$CT25=\"DX HP\",$CT25=\"PTHP\"),$DE25,IF($CD25=\"\",\"\",IF($CD25=\"DX HP\",VLOOKUP($D25,'Factor Tables'!$N$89:$Y$105,MATCH(\"DX HP Htg\",'Factor Tables'!$N$88:$Y$88,0),FALSE),IF($CD25=\"PTHP\",VLOOKUP($D25,'Factor Tables'!$N$89:$Y$105,MATCH(\"PTHP Htg\",'Factor Tables'!$N$88:$Y$88,0),FALSE),0))))","v":""},"","",0,0,"kW/ton","",0,"COP",{"$f":"IF($CT25=\"\",\"\",IF(OR($CT25=\"DX HP\",$CT25=\"VRF HP\",$CT25=\"PTHP\"),VLOOKUP($D25,'Factor Tables'!$B$89:$M$105,MATCH(CONCATENATE($CT25,\" Clg\"),'Factor Tables'!$B$88:$M$88,0),FALSE),VLOOKUP($D25,'Factor Tables'!$B$89:$M$105,MATCH($CT25,'Factor Tables'!$B$88:$M$88,0),FALSE)))","v":""},{"$f":"IF($CT25=\"\",\"\",IF(OR($CT25=\"DX HP\",$CT25=\"VRF HP\",$CT25=\"PTHP\"),VLOOKUP($D25,'Factor Tables'!$B$89:$M$105,MATCH(CONCATENATE($CT25,\" Htg\"),'Factor Tables'!$B$88:$M$88,0),FALSE),0))","v":""},{"$f":"IF($CT25=\"\",\"\",IF(OR($CT25=\"DX HP\",$CT25=\"VRF HP\",$CT25=\"PTHP\"),VLOOKUP($D25,'Factor Tables'!$N$89:$Y$105,MATCH(CONCATENATE($CT25,\" Clg\"),'Factor Tables'!$N$88:$Y$88,0),FALSE),VLOOKUP($D25,'Factor Tables'!$N$89:$Y$105,MATCH($CT25,'Factor Tables'!$N$88:$Y$88,0),FALSE)))","v":""},{"$f":"IF($CT25=\"\",\"\",IF(OR($CT25=\"DX HP\",$CT25=\"VRF HP\",$CT25=\"PTHP\"),VLOOKUP($D25,'Factor Tables'!$N$89:$Y$105,MATCH(CONCATENATE($CT25,\" Htg\"),'Factor Tables'!$N$88:$Y$88,0),FALSE),0))","v":""},{"$f":"IF($AB25=\"\",0,VLOOKUP($AB25,'Utility Admin'!$E:$G,2,FALSE))","v":0},{"$f":"IF($AB25=\"\",0,VLOOKUP($AB25,'Utility Admin'!$E:$G,3,FALSE))","v":0},{"$f":"IFERROR(IF(ABS(Summary!$F$12)<=ABS(Summary!$E$12)*'Utility Admin'!$I$5,$AZ25*$DF25+$BA25*$DG25,$AZ25*$DF25+$AZ25*'Utility Admin'!$I$5*$DG25),0)","v":0},null,"Summer",null,null,null,null,null,null,null,null,null,null,{"$f":"IF(OR('Project Info'!$C$10=\"\",$C25=\"\",$D25=\"\"),\"\",VLOOKUP($D25,$DW$9:$DZ$32,MATCH($C25,$DW$9:$DZ$9,0),FALSE))","v":""},null,"Custom - Type 4","AllSysTypes","AllSysTypesER","AllSysTypes",null,"ERROR: Contact Program Manager. Post Capacity/Unit x Post # of Units must be within +/- 20% of Pre Capacity/Unit x Pre # of Units."]
[null,17,"","",null,null,null,null,null,null,null,null,null,null,null,null,null,null,null,null,null,null,null,null,null,null,null,null,null,null,null,null,null,null,null,null,null,null,null,null,null,null,null,0,0,0,0,0,0,999999999,"",0,0,{"$f":"IFERROR(IF($DH$261>'Utility Admin'!$H$5,$BA26/$BA$5*$BB$261,$DH26),0)","v":0},"","",{"$f":"IF(AND(OR($AB26=\"DX AC Air Cooled\",$AB26=\"DX HP Air Cooled\"),OR(AND($AI26=\"Btu/hr\",$AH26<65000),AND($AI26=\"Tons\",$AH26<65000/12000)),$AC26=\"Split\",$AN26>=15.2),MAX(Baselines!$CB270,12/9.8),Baselines!$CB270)","v":0},{"$f":"Baselines!$CC270","v":0},{"$f":"Baselines!$CE270","v":0},0,0,0,0,0,0,0,0,0,0,{"$f":"IF(OR($C26<>\"Early Retirement\",$J26=\"\"),0,IF(OR($I26=\"DX AC Air Cooled\",$I26=\"DX HP Air Cooled\"),VLOOKUP($J26,'Early Retirement'!$CI$6:$CM$32,2,FALSE),IF(OR($I26=\"PTAC\",$I26=\"PTHP\"),VLOOKUP($J26,'Early Retirement'!$CI$6:$CM$32,3,FALSE),IF(AND(OR($I26=\"Air Cooled Chiller\",$I26=\"Water Cooled Chiller\"),$L26<>\"Centrifugal\"),VLOOKUP($J26,'Early Retirement'!$CI$6:$CM$32,4,FALSE),IF(AND(OR($I26=\"Air Cooled Chiller\",$I26=\"Water Cooled Chiller\"),$L26=\"Centrifugal\"),VLOOKUP($J26,'Early Retirement'!$CI$6:$CM$32,5,FALSE),\"\")))))","v":0},0,0,0,0,0,0,0,0,0,0,0,"","","",0,0,0,{"$f":"IF(AND($C26=\"Early Retirement\",$J26<>\"\",$S26<>\"\",$U26<>\"\"),$CG26,IF(AND(OR($AB26=\"DX AC Air Cooled\",$AB26=\"DX HP Air Cooled\"),OR(AND($AI26=\"Btu/hr\",$AH26<65000),AND($AI26=\"Tons\",$AH26<65000/12000)),$AC26=\"Split\",$AN26>=15.2),MAX(Baselines!$CB19,12/9.8),Baselines!$CB19))","v":0},{"$f":"IF(AND($C26=\"Early Retirement\",$J26<>\"\",$S26<>\"\",$U26<>\"\"),$CH26,Baselines!$CC19)","v":0},{"$f":"Baselines!$CD19","v":"kW/ton"},"",{"$f":"IF(AND($C26=\"Early Retirement\",$J26<>\"\",$S26<>\"\",$U26<>\"\"),$CI26,IF(AND(Baselines!$CE19=0,OR($CT26=\"DX HP\",$CT26=\"PTHP\")),$BG26,Baselines!$CE19))","v":0},"COP",{"$f":"IF(OR($C26=\"Replace-on-Burnout\",$C26=\"New Construction\"),$DB26,IF($CD26=\"\",\"\",IF(OR($CD26=\"DX HP\",$CD26=\"PTHP\"),VLOOKUP($D26,'Factor Tables'!$B$89:$M$105,MATCH(CONCATENATE($CD26,\" Clg\"),'Factor Tables'!$B$88:$M$88,0),FALSE),VLOOKUP($D26,'Factor Tables'!$B$89:$M$105,MATCH($CD26,'Factor Tables'!$B$88:$M$88,0),FALSE))))","v":""},{"$f":"IF(OR($C26=\"Replace-on-Burnout\",$C26=\"New Construction\"),$DC26,IF($CD26=\"\",\"\",IF($CD26=\"DX HP\",VLOOKUP($D26,'Factor Tables'!$B$89:$M$105,MATCH(\"DX HP Htg\",'Factor Tables'!$B$88:$M$88,0),FALSE),0)))","v":""},{"$f":"IF(OR($C26=\"Replace-on-Burnout\",$C26=\"New Construction\"),$DD26,IF($CD26=\"\",\"\",IF($CD26=\"DX HP\",VLOOKUP($D26,'Factor Tables'!$N$89:$Y$105,MATCH(\"DX HP Clg\",'Factor Tables'!$N$88:$Y$88,0),FALSE),IF($CD26=\"PTHP\",VLOOKUP($D26,'Factor Tables'!$N$89:$Y$105,MATCH(\"PTHP Clg\",'Factor Tables'!$N$88:$Y$88,0),FALSE),IF(AND($CD26<>\"DX HP\",$CD26<>\"PTHP\"),VLOOKUP($D26,'Factor Tables'!$N$89:$Y$105,MATCH($CD26,'Factor Tables'!$N$88:$Y$88,0),FALSE),\"\")))))","v":""},{"$f":"IF(OR($C26=\"Replace-on-Burnout\",$C26=\"New Construction\",$CT26=\"DX HP\",$CT26=\"PTHP\"),$DE26,IF($CD26=\"\",\"\",IF($CD26=\"DX HP\",VLOOKUP($D26,'Factor Tables'!$N$89:$Y$105,MATCH(\"DX HP Htg\",'Factor Tables'!$N$88:$Y$88,0),FALSE),IF($CD26=\"PTHP\",VLOOKUP($D26,'Factor Tables'!$N$89:$Y$105,MATCH(\"PTHP Htg\",'Factor Tables'!$N$88:$Y$88,0),FALSE),0))))","v":""},"","",0,0,"kW/ton","",0,"COP",{"$f":"IF($CT26=\"\",\"\",IF(OR($CT26=\"DX HP\",$CT26=\"VRF HP\",$CT26=\"PTHP\"),VLOOKUP($D26,'Factor Tables'!$B$89:$M$105,MATCH(CONCATENATE($CT26,\" Clg\"),'Factor Tables'!$B$88:$M$88,0),FALSE),VLOOKUP($D26,'Factor Tables'!$B$89:$M$105,MATCH($CT26,'Factor Tables'!$B$88:$M$88,0),FALSE)))","v":""},{"$f":"IF($CT26=\"\",\"\",IF(OR($CT26=\"DX HP\",$CT26=\"VRF HP\",$CT26=\"PTHP\"),VLOOKUP($D26,'Factor Tables'!$B$89:$M$105,MATCH(CONCATENATE($CT26,\" Htg\"),'Factor Tables'!$B$88:$M$88,0),FALSE),0))","v":""},{"$f":"IF($CT26=\"\",\"\",IF(OR($CT26=\"DX HP\",$CT26=\"VRF HP\",$CT26=\"PTHP\"),VLOOKUP($D26,'Factor Tables'!$N$89:$Y$105,MATCH(CONCATENATE($CT26,\" Clg\"),'Factor Tables'!$N$88:$Y$88,0),FALSE),VLOOKUP($D26,'Factor Tables'!$N$89:$Y$105,MATCH($CT26,'Factor Tables'!$N$88:$Y$88,0),FALSE)))","v":""},{"$f":"IF($CT26=\"\",\"\",IF(OR($CT26=\"DX HP\",$CT26=\"VRF HP\",$CT26=\"PTHP\"),VLOOKUP($D26,'Factor Tables'!$N$89:$Y$105,MATCH(CONCATENATE($CT26,\" Htg\"),'Factor Tables'!$N$88:$Y$88,0),FALSE),0))","v":""},{"$f":"IF($AB26=\"\",0,VLOOKUP($AB26,'Utility Admin'!$E:$G,2,FALSE))","v":0},{"$f":"IF($AB26=\"\",0,VLOOKUP($AB26,'Utility Admin'!$E:$G,3,FALSE))","v":0},{"$f":"IFERROR(IF(ABS(Summary!$F$12)<=ABS(Summary!$E$12)*'Utility Admin'!$I$5,$AZ26*$DF26+$BA26*$DG26,$AZ26*$DF26+$AZ26*'Utility Admin'!$I$5*$DG26),0)","v":0},null,"Summer",null,null,null,null,null,null,null,null,null,null,{"$f":"IF(OR('Project Info'!$C$10=\"\",$C26=\"\",$D26=\"\"),\"\",VLOOKUP($D26,$DW$9:$DZ$32,MATCH($C26,$DW$9:$DZ$9,0),FALSE))","v":""},null,"Custom - Type 5","AllSysTypes","AllSysTypesER","AllSysTypes",null,"ERROR: Contact Program Manager. Post Capacity/Unit x Post # of Units must be within +/- 20% of Pre Capacity/Unit x Pre # of Units."]
[null,18,"","",null,null,null,null,null,null,null,null,null,null,null,null,null,null,null,null,null,null,null,null,null,null,null,null,null,null,null,null,null,null,null,null,null,null,null,null,null,null,null,0,0,0,0,0,0,999999999,"",0,0,{"$f":"IFERROR(IF($DH$261>'Utility Admin'!$H$5,$BA27/$BA$5*$BB$261,$DH27),0)","v":0},"","",{"$f":"IF(AND(OR($AB27=\"DX AC Air Cooled\",$AB27=\"DX HP Air Cooled\"),OR(AND($AI27=\"Btu/hr\",$AH27<65000),AND($AI27=\"Tons\",$AH27<65000/12000)),$AC27=\"Split\",$AN27>=15.2),MAX(Baselines!$CB271,12/9.8),Baselines!$CB271)","v":0},{"$f":"Baselines!$CC271","v":0},{"$f":"Baselines!$CE271","v":0},0,0,0,0,0,0,0,0,0,0,{"$f":"IF(OR($C27<>\"Early Retirement\",$J27=\"\"),0,IF(OR($I27=\"DX AC Air Cooled\",$I27=\"DX HP Air Cooled\"),VLOOKUP($J27,'Early Retirement'!$CI$6:$CM$32,2,FALSE),IF(OR($I27=\"PTAC\",$I27=\"PTHP\"),VLOOKUP($J27,'Early Retirement'!$CI$6:$CM$32,3,FALSE),IF(AND(OR($I27=\"Air Cooled Chiller\",$I27=\"Water Cooled Chiller\"),$L27<>\"Centrifugal\"),VLOOKUP($J27,'Early Retirement'!$CI$6:$CM$32,4,FALSE),IF(AND(OR($I27=\"Air Cooled Chiller\",$I27=\"Water Cooled Chiller\"),$L27=\"Centrifugal\"),VLOOKUP($J27,'Early Retirement'!$CI$6:$CM$32,5,FALSE),\"\")))))","v":0},0,0,0,0,0,0,0,0,0,0,0,"","","",0,0,0,{"$f":"IF(AND($C27=\"Early Retirement\",$J27<>\"\",$S27<>\"\",$U27<>\"\"),$CG27,IF(AND(OR($AB27=\"DX AC Air Cooled\",$AB27=\"DX HP Air Cooled\"),OR(AND($AI27=\"Btu/hr\",$AH27<65000),AND($AI27=\"Tons\",$AH27<65000/12000)),$AC27=\"Split\",$AN27>=15.2),MAX(Baselines!$CB20,12/9.8),Baselines!$CB20))","v":0},{"$f":"IF(AND($C27=\"Early Retirement\",$J27<>\"\",$S27<>\"\",$U27<>\"\"),$CH27,Baselines!$CC20)","v":0},{"$f":"Baselines!$CD20","v":"kW/ton"},"",{"$f":"IF(AND($C27=\"Early Retirement\",$J27<>\"\",$S27<>\"\",$U27<>\"\"),$CI27,IF(AND(Baselines!$CE20=0,OR($CT27=\"DX HP\",$CT27=\"PTHP\")),$BG27,Baselines!$CE20))","v":0},"COP",{"$f":"IF(OR($C27=\"Replace-on-Burnout\",$C27=\"New Construction\"),$DB27,IF($CD27=\"\",\"\",IF(OR($CD27=\"DX HP\",$CD27=\"PTHP\"),VLOOKUP($D27,'Factor Tables'!$B$89:$M$105,MATCH(CONCATENATE($CD27,\" Clg\"),'Factor Tables'!$B$88:$M$88,0),FALSE),VLOOKUP($D27,'Factor Tables'!$B$89:$M$105,MATCH($CD27,'Factor Tables'!$B$88:$M$88,0),FALSE))))","v":""},{"$f":"IF(OR($C27=\"Replace-on-Burnout\",$C27=\"New Construction\"),$DC27,IF($CD27=\"\",\"\",IF($CD27=\"DX HP\",VLOOKUP($D27,'Factor Tables'!$B$89:$M$105,MATCH(\"DX HP Htg\",'Factor Tables'!$B$88:$M$88,0),FALSE),0)))","v":""},{"$f":"IF(OR($C27=\"Replace-on-Burnout\",$C27=\"New Construction\"),$DD27,IF($CD27=\"\",\"\",IF($CD27=\"DX HP\",VLOOKUP($D27,'Factor Tables'!$N$89:$Y$105,MATCH(\"DX HP Clg\",'Factor Tables'!$N$88:$Y$88,0),FALSE),IF($CD27=\"PTHP\",VLOOKUP($D27,'Factor Tables'!$N$89:$Y$105,MATCH(\"PTHP Clg\",'Factor Tables'!$N$88:$Y$88,0),FALSE),IF(AND($CD27<>\"DX HP\",$CD27<>\"PTHP\"),VLOOKUP($D27,'Factor Tables'!$N$89:$Y$105,MATCH($CD27,'Factor Tables'!$N$88:$Y$88,0),FALSE),\"\")))))","v":""},{"$f":"IF(OR($C27=\"Replace-on-Burnout\",$C27=\"New Construction\",$CT27=\"DX HP\",$CT27=\"PTHP\"),$DE27,IF($CD27=\"\",\"\",IF($CD27=\"DX HP\",VLOOKUP($D27,'Factor Tables'!$N$89:$Y$105,MATCH(\"DX HP Htg\",'Factor Tables'!$N$88:$Y$88,0),FALSE),IF($CD27=\"PTHP\",VLOOKUP($D27,'Factor Tables'!$N$89:$Y$105,MATCH(\"PTHP Htg\",'Factor Tables'!$N$88:$Y$88,0),FALSE),0))))","v":""},"","",0,0,"kW/ton","",0,"COP",{"$f":"IF($CT27=\"\",\"\",IF(OR($CT27=\"DX HP\",$CT27=\"VRF HP\",$CT27=\"PTHP\"),VLOOKUP($D27,'Factor Tables'!$B$89:$M$105,MATCH(CONCATENATE($CT27,\" Clg\"),'Factor Tables'!$B$88:$M$88,0),FALSE),VLOOKUP($D27,'Factor Tables'!$B$89:$M$105,MATCH($CT27,'Factor Tables'!$B$88:$M$88,0),FALSE)))","v":""},{"$f":"IF($CT27=\"\",\"\",IF(OR($CT27=\"DX HP\",$CT27=\"VRF HP\",$CT27=\"PTHP\"),VLOOKUP($D27,'Factor Tables'!$B$89:$M$105,MATCH(CONCATENATE($CT27,\" Htg\"),'Factor Tables'!$B$88:$M$88,0),FALSE),0))","v":""},{"$f":"IF($CT27=\"\",\"\",IF(OR($CT27=\"DX HP\",$CT27=\"VRF HP\",$CT27=\"PTHP\"),VLOOKUP($D27,'Factor Tables'!$N$89:$Y$105,MATCH(CONCATENATE($CT27,\" Clg\"),'Factor Tables'!$N$88:$Y$88,0),FALSE),VLOOKUP($D27,'Factor Tables'!$N$89:$Y$105,MATCH($CT27,'Factor Tables'!$N$88:$Y$88,0),FALSE)))","v":""},{"$f":"IF($CT27=\"\",\"\",IF(OR($CT27=\"DX HP\",$CT27=\"VRF HP\",$CT27=\"PTHP\"),VLOOKUP($D27,'Factor Tables'!$N$89:$Y$105,MATCH(CONCATENATE($CT27,\" Htg\"),'Factor Tables'!$N$88:$Y$88,0),FALSE),0))","v":""},{"$f":"IF($AB27=\"\",0,VLOOKUP($AB27,'Utility Admin'!$E:$G,2,FALSE))","v":0},{"$f":"IF($AB27=\"\",0,VLOOKUP($AB27,'Utility Admin'!$E:$G,3,FALSE))","v":0},{"$f":"IFERROR(IF(ABS(Summary!$F$12)<=ABS(Summary!$E$12)*'Utility Admin'!$I$5,$AZ27*$DF27+$BA27*$DG27,$AZ27*$DF27+$AZ27*'Utility Admin'!$I$5*$DG27),0)","v":0},null,"Summer",null,null,null,null,null,null,null,null,null,null,{"$f":"IF(OR('Project Info'!$C$10=\"\",$C27=\"\",$D27=\"\"),\"\",VLOOKUP($D27,$DW$9:$DZ$32,MATCH($C27,$DW$9:$DZ$9,0),FALSE))","v":""},null,null,null,null,null,null,"ERROR: Contact Program Manager. Post Capacity/Unit x Post # of Units must be within +/- 20% of Pre Capacity/Unit x Pre # of Units."]
[null,19,"","",null,null,null,null,null,null,null,null,null,null,null,null,null,null,null,null,null,null,null,null,null,null,null,null,null,null,null,null,null,null,null,null,null,null,null,null,null,null,null,0,0,0,0,0,0,999999999,"",0,0,{"$f":"IFERROR(IF($DH$261>'Utility Admin'!$H$5,$BA28/$BA$5*$BB$261,$DH28),0)","v":0},"","",{"$f":"IF(AND(OR($AB28=\"DX AC Air Cooled\",$AB28=\"DX HP Air Cooled\"),OR(AND($AI28=\"Btu/hr\",$AH28<65000),AND($AI28=\"Tons\",$AH28<65000/12000)),$AC28=\"Split\",$AN28>=15.2),MAX(Baselines!$CB272,12/9.8),Baselines!$CB272)","v":0},{"$f":"Baselines!$CC272","v":0},{"$f":"Baselines!$CE272","v":0},0,0,0,0,0,0,0,0,0,0,{"$f":"IF(OR($C28<>\"Early Retirement\",$J28=\"\"),0,IF(OR($I28=\"DX AC Air Cooled\",$I28=\"DX HP Air Cooled\"),VLOOKUP($J28,'Early Retirement'!$CI$6:$CM$32,2,FALSE),IF(OR($I28=\"PTAC\",$I28=\"PTHP\"),VLOOKUP($J28,'Early Retirement'!$CI$6:$CM$32,3,FALSE),IF(AND(OR($I28=\"Air Cooled Chiller\",$I28=\"Water Cooled Chiller\"),$L28<>\"Centrifugal\"),VLOOKUP($J28,'Early Retirement'!$CI$6:$CM$32,4,FALSE),IF(AND(OR($I28=\"Air Cooled Chiller\",$I28=\"Water Cooled Chiller\"),$L28=\"Centrifugal\"),VLOOKUP($J28,'Early Retirement'!$CI$6:$CM$32,5,FALSE),\"\")))))","v":0},0,0,0,0,0,0,0,0,0,0,0,"","","",0,0,0,{"$f":"IF(AND($C28=\"Early Retirement\",$J28<>\"\",$S28<>\"\",$U28<>\"\"),$CG28,IF(AND(OR($AB28=\"DX AC Air Cooled\",$AB28=\"DX HP Air Cooled\"),OR(AND($AI28=\"Btu/hr\",$AH28<65000),AND($AI28=\"Tons\",$AH28<65000/12000)),$AC28=\"Split\",$AN28>=15.2),MAX(Baselines!$CB21,12/9.8),Baselines!$CB21))","v":0},{"$f":"IF(AND($C28=\"Early Retirement\",$J28<>\"\",$S28<>\"\",$U28<>\"\"),$CH28,Baselines!$CC21)","v":0},{"$f":"Baselines!$CD21","v":"kW/ton"},"",{"$f":"IF(AND($C28=\"Early Retirement\",$J28<>\"\",$S28<>\"\",$U28<>\"\"),$CI28,IF(AND(Baselines!$CE21=0,OR($CT28=\"DX HP\",$CT28=\"PTHP\")),$BG28,Baselines!$CE21))","v":0},"COP",{"$f":"IF(OR($C28=\"Replace-on-Burnout\",$C28=\"New Construction\"),$DB28,IF($CD28=\"\",\"\",IF(OR($CD28=\"DX HP\",$CD28=\"PTHP\"),VLOOKUP($D28,'Factor Tables'!$B$89:$M$105,MATCH(CONCATENATE($CD28,\" Clg\"),'Factor Tables'!$B$88:$M$88,0),FALSE),VLOOKUP($D28,'Factor Tables'!$B$89:$M$105,MATCH($CD28,'Factor Tables'!$B$88:$M$88,0),FALSE))))","v":""},{"$f":"IF(OR($C28=\"Replace-on-Burnout\",$C28=\"New Construction\"),$DC28,IF($CD28=\"\",\"\",IF($CD28=\"DX HP\",VLOOKUP($D28,'Factor Tables'!$B$89:$M$105,MATCH(\"DX HP Htg\",'Factor Tables'!$B$88:$M$88,0),FALSE),0)))","v":""},{"$f":"IF(OR($C28=\"Replace-on-Burnout\",$C28=\"New Construction\"),$DD28,IF($CD28=\"\",\"\",IF($CD28=\"DX HP\",VLOOKUP($D28,'Factor Tables'!$N$89:$Y$105,MATCH(\"DX HP Clg\",'Factor Tables'!$N$88:$Y$88,0),FALSE),IF($CD28=\"PTHP\",VLOOKUP($D28,'Factor Tables'!$N$89:$Y$105,MATCH(\"PTHP Clg\",'Factor Tables'!$N$88:$Y$88,0),FALSE),IF(AND($CD28<>\"DX HP\",$CD28<>\"PTHP\"),VLOOKUP($D28,'Factor Tables'!$N$89:$Y$105,MATCH($CD28,'Factor Tables'!$N$88:$Y$88,0),FALSE),\"\")))))","v":""},{"$f":"IF(OR($C28=\"Replace-on-Burnout\",$C28=\"New Construction\",$CT28=\"DX HP\",$CT28=\"PTHP\"),$DE28,IF($CD28=\"\",\"\",IF($CD28=\"DX HP\",VLOOKUP($D28,'Factor Tables'!$N$89:$Y$105,MATCH(\"DX HP Htg\",'Factor Tables'!$N$88:$Y$88,0),FALSE),IF($CD28=\"PTHP\",VLOOKUP($D28,'Factor Tables'!$N$89:$Y$105,MATCH(\"PTHP Htg\",'Factor Tables'!$N$88:$Y$88,0),FALSE),0))))","v":""},"","",0,0,"kW/ton","",0,"COP",{"$f":"IF($CT28=\"\",\"\",IF(OR($CT28=\"DX HP\",$CT28=\"VRF HP\",$CT28=\"PTHP\"),VLOOKUP($D28,'Factor Tables'!$B$89:$M$105,MATCH(CONCATENATE($CT28,\" Clg\"),'Factor Tables'!$B$88:$M$88,0),FALSE),VLOOKUP($D28,'Factor Tables'!$B$89:$M$105,MATCH($CT28,'Factor Tables'!$B$88:$M$88,0),FALSE)))","v":""},{"$f":"IF($CT28=\"\",\"\",IF(OR($CT28=\"DX HP\",$CT28=\"VRF HP\",$CT28=\"PTHP\"),VLOOKUP($D28,'Factor Tables'!$B$89:$M$105,MATCH(CONCATENATE($CT28,\" Htg\"),'Factor Tables'!$B$88:$M$88,0),FALSE),0))","v":""},{"$f":"IF($CT28=\"\",\"\",IF(OR($CT28=\"DX HP\",$CT28=\"VRF HP\",$CT28=\"PTHP\"),VLOOKUP($D28,'Factor Tables'!$N$89:$Y$105,MATCH(CONCATENATE($CT28,\" Clg\"),'Factor Tables'!$N$88:$Y$88,0),FALSE),VLOOKUP($D28,'Factor Tables'!$N$89:$Y$105,MATCH($CT28,'Factor Tables'!$N$88:$Y$88,0),FALSE)))","v":""},{"$f":"IF($CT28=\"\",\"\",IF(OR($CT28=\"DX HP\",$CT28=\"VRF HP\",$CT28=\"PTHP\"),VLOOKUP($D28,'Factor Tables'!$N$89:$Y$105,MATCH(CONCATENATE($CT28,\" Htg\"),'Factor Tables'!$N$88:$Y$88,0),FALSE),0))","v":""},{"$f":"IF($AB28=\"\",0,VLOOKUP($AB28,'Utility Admin'!$E:$G,2,FALSE))","v":0},{"$f":"IF($AB28=\"\",0,VLOOKUP($AB28,'Utility Admin'!$E:$G,3,FALSE))","v":0},{"$f":"IFERROR(IF(ABS(Summary!$F$12)<=ABS(Summary!$E$12)*'Utility Admin'!$I$5,$AZ28*$DF28+$BA28*$DG28,$AZ28*$DF28+$AZ28*'Utility Admin'!$I$5*$DG28),0)","v":0},null,"Summer",null,null,null,null,null,null,null,null,null,null,{"$f":"IF(OR('Project Info'!$C$10=\"\",$C28=\"\",$D28=\"\"),\"\",VLOOKUP($D28,$DW$9:$DZ$32,MATCH($C28,$DW$9:$DZ$9,0),FALSE))","v":""},null,null,null,null,null,null,"ERROR: Contact Program Manager. Post Capacity/Unit x Post # of Units must be within +/- 20% of Pre Capacity/Unit x Pre # of Units."]
[null,20,"","",null,null,null,null,null,null,null,null,null,null,null,null,null,null,null,null,null,null,null,null,null,null,null,null,null,null,null,null,null,null,null,null,null,null,null,null,null,null,null,0,0,0,0,0,0,999999999,"",0,0,{"$f":"IFERROR(IF($DH$261>'Utility Admin'!$H$5,$BA29/$BA$5*$BB$261,$DH29),0)","v":0},"","",{"$f":"IF(AND(OR($AB29=\"DX AC Air Cooled\",$AB29=\"DX HP Air Cooled\"),OR(AND($AI29=\"Btu/hr\",$AH29<65000),AND($AI29=\"Tons\",$AH29<65000/12000)),$AC29=\"Split\",$AN29>=15.2),MAX(Baselines!$CB273,12/9.8),Baselines!$CB273)","v":0},{"$f":"Baselines!$CC273","v":0},{"$f":"Baselines!$CE273","v":0},0,0,0,0,0,0,0,0,0,0,{"$f":"IF(OR($C29<>\"Early Retirement\",$J29=\"\"),0,IF(OR($I29=\"DX AC Air Cooled\",$I29=\"DX HP Air Cooled\"),VLOOKUP($J29,'Early Retirement'!$CI$6:$CM$32,2,FALSE),IF(OR($I29=\"PTAC\",$I29=\"PTHP\"),VLOOKUP($J29,'Early Retirement'!$CI$6:$CM$32,3,FALSE),IF(AND(OR($I29=\"Air Cooled Chiller\",$I29=\"Water Cooled Chiller\"),$L29<>\"Centrifugal\"),VLOOKUP($J29,'Early Retirement'!$CI$6:$CM$32,4,FALSE),IF(AND(OR($I29=\"Air Cooled Chiller\",$I29=\"Water Cooled Chiller\"),$L29=\"Centrifugal\"),VLOOKUP($J29,'Early Retirement'!$CI$6:$CM$32,5,FALSE),\"\")))))","v":0},0,0,0,0,0,0,0,0,0,0,0,"","","",0,0,0,{"$f":"IF(AND($C29=\"Early Retirement\",$J29<>\"\",$S29<>\"\",$U29<>\"\"),$CG29,IF(AND(OR($AB29=\"DX AC Air Cooled\",$AB29=\"DX HP Air Cooled\"),OR(AND($AI29=\"Btu/hr\",$AH29<65000),AND($AI29=\"Tons\",$AH29<65000/12000)),$AC29=\"Split\",$AN29>=15.2),MAX(Baselines!$CB22,12/9.8),Baselines!$CB22))","v":0},{"$f":"IF(AND($C29=\"Early Retirement\",$J29<>\"\",$S29<>\"\",$U29<>\"\"),$CH29,Baselines!$CC22)","v":0},{"$f":"Baselines!$CD22","v":"kW/ton"},"",{"$f":"IF(AND($C29=\"Early Retirement\",$J29<>\"\",$S29<>\"\",$U29<>\"\"),$CI29,IF(AND(Baselines!$CE22=0,OR($CT29=\"DX HP\",$CT29=\"PTHP\")),$BG29,Baselines!$CE22))","v":0},"COP",{"$f":"IF(OR($C29=\"Replace-on-Burnout\",$C29=\"New Construction\"),$DB29,IF($CD29=\"\",\"\",IF(OR($CD29=\"DX HP\",$CD29=\"PTHP\"),VLOOKUP($D29,'Factor Tables'!$B$89:$M$105,MATCH(CONCATENATE($CD29,\" Clg\"),'Factor Tables'!$B$88:$M$88,0),FALSE),VLOOKUP($D29,'Factor Tables'!$B$89:$M$105,MATCH($CD29,'Factor Tables'!$B$88:$M$88,0),FALSE))))","v":""},{"$f":"IF(OR($C29=\"Replace-on-Burnout\",$C29=\"New Construction\"),$DC29,IF($CD29=\"\",\"\",IF($CD29=\"DX HP\",VLOOKUP($D29,'Factor Tables'!$B$89:$M$105,MATCH(\"DX HP Htg\",'Factor Tables'!$B$88:$M$88,0),FALSE),0)))","v":""},{"$f":"IF(OR($C29=\"Replace-on-Burnout\",$C29=\"New Construction\"),$DD29,IF($CD29=\"\",\"\",IF($CD29=\"DX HP\",VLOOKUP($D29,'Factor Tables'!$N$89:$Y$105,MATCH(\"DX HP Clg\",'Factor Tables'!$N$88:$Y$88,0),FALSE),IF($CD29=\"PTHP\",VLOOKUP($D29,'Factor Tables'!$N$89:$Y$105,MATCH(\"PTHP Clg\",'Factor Tables'!$N$88:$Y$88,0),FALSE),IF(AND($CD29<>\"DX HP\",$CD29<>\"PTHP\"),VLOOKUP($D29,'Factor Tables'!$N$89:$Y$105,MATCH($CD29,'Factor Tables'!$N$88:$Y$88,0),FALSE),\"\")))))","v":""},{"$f":"IF(OR($C29=\"Replace-on-Burnout\",$C29=\"New Construction\",$CT29=\"DX HP\",$CT29=\"PTHP\"),$DE29,IF($CD29=\"\",\"\",IF($CD29=\"DX HP\",VLOOKUP($D29,'Factor Tables'!$N$89:$Y$105,MATCH(\"DX HP Htg\",'Factor Tables'!$N$88:$Y$88,0),FALSE),IF($CD29=\"PTHP\",VLOOKUP($D29,'Factor Tables'!$N$89:$Y$105,MATCH(\"PTHP Htg\",'Factor Tables'!$N$88:$Y$88,0),FALSE),0))))","v":""},"","",0,0,"kW/ton","",0,"COP",{"$f":"IF($CT29=\"\",\"\",IF(OR($CT29=\"DX HP\",$CT29=\"VRF HP\",$CT29=\"PTHP\"),VLOOKUP($D29,'Factor Tables'!$B$89:$M$105,MATCH(CONCATENATE($CT29,\" Clg\"),'Factor Tables'!$B$88:$M$88,0),FALSE),VLOOKUP($D29,'Factor Tables'!$B$89:$M$105,MATCH($CT29,'Factor Tables'!$B$88:$M$88,0),FALSE)))","v":""},{"$f":"IF($CT29=\"\",\"\",IF(OR($CT29=\"DX HP\",$CT29=\"VRF HP\",$CT29=\"PTHP\"),VLOOKUP($D29,'Factor Tables'!$B$89:$M$105,MATCH(CONCATENATE($CT29,\" Htg\"),'Factor Tables'!$B$88:$M$88,0),FALSE),0))","v":""},{"$f":"IF($CT29=\"\",\"\",IF(OR($CT29=\"DX HP\",$CT29=\"VRF HP\",$CT29=\"PTHP\"),VLOOKUP($D29,'Factor Tables'!$N$89:$Y$105,MATCH(CONCATENATE($CT29,\" Clg\"),'Factor Tables'!$N$88:$Y$88,0),FALSE),VLOOKUP($D29,'Factor Tables'!$N$89:$Y$105,MATCH($CT29,'Factor Tables'!$N$88:$Y$88,0),FALSE)))","v":""},{"$f":"IF($CT29=\"\",\"\",IF(OR($CT29=\"DX HP\",$CT29=\"VRF HP\",$CT29=\"PTHP\"),VLOOKUP($D29,'Factor Tables'!$N$89:$Y$105,MATCH(CONCATENATE($CT29,\" Htg\"),'Factor Tables'!$N$88:$Y$88,0),FALSE),0))","v":""},{"$f":"IF($AB29=\"\",0,VLOOKUP($AB29,'Utility Admin'!$E:$G,2,FALSE))","v":0},{"$f":"IF($AB29=\"\",0,VLOOKUP($AB29,'Utility Admin'!$E:$G,3,FALSE))","v":0},{"$f":"IFERROR(IF(ABS(Summary!$F$12)<=ABS(Summary!$E$12)*'Utility Admin'!$I$5,$AZ29*$DF29+$BA29*$DG29,$AZ29*$DF29+$AZ29*'Utility Admin'!$I$5*$DG29),0)","v":0},null,"Summer",null,null,null,null,null,null,null,null,null,null,{"$f":"IF(OR('Project Info'!$C$10=\"\",$C29=\"\",$D29=\"\"),\"\",VLOOKUP($D29,$DW$9:$DZ$32,MATCH($C29,$DW$9:$DZ$9,0),FALSE))","v":""},null,null,null,null,null,null,"ERROR: Contact Program Manager. Post Capacity/Unit x Post # of Units must be within +/- 20% of Pre Capacity/Unit x Pre # of Units."]
[null,21,"","",null,null,null,null,null,null,null,null,null,null,null,null,null,null,null,null,null,null,null,null,null,null,null,null,null,null,null,null,null,null,null,null,null,null,null,null,null,null,null,0,0,0,0,0,0,999999999,"",0,0,{"$f":"IFERROR(IF($DH$261>'Utility Admin'!$H$5,$BA30/$BA$5*$BB$261,$DH30),0)","v":0},"","",{"$f":"IF(AND(OR($AB30=\"DX AC Air Cooled\",$AB30=\"DX HP Air Cooled\"),OR(AND($AI30=\"Btu/hr\",$AH30<65000),AND($AI30=\"Tons\",$AH30<65000/12000)),$AC30=\"Split\",$AN30>=15.2),MAX(Baselines!$CB274,12/9.8),Baselines!$CB274)","v":0},{"$f":"Baselines!$CC274","v":0},{"$f":"Baselines!$CE274","v":0},0,0,0,0,0,0,0,0,0,0,{"$f":"IF(OR($C30<>\"Early Retirement\",$J30=\"\"),0,IF(OR($I30=\"DX AC Air Cooled\",$I30=\"DX HP Air Cooled\"),VLOOKUP($J30,'Early Retirement'!$CI$6:$CM$32,2,FALSE),IF(OR($I30=\"PTAC\",$I30=\"PTHP\"),VLOOKUP($J30,'Early Retirement'!$CI$6:$CM$32,3,FALSE),IF(AND(OR($I30=\"Air Cooled Chiller\",$I30=\"Water Cooled Chiller\"),$L30<>\"Centrifugal\"),VLOOKUP($J30,'Early Retirement'!$CI$6:$CM$32,4,FALSE),IF(AND(OR($I30=\"Air Cooled Chiller\",$I30=\"Water Cooled Chiller\"),$L30=\"Centrifugal\"),VLOOKUP($J30,'Early Retirement'!$CI$6:$CM$32,5,FALSE),\"\")))))","v":0},0,0,0,0,0,0,0,0,0,0,0,"","","",0,0,0,{"$f":"IF(AND($C30=\"Early Retirement\",$J30<>\"\",$S30<>\"\",$U30<>\"\"),$CG30,IF(AND(OR($AB30=\"DX AC Air Cooled\",$AB30=\"DX HP Air Cooled\"),OR(AND($AI30=\"Btu/hr\",$AH30<65000),AND($AI30=\"Tons\",$AH30<65000/12000)),$AC30=\"Split\",$AN30>=15.2),MAX(Baselines!$CB23,12/9.8),Baselines!$CB23))","v":0},{"$f":"IF(AND($C30=\"Early Retirement\",$J30<>\"\",$S30<>\"\",$U30<>\"\"),$CH30,Baselines!$CC23)","v":0},{"$f":"Baselines!$CD23","v":"kW/ton"},"",{"$f":"IF(AND($C30=\"Early Retirement\",$J30<>\"\",$S30<>\"\",$U30<>\"\"),$CI30,IF(AND(Baselines!$CE23=0,OR($CT30=\"DX HP\",$CT30=\"PTHP\")),$BG30,Baselines!$CE23))","v":0},"COP",{"$f":"IF(OR($C30=\"Replace-on-Burnout\",$C30=\"New Construction\"),$DB30,IF($CD30=\"\",\"\",IF(OR($CD30=\"DX HP\",$CD30=\"PTHP\"),VLOOKUP($D30,'Factor Tables'!$B$89:$M$105,MATCH(CONCATENATE($CD30,\" Clg\"),'Factor Tables'!$B$88:$M$88,0),FALSE),VLOOKUP($D30,'Factor Tables'!$B$89:$M$105,MATCH($CD30,'Factor Tables'!$B$88:$M$88,0),FALSE))))","v":""},{"$f":"IF(OR($C30=\"Replace-on-Burnout\",$C30=\"New Construction\"),$DC30,IF($CD30=\"\",\"\",IF($CD30=\"DX HP\",VLOOKUP($D30,'Factor Tables'!$B$89:$M$105,MATCH(\"DX HP Htg\",'Factor Tables'!$B$88:$M$88,0),FALSE),0)))","v":""},{"$f":"IF(OR($C30=\"Replace-on-Burnout\",$C30=\"New Construction\"),$DD30,IF($CD30=\"\",\"\",IF($CD30=\"DX HP\",VLOOKUP($D30,'Factor Tables'!$N$89:$Y$105,MATCH(\"DX HP Clg\",'Factor Tables'!$N$88:$Y$88,0),FALSE),IF($CD30=\"PTHP\",VLOOKUP($D30,'Factor Tables'!$N$89:$Y$105,MATCH(\"PTHP Clg\",'Factor Tables'!$N$88:$Y$88,0),FALSE),IF(AND($CD30<>\"DX HP\",$CD30<>\"PTHP\"),VLOOKUP($D30,'Factor Tables'!$N$89:$Y$105,MATCH($CD30,'Factor Tables'!$N$88:$Y$88,0),FALSE),\"\")))))","v":""},{"$f":"IF(OR($C30=\"Replace-on-Burnout\",$C30=\"New Construction\",$CT30=\"DX HP\",$CT30=\"PTHP\"),$DE30,IF($CD30=\"\",\"\",IF($CD30=\"DX HP\",VLOOKUP($D30,'Factor Tables'!$N$89:$Y$105,MATCH(\"DX HP Htg\",'Factor Tables'!$N$88:$Y$88,0),FALSE),IF($CD30=\"PTHP\",VLOOKUP($D30,'Factor Tables'!$N$89:$Y$105,MATCH(\"PTHP Htg\",'Factor Tables'!$N$88:$Y$88,0),FALSE),0))))","v":""},"","",0,0,"kW/ton","",0,"COP",{"$f":"IF($CT30=\"\",\"\",IF(OR($CT30=\"DX HP\",$CT30=\"VRF HP\",$CT30=\"PTHP\"),VLOOKUP($D30,'Factor Tables'!$B$89:$M$105,MATCH(CONCATENATE($CT30,\" Clg\"),'Factor Tables'!$B$88:$M$88,0),FALSE),VLOOKUP($D30,'Factor Tables'!$B$89:$M$105,MATCH($CT30,'Factor Tables'!$B$88:$M$88,0),FALSE)))","v":""},{"$f":"IF($CT30=\"\",\"\",IF(OR($CT30=\"DX HP\",$CT30=\"VRF HP\",$CT30=\"PTHP\"),VLOOKUP($D30,'Factor Tables'!$B$89:$M$105,MATCH(CONCATENATE($CT30,\" Htg\"),'Factor Tables'!$B$88:$M$88,0),FALSE),0))","v":""},{"$f":"IF($CT30=\"\",\"\",IF(OR($CT30=\"DX HP\",$CT30=\"VRF HP\",$CT30=\"PTHP\"),VLOOKUP($D30,'Factor Tables'!$N$89:$Y$105,MATCH(CONCATENATE($CT30,\" Clg\"),'Factor Tables'!$N$88:$Y$88,0),FALSE),VLOOKUP($D30,'Factor Tables'!$N$89:$Y$105,MATCH($CT30,'Factor Tables'!$N$88:$Y$88,0),FALSE)))","v":""},{"$f":"IF($CT30=\"\",\"\",IF(OR($CT30=\"DX HP\",$CT30=\"VRF HP\",$CT30=\"PTHP\"),VLOOKUP($D30,'Factor Tables'!$N$89:$Y$105,MATCH(CONCATENATE($CT30,\" Htg\"),'Factor Tables'!$N$88:$Y$88,0),FALSE),0))","v":""},{"$f":"IF($AB30=\"\",0,VLOOKUP($AB30,'Utility Admin'!$E:$G,2,FALSE))","v":0},{"$f":"IF($AB30=\"\",0,VLOOKUP($AB30,'Utility Admin'!$E:$G,3,FALSE))","v":0},{"$f":"IFERROR(IF(ABS(Summary!$F$12)<=ABS(Summary!$E$12)*'Utility Admin'!$I$5,$AZ30*$DF30+$BA30*$DG30,$AZ30*$DF30+$AZ30*'Utility Admin'!$I$5*$DG30),0)","v":0},null,"Summer",null,null,null,null,null,null,null,null,null,null,{"$f":"IF(OR('Project Info'!$C$10=\"\",$C30=\"\",$D30=\"\"),\"\",VLOOKUP($D30,$DW$9:$DZ$32,MATCH($C30,$DW$9:$DZ$9,0),FALSE))","v":""},null,null,null,null,null,null,"ERROR: Contact Program Manager. Post Capacity/Unit x Post # of Units must be within +/- 20% of Pre Capacity/Unit x Pre # of Units."]
[null,22,"","",null,null,null,null,null,null,null,null,null,null,null,null,null,null,null,null,null,null,null,null,null,null,null,null,null,null,null,null,null,null,null,null,null,null,null,null,null,null,null,0,0,0,0,0,0,999999999,"",0,0,{"$f":"IFERROR(IF($DH$261>'Utility Admin'!$H$5,$BA31/$BA$5*$BB$261,$DH31),0)","v":0},"","",{"$f":"IF(AND(OR($AB31=\"DX AC Air Cooled\",$AB31=\"DX HP Air Cooled\"),OR(AND($AI31=\"Btu/hr\",$AH31<65000),AND($AI31=\"Tons\",$AH31<65000/12000)),$AC31=\"Split\",$AN31>=15.2),MAX(Baselines!$CB275,12/9.8),Baselines!$CB275)","v":0},{"$f":"Baselines!$CC275","v":0},{"$f":"Baselines!$CE275","v":0},0,0,0,0,0,0,0,0,0,0,{"$f":"IF(OR($C31<>\"Early Retirement\",$J31=\"\"),0,IF(OR($I31=\"DX AC Air Cooled\",$I31=\"DX HP Air Cooled\"),VLOOKUP($J31,'Early Retirement'!$CI$6:$CM$32,2,FALSE),IF(OR($I31=\"PTAC\",$I31=\"PTHP\"),VLOOKUP($J31,'Early Retirement'!$CI$6:$CM$32,3,FALSE),IF(AND(OR($I31=\"Air Cooled Chiller\",$I31=\"Water Cooled Chiller\"),$L31<>\"Centrifugal\"),VLOOKUP($J31,'Early Retirement'!$CI$6:$CM$32,4,FALSE),IF(AND(OR($I31=\"Air Cooled Chiller\",$I31=\"Water Cooled Chiller\"),$L31=\"Centrifugal\"),VLOOKUP($J31,'Early Retirement'!$CI$6:$CM$32,5,FALSE),\"\")))))","v":0},0,0,0,0,0,0,0,0,0,0,0,"","","",0,0,0,{"$f":"IF(AND($C31=\"Early Retirement\",$J31<>\"\",$S31<>\"\",$U31<>\"\"),$CG31,IF(AND(OR($AB31=\"DX AC Air Cooled\",$AB31=\"DX HP Air Cooled\"),OR(AND($AI31=\"Btu/hr\",$AH31<65000),AND($AI31=\"Tons\",$AH31<65000/12000)),$AC31=\"Split\",$AN31>=15.2),MAX(Baselines!$CB24,12/9.8),Baselines!$CB24))","v":0},{"$f":"IF(AND($C31=\"Early Retirement\",$J31<>\"\",$S31<>\"\",$U31<>\"\"),$CH31,Baselines!$CC24)","v":0},{"$f":"Baselines!$CD24","v":"kW/ton"},"",{"$f":"IF(AND($C31=\"Early Retirement\",$J31<>\"\",$S31<>\"\",$U31<>\"\"),$CI31,IF(AND(Baselines!$CE24=0,OR($CT31=\"DX HP\",$CT31=\"PTHP\")),$BG31,Baselines!$CE24))","v":0},"COP",{"$f":"IF(OR($C31=\"Replace-on-Burnout\",$C31=\"New Construction\"),$DB31,IF($CD31=\"\",\"\",IF(OR($CD31=\"DX HP\",$CD31=\"PTHP\"),VLOOKUP($D31,'Factor Tables'!$B$89:$M$105,MATCH(CONCATENATE($CD31,\" Clg\"),'Factor Tables'!$B$88:$M$88,0),FALSE),VLOOKUP($D31,'Factor Tables'!$B$89:$M$105,MATCH($CD31,'Factor Tables'!$B$88:$M$88,0),FALSE))))","v":""},{"$f":"IF(OR($C31=\"Replace-on-Burnout\",$C31=\"New Construction\"),$DC31,IF($CD31=\"\",\"\",IF($CD31=\"DX HP\",VLOOKUP($D31,'Factor Tables'!$B$89:$M$105,MATCH(\"DX HP Htg\",'Factor Tables'!$B$88:$M$88,0),FALSE),0)))","v":""},{"$f":"IF(OR($C31=\"Replace-on-Burnout\",$C31=\"New Construction\"),$DD31,IF($CD31=\"\",\"\",IF($CD31=\"DX HP\",VLOOKUP($D31,'Factor Tables'!$N$89:$Y$105,MATCH(\"DX HP Clg\",'Factor Tables'!$N$88:$Y$88,0),FALSE),IF($CD31=\"PTHP\",VLOOKUP($D31,'Factor Tables'!$N$89:$Y$105,MATCH(\"PTHP Clg\",'Factor Tables'!$N$88:$Y$88,0),FALSE),IF(AND($CD31<>\"DX HP\",$CD31<>\"PTHP\"),VLOOKUP($D31,'Factor Tables'!$N$89:$Y$105,MATCH($CD31,'Factor Tables'!$N$88:$Y$88,0),FALSE),\"\")))))","v":""},{"$f":"IF(OR($C31=\"Replace-on-Burnout\",$C31=\"New Construction\",$CT31=\"DX HP\",$CT31=\"PTHP\"),$DE31,IF($CD31=\"\",\"\",IF($CD31=\"DX HP\",VLOOKUP($D31,'Factor Tables'!$N$89:$Y$105,MATCH(\"DX HP Htg\",'Factor Tables'!$N$88:$Y$88,0),FALSE),IF($CD31=\"PTHP\",VLOOKUP($D31,'Factor Tables'!$N$89:$Y$105,MATCH(\"PTHP Htg\",'Factor Tables'!$N$88:$Y$88,0),FALSE),0))))","v":""},"","",0,0,"kW/ton","",0,"COP",{"$f":"IF($CT31=\"\",\"\",IF(OR($CT31=\"DX HP\",$CT31=\"VRF HP\",$CT31=\"PTHP\"),VLOOKUP($D31,'Factor Tables'!$B$89:$M$105,MATCH(CONCATENATE($CT31,\" Clg\"),'Factor Tables'!$B$88:$M$88,0),FALSE),VLOOKUP($D31,'Factor Tables'!$B$89:$M$105,MATCH($CT31,'Factor Tables'!$B$88:$M$88,0),FALSE)))","v":""},{"$f":"IF($CT31=\"\",\"\",IF(OR($CT31=\"DX HP\",$CT31=\"VRF HP\",$CT31=\"PTHP\"),VLOOKUP($D31,'Factor Tables'!$B$89:$M$105,MATCH(CONCATENATE($CT31,\" Htg\"),'Factor Tables'!$B$88:$M$88,0),FALSE),0))","v":""},{"$f":"IF($CT31=\"\",\"\",IF(OR($CT31=\"DX HP\",$CT31=\"VRF HP\",$CT31=\"PTHP\"),VLOOKUP($D31,'Factor Tables'!$N$89:$Y$105,MATCH(CONCATENATE($CT31,\" Clg\"),'Factor Tables'!$N$88:$Y$88,0),FALSE),VLOOKUP($D31,'Factor Tables'!$N$89:$Y$105,MATCH($CT31,'Factor Tables'!$N$88:$Y$88,0),FALSE)))","v":""},{"$f":"IF($CT31=\"\",\"\",IF(OR($CT31=\"DX HP\",$CT31=\"VRF HP\",$CT31=\"PTHP\"),VLOOKUP($D31,'Factor Tables'!$N$89:$Y$105,MATCH(CONCATENATE($CT31,\" Htg\"),'Factor Tables'!$N$88:$Y$88,0),FALSE),0))","v":""},{"$f":"IF($AB31=\"\",0,VLOOKUP($AB31,'Utility Admin'!$E:$G,2,FALSE))","v":0},{"$f":"IF($AB31=\"\",0,VLOOKUP($AB31,'Utility Admin'!$E:$G,3,FALSE))","v":0},{"$f":"IFERROR(IF(ABS(Summary!$F$12)<=ABS(Summary!$E$12)*'Utility Admin'!$I$5,$AZ31*$DF31+$BA31*$DG31,$AZ31*$DF31+$AZ31*'Utility Admin'!$I$5*$DG31),0)","v":0},null,"Summer",null,null,null,null,null,null,null,null,null,null,{"$f":"IF(OR('Project Info'!$C$10=\"\",$C31=\"\",$D31=\"\"),\"\",VLOOKUP($D31,$DW$9:$DZ$32,MATCH($C31,$DW$9:$DZ$9,0),FALSE))","v":""},null,null,null,null,null,null,"ERROR: Contact Program Manager. Post Capacity/Unit x Post # of Units must be within +/- 20% of Pre Capacity/Unit x Pre # of Units."]
[null,23,"","",null,null,null,null,null,null,null,null,null,null,null,null,null,null,null,null,null,null,null,null,null,null,null,null,null,null,null,null,null,null,null,null,null,null,null,null,null,null,null,0,0,0,0,0,0,999999999,"",0,0,{"$f":"IFERROR(IF($DH$261>'Utility Admin'!$H$5,$BA32/$BA$5*$BB$261,$DH32),0)","v":0},"","",{"$f":"IF(AND(OR($AB32=\"DX AC Air Cooled\",$AB32=\"DX HP Air Cooled\"),OR(AND($AI32=\"Btu/hr\",$AH32<65000),AND($AI32=\"Tons\",$AH32<65000/12000)),$AC32=\"Split\",$AN32>=15.2),MAX(Baselines!$CB276,12/9.8),Baselines!$CB276)","v":0},{"$f":"Baselines!$CC276","v":0},{"$f":"Baselines!$CE276","v":0},0,0,0,0,0,0,0,0,0,0,{"$f":"IF(OR($C32<>\"Early Retirement\",$J32=\"\"),0,IF(OR($I32=\"DX AC Air Cooled\",$I32=\"DX HP Air Cooled\"),VLOOKUP($J32,'Early Retirement'!$CI$6:$CM$32,2,FALSE),IF(OR($I32=\"PTAC\",$I32=\"PTHP\"),VLOOKUP($J32,'Early Retirement'!$CI$6:$CM$32,3,FALSE),IF(AND(OR($I32=\"Air Cooled Chiller\",$I32=\"Water Cooled Chiller\"),$L32<>\"Centrifugal\"),VLOOKUP($J32,'Early Retirement'!$CI$6:$CM$32,4,FALSE),IF(AND(OR($I32=\"Air Cooled Chiller\",$I32=\"Water Cooled Chiller\"),$L32=\"Centrifugal\"),VLOOKUP($J32,'Early Retirement'!$CI$6:$CM$32,5,FALSE),\"\")))))","v":0},0,0,0,0,0,0,0,0,0,0,0,"","","",0,0,0,{"$f":"IF(AND($C32=\"Early Retirement\",$J32<>\"\",$S32<>\"\",$U32<>\"\"),$CG32,IF(AND(OR($AB32=\"DX AC Air Cooled\",$AB32=\"DX HP Air Cooled\"),OR(AND($AI32=\"Btu/hr\",$AH32<65000),AND($AI32=\"Tons\",$AH32<65000/12000)),$AC32=\"Split\",$AN32>=15.2),MAX(Baselines!$CB25,12/9.8),Baselines!$CB25))","v":0},{"$f":"IF(AND($C32=\"Early Retirement\",$J32<>\"\",$S32<>\"\",$U32<>\"\"),$CH32,Baselines!$CC25)","v":0},{"$f":"Baselines!$CD25","v":"kW/ton"},"",{"$f":"IF(AND($C32=\"Early Retirement\",$J32<>\"\",$S32<>\"\",$U32<>\"\"),$CI32,IF(AND(Baselines!$CE25=0,OR($CT32=\"DX HP\",$CT32=\"PTHP\")),$BG32,Baselines!$CE25))","v":0},"COP",{"$f":"IF(OR($C32=\"Replace-on-Burnout\",$C32=\"New Construction\"),$DB32,IF($CD32=\"\",\"\",IF(OR($CD32=\"DX HP\",$CD32=\"PTHP\"),VLOOKUP($D32,'Factor Tables'!$B$89:$M$105,MATCH(CONCATENATE($CD32,\" Clg\"),'Factor Tables'!$B$88:$M$88,0),FALSE),VLOOKUP($D32,'Factor Tables'!$B$89:$M$105,MATCH($CD32,'Factor Tables'!$B$88:$M$88,0),FALSE))))","v":""},{"$f":"IF(OR($C32=\"Replace-on-Burnout\",$C32=\"New Construction\"),$DC32,IF($CD32=\"\",\"\",IF($CD32=\"DX HP\",VLOOKUP($D32,'Factor Tables'!$B$89:$M$105,MATCH(\"DX HP Htg\",'Factor Tables'!$B$88:$M$88,0),FALSE),0)))","v":""},{"$f":"IF(OR($C32=\"Replace-on-Burnout\",$C32=\"New Construction\"),$DD32,IF($CD32=\"\",\"\",IF($CD32=\"DX HP\",VLOOKUP($D32,'Factor Tables'!$N$89:$Y$105,MATCH(\"DX HP Clg\",'Factor Tables'!$N$88:$Y$88,0),FALSE),IF($CD32=\"PTHP\",VLOOKUP($D32,'Factor Tables'!$N$89:$Y$105,MATCH(\"PTHP Clg\",'Factor Tables'!$N$88:$Y$88,0),FALSE),IF(AND($CD32<>\"DX HP\",$CD32<>\"PTHP\"),VLOOKUP($D32,'Factor Tables'!$N$89:$Y$105,MATCH($CD32,'Factor Tables'!$N$88:$Y$88,0),FALSE),\"\")))))","v":""},{"$f":"IF(OR($C32=\"Replace-on-Burnout\",$C32=\"New Construction\",$CT32=\"DX HP\",$CT32=\"PTHP\"),$DE32,IF($CD32=\"\",\"\",IF($CD32=\"DX HP\",VLOOKUP($D32,'Factor Tables'!$N$89:$Y$105,MATCH(\"DX HP Htg\",'Factor Tables'!$N$88:$Y$88,0),FALSE),IF($CD32=\"PTHP\",VLOOKUP($D32,'Factor Tables'!$N$89:$Y$105,MATCH(\"PTHP Htg\",'Factor Tables'!$N$88:$Y$88,0),FALSE),0))))","v":""},"","",0,0,"kW/ton","",0,"COP",{"$f":"IF($CT32=\"\",\"\",IF(OR($CT32=\"DX HP\",$CT32=\"VRF HP\",$CT32=\"PTHP\"),VLOOKUP($D32,'Factor Tables'!$B$89:$M$105,MATCH(CONCATENATE($CT32,\" Clg\"),'Factor Tables'!$B$88:$M$88,0),FALSE),VLOOKUP($D32,'Factor Tables'!$B$89:$M$105,MATCH($CT32,'Factor Tables'!$B$88:$M$88,0),FALSE)))","v":""},{"$f":"IF($CT32=\"\",\"\",IF(OR($CT32=\"DX HP\",$CT32=\"VRF HP\",$CT32=\"PTHP\"),VLOOKUP($D32,'Factor Tables'!$B$89:$M$105,MATCH(CONCATENATE($CT32,\" Htg\"),'Factor Tables'!$B$88:$M$88,0),FALSE),0))","v":""},{"$f":"IF($CT32=\"\",\"\",IF(OR($CT32=\"DX HP\",$CT32=\"VRF HP\",$CT32=\"PTHP\"),VLOOKUP($D32,'Factor Tables'!$N$89:$Y$105,MATCH(CONCATENATE($CT32,\" Clg\"),'Factor Tables'!$N$88:$Y$88,0),FALSE),VLOOKUP($D32,'Factor Tables'!$N$89:$Y$105,MATCH($CT32,'Factor Tables'!$N$88:$Y$88,0),FALSE)))","v":""},{"$f":"IF($CT32=\"\",\"\",IF(OR($CT32=\"DX HP\",$CT32=\"VRF HP\",$CT32=\"PTHP\"),VLOOKUP($D32,'Factor Tables'!$N$89:$Y$105,MATCH(CONCATENATE($CT32,\" Htg\"),'Factor Tables'!$N$88:$Y$88,0),FALSE),0))","v":""},{"$f":"IF($AB32=\"\",0,VLOOKUP($AB32,'Utility Admin'!$E:$G,2,FALSE))","v":0},{"$f":"IF($AB32=\"\",0,VLOOKUP($AB32,'Utility Admin'!$E:$G,3,FALSE))","v":0},{"$f":"IFERROR(IF(ABS(Summary!$F$12)<=ABS(Summary!$E$12)*'Utility Admin'!$I$5,$AZ32*$DF32+$BA32*$DG32,$AZ32*$DF32+$AZ32*'Utility Admin'!$I$5*$DG32),0)","v":0},null,"Summer",null,null,null,null,null,null,null,null,null,null,{"$f":"IF(OR('Project Info'!$C$10=\"\",$C32=\"\",$D32=\"\"),\"\",VLOOKUP($D32,$DW$9:$DZ$32,MATCH($C32,$DW$9:$DZ$9,0),FALSE))","v":""},null,null,null,null,null,null,"ERROR: Contact Program Manager. Post Capacity/Unit x Post # of Units must be within +/- 20% of Pre Capacity/Unit x Pre # of Units."]
[null,24,"","",null,null,null,null,null,null,null,null,null,null,null,null,null,null,null,null,null,null,null,null,null,null,null,null,null,null,null,null,null,null,null,null,null,null,null,null,null,null,null,{"$f":"IF(OR($N33=\"\",$O33=\"\"),0,IF($O33=\"Tons\",$N33,IF($O33=\"Btu/hr\",$N33/12000,\"\")))","v":0},0,0,0,0,0,999999999,"",0,0,{"$f":"IFERROR(IF($DH$261>'Utility Admin'!$H$5,$BA33/$BA$5*$BB$261,$DH33),0)","v":0},"","",{"$f":"IF(AND(OR($AB33=\"DX AC Air Cooled\",$AB33=\"DX HP Air Cooled\"),OR(AND($AI33=\"Btu/hr\",$AH33<65000),AND($AI33=\"Tons\",$AH33<65000/12000)),$AC33=\"Split\",$AN33>=15.2),MAX(Baselines!$CB277,12/9.8),Baselines!$CB277)","v":0},{"$f":"Baselines!$CC277","v":0},{"$f":"Baselines!$CE277","v":0},0,0,0,0,0,0,0,0,0,0,{"$f":"IF(OR($C33<>\"Early Retirement\",$J33=\"\"),0,IF(OR($I33=\"DX AC Air Cooled\",$I33=\"DX HP Air Cooled\"),VLOOKUP($J33,'Early Retirement'!$CI$6:$CM$32,2,FALSE),IF(OR($I33=\"PTAC\",$I33=\"PTHP\"),VLOOKUP($J33,'Early Retirement'!$CI$6:$CM$32,3,FALSE),IF(AND(OR($I33=\"Air Cooled Chiller\",$I33=\"Water Cooled Chiller\"),$L33<>\"Centrifugal\"),VLOOKUP($J33,'Early Retirement'!$CI$6:$CM$32,4,FALSE),IF(AND(OR($I33=\"Air Cooled Chiller\",$I33=\"Water Cooled Chiller\"),$L33=\"Centrifugal\"),VLOOKUP($J33,'Early Retirement'!$CI$6:$CM$32,5,FALSE),\"\")))))","v":0},0,{"$f":"IF(OR($C33<>\"Early Retirement\",$AM33=\"\",AND($AB33<>\"PTAC\",$AB33<>\"PTHP\",$AN33=\"\"),$AO33=\"\"),0,($BM33*$BR33+$BH33*$BS33)/SUM($BR33:$BS33))","v":0},0,0,0,0,0,0,0,0,0,"","","",0,0,0,{"$f":"IF(AND($C33=\"Early Retirement\",$J33<>\"\",$S33<>\"\",$U33<>\"\"),$CG33,IF(AND(OR($AB33=\"DX AC Air Cooled\",$AB33=\"DX HP Air Cooled\"),OR(AND($AI33=\"Btu/hr\",$AH33<65000),AND($AI33=\"Tons\",$AH33<65000/12000)),$AC33=\"Split\",$AN33>=15.2),MAX(Baselines!$CB26,12/9.8),Baselines!$CB26))","v":0},{"$f":"IF(AND($C33=\"Early Retirement\",$J33<>\"\",$S33<>\"\",$U33<>\"\"),$CH33,Baselines!$CC26)","v":0},{"$f":"Baselines!$CD26","v":"kW/ton"},"",{"$f":"IF(AND($C33=\"Early Retirement\",$J33<>\"\",$S33<>\"\",$U33<>\"\"),$CI33,IF(AND(Baselines!$CE26=0,OR($CT33=\"DX HP\",$CT33=\"PTHP\")),$BG33,Baselines!$CE26))","v":0},"COP",{"$f":"IF(OR($C33=\"Replace-on-Burnout\",$C33=\"New Construction\"),$DB33,IF($CD33=\"\",\"\",IF(OR($CD33=\"DX HP\",$CD33=\"PTHP\"),VLOOKUP($D33,'Factor Tables'!$B$89:$M$105,MATCH(CONCATENATE($CD33,\" Clg\"),'Factor Tables'!$B$88:$M$88,0),FALSE),VLOOKUP($D33,'Factor Tables'!$B$89:$M$105,MATCH($CD33,'Factor Tables'!$B$88:$M$88,0),FALSE))))","v":""},{"$f":"IF(OR($C33=\"Replace-on-Burnout\",$C33=\"New Construction\"),$DC33,IF($CD33=\"\",\"\",IF($CD33=\"DX HP\",VLOOKUP($D33,'Factor Tables'!$B$89:$M$105,MATCH(\"DX HP Htg\",'Factor Tables'!$B$88:$M$88,0),FALSE),0)))","v":""},{"$f":"IF(OR($C33=\"Replace-on-Burnout\",$C33=\"New Construction\"),$DD33,IF($CD33=\"\",\"\",IF($CD33=\"DX HP\",VLOOKUP($D33,'Factor Tables'!$N$89:$Y$105,MATCH(\"DX HP Clg\",'Factor Tables'!$N$88:$Y$88,0),FALSE),IF($CD33=\"PTHP\",VLOOKUP($D33,'Factor Tables'!$N$89:$Y$105,MATCH(\"PTHP Clg\",'Factor Tables'!$N$88:$Y$88,0),FALSE),IF(AND($CD33<>\"DX HP\",$CD33<>\"PTHP\"),VLOOKUP($D33,'Factor Tables'!$N$89:$Y$105,MATCH($CD33,'Factor Tables'!$N$88:$Y$88,0),FALSE),\"\")))))","v":""},{"$f":"IF(OR($C33=\"Replace-on-Burnout\",$C33=\"New Construction\",$CT33=\"DX HP\",$CT33=\"PTHP\"),$DE33,IF($CD33=\"\",\"\",IF($CD33=\"DX HP\",VLOOKUP($D33,'Factor Tables'!$N$89:$Y$105,MATCH(\"DX HP Htg\",'Factor Tables'!$N$88:$Y$88,0),FALSE),IF($CD33=\"PTHP\",VLOOKUP($D33,'Factor Tables'!$N$89:$Y$105,MATCH(\"PTHP Htg\",'Factor Tables'!$N$88:$Y$88,0),FALSE),0))))","v":""},"","",0,0,"kW/ton","",0,"COP",{"$f":"IF($CT33=\"\",\"\",IF(OR($CT33=\"DX HP\",$CT33=\"VRF HP\",$CT33=\"PTHP\"),VLOOKUP($D33,'Factor Tables'!$B$89:$M$105,MATCH(CONCATENATE($CT33,\" Clg\"),'Factor Tables'!$B$88:$M$88,0),FALSE),VLOOKUP($D33,'Factor Tables'!$B$89:$M$105,MATCH($CT33,'Factor Tables'!$B$88:$M$88,0),FALSE)))","v":""},{"$f":"IF($CT33=\"\",\"\",IF(OR($CT33=\"DX HP\",$CT33=\"VRF HP\",$CT33=\"PTHP\"),VLOOKUP($D33,'Factor Tables'!$B$89:$M$105,MATCH(CONCATENATE($CT33,\" Htg\"),'Factor Tables'!$B$88:$M$88,0),FALSE),0))","v":""},{"$f":"IF($CT33=\"\",\"\",IF(OR($CT33=\"DX HP\",$CT33=\"VRF HP\",$CT33=\"PTHP\"),VLOOKUP($D33,'Factor Tables'!$N$89:$Y$105,MATCH(CONCATENATE($CT33,\" Clg\"),'Factor Tables'!$N$88:$Y$88,0),FALSE),VLOOKUP($D33,'Factor Tables'!$N$89:$Y$105,MATCH($CT33,'Factor Tables'!$N$88:$Y$88,0),FALSE)))","v":""},{"$f":"IF($CT33=\"\",\"\",IF(OR($CT33=\"DX HP\",$CT33=\"VRF HP\",$CT33=\"PTHP\"),VLOOKUP($D33,'Factor Tables'!$N$89:$Y$105,MATCH(CONCATENATE($CT33,\" Htg\"),'Factor Tables'!$N$88:$Y$88,0),FALSE),0))","v":""},{"$f":"IF($AB33=\"\",0,VLOOKUP($AB33,'Utility Admin'!$E:$G,2,FALSE))","v":0},{"$f":"IF($AB33=\"\",0,VLOOKUP($AB33,'Utility Admin'!$E:$G,3,FALSE))","v":0},{"$f":"IFERROR(IF(ABS(Summary!$F$12)<=ABS(Summary!$E$12)*'Utility Admin'!$I$5,$AZ33*$DF33+$BA33*$DG33,$AZ33*$DF33+$AZ33*'Utility Admin'!$I$5*$DG33),0)","v":0},null,"Summer",null,null,null,null,null,null,null,null,null,null,{"$f":"IF(OR('Project Info'!$C$10=\"\",$C33=\"\",$D33=\"\"),\"\",VLOOKUP($D33,$DW$9:$DZ$32,MATCH($C33,$DW$9:$DZ$9,0),FALSE))","v":""},null,null,null,null,null,null,"ERROR: Contact Program Manager. Post Capacity/Unit x Post # of Units must be within +/- 20% of Pre Capacity/Unit x Pre # of Units."]
[null,25,"","",null,null,null,null,null,null,null,null,null,null,null,null,null,null,null,null,null,null,null,null,null,null,null,null,null,null,null,null,null,null,null,null,null,null,null,null,null,null,null,0,0,0,0,0,0,999999999,"",0,0,{"$f":"IFERROR(IF($DH$261>'Utility Admin'!$H$5,$BA34/$BA$5*$BB$261,$DH34),0)","v":0},"","",{"$f":"IF(AND(OR($AB34=\"DX AC Air Cooled\",$AB34=\"DX HP Air Cooled\"),OR(AND($AI34=\"Btu/hr\",$AH34<65000),AND($AI34=\"Tons\",$AH34<65000/12000)),$AC34=\"Split\",$AN34>=15.2),MAX(Baselines!$CB278,12/9.8),Baselines!$CB278)","v":0},{"$f":"Baselines!$CC278","v":0},{"$f":"Baselines!$CE278","v":0},0,0,0,0,0,0,0,0,0,0,{"$f":"IF(OR($C34<>\"Early Retirement\",$J34=\"\"),0,IF(OR($I34=\"DX AC Air Cooled\",$I34=\"DX HP Air Cooled\"),VLOOKUP($J34,'Early Retirement'!$CI$6:$CM$32,2,FALSE),IF(OR($I34=\"PTAC\",$I34=\"PTHP\"),VLOOKUP($J34,'Early Retirement'!$CI$6:$CM$32,3,FALSE),IF(AND(OR($I34=\"Air Cooled Chiller\",$I34=\"Water Cooled Chiller\"),$L34<>\"Centrifugal\"),VLOOKUP($J34,'Early Retirement'!$CI$6:$CM$32,4,FALSE),IF(AND(OR($I34=\"Air Cooled Chiller\",$I34=\"Water Cooled Chiller\"),$L34=\"Centrifugal\"),VLOOKUP($J34,'Early Retirement'!$CI$6:$CM$32,5,FALSE),\"\")))))","v":0},0,0,0,0,0,0,0,0,0,0,0,"","","",0,0,0,{"$f":"IF(AND($C34=\"Early Retirement\",$J34<>\"\",$S34<>\"\",$U34<>\"\"),$CG34,IF(AND(OR($AB34=\"DX AC Air Cooled\",$AB34=\"DX HP Air Cooled\"),OR(AND($AI34=\"Btu/hr\",$AH34<65000),AND($AI34=\"Tons\",$AH34<65000/12000)),$AC34=\"Split\",$AN34>=15.2),MAX(Baselines!$CB27,12/9.8),Baselines!$CB27))","v":0},{"$f":"IF(AND($C34=\"Early Retirement\",$J34<>\"\",$S34<>\"\",$U34<>\"\"),$CH34,Baselines!$CC27)","v":0},{"$f":"Baselines!$CD27","v":"kW/ton"},"",{"$f":"IF(AND($C34=\"Early Retirement\",$J34<>\"\",$S34<>\"\",$U34<>\"\"),$CI34,IF(AND(Baselines!$CE27=0,OR($CT34=\"DX HP\",$CT34=\"PTHP\")),$BG34,Baselines!$CE27))","v":0},"COP",{"$f":"IF(OR($C34=\"Replace-on-Burnout\",$C34=\"New Construction\"),$DB34,IF($CD34=\"\",\"\",IF(OR($CD34=\"DX HP\",$CD34=\"PTHP\"),VLOOKUP($D34,'Factor Tables'!$B$89:$M$105,MATCH(CONCATENATE($CD34,\" Clg\"),'Factor Tables'!$B$88:$M$88,0),FALSE),VLOOKUP($D34,'Factor Tables'!$B$89:$M$105,MATCH($CD34,'Factor Tables'!$B$88:$M$88,0),FALSE))))","v":""},{"$f":"IF(OR($C34=\"Replace-on-Burnout\",$C34=\"New Construction\"),$DC34,IF($CD34=\"\",\"\",IF($CD34=\"DX HP\",VLOOKUP($D34,'Factor Tables'!$B$89:$M$105,MATCH(\"DX HP Htg\",'Factor Tables'!$B$88:$M$88,0),FALSE),0)))","v":""},{"$f":"IF(OR($C34=\"Replace-on-Burnout\",$C34=\"New Construction\"),$DD34,IF($CD34=\"\",\"\",IF($CD34=\"DX HP\",VLOOKUP($D34,'Factor Tables'!$N$89:$Y$105,MATCH(\"DX HP Clg\",'Factor Tables'!$N$88:$Y$88,0),FALSE),IF($CD34=\"PTHP\",VLOOKUP($D34,'Factor Tables'!$N$89:$Y$105,MATCH(\"PTHP Clg\",'Factor Tables'!$N$88:$Y$88,0),FALSE),IF(AND($CD34<>\"DX HP\",$CD34<>\"PTHP\"),VLOOKUP($D34,'Factor Tables'!$N$89:$Y$105,MATCH($CD34,'Factor Tables'!$N$88:$Y$88,0),FALSE),\"\")))))","v":""},{"$f":"IF(OR($C34=\"Replace-on-Burnout\",$C34=\"New Construction\",$CT34=\"DX HP\",$CT34=\"PTHP\"),$DE34,IF($CD34=\"\",\"\",IF($CD34=\"DX HP\",VLOOKUP($D34,'Factor Tables'!$N$89:$Y$105,MATCH(\"DX HP Htg\",'Factor Tables'!$N$88:$Y$88,0),FALSE),IF($CD34=\"PTHP\",VLOOKUP($D34,'Factor Tables'!$N$89:$Y$105,MATCH(\"PTHP Htg\",'Factor Tables'!$N$88:$Y$88,0),FALSE),0))))","v":""},"","",0,0,"kW/ton","",0,"COP",{"$f":"IF($CT34=\"\",\"\",IF(OR($CT34=\"DX HP\",$CT34=\"VRF HP\",$CT34=\"PTHP\"),VLOOKUP($D34,'Factor Tables'!$B$89:$M$105,MATCH(CONCATENATE($CT34,\" Clg\"),'Factor Tables'!$B$88:$M$88,0),FALSE),VLOOKUP($D34,'Factor Tables'!$B$89:$M$105,MATCH($CT34,'Factor Tables'!$B$88:$M$88,0),FALSE)))","v":""},{"$f":"IF($CT34=\"\",\"\",IF(OR($CT34=\"DX HP\",$CT34=\"VRF HP\",$CT34=\"PTHP\"),VLOOKUP($D34,'Factor Tables'!$B$89:$M$105,MATCH(CONCATENATE($CT34,\" Htg\"),'Factor Tables'!$B$88:$M$88,0),FALSE),0))","v":""},{"$f":"IF($CT34=\"\",\"\",IF(OR($CT34=\"DX HP\",$CT34=\"VRF HP\",$CT34=\"PTHP\"),VLOOKUP($D34,'Factor Tables'!$N$89:$Y$105,MATCH(CONCATENATE($CT34,\" Clg\"),'Factor Tables'!$N$88:$Y$88,0),FALSE),VLOOKUP($D34,'Factor Tables'!$N$89:$Y$105,MATCH($CT34,'Factor Tables'!$N$88:$Y$88,0),FALSE)))","v":""},{"$f":"IF($CT34=\"\",\"\",IF(OR($CT34=\"DX HP\",$CT34=\"VRF HP\",$CT34=\"PTHP\"),VLOOKUP($D34,'Factor Tables'!$N$89:$Y$105,MATCH(CONCATENATE($CT34,\" Htg\"),'Factor Tables'!$N$88:$Y$88,0),FALSE),0))","v":""},{"$f":"IF($AB34=\"\",0,VLOOKUP($AB34,'Utility Admin'!$E:$G,2,FALSE))","v":0},{"$f":"IF($AB34=\"\",0,VLOOKUP($AB34,'Utility Admin'!$E:$G,3,FALSE))","v":0},{"$f":"IFERROR(IF(ABS(Summary!$F$12)<=ABS(Summary!$E$12)*'Utility Admin'!$I$5,$AZ34*$DF34+$BA34*$DG34,$AZ34*$DF34+$AZ34*'Utility Admin'!$I$5*$DG34),0)","v":0},null,"Summer",null,null,null,null,null,null,null,null,null,null,{"$f":"IF(OR('Project Info'!$C$10=\"\",$C34=\"\",$D34=\"\"),\"\",VLOOKUP($D34,$DW$9:$DZ$32,MATCH($C34,$DW$9:$DZ$9,0),FALSE))","v":""},null,null,null,null,null,null,"ERROR: Contact Program Manager. Post Capacity/Unit x Post # of Units must be within +/- 20% of Pre Capacity/Unit x Pre # of Units."]
[null,26,"","",null,null,null,null,null,null,null,null,null,null,null,null,null,null,null,null,null,null,null,null,null,null,null,null,null,null,null,null,null,null,null,null,null,null,null,null,null,null,null,0,0,0,0,0,0,999999999,"",0,0,{"$f":"IFERROR(IF($DH$261>'Utility Admin'!$H$5,$BA35/$BA$5*$BB$261,$DH35),0)","v":0},"","",{"$f":"IF(AND(OR($AB35=\"DX AC Air Cooled\",$AB35=\"DX HP Air Cooled\"),OR(AND($AI35=\"Btu/hr\",$AH35<65000),AND($AI35=\"Tons\",$AH35<65000/12000)),$AC35=\"Split\",$AN35>=15.2),MAX(Baselines!$CB279,12/9.8),Baselines!$CB279)","v":0},{"$f":"Baselines!$CC279","v":0},{"$f":"Baselines!$CE279","v":0},0,0,0,0,0,0,0,0,0,0,{"$f":"IF(OR($C35<>\"Early Retirement\",$J35=\"\"),0,IF(OR($I35=\"DX AC Air Cooled\",$I35=\"DX HP Air Cooled\"),VLOOKUP($J35,'Early Retirement'!$CI$6:$CM$32,2,FALSE),IF(OR($I35=\"PTAC\",$I35=\"PTHP\"),VLOOKUP($J35,'Early Retirement'!$CI$6:$CM$32,3,FALSE),IF(AND(OR($I35=\"Air Cooled Chiller\",$I35=\"Water Cooled Chiller\"),$L35<>\"Centrifugal\"),VLOOKUP($J35,'Early Retirement'!$CI$6:$CM$32,4,FALSE),IF(AND(OR($I35=\"Air Cooled Chiller\",$I35=\"Water Cooled Chiller\"),$L35=\"Centrifugal\"),VLOOKUP($J35,'Early Retirement'!$CI$6:$CM$32,5,FALSE),\"\")))))","v":0},0,0,0,0,0,0,0,0,0,0,0,"","","",0,0,0,{"$f":"IF(AND($C35=\"Early Retirement\",$J35<>\"\",$S35<>\"\",$U35<>\"\"),$CG35,IF(AND(OR($AB35=\"DX AC Air Cooled\",$AB35=\"DX HP Air Cooled\"),OR(AND($AI35=\"Btu/hr\",$AH35<65000),AND($AI35=\"Tons\",$AH35<65000/12000)),$AC35=\"Split\",$AN35>=15.2),MAX(Baselines!$CB28,12/9.8),Baselines!$CB28))","v":0},{"$f":"IF(AND($C35=\"Early Retirement\",$J35<>\"\",$S35<>\"\",$U35<>\"\"),$CH35,Baselines!$CC28)","v":0},{"$f":"Baselines!$CD28","v":"kW/ton"},"",{"$f":"IF(AND($C35=\"Early Retirement\",$J35<>\"\",$S35<>\"\",$U35<>\"\"),$CI35,IF(AND(Baselines!$CE28=0,OR($CT35=\"DX HP\",$CT35=\"PTHP\")),$BG35,Baselines!$CE28))","v":0},"COP",{"$f":"IF(OR($C35=\"Replace-on-Burnout\",$C35=\"New Construction\"),$DB35,IF($CD35=\"\",\"\",IF(OR($CD35=\"DX HP\",$CD35=\"PTHP\"),VLOOKUP($D35,'Factor Tables'!$B$89:$M$105,MATCH(CONCATENATE($CD35,\" Clg\"),'Factor Tables'!$B$88:$M$88,0),FALSE),VLOOKUP($D35,'Factor Tables'!$B$89:$M$105,MATCH($CD35,'Factor Tables'!$B$88:$M$88,0),FALSE))))","v":""},{"$f":"IF(OR($C35=\"Replace-on-Burnout\",$C35=\"New Construction\"),$DC35,IF($CD35=\"\",\"\",IF($CD35=\"DX HP\",VLOOKUP($D35,'Factor Tables'!$B$89:$M$105,MATCH(\"DX HP Htg\",'Factor Tables'!$B$88:$M$88,0),FALSE),0)))","v":""},{"$f":"IF(OR($C35=\"Replace-on-Burnout\",$C35=\"New Construction\"),$DD35,IF($CD35=\"\",\"\",IF($CD35=\"DX HP\",VLOOKUP($D35,'Factor Tables'!$N$89:$Y$105,MATCH(\"DX HP Clg\",'Factor Tables'!$N$88:$Y$88,0),FALSE),IF($CD35=\"PTHP\",VLOOKUP($D35,'Factor Tables'!$N$89:$Y$105,MATCH(\"PTHP Clg\",'Factor Tables'!$N$88:$Y$88,0),FALSE),IF(AND($CD35<>\"DX HP\",$CD35<>\"PTHP\"),VLOOKUP($D35,'Factor Tables'!$N$89:$Y$105,MATCH($CD35,'Factor Tables'!$N$88:$Y$88,0),FALSE),\"\")))))","v":""},{"$f":"IF(OR($C35=\"Replace-on-Burnout\",$C35=\"New Construction\",$CT35=\"DX HP\",$CT35=\"PTHP\"),$DE35,IF($CD35=\"\",\"\",IF($CD35=\"DX HP\",VLOOKUP($D35,'Factor Tables'!$N$89:$Y$105,MATCH(\"DX HP Htg\",'Factor Tables'!$N$88:$Y$88,0),FALSE),IF($CD35=\"PTHP\",VLOOKUP($D35,'Factor Tables'!$N$89:$Y$105,MATCH(\"PTHP Htg\",'Factor Tables'!$N$88:$Y$88,0),FALSE),0))))","v":""},"","",0,0,"kW/ton","",0,"COP",{"$f":"IF($CT35=\"\",\"\",IF(OR($CT35=\"DX HP\",$CT35=\"VRF HP\",$CT35=\"PTHP\"),VLOOKUP($D35,'Factor Tables'!$B$89:$M$105,MATCH(CONCATENATE($CT35,\" Clg\"),'Factor Tables'!$B$88:$M$88,0),FALSE),VLOOKUP($D35,'Factor Tables'!$B$89:$M$105,MATCH($CT35,'Factor Tables'!$B$88:$M$88,0),FALSE)))","v":""},{"$f":"IF($CT35=\"\",\"\",IF(OR($CT35=\"DX HP\",$CT35=\"VRF HP\",$CT35=\"PTHP\"),VLOOKUP($D35,'Factor Tables'!$B$89:$M$105,MATCH(CONCATENATE($CT35,\" Htg\"),'Factor Tables'!$B$88:$M$88,0),FALSE),0))","v":""},{"$f":"IF($CT35=\"\",\"\",IF(OR($CT35=\"DX HP\",$CT35=\"VRF HP\",$CT35=\"PTHP\"),VLOOKUP($D35,'Factor Tables'!$N$89:$Y$105,MATCH(CONCATENATE($CT35,\" Clg\"),'Factor Tables'!$N$88:$Y$88,0),FALSE),VLOOKUP($D35,'Factor Tables'!$N$89:$Y$105,MATCH($CT35,'Factor Tables'!$N$88:$Y$88,0),FALSE)))","v":""},{"$f":"IF($CT35=\"\",\"\",IF(OR($CT35=\"DX HP\",$CT35=\"VRF HP\",$CT35=\"PTHP\"),VLOOKUP($D35,'Factor Tables'!$N$89:$Y$105,MATCH(CONCATENATE($CT35,\" Htg\"),'Factor Tables'!$N$88:$Y$88,0),FALSE),0))","v":""},{"$f":"IF($AB35=\"\",0,VLOOKUP($AB35,'Utility Admin'!$E:$G,2,FALSE))","v":0},{"$f":"IF($AB35=\"\",0,VLOOKUP($AB35,'Utility Admin'!$E:$G,3,FALSE))","v":0},{"$f":"IFERROR(IF(ABS(Summary!$F$12)<=ABS(Summary!$E$12)*'Utility Admin'!$I$5,$AZ35*$DF35+$BA35*$DG35,$AZ35*$DF35+$AZ35*'Utility Admin'!$I$5*$DG35),0)","v":0},null,"Summer",null,null,null,null,null,null,null,null,null,null,{"$f":"IF(OR('Project Info'!$C$10=\"\",$C35=\"\",$D35=\"\"),\"\",VLOOKUP($D35,$DW$9:$DZ$32,MATCH($C35,$DW$9:$DZ$9,0),FALSE))","v":""},null,null,null,null,null,null,"ERROR: Contact Program Manager. Post Capacity/Unit x Post # of Units must be within +/- 20% of Pre Capacity/Unit x Pre # of Units."]
[null,27,"","",null,null,null,null,null,null,null,null,null,null,null,null,null,null,null,null,null,null,null,null,null,null,null,null,null,null,null,null,null,null,null,null,null,null,null,null,null,null,null,0,0,0,0,0,0,999999999,"",0,0,{"$f":"IFERROR(IF($DH$261>'Utility Admin'!$H$5,$BA36/$BA$5*$BB$261,$DH36),0)","v":0},"","",{"$f":"IF(AND(OR($AB36=\"DX AC Air Cooled\",$AB36=\"DX HP Air Cooled\"),OR(AND($AI36=\"Btu/hr\",$AH36<65000),AND($AI36=\"Tons\",$AH36<65000/12000)),$AC36=\"Split\",$AN36>=15.2),MAX(Baselines!$CB280,12/9.8),Baselines!$CB280)","v":0},{"$f":"Baselines!$CC280","v":0},{"$f":"Baselines!$CE280","v":0},0,0,0,0,0,0,0,0,0,0,{"$f":"IF(OR($C36<>\"Early Retirement\",$J36=\"\"),0,IF(OR($I36=\"DX AC Air Cooled\",$I36=\"DX HP Air Cooled\"),VLOOKUP($J36,'Early Retirement'!$CI$6:$CM$32,2,FALSE),IF(OR($I36=\"PTAC\",$I36=\"PTHP\"),VLOOKUP($J36,'Early Retirement'!$CI$6:$CM$32,3,FALSE),IF(AND(OR($I36=\"Air Cooled Chiller\",$I36=\"Water Cooled Chiller\"),$L36<>\"Centrifugal\"),VLOOKUP($J36,'Early Retirement'!$CI$6:$CM$32,4,FALSE),IF(AND(OR($I36=\"Air Cooled Chiller\",$I36=\"Water Cooled Chiller\"),$L36=\"Centrifugal\"),VLOOKUP($J36,'Early Retirement'!$CI$6:$CM$32,5,FALSE),\"\")))))","v":0},0,0,0,0,0,0,0,0,0,0,0,"","","",0,0,0,{"$f":"IF(AND($C36=\"Early Retirement\",$J36<>\"\",$S36<>\"\",$U36<>\"\"),$CG36,IF(AND(OR($AB36=\"DX AC Air Cooled\",$AB36=\"DX HP Air Cooled\"),OR(AND($AI36=\"Btu/hr\",$AH36<65000),AND($AI36=\"Tons\",$AH36<65000/12000)),$AC36=\"Split\",$AN36>=15.2),MAX(Baselines!$CB29,12/9.8),Baselines!$CB29))","v":0},{"$f":"IF(AND($C36=\"Early Retirement\",$J36<>\"\",$S36<>\"\",$U36<>\"\"),$CH36,Baselines!$CC29)","v":0},{"$f":"Baselines!$CD29","v":"kW/ton"},"",{"$f":"IF(AND($C36=\"Early Retirement\",$J36<>\"\",$S36<>\"\",$U36<>\"\"),$CI36,IF(AND(Baselines!$CE29=0,OR($CT36=\"DX HP\",$CT36=\"PTHP\")),$BG36,Baselines!$CE29))","v":0},"COP",{"$f":"IF(OR($C36=\"Replace-on-Burnout\",$C36=\"New Construction\"),$DB36,IF($CD36=\"\",\"\",IF(OR($CD36=\"DX HP\",$CD36=\"PTHP\"),VLOOKUP($D36,'Factor Tables'!$B$89:$M$105,MATCH(CONCATENATE($CD36,\" Clg\"),'Factor Tables'!$B$88:$M$88,0),FALSE),VLOOKUP($D36,'Factor Tables'!$B$89:$M$105,MATCH($CD36,'Factor Tables'!$B$88:$M$88,0),FALSE))))","v":""},{"$f":"IF(OR($C36=\"Replace-on-Burnout\",$C36=\"New Construction\"),$DC36,IF($CD36=\"\",\"\",IF($CD36=\"DX HP\",VLOOKUP($D36,'Factor Tables'!$B$89:$M$105,MATCH(\"DX HP Htg\",'Factor Tables'!$B$88:$M$88,0),FALSE),0)))","v":""},{"$f":"IF(OR($C36=\"Replace-on-Burnout\",$C36=\"New Construction\"),$DD36,IF($CD36=\"\",\"\",IF($CD36=\"DX HP\",VLOOKUP($D36,'Factor Tables'!$N$89:$Y$105,MATCH(\"DX HP Clg\",'Factor Tables'!$N$88:$Y$88,0),FALSE),IF($CD36=\"PTHP\",VLOOKUP($D36,'Factor Tables'!$N$89:$Y$105,MATCH(\"PTHP Clg\",'Factor Tables'!$N$88:$Y$88,0),FALSE),IF(AND($CD36<>\"DX HP\",$CD36<>\"PTHP\"),VLOOKUP($D36,'Factor Tables'!$N$89:$Y$105,MATCH($CD36,'Factor Tables'!$N$88:$Y$88,0),FALSE),\"\")))))","v":""},{"$f":"IF(OR($C36=\"Replace-on-Burnout\",$C36=\"New Construction\",$CT36=\"DX HP\",$CT36=\"PTHP\"),$DE36,IF($CD36=\"\",\"\",IF($CD36=\"DX HP\",VLOOKUP($D36,'Factor Tables'!$N$89:$Y$105,MATCH(\"DX HP Htg\",'Factor Tables'!$N$88:$Y$88,0),FALSE),IF($CD36=\"PTHP\",VLOOKUP($D36,'Factor Tables'!$N$89:$Y$105,MATCH(\"PTHP Htg\",'Factor Tables'!$N$88:$Y$88,0),FALSE),0))))","v":""},"","",0,0,"kW/ton","",0,"COP",{"$f":"IF($CT36=\"\",\"\",IF(OR($CT36=\"DX HP\",$CT36=\"VRF HP\",$CT36=\"PTHP\"),VLOOKUP($D36,'Factor Tables'!$B$89:$M$105,MATCH(CONCATENATE($CT36,\" Clg\"),'Factor Tables'!$B$88:$M$88,0),FALSE),VLOOKUP($D36,'Factor Tables'!$B$89:$M$105,MATCH($CT36,'Factor Tables'!$B$88:$M$88,0),FALSE)))","v":""},{"$f":"IF($CT36=\"\",\"\",IF(OR($CT36=\"DX HP\",$CT36=\"VRF HP\",$CT36=\"PTHP\"),VLOOKUP($D36,'Factor Tables'!$B$89:$M$105,MATCH(CONCATENATE($CT36,\" Htg\"),'Factor Tables'!$B$88:$M$88,0),FALSE),0))","v":""},{"$f":"IF($CT36=\"\",\"\",IF(OR($CT36=\"DX HP\",$CT36=\"VRF HP\",$CT36=\"PTHP\"),VLOOKUP($D36,'Factor Tables'!$N$89:$Y$105,MATCH(CONCATENATE($CT36,\" Clg\"),'Factor Tables'!$N$88:$Y$88,0),FALSE),VLOOKUP($D36,'Factor Tables'!$N$89:$Y$105,MATCH($CT36,'Factor Tables'!$N$88:$Y$88,0),FALSE)))","v":""},{"$f":"IF($CT36=\"\",\"\",IF(OR($CT36=\"DX HP\",$CT36=\"VRF HP\",$CT36=\"PTHP\"),VLOOKUP($D36,'Factor Tables'!$N$89:$Y$105,MATCH(CONCATENATE($CT36,\" Htg\"),'Factor Tables'!$N$88:$Y$88,0),FALSE),0))","v":""},{"$f":"IF($AB36=\"\",0,VLOOKUP($AB36,'Utility Admin'!$E:$G,2,FALSE))","v":0},{"$f":"IF($AB36=\"\",0,VLOOKUP($AB36,'Utility Admin'!$E:$G,3,FALSE))","v":0},{"$f":"IFERROR(IF(ABS(Summary!$F$12)<=ABS(Summary!$E$12)*'Utility Admin'!$I$5,$AZ36*$DF36+$BA36*$DG36,$AZ36*$DF36+$AZ36*'Utility Admin'!$I$5*$DG36),0)","v":0},null,"Summer",null,null,null,null,null,null,null,null,null,null,{"$f":"IF(OR('Project Info'!$C$10=\"\",$C36=\"\",$D36=\"\"),\"\",VLOOKUP($D36,$DW$9:$DZ$32,MATCH($C36,$DW$9:$DZ$9,0),FALSE))","v":""},null,null,null,null,null,null,"ERROR: Contact Program Manager. Post Capacity/Unit x Post # of Units must be within +/- 20% of Pre Capacity/Unit x Pre # of Units."]
[null,28,"","",null,null,null,null,null,null,null,null,null,null,null,null,null,null,null,null,null,null,null,null,null,null,null,null,null,null,null,null,null,null,null,null,null,null,null,null,null,null,null,0,0,0,0,0,0,999999999,"",0,0,{"$f":"IFERROR(IF($DH$261>'Utility Admin'!$H$5,$BA37/$BA$5*$BB$261,$DH37),0)","v":0},"","",{"$f":"IF(AND(OR($AB37=\"DX AC Air Cooled\",$AB37=\"DX HP Air Cooled\"),OR(AND($AI37=\"Btu/hr\",$AH37<65000),AND($AI37=\"Tons\",$AH37<65000/12000)),$AC37=\"Split\",$AN37>=15.2),MAX(Baselines!$CB281,12/9.8),Baselines!$CB281)","v":0},{"$f":"Baselines!$CC281","v":0},{"$f":"Baselines!$CE281","v":0},0,0,0,0,0,0,0,0,0,0,{"$f":"IF(OR($C37<>\"Early Retirement\",$J37=\"\"),0,IF(OR($I37=\"DX AC Air Cooled\",$I37=\"DX HP Air Cooled\"),VLOOKUP($J37,'Early Retirement'!$CI$6:$CM$32,2,FALSE),IF(OR($I37=\"PTAC\",$I37=\"PTHP\"),VLOOKUP($J37,'Early Retirement'!$CI$6:$CM$32,3,FALSE),IF(AND(OR($I37=\"Air Cooled Chiller\",$I37=\"Water Cooled Chiller\"),$L37<>\"Centrifugal\"),VLOOKUP($J37,'Early Retirement'!$CI$6:$CM$32,4,FALSE),IF(AND(OR($I37=\"Air Cooled Chiller\",$I37=\"Water Cooled Chiller\"),$L37=\"Centrifugal\"),VLOOKUP($J37,'Early Retirement'!$CI$6:$CM$32,5,FALSE),\"\")))))","v":0},0,0,0,0,0,0,0,0,0,0,0,"","","",0,0,0,{"$f":"IF(AND($C37=\"Early Retirement\",$J37<>\"\",$S37<>\"\",$U37<>\"\"),$CG37,IF(AND(OR($AB37=\"DX AC Air Cooled\",$AB37=\"DX HP Air Cooled\"),OR(AND($AI37=\"Btu/hr\",$AH37<65000),AND($AI37=\"Tons\",$AH37<65000/12000)),$AC37=\"Split\",$AN37>=15.2),MAX(Baselines!$CB30,12/9.8),Baselines!$CB30))","v":0},{"$f":"IF(AND($C37=\"Early Retirement\",$J37<>\"\",$S37<>\"\",$U37<>\"\"),$CH37,Baselines!$CC30)","v":0},{"$f":"Baselines!$CD30","v":"kW/ton"},"",{"$f":"IF(AND($C37=\"Early Retirement\",$J37<>\"\",$S37<>\"\",$U37<>\"\"),$CI37,IF(AND(Baselines!$CE30=0,OR($CT37=\"DX HP\",$CT37=\"PTHP\")),$BG37,Baselines!$CE30))","v":0},"COP",{"$f":"IF(OR($C37=\"Replace-on-Burnout\",$C37=\"New Construction\"),$DB37,IF($CD37=\"\",\"\",IF(OR($CD37=\"DX HP\",$CD37=\"PTHP\"),VLOOKUP($D37,'Factor Tables'!$B$89:$M$105,MATCH(CONCATENATE($CD37,\" Clg\"),'Factor Tables'!$B$88:$M$88,0),FALSE),VLOOKUP($D37,'Factor Tables'!$B$89:$M$105,MATCH($CD37,'Factor Tables'!$B$88:$M$88,0),FALSE))))","v":""},{"$f":"IF(OR($C37=\"Replace-on-Burnout\",$C37=\"New Construction\"),$DC37,IF($CD37=\"\",\"\",IF($CD37=\"DX HP\",VLOOKUP($D37,'Factor Tables'!$B$89:$M$105,MATCH(\"DX HP Htg\",'Factor Tables'!$B$88:$M$88,0),FALSE),0)))","v":""},{"$f":"IF(OR($C37=\"Replace-on-Burnout\",$C37=\"New Construction\"),$DD37,IF($CD37=\"\",\"\",IF($CD37=\"DX HP\",VLOOKUP($D37,'Factor Tables'!$N$89:$Y$105,MATCH(\"DX HP Clg\",'Factor Tables'!$N$88:$Y$88,0),FALSE),IF($CD37=\"PTHP\",VLOOKUP($D37,'Factor Tables'!$N$89:$Y$105,MATCH(\"PTHP Clg\",'Factor Tables'!$N$88:$Y$88,0),FALSE),IF(AND($CD37<>\"DX HP\",$CD37<>\"PTHP\"),VLOOKUP($D37,'Factor Tables'!$N$89:$Y$105,MATCH($CD37,'Factor Tables'!$N$88:$Y$88,0),FALSE),\"\")))))","v":""},{"$f":"IF(OR($C37=\"Replace-on-Burnout\",$C37=\"New Construction\",$CT37=\"DX HP\",$CT37=\"PTHP\"),$DE37,IF($CD37=\"\",\"\",IF($CD37=\"DX HP\",VLOOKUP($D37,'Factor Tables'!$N$89:$Y$105,MATCH(\"DX HP Htg\",'Factor Tables'!$N$88:$Y$88,0),FALSE),IF($CD37=\"PTHP\",VLOOKUP($D37,'Factor Tables'!$N$89:$Y$105,MATCH(\"PTHP Htg\",'Factor Tables'!$N$88:$Y$88,0),FALSE),0))))","v":""},"","",0,0,"kW/ton","",0,"COP",{"$f":"IF($CT37=\"\",\"\",IF(OR($CT37=\"DX HP\",$CT37=\"VRF HP\",$CT37=\"PTHP\"),VLOOKUP($D37,'Factor Tables'!$B$89:$M$105,MATCH(CONCATENATE($CT37,\" Clg\"),'Factor Tables'!$B$88:$M$88,0),FALSE),VLOOKUP($D37,'Factor Tables'!$B$89:$M$105,MATCH($CT37,'Factor Tables'!$B$88:$M$88,0),FALSE)))","v":""},{"$f":"IF($CT37=\"\",\"\",IF(OR($CT37=\"DX HP\",$CT37=\"VRF HP\",$CT37=\"PTHP\"),VLOOKUP($D37,'Factor Tables'!$B$89:$M$105,MATCH(CONCATENATE($CT37,\" Htg\"),'Factor Tables'!$B$88:$M$88,0),FALSE),0))","v":""},{"$f":"IF($CT37=\"\",\"\",IF(OR($CT37=\"DX HP\",$CT37=\"VRF HP\",$CT37=\"PTHP\"),VLOOKUP($D37,'Factor Tables'!$N$89:$Y$105,MATCH(CONCATENATE($CT37,\" Clg\"),'Factor Tables'!$N$88:$Y$88,0),FALSE),VLOOKUP($D37,'Factor Tables'!$N$89:$Y$105,MATCH($CT37,'Factor Tables'!$N$88:$Y$88,0),FALSE)))","v":""},{"$f":"IF($CT37=\"\",\"\",IF(OR($CT37=\"DX HP\",$CT37=\"VRF HP\",$CT37=\"PTHP\"),VLOOKUP($D37,'Factor Tables'!$N$89:$Y$105,MATCH(CONCATENATE($CT37,\" Htg\"),'Factor Tables'!$N$88:$Y$88,0),FALSE),0))","v":""},{"$f":"IF($AB37=\"\",0,VLOOKUP($AB37,'Utility Admin'!$E:$G,2,FALSE))","v":0},{"$f":"IF($AB37=\"\",0,VLOOKUP($AB37,'Utility Admin'!$E:$G,3,FALSE))","v":0},{"$f":"IFERROR(IF(ABS(Summary!$F$12)<=ABS(Summary!$E$12)*'Utility Admin'!$I$5,$AZ37*$DF37+$BA37*$DG37,$AZ37*$DF37+$AZ37*'Utility Admin'!$I$5*$DG37),0)","v":0},null,"Summer",null,null,null,null,null,null,null,null,null,null,{"$f":"IF(OR('Project Info'!$C$10=\"\",$C37=\"\",$D37=\"\"),\"\",VLOOKUP($D37,$DW$9:$DZ$32,MATCH($C37,$DW$9:$DZ$9,0),FALSE))","v":""},null,null,null,null,null,null,"ERROR: Contact Program Manager. Post Capacity/Unit x Post # of Units must be within +/- 20% of Pre Capacity/Unit x Pre # of Units."]
[null,29,"","",null,null,null,null,null,null,null,null,null,null,null,null,null,null,null,null,null,null,null,null,null,null,null,null,null,null,null,null,null,null,null,null,null,null,null,null,null,null,null,0,0,0,0,0,0,999999999,"",0,0,{"$f":"IFERROR(IF($DH$261>'Utility Admin'!$H$5,$BA38/$BA$5*$BB$261,$DH38),0)","v":0},"","",{"$f":"IF(AND(OR($AB38=\"DX AC Air Cooled\",$AB38=\"DX HP Air Cooled\"),OR(AND($AI38=\"Btu/hr\",$AH38<65000),AND($AI38=\"Tons\",$AH38<65000/12000)),$AC38=\"Split\",$AN38>=15.2),MAX(Baselines!$CB282,12/9.8),Baselines!$CB282)","v":0},{"$f":"Baselines!$CC282","v":0},{"$f":"Baselines!$CE282","v":0},0,0,0,0,0,0,0,0,0,0,{"$f":"IF(OR($C38<>\"Early Retirement\",$J38=\"\"),0,IF(OR($I38=\"DX AC Air Cooled\",$I38=\"DX HP Air Cooled\"),VLOOKUP($J38,'Early Retirement'!$CI$6:$CM$32,2,FALSE),IF(OR($I38=\"PTAC\",$I38=\"PTHP\"),VLOOKUP($J38,'Early Retirement'!$CI$6:$CM$32,3,FALSE),IF(AND(OR($I38=\"Air Cooled Chiller\",$I38=\"Water Cooled Chiller\"),$L38<>\"Centrifugal\"),VLOOKUP($J38,'Early Retirement'!$CI$6:$CM$32,4,FALSE),IF(AND(OR($I38=\"Air Cooled Chiller\",$I38=\"Water Cooled Chiller\"),$L38=\"Centrifugal\"),VLOOKUP($J38,'Early Retirement'!$CI$6:$CM$32,5,FALSE),\"\")))))","v":0},0,0,0,0,0,0,0,0,0,0,0,"","","",0,0,0,{"$f":"IF(AND($C38=\"Early Retirement\",$J38<>\"\",$S38<>\"\",$U38<>\"\"),$CG38,IF(AND(OR($AB38=\"DX AC Air Cooled\",$AB38=\"DX HP Air Cooled\"),OR(AND($AI38=\"Btu/hr\",$AH38<65000),AND($AI38=\"Tons\",$AH38<65000/12000)),$AC38=\"Split\",$AN38>=15.2),MAX(Baselines!$CB31,12/9.8),Baselines!$CB31))","v":0},{"$f":"IF(AND($C38=\"Early Retirement\",$J38<>\"\",$S38<>\"\",$U38<>\"\"),$CH38,Baselines!$CC31)","v":0},{"$f":"Baselines!$CD31","v":"kW/ton"},"",{"$f":"IF(AND($C38=\"Early Retirement\",$J38<>\"\",$S38<>\"\",$U38<>\"\"),$CI38,IF(AND(Baselines!$CE31=0,OR($CT38=\"DX HP\",$CT38=\"PTHP\")),$BG38,Baselines!$CE31))","v":0},"COP",{"$f":"IF(OR($C38=\"Replace-on-Burnout\",$C38=\"New Construction\"),$DB38,IF($CD38=\"\",\"\",IF(OR($CD38=\"DX HP\",$CD38=\"PTHP\"),VLOOKUP($D38,'Factor Tables'!$B$89:$M$105,MATCH(CONCATENATE($CD38,\" Clg\"),'Factor Tables'!$B$88:$M$88,0),FALSE),VLOOKUP($D38,'Factor Tables'!$B$89:$M$105,MATCH($CD38,'Factor Tables'!$B$88:$M$88,0),FALSE))))","v":""},{"$f":"IF(OR($C38=\"Replace-on-Burnout\",$C38=\"New Construction\"),$DC38,IF($CD38=\"\",\"\",IF($CD38=\"DX HP\",VLOOKUP($D38,'Factor Tables'!$B$89:$M$105,MATCH(\"DX HP Htg\",'Factor Tables'!$B$88:$M$88,0),FALSE),0)))","v":""},{"$f":"IF(OR($C38=\"Replace-on-Burnout\",$C38=\"New Construction\"),$DD38,IF($CD38=\"\",\"\",IF($CD38=\"DX HP\",VLOOKUP($D38,'Factor Tables'!$N$89:$Y$105,MATCH(\"DX HP Clg\",'Factor Tables'!$N$88:$Y$88,0),FALSE),IF($CD38=\"PTHP\",VLOOKUP($D38,'Factor Tables'!$N$89:$Y$105,MATCH(\"PTHP Clg\",'Factor Tables'!$N$88:$Y$88,0),FALSE),IF(AND($CD38<>\"DX HP\",$CD38<>\"PTHP\"),VLOOKUP($D38,'Factor Tables'!$N$89:$Y$105,MATCH($CD38,'Factor Tables'!$N$88:$Y$88,0),FALSE),\"\")))))","v":""},{"$f":"IF(OR($C38=\"Replace-on-Burnout\",$C38=\"New Construction\",$CT38=\"DX HP\",$CT38=\"PTHP\"),$DE38,IF($CD38=\"\",\"\",IF($CD38=\"DX HP\",VLOOKUP($D38,'Factor Tables'!$N$89:$Y$105,MATCH(\"DX HP Htg\",'Factor Tables'!$N$88:$Y$88,0),FALSE),IF($CD38=\"PTHP\",VLOOKUP($D38,'Factor Tables'!$N$89:$Y$105,MATCH(\"PTHP Htg\",'Factor Tables'!$N$88:$Y$88,0),FALSE),0))))","v":""},"","",0,0,"kW/ton","",0,"COP",{"$f":"IF($CT38=\"\",\"\",IF(OR($CT38=\"DX HP\",$CT38=\"VRF HP\",$CT38=\"PTHP\"),VLOOKUP($D38,'Factor Tables'!$B$89:$M$105,MATCH(CONCATENATE($CT38,\" Clg\"),'Factor Tables'!$B$88:$M$88,0),FALSE),VLOOKUP($D38,'Factor Tables'!$B$89:$M$105,MATCH($CT38,'Factor Tables'!$B$88:$M$88,0),FALSE)))","v":""},{"$f":"IF($CT38=\"\",\"\",IF(OR($CT38=\"DX HP\",$CT38=\"VRF HP\",$CT38=\"PTHP\"),VLOOKUP($D38,'Factor Tables'!$B$89:$M$105,MATCH(CONCATENATE($CT38,\" Htg\"),'Factor Tables'!$B$88:$M$88,0),FALSE),0))","v":""},{"$f":"IF($CT38=\"\",\"\",IF(OR($CT38=\"DX HP\",$CT38=\"VRF HP\",$CT38=\"PTHP\"),VLOOKUP($D38,'Factor Tables'!$N$89:$Y$105,MATCH(CONCATENATE($CT38,\" Clg\"),'Factor Tables'!$N$88:$Y$88,0),FALSE),VLOOKUP($D38,'Factor Tables'!$N$89:$Y$105,MATCH($CT38,'Factor Tables'!$N$88:$Y$88,0),FALSE)))","v":""},{"$f":"IF($CT38=\"\",\"\",IF(OR($CT38=\"DX HP\",$CT38=\"VRF HP\",$CT38=\"PTHP\"),VLOOKUP($D38,'Factor Tables'!$N$89:$Y$105,MATCH(CONCATENATE($CT38,\" Htg\"),'Factor Tables'!$N$88:$Y$88,0),FALSE),0))","v":""},{"$f":"IF($AB38=\"\",0,VLOOKUP($AB38,'Utility Admin'!$E:$G,2,FALSE))","v":0},{"$f":"IF($AB38=\"\",0,VLOOKUP($AB38,'Utility Admin'!$E:$G,3,FALSE))","v":0},{"$f":"IFERROR(IF(ABS(Summary!$F$12)<=ABS(Summary!$E$12)*'Utility Admin'!$I$5,$AZ38*$DF38+$BA38*$DG38,$AZ38*$DF38+$AZ38*'Utility Admin'!$I$5*$DG38),0)","v":0},null,"Summer",null,null,null,null,null,null,null,null,null,null,{"$f":"IF(OR('Project Info'!$C$10=\"\",$C38=\"\",$D38=\"\"),\"\",VLOOKUP($D38,$DW$9:$DZ$32,MATCH($C38,$DW$9:$DZ$9,0),FALSE))","v":""},null,null,null,null,null,null,"ERROR: Contact Program Manager. Post Capacity/Unit x Post # of Units must be within +/- 20% of Pre Capacity/Unit x Pre # of Units."]
[null,30,"","",null,null,null,null,null,null,null,null,null,null,null,null,null,null,null,null,null,null,null,null,null,null,null,null,null,null,null,null,null,null,null,null,null,null,null,null,null,null,null,0,0,0,0,0,0,999999999,"",0,0,{"$f":"IFERROR(IF($DH$261>'Utility Admin'!$H$5,$BA39/$BA$5*$BB$261,$DH39),0)","v":0},"","",{"$f":"IF(AND(OR($AB39=\"DX AC Air Cooled\",$AB39=\"DX HP Air Cooled\"),OR(AND($AI39=\"Btu/hr\",$AH39<65000),AND($AI39=\"Tons\",$AH39<65000/12000)),$AC39=\"Split\",$AN39>=15.2),MAX(Baselines!$CB283,12/9.8),Baselines!$CB283)","v":0},{"$f":"Baselines!$CC283","v":0},{"$f":"Baselines!$CE283","v":0},0,0,0,0,0,0,0,0,0,0,{"$f":"IF(OR($C39<>\"Early Retirement\",$J39=\"\"),0,IF(OR($I39=\"DX AC Air Cooled\",$I39=\"DX HP Air Cooled\"),VLOOKUP($J39,'Early Retirement'!$CI$6:$CM$32,2,FALSE),IF(OR($I39=\"PTAC\",$I39=\"PTHP\"),VLOOKUP($J39,'Early Retirement'!$CI$6:$CM$32,3,FALSE),IF(AND(OR($I39=\"Air Cooled Chiller\",$I39=\"Water Cooled Chiller\"),$L39<>\"Centrifugal\"),VLOOKUP($J39,'Early Retirement'!$CI$6:$CM$32,4,FALSE),IF(AND(OR($I39=\"Air Cooled Chiller\",$I39=\"Water Cooled Chiller\"),$L39=\"Centrifugal\"),VLOOKUP($J39,'Early Retirement'!$CI$6:$CM$32,5,FALSE),\"\")))))","v":0},0,0,0,0,0,0,0,0,0,0,0,"","","",0,0,0,{"$f":"IF(AND($C39=\"Early Retirement\",$J39<>\"\",$S39<>\"\",$U39<>\"\"),$CG39,IF(AND(OR($AB39=\"DX AC Air Cooled\",$AB39=\"DX HP Air Cooled\"),OR(AND($AI39=\"Btu/hr\",$AH39<65000),AND($AI39=\"Tons\",$AH39<65000/12000)),$AC39=\"Split\",$AN39>=15.2),MAX(Baselines!$CB32,12/9.8),Baselines!$CB32))","v":0},{"$f":"IF(AND($C39=\"Early Retirement\",$J39<>\"\",$S39<>\"\",$U39<>\"\"),$CH39,Baselines!$CC32)","v":0},{"$f":"Baselines!$CD32","v":"kW/ton"},"",{"$f":"IF(AND($C39=\"Early Retirement\",$J39<>\"\",$S39<>\"\",$U39<>\"\"),$CI39,IF(AND(Baselines!$CE32=0,OR($CT39=\"DX HP\",$CT39=\"PTHP\")),$BG39,Baselines!$CE32))","v":0},"COP",{"$f":"IF(OR($C39=\"Replace-on-Burnout\",$C39=\"New Construction\"),$DB39,IF($CD39=\"\",\"\",IF(OR($CD39=\"DX HP\",$CD39=\"PTHP\"),VLOOKUP($D39,'Factor Tables'!$B$89:$M$105,MATCH(CONCATENATE($CD39,\" Clg\"),'Factor Tables'!$B$88:$M$88,0),FALSE),VLOOKUP($D39,'Factor Tables'!$B$89:$M$105,MATCH($CD39,'Factor Tables'!$B$88:$M$88,0),FALSE))))","v":""},{"$f":"IF(OR($C39=\"Replace-on-Burnout\",$C39=\"New Construction\"),$DC39,IF($CD39=\"\",\"\",IF($CD39=\"DX HP\",VLOOKUP($D39,'Factor Tables'!$B$89:$M$105,MATCH(\"DX HP Htg\",'Factor Tables'!$B$88:$M$88,0),FALSE),0)))","v":""},{"$f":"IF(OR($C39=\"Replace-on-Burnout\",$C39=\"New Construction\"),$DD39,IF($CD39=\"\",\"\",IF($CD39=\"DX HP\",VLOOKUP($D39,'Factor Tables'!$N$89:$Y$105,MATCH(\"DX HP Clg\",'Factor Tables'!$N$88:$Y$88,0),FALSE),IF($CD39=\"PTHP\",VLOOKUP($D39,'Factor Tables'!$N$89:$Y$105,MATCH(\"PTHP Clg\",'Factor Tables'!$N$88:$Y$88,0),FALSE),IF(AND($CD39<>\"DX HP\",$CD39<>\"PTHP\"),VLOOKUP($D39,'Factor Tables'!$N$89:$Y$105,MATCH($CD39,'Factor Tables'!$N$88:$Y$88,0),FALSE),\"\")))))","v":""},{"$f":"IF(OR($C39=\"Replace-on-Burnout\",$C39=\"New Construction\",$CT39=\"DX HP\",$CT39=\"PTHP\"),$DE39,IF($CD39=\"\",\"\",IF($CD39=\"DX HP\",VLOOKUP($D39,'Factor Tables'!$N$89:$Y$105,MATCH(\"DX HP Htg\",'Factor Tables'!$N$88:$Y$88,0),FALSE),IF($CD39=\"PTHP\",VLOOKUP($D39,'Factor Tables'!$N$89:$Y$105,MATCH(\"PTHP Htg\",'Factor Tables'!$N$88:$Y$88,0),FALSE),0))))","v":""},"","",0,0,"kW/ton","",0,"COP",{"$f":"IF($CT39=\"\",\"\",IF(OR($CT39=\"DX HP\",$CT39=\"VRF HP\",$CT39=\"PTHP\"),VLOOKUP($D39,'Factor Tables'!$B$89:$M$105,MATCH(CONCATENATE($CT39,\" Clg\"),'Factor Tables'!$B$88:$M$88,0),FALSE),VLOOKUP($D39,'Factor Tables'!$B$89:$M$105,MATCH($CT39,'Factor Tables'!$B$88:$M$88,0),FALSE)))","v":""},{"$f":"IF($CT39=\"\",\"\",IF(OR($CT39=\"DX HP\",$CT39=\"VRF HP\",$CT39=\"PTHP\"),VLOOKUP($D39,'Factor Tables'!$B$89:$M$105,MATCH(CONCATENATE($CT39,\" Htg\"),'Factor Tables'!$B$88:$M$88,0),FALSE),0))","v":""},{"$f":"IF($CT39=\"\",\"\",IF(OR($CT39=\"DX HP\",$CT39=\"VRF HP\",$CT39=\"PTHP\"),VLOOKUP($D39,'Factor Tables'!$N$89:$Y$105,MATCH(CONCATENATE($CT39,\" Clg\"),'Factor Tables'!$N$88:$Y$88,0),FALSE),VLOOKUP($D39,'Factor Tables'!$N$89:$Y$105,MATCH($CT39,'Factor Tables'!$N$88:$Y$88,0),FALSE)))","v":""},{"$f":"IF($CT39=\"\",\"\",IF(OR($CT39=\"DX HP\",$CT39=\"VRF HP\",$CT39=\"PTHP\"),VLOOKUP($D39,'Factor Tables'!$N$89:$Y$105,MATCH(CONCATENATE($CT39,\" Htg\"),'Factor Tables'!$N$88:$Y$88,0),FALSE),0))","v":""},{"$f":"IF($AB39=\"\",0,VLOOKUP($AB39,'Utility Admin'!$E:$G,2,FALSE))","v":0},{"$f":"IF($AB39=\"\",0,VLOOKUP($AB39,'Utility Admin'!$E:$G,3,FALSE))","v":0},{"$f":"IFERROR(IF(ABS(Summary!$F$12)<=ABS(Summary!$E$12)*'Utility Admin'!$I$5,$AZ39*$DF39+$BA39*$DG39,$AZ39*$DF39+$AZ39*'Utility Admin'!$I$5*$DG39),0)","v":0},null,"Summer",null,null,null,null,null,null,null,null,null,null,{"$f":"IF(OR('Project Info'!$C$10=\"\",$C39=\"\",$D39=\"\"),\"\",VLOOKUP($D39,$DW$9:$DZ$32,MATCH($C39,$DW$9:$DZ$9,0),FALSE))","v":""},null,null,null,null,null,null,"ERROR: Contact Program Manager. Post Capacity/Unit x Post # of Units must be within +/- 20% of Pre Capacity/Unit x Pre # of Units."]
[null,31,"","",null,null,null,null,null,null,null,null,null,null,null,null,null,null,null,null,null,null,null,null,null,null,null,null,null,null,null,null,null,null,null,null,null,null,null,null,null,null,null,0,0,0,0,0,0,999999999,"",0,0,{"$f":"IFERROR(IF($DH$261>'Utility Admin'!$H$5,$BA40/$BA$5*$BB$261,$DH40),0)","v":0},"","",{"$f":"IF(AND(OR($AB40=\"DX AC Air Cooled\",$AB40=\"DX HP Air Cooled\"),OR(AND($AI40=\"Btu/hr\",$AH40<65000),AND($AI40=\"Tons\",$AH40<65000/12000)),$AC40=\"Split\",$AN40>=15.2),MAX(Baselines!$CB284,12/9.8),Baselines!$CB284)","v":0},{"$f":"Baselines!$CC284","v":0},{"$f":"Baselines!$CE284","v":0},0,0,0,0,0,0,0,0,0,0,{"$f":"IF(OR($C40<>\"Early Retirement\",$J40=\"\"),0,IF(OR($I40=\"DX AC Air Cooled\",$I40=\"DX HP Air Cooled\"),VLOOKUP($J40,'Early Retirement'!$CI$6:$CM$32,2,FALSE),IF(OR($I40=\"PTAC\",$I40=\"PTHP\"),VLOOKUP($J40,'Early Retirement'!$CI$6:$CM$32,3,FALSE),IF(AND(OR($I40=\"Air Cooled Chiller\",$I40=\"Water Cooled Chiller\"),$L40<>\"Centrifugal\"),VLOOKUP($J40,'Early Retirement'!$CI$6:$CM$32,4,FALSE),IF(AND(OR($I40=\"Air Cooled Chiller\",$I40=\"Water Cooled Chiller\"),$L40=\"Centrifugal\"),VLOOKUP($J40,'Early Retirement'!$CI$6:$CM$32,5,FALSE),\"\")))))","v":0},0,0,0,0,0,0,0,0,0,0,0,"","","",0,0,0,{"$f":"IF(AND($C40=\"Early Retirement\",$J40<>\"\",$S40<>\"\",$U40<>\"\"),$CG40,IF(AND(OR($AB40=\"DX AC Air Cooled\",$AB40=\"DX HP Air Cooled\"),OR(AND($AI40=\"Btu/hr\",$AH40<65000),AND($AI40=\"Tons\",$AH40<65000/12000)),$AC40=\"Split\",$AN40>=15.2),MAX(Baselines!$CB33,12/9.8),Baselines!$CB33))","v":0},{"$f":"IF(AND($C40=\"Early Retirement\",$J40<>\"\",$S40<>\"\",$U40<>\"\"),$CH40,Baselines!$CC33)","v":0},{"$f":"Baselines!$CD33","v":"kW/ton"},"",{"$f":"IF(AND($C40=\"Early Retirement\",$J40<>\"\",$S40<>\"\",$U40<>\"\"),$CI40,IF(AND(Baselines!$CE33=0,OR($CT40=\"DX HP\",$CT40=\"PTHP\")),$BG40,Baselines!$CE33))","v":0},"COP",{"$f":"IF(OR($C40=\"Replace-on-Burnout\",$C40=\"New Construction\"),$DB40,IF($CD40=\"\",\"\",IF(OR($CD40=\"DX HP\",$CD40=\"PTHP\"),VLOOKUP($D40,'Factor Tables'!$B$89:$M$105,MATCH(CONCATENATE($CD40,\" Clg\"),'Factor Tables'!$B$88:$M$88,0),FALSE),VLOOKUP($D40,'Factor Tables'!$B$89:$M$105,MATCH($CD40,'Factor Tables'!$B$88:$M$88,0),FALSE))))","v":""},{"$f":"IF(OR($C40=\"Replace-on-Burnout\",$C40=\"New Construction\"),$DC40,IF($CD40=\"\",\"\",IF($CD40=\"DX HP\",VLOOKUP($D40,'Factor Tables'!$B$89:$M$105,MATCH(\"DX HP Htg\",'Factor Tables'!$B$88:$M$88,0),FALSE),0)))","v":""},{"$f":"IF(OR($C40=\"Replace-on-Burnout\",$C40=\"New Construction\"),$DD40,IF($CD40=\"\",\"\",IF($CD40=\"DX HP\",VLOOKUP($D40,'Factor Tables'!$N$89:$Y$105,MATCH(\"DX HP Clg\",'Factor Tables'!$N$88:$Y$88,0),FALSE),IF($CD40=\"PTHP\",VLOOKUP($D40,'Factor Tables'!$N$89:$Y$105,MATCH(\"PTHP Clg\",'Factor Tables'!$N$88:$Y$88,0),FALSE),IF(AND($CD40<>\"DX HP\",$CD40<>\"PTHP\"),VLOOKUP($D40,'Factor Tables'!$N$89:$Y$105,MATCH($CD40,'Factor Tables'!$N$88:$Y$88,0),FALSE),\"\")))))","v":""},{"$f":"IF(OR($C40=\"Replace-on-Burnout\",$C40=\"New Construction\",$CT40=\"DX HP\",$CT40=\"PTHP\"),$DE40,IF($CD40=\"\",\"\",IF($CD40=\"DX HP\",VLOOKUP($D40,'Factor Tables'!$N$89:$Y$105,MATCH(\"DX HP Htg\",'Factor Tables'!$N$88:$Y$88,0),FALSE),IF($CD40=\"PTHP\",VLOOKUP($D40,'Factor Tables'!$N$89:$Y$105,MATCH(\"PTHP Htg\",'Factor Tables'!$N$88:$Y$88,0),FALSE),0))))","v":""},"","",0,0,"kW/ton","",0,"COP",{"$f":"IF($CT40=\"\",\"\",IF(OR($CT40=\"DX HP\",$CT40=\"VRF HP\",$CT40=\"PTHP\"),VLOOKUP($D40,'Factor Tables'!$B$89:$M$105,MATCH(CONCATENATE($CT40,\" Clg\"),'Factor Tables'!$B$88:$M$88,0),FALSE),VLOOKUP($D40,'Factor Tables'!$B$89:$M$105,MATCH($CT40,'Factor Tables'!$B$88:$M$88,0),FALSE)))","v":""},{"$f":"IF($CT40=\"\",\"\",IF(OR($CT40=\"DX HP\",$CT40=\"VRF HP\",$CT40=\"PTHP\"),VLOOKUP($D40,'Factor Tables'!$B$89:$M$105,MATCH(CONCATENATE($CT40,\" Htg\"),'Factor Tables'!$B$88:$M$88,0),FALSE),0))","v":""},{"$f":"IF($CT40=\"\",\"\",IF(OR($CT40=\"DX HP\",$CT40=\"VRF HP\",$CT40=\"PTHP\"),VLOOKUP($D40,'Factor Tables'!$N$89:$Y$105,MATCH(CONCATENATE($CT40,\" Clg\"),'Factor Tables'!$N$88:$Y$88,0),FALSE),VLOOKUP($D40,'Factor Tables'!$N$89:$Y$105,MATCH($CT40,'Factor Tables'!$N$88:$Y$88,0),FALSE)))","v":""},{"$f":"IF($CT40=\"\",\"\",IF(OR($CT40=\"DX HP\",$CT40=\"VRF HP\",$CT40=\"PTHP\"),VLOOKUP($D40,'Factor Tables'!$N$89:$Y$105,MATCH(CONCATENATE($CT40,\" Htg\"),'Factor Tables'!$N$88:$Y$88,0),FALSE),0))","v":""},{"$f":"IF($AB40=\"\",0,VLOOKUP($AB40,'Utility Admin'!$E:$G,2,FALSE))","v":0},{"$f":"IF($AB40=\"\",0,VLOOKUP($AB40,'Utility Admin'!$E:$G,3,FALSE))","v":0},{"$f":"IFERROR(IF(ABS(Summary!$F$12)<=ABS(Summary!$E$12)*'Utility Admin'!$I$5,$AZ40*$DF40+$BA40*$DG40,$AZ40*$DF40+$AZ40*'Utility Admin'!$I$5*$DG40),0)","v":0},null,"Summer",null,null,null,null,null,null,null,null,null,null,{"$f":"IF(OR('Project Info'!$C$10=\"\",$C40=\"\",$D40=\"\"),\"\",VLOOKUP($D40,$DW$9:$DZ$32,MATCH($C40,$DW$9:$DZ$9,0),FALSE))","v":""},null,null,null,null,null,null,"ERROR: Contact Program Manager. Post Capacity/Unit x Post # of Units must be within +/- 20% of Pre Capacity/Unit x Pre # of Units."]
[null,32,"","",null,null,null,null,null,null,null,null,null,null,null,null,null,null,null,null,null,null,null,null,null,null,null,null,null,null,null,null,null,null,null,null,null,null,null,null,null,null,null,0,0,0,0,0,0,999999999,"",0,0,{"$f":"IFERROR(IF($DH$261>'Utility Admin'!$H$5,$BA41/$BA$5*$BB$261,$DH41),0)","v":0},"","",{"$f":"IF(AND(OR($AB41=\"DX AC Air Cooled\",$AB41=\"DX HP Air Cooled\"),OR(AND($AI41=\"Btu/hr\",$AH41<65000),AND($AI41=\"Tons\",$AH41<65000/12000)),$AC41=\"Split\",$AN41>=15.2),MAX(Baselines!$CB285,12/9.8),Baselines!$CB285)","v":0},{"$f":"Baselines!$CC285","v":0},{"$f":"Baselines!$CE285","v":0},0,0,0,0,0,0,0,0,0,0,{"$f":"IF(OR($C41<>\"Early Retirement\",$J41=\"\"),0,IF(OR($I41=\"DX AC Air Cooled\",$I41=\"DX HP Air Cooled\"),VLOOKUP($J41,'Early Retirement'!$CI$6:$CM$32,2,FALSE),IF(OR($I41=\"PTAC\",$I41=\"PTHP\"),VLOOKUP($J41,'Early Retirement'!$CI$6:$CM$32,3,FALSE),IF(AND(OR($I41=\"Air Cooled Chiller\",$I41=\"Water Cooled Chiller\"),$L41<>\"Centrifugal\"),VLOOKUP($J41,'Early Retirement'!$CI$6:$CM$32,4,FALSE),IF(AND(OR($I41=\"Air Cooled Chiller\",$I41=\"Water Cooled Chiller\"),$L41=\"Centrifugal\"),VLOOKUP($J41,'Early Retirement'!$CI$6:$CM$32,5,FALSE),\"\")))))","v":0},0,0,0,0,0,0,0,0,0,0,0,"","","",0,0,0,{"$f":"IF(AND($C41=\"Early Retirement\",$J41<>\"\",$S41<>\"\",$U41<>\"\"),$CG41,IF(AND(OR($AB41=\"DX AC Air Cooled\",$AB41=\"DX HP Air Cooled\"),OR(AND($AI41=\"Btu/hr\",$AH41<65000),AND($AI41=\"Tons\",$AH41<65000/12000)),$AC41=\"Split\",$AN41>=15.2),MAX(Baselines!$CB34,12/9.8),Baselines!$CB34))","v":0},{"$f":"IF(AND($C41=\"Early Retirement\",$J41<>\"\",$S41<>\"\",$U41<>\"\"),$CH41,Baselines!$CC34)","v":0},{"$f":"Baselines!$CD34","v":"kW/ton"},"",{"$f":"IF(AND($C41=\"Early Retirement\",$J41<>\"\",$S41<>\"\",$U41<>\"\"),$CI41,IF(AND(Baselines!$CE34=0,OR($CT41=\"DX HP\",$CT41=\"PTHP\")),$BG41,Baselines!$CE34))","v":0},"COP",{"$f":"IF(OR($C41=\"Replace-on-Burnout\",$C41=\"New Construction\"),$DB41,IF($CD41=\"\",\"\",IF(OR($CD41=\"DX HP\",$CD41=\"PTHP\"),VLOOKUP($D41,'Factor Tables'!$B$89:$M$105,MATCH(CONCATENATE($CD41,\" Clg\"),'Factor Tables'!$B$88:$M$88,0),FALSE),VLOOKUP($D41,'Factor Tables'!$B$89:$M$105,MATCH($CD41,'Factor Tables'!$B$88:$M$88,0),FALSE))))","v":""},{"$f":"IF(OR($C41=\"Replace-on-Burnout\",$C41=\"New Construction\"),$DC41,IF($CD41=\"\",\"\",IF($CD41=\"DX HP\",VLOOKUP($D41,'Factor Tables'!$B$89:$M$105,MATCH(\"DX HP Htg\",'Factor Tables'!$B$88:$M$88,0),FALSE),0)))","v":""},{"$f":"IF(OR($C41=\"Replace-on-Burnout\",$C41=\"New Construction\"),$DD41,IF($CD41=\"\",\"\",IF($CD41=\"DX HP\",VLOOKUP($D41,'Factor Tables'!$N$89:$Y$105,MATCH(\"DX HP Clg\",'Factor Tables'!$N$88:$Y$88,0),FALSE),IF($CD41=\"PTHP\",VLOOKUP($D41,'Factor Tables'!$N$89:$Y$105,MATCH(\"PTHP Clg\",'Factor Tables'!$N$88:$Y$88,0),FALSE),IF(AND($CD41<>\"DX HP\",$CD41<>\"PTHP\"),VLOOKUP($D41,'Factor Tables'!$N$89:$Y$105,MATCH($CD41,'Factor Tables'!$N$88:$Y$88,0),FALSE),\"\")))))","v":""},{"$f":"IF(OR($C41=\"Replace-on-Burnout\",$C41=\"New Construction\",$CT41=\"DX HP\",$CT41=\"PTHP\"),$DE41,IF($CD41=\"\",\"\",IF($CD41=\"DX HP\",VLOOKUP($D41,'Factor Tables'!$N$89:$Y$105,MATCH(\"DX HP Htg\",'Factor Tables'!$N$88:$Y$88,0),FALSE),IF($CD41=\"PTHP\",VLOOKUP($D41,'Factor Tables'!$N$89:$Y$105,MATCH(\"PTHP Htg\",'Factor Tables'!$N$88:$Y$88,0),FALSE),0))))","v":""},"","",0,0,"kW/ton","",0,"COP",{"$f":"IF($CT41=\"\",\"\",IF(OR($CT41=\"DX HP\",$CT41=\"VRF HP\",$CT41=\"PTHP\"),VLOOKUP($D41,'Factor Tables'!$B$89:$M$105,MATCH(CONCATENATE($CT41,\" Clg\"),'Factor Tables'!$B$88:$M$88,0),FALSE),VLOOKUP($D41,'Factor Tables'!$B$89:$M$105,MATCH($CT41,'Factor Tables'!$B$88:$M$88,0),FALSE)))","v":""},{"$f":"IF($CT41=\"\",\"\",IF(OR($CT41=\"DX HP\",$CT41=\"VRF HP\",$CT41=\"PTHP\"),VLOOKUP($D41,'Factor Tables'!$B$89:$M$105,MATCH(CONCATENATE($CT41,\" Htg\"),'Factor Tables'!$B$88:$M$88,0),FALSE),0))","v":""},{"$f":"IF($CT41=\"\",\"\",IF(OR($CT41=\"DX HP\",$CT41=\"VRF HP\",$CT41=\"PTHP\"),VLOOKUP($D41,'Factor Tables'!$N$89:$Y$105,MATCH(CONCATENATE($CT41,\" Clg\"),'Factor Tables'!$N$88:$Y$88,0),FALSE),VLOOKUP($D41,'Factor Tables'!$N$89:$Y$105,MATCH($CT41,'Factor Tables'!$N$88:$Y$88,0),FALSE)))","v":""},{"$f":"IF($CT41=\"\",\"\",IF(OR($CT41=\"DX HP\",$CT41=\"VRF HP\",$CT41=\"PTHP\"),VLOOKUP($D41,'Factor Tables'!$N$89:$Y$105,MATCH(CONCATENATE($CT41,\" Htg\"),'Factor Tables'!$N$88:$Y$88,0),FALSE),0))","v":""},{"$f":"IF($AB41=\"\",0,VLOOKUP($AB41,'Utility Admin'!$E:$G,2,FALSE))","v":0},{"$f":"IF($AB41=\"\",0,VLOOKUP($AB41,'Utility Admin'!$E:$G,3,FALSE))","v":0},{"$f":"IFERROR(IF(ABS(Summary!$F$12)<=ABS(Summary!$E$12)*'Utility Admin'!$I$5,$AZ41*$DF41+$BA41*$DG41,$AZ41*$DF41+$AZ41*'Utility Admin'!$I$5*$DG41),0)","v":0},null,"Summer",null,null,null,null,null,null,null,null,null,null,{"$f":"IF(OR('Project Info'!$C$10=\"\",$C41=\"\",$D41=\"\"),\"\",VLOOKUP($D41,$DW$9:$DZ$32,MATCH($C41,$DW$9:$DZ$9,0),FALSE))","v":""},null,null,null,null,null,null,"ERROR: Contact Program Manager. Post Capacity/Unit x Post # of Units must be within +/- 20% of Pre Capacity/Unit x Pre # of Units."]
[null,33,"","",null,null,null,null,null,null,null,null,null,null,null,null,null,null,null,null,null,null,null,null,null,null,null,null,null,null,null,null,null,null,null,null,null,null,null,null,null,null,null,0,0,0,0,0,0,999999999,"",0,0,{"$f":"IFERROR(IF($DH$261>'Utility Admin'!$H$5,$BA42/$BA$5*$BB$261,$DH42),0)","v":0},"","",{"$f":"IF(AND(OR($AB42=\"DX AC Air Cooled\",$AB42=\"DX HP Air Cooled\"),OR(AND($AI42=\"Btu/hr\",$AH42<65000),AND($AI42=\"Tons\",$AH42<65000/12000)),$AC42=\"Split\",$AN42>=15.2),MAX(Baselines!$CB286,12/9.8),Baselines!$CB286)","v":0},{"$f":"Baselines!$CC286","v":0},{"$f":"Baselines!$CE286","v":0},0,0,0,0,0,0,0,0,0,0,{"$f":"IF(OR($C42<>\"Early Retirement\",$J42=\"\"),0,IF(OR($I42=\"DX AC Air Cooled\",$I42=\"DX HP Air Cooled\"),VLOOKUP($J42,'Early Retirement'!$CI$6:$CM$32,2,FALSE),IF(OR($I42=\"PTAC\",$I42=\"PTHP\"),VLOOKUP($J42,'Early Retirement'!$CI$6:$CM$32,3,FALSE),IF(AND(OR($I42=\"Air Cooled Chiller\",$I42=\"Water Cooled Chiller\"),$L42<>\"Centrifugal\"),VLOOKUP($J42,'Early Retirement'!$CI$6:$CM$32,4,FALSE),IF(AND(OR($I42=\"Air Cooled Chiller\",$I42=\"Water Cooled Chiller\"),$L42=\"Centrifugal\"),VLOOKUP($J42,'Early Retirement'!$CI$6:$CM$32,5,FALSE),\"\")))))","v":0},0,0,0,0,0,0,0,0,0,0,0,"","","",0,0,0,{"$f":"IF(AND($C42=\"Early Retirement\",$J42<>\"\",$S42<>\"\",$U42<>\"\"),$CG42,IF(AND(OR($AB42=\"DX AC Air Cooled\",$AB42=\"DX HP Air Cooled\"),OR(AND($AI42=\"Btu/hr\",$AH42<65000),AND($AI42=\"Tons\",$AH42<65000/12000)),$AC42=\"Split\",$AN42>=15.2),MAX(Baselines!$CB35,12/9.8),Baselines!$CB35))","v":0},{"$f":"IF(AND($C42=\"Early Retirement\",$J42<>\"\",$S42<>\"\",$U42<>\"\"),$CH42,Baselines!$CC35)","v":0},{"$f":"Baselines!$CD35","v":"kW/ton"},"",{"$f":"IF(AND($C42=\"Early Retirement\",$J42<>\"\",$S42<>\"\",$U42<>\"\"),$CI42,IF(AND(Baselines!$CE35=0,OR($CT42=\"DX HP\",$CT42=\"PTHP\")),$BG42,Baselines!$CE35))","v":0},"COP",{"$f":"IF(OR($C42=\"Replace-on-Burnout\",$C42=\"New Construction\"),$DB42,IF($CD42=\"\",\"\",IF(OR($CD42=\"DX HP\",$CD42=\"PTHP\"),VLOOKUP($D42,'Factor Tables'!$B$89:$M$105,MATCH(CONCATENATE($CD42,\" Clg\"),'Factor Tables'!$B$88:$M$88,0),FALSE),VLOOKUP($D42,'Factor Tables'!$B$89:$M$105,MATCH($CD42,'Factor Tables'!$B$88:$M$88,0),FALSE))))","v":""},{"$f":"IF(OR($C42=\"Replace-on-Burnout\",$C42=\"New Construction\"),$DC42,IF($CD42=\"\",\"\",IF($CD42=\"DX HP\",VLOOKUP($D42,'Factor Tables'!$B$89:$M$105,MATCH(\"DX HP Htg\",'Factor Tables'!$B$88:$M$88,0),FALSE),0)))","v":""},{"$f":"IF(OR($C42=\"Replace-on-Burnout\",$C42=\"New Construction\"),$DD42,IF($CD42=\"\",\"\",IF($CD42=\"DX HP\",VLOOKUP($D42,'Factor Tables'!$N$89:$Y$105,MATCH(\"DX HP Clg\",'Factor Tables'!$N$88:$Y$88,0),FALSE),IF($CD42=\"PTHP\",VLOOKUP($D42,'Factor Tables'!$N$89:$Y$105,MATCH(\"PTHP Clg\",'Factor Tables'!$N$88:$Y$88,0),FALSE),IF(AND($CD42<>\"DX HP\",$CD42<>\"PTHP\"),VLOOKUP($D42,'Factor Tables'!$N$89:$Y$105,MATCH($CD42,'Factor Tables'!$N$88:$Y$88,0),FALSE),\"\")))))","v":""},{"$f":"IF(OR($C42=\"Replace-on-Burnout\",$C42=\"New Construction\",$CT42=\"DX HP\",$CT42=\"PTHP\"),$DE42,IF($CD42=\"\",\"\",IF($CD42=\"DX HP\",VLOOKUP($D42,'Factor Tables'!$N$89:$Y$105,MATCH(\"DX HP Htg\",'Factor Tables'!$N$88:$Y$88,0),FALSE),IF($CD42=\"PTHP\",VLOOKUP($D42,'Factor Tables'!$N$89:$Y$105,MATCH(\"PTHP Htg\",'Factor Tables'!$N$88:$Y$88,0),FALSE),0))))","v":""},"","",0,0,"kW/ton","",0,"COP",{"$f":"IF($CT42=\"\",\"\",IF(OR($CT42=\"DX HP\",$CT42=\"VRF HP\",$CT42=\"PTHP\"),VLOOKUP($D42,'Factor Tables'!$B$89:$M$105,MATCH(CONCATENATE($CT42,\" Clg\"),'Factor Tables'!$B$88:$M$88,0),FALSE),VLOOKUP($D42,'Factor Tables'!$B$89:$M$105,MATCH($CT42,'Factor Tables'!$B$88:$M$88,0),FALSE)))","v":""},{"$f":"IF($CT42=\"\",\"\",IF(OR($CT42=\"DX HP\",$CT42=\"VRF HP\",$CT42=\"PTHP\"),VLOOKUP($D42,'Factor Tables'!$B$89:$M$105,MATCH(CONCATENATE($CT42,\" Htg\"),'Factor Tables'!$B$88:$M$88,0),FALSE),0))","v":""},{"$f":"IF($CT42=\"\",\"\",IF(OR($CT42=\"DX HP\",$CT42=\"VRF HP\",$CT42=\"PTHP\"),VLOOKUP($D42,'Factor Tables'!$N$89:$Y$105,MATCH(CONCATENATE($CT42,\" Clg\"),'Factor Tables'!$N$88:$Y$88,0),FALSE),VLOOKUP($D42,'Factor Tables'!$N$89:$Y$105,MATCH($CT42,'Factor Tables'!$N$88:$Y$88,0),FALSE)))","v":""},{"$f":"IF($CT42=\"\",\"\",IF(OR($CT42=\"DX HP\",$CT42=\"VRF HP\",$CT42=\"PTHP\"),VLOOKUP($D42,'Factor Tables'!$N$89:$Y$105,MATCH(CONCATENATE($CT42,\" Htg\"),'Factor Tables'!$N$88:$Y$88,0),FALSE),0))","v":""},{"$f":"IF($AB42=\"\",0,VLOOKUP($AB42,'Utility Admin'!$E:$G,2,FALSE))","v":0},{"$f":"IF($AB42=\"\",0,VLOOKUP($AB42,'Utility Admin'!$E:$G,3,FALSE))","v":0},{"$f":"IFERROR(IF(ABS(Summary!$F$12)<=ABS(Summary!$E$12)*'Utility Admin'!$I$5,$AZ42*$DF42+$BA42*$DG42,$AZ42*$DF42+$AZ42*'Utility Admin'!$I$5*$DG42),0)","v":0},null,"Summer",null,null,null,null,null,null,null,null,null,null,{"$f":"IF(OR('Project Info'!$C$10=\"\",$C42=\"\",$D42=\"\"),\"\",VLOOKUP($D42,$DW$9:$DZ$32,MATCH($C42,$DW$9:$DZ$9,0),FALSE))","v":""},null,null,null,null,null,null,"ERROR: Contact Program Manager. Post Capacity/Unit x Post # of Units must be within +/- 20% of Pre Capacity/Unit x Pre # of Units."]
[null,34,"","",null,null,null,null,null,null,null,null,null,null,null,null,null,null,null,null,null,null,null,null,null,null,null,null,null,null,null,null,null,null,null,null,null,null,null,null,null,null,null,0,0,0,0,0,0,999999999,"",0,0,{"$f":"IFERROR(IF($DH$261>'Utility Admin'!$H$5,$BA43/$BA$5*$BB$261,$DH43),0)","v":0},"","",{"$f":"IF(AND(OR($AB43=\"DX AC Air Cooled\",$AB43=\"DX HP Air Cooled\"),OR(AND($AI43=\"Btu/hr\",$AH43<65000),AND($AI43=\"Tons\",$AH43<65000/12000)),$AC43=\"Split\",$AN43>=15.2),MAX(Baselines!$CB287,12/9.8),Baselines!$CB287)","v":0},{"$f":"Baselines!$CC287","v":0},{"$f":"Baselines!$CE287","v":0},0,0,0,0,0,0,0,0,0,0,{"$f":"IF(OR($C43<>\"Early Retirement\",$J43=\"\"),0,IF(OR($I43=\"DX AC Air Cooled\",$I43=\"DX HP Air Cooled\"),VLOOKUP($J43,'Early Retirement'!$CI$6:$CM$32,2,FALSE),IF(OR($I43=\"PTAC\",$I43=\"PTHP\"),VLOOKUP($J43,'Early Retirement'!$CI$6:$CM$32,3,FALSE),IF(AND(OR($I43=\"Air Cooled Chiller\",$I43=\"Water Cooled Chiller\"),$L43<>\"Centrifugal\"),VLOOKUP($J43,'Early Retirement'!$CI$6:$CM$32,4,FALSE),IF(AND(OR($I43=\"Air Cooled Chiller\",$I43=\"Water Cooled Chiller\"),$L43=\"Centrifugal\"),VLOOKUP($J43,'Early Retirement'!$CI$6:$CM$32,5,FALSE),\"\")))))","v":0},0,0,0,0,0,0,0,0,0,0,0,"","","",0,0,0,{"$f":"IF(AND($C43=\"Early Retirement\",$J43<>\"\",$S43<>\"\",$U43<>\"\"),$CG43,IF(AND(OR($AB43=\"DX AC Air Cooled\",$AB43=\"DX HP Air Cooled\"),OR(AND($AI43=\"Btu/hr\",$AH43<65000),AND($AI43=\"Tons\",$AH43<65000/12000)),$AC43=\"Split\",$AN43>=15.2),MAX(Baselines!$CB36,12/9.8),Baselines!$CB36))","v":0},{"$f":"IF(AND($C43=\"Early Retirement\",$J43<>\"\",$S43<>\"\",$U43<>\"\"),$CH43,Baselines!$CC36)","v":0},{"$f":"Baselines!$CD36","v":"kW/ton"},"",{"$f":"IF(AND($C43=\"Early Retirement\",$J43<>\"\",$S43<>\"\",$U43<>\"\"),$CI43,IF(AND(Baselines!$CE36=0,OR($CT43=\"DX HP\",$CT43=\"PTHP\")),$BG43,Baselines!$CE36))","v":0},"COP",{"$f":"IF(OR($C43=\"Replace-on-Burnout\",$C43=\"New Construction\"),$DB43,IF($CD43=\"\",\"\",IF(OR($CD43=\"DX HP\",$CD43=\"PTHP\"),VLOOKUP($D43,'Factor Tables'!$B$89:$M$105,MATCH(CONCATENATE($CD43,\" Clg\"),'Factor Tables'!$B$88:$M$88,0),FALSE),VLOOKUP($D43,'Factor Tables'!$B$89:$M$105,MATCH($CD43,'Factor Tables'!$B$88:$M$88,0),FALSE))))","v":""},{"$f":"IF(OR($C43=\"Replace-on-Burnout\",$C43=\"New Construction\"),$DC43,IF($CD43=\"\",\"\",IF($CD43=\"DX HP\",VLOOKUP($D43,'Factor Tables'!$B$89:$M$105,MATCH(\"DX HP Htg\",'Factor Tables'!$B$88:$M$88,0),FALSE),0)))","v":""},{"$f":"IF(OR($C43=\"Replace-on-Burnout\",$C43=\"New Construction\"),$DD43,IF($CD43=\"\",\"\",IF($CD43=\"DX HP\",VLOOKUP($D43,'Factor Tables'!$N$89:$Y$105,MATCH(\"DX HP Clg\",'Factor Tables'!$N$88:$Y$88,0),FALSE),IF($CD43=\"PTHP\",VLOOKUP($D43,'Factor Tables'!$N$89:$Y$105,MATCH(\"PTHP Clg\",'Factor Tables'!$N$88:$Y$88,0),FALSE),IF(AND($CD43<>\"DX HP\",$CD43<>\"PTHP\"),VLOOKUP($D43,'Factor Tables'!$N$89:$Y$105,MATCH($CD43,'Factor Tables'!$N$88:$Y$88,0),FALSE),\"\")))))","v":""},{"$f":"IF(OR($C43=\"Replace-on-Burnout\",$C43=\"New Construction\",$CT43=\"DX HP\",$CT43=\"PTHP\"),$DE43,IF($CD43=\"\",\"\",IF($CD43=\"DX HP\",VLOOKUP($D43,'Factor Tables'!$N$89:$Y$105,MATCH(\"DX HP Htg\",'Factor Tables'!$N$88:$Y$88,0),FALSE),IF($CD43=\"PTHP\",VLOOKUP($D43,'Factor Tables'!$N$89:$Y$105,MATCH(\"PTHP Htg\",'Factor Tables'!$N$88:$Y$88,0),FALSE),0))))","v":""},"","",0,0,"kW/ton","",0,"COP",{"$f":"IF($CT43=\"\",\"\",IF(OR($CT43=\"DX HP\",$CT43=\"VRF HP\",$CT43=\"PTHP\"),VLOOKUP($D43,'Factor Tables'!$B$89:$M$105,MATCH(CONCATENATE($CT43,\" Clg\"),'Factor Tables'!$B$88:$M$88,0),FALSE),VLOOKUP($D43,'Factor Tables'!$B$89:$M$105,MATCH($CT43,'Factor Tables'!$B$88:$M$88,0),FALSE)))","v":""},{"$f":"IF($CT43=\"\",\"\",IF(OR($CT43=\"DX HP\",$CT43=\"VRF HP\",$CT43=\"PTHP\"),VLOOKUP($D43,'Factor Tables'!$B$89:$M$105,MATCH(CONCATENATE($CT43,\" Htg\"),'Factor Tables'!$B$88:$M$88,0),FALSE),0))","v":""},{"$f":"IF($CT43=\"\",\"\",IF(OR($CT43=\"DX HP\",$CT43=\"VRF HP\",$CT43=\"PTHP\"),VLOOKUP($D43,'Factor Tables'!$N$89:$Y$105,MATCH(CONCATENATE($CT43,\" Clg\"),'Factor Tables'!$N$88:$Y$88,0),FALSE),VLOOKUP($D43,'Factor Tables'!$N$89:$Y$105,MATCH($CT43,'Factor Tables'!$N$88:$Y$88,0),FALSE)))","v":""},{"$f":"IF($CT43=\"\",\"\",IF(OR($CT43=\"DX HP\",$CT43=\"VRF HP\",$CT43=\"PTHP\"),VLOOKUP($D43,'Factor Tables'!$N$89:$Y$105,MATCH(CONCATENATE($CT43,\" Htg\"),'Factor Tables'!$N$88:$Y$88,0),FALSE),0))","v":""},{"$f":"IF($AB43=\"\",0,VLOOKUP($AB43,'Utility Admin'!$E:$G,2,FALSE))","v":0},{"$f":"IF($AB43=\"\",0,VLOOKUP($AB43,'Utility Admin'!$E:$G,3,FALSE))","v":0},{"$f":"IFERROR(IF(ABS(Summary!$F$12)<=ABS(Summary!$E$12)*'Utility Admin'!$I$5,$AZ43*$DF43+$BA43*$DG43,$AZ43*$DF43+$AZ43*'Utility Admin'!$I$5*$DG43),0)","v":0},null,"Summer",null,null,null,null,null,null,null,null,null,null,{"$f":"IF(OR('Project Info'!$C$10=\"\",$C43=\"\",$D43=\"\"),\"\",VLOOKUP($D43,$DW$9:$DZ$32,MATCH($C43,$DW$9:$DZ$9,0),FALSE))","v":""},null,null,null,null,null,null,"ERROR: Contact Program Manager. Post Capacity/Unit x Post # of Units must be within +/- 20% of Pre Capacity/Unit x Pre # of Units."]
[null,35,"","",null,null,null,null,null,null,null,null,null,null,null,null,null,null,null,null,null,null,null,null,null,null,null,null,null,null,null,null,null,null,null,null,null,null,null,null,null,null,null,0,0,0,0,0,0,999999999,"",0,0,{"$f":"IFERROR(IF($DH$261>'Utility Admin'!$H$5,$BA44/$BA$5*$BB$261,$DH44),0)","v":0},"","",{"$f":"IF(AND(OR($AB44=\"DX AC Air Cooled\",$AB44=\"DX HP Air Cooled\"),OR(AND($AI44=\"Btu/hr\",$AH44<65000),AND($AI44=\"Tons\",$AH44<65000/12000)),$AC44=\"Split\",$AN44>=15.2),MAX(Baselines!$CB288,12/9.8),Baselines!$CB288)","v":0},{"$f":"Baselines!$CC288","v":0},{"$f":"Baselines!$CE288","v":0},0,0,0,0,0,0,0,0,0,0,{"$f":"IF(OR($C44<>\"Early Retirement\",$J44=\"\"),0,IF(OR($I44=\"DX AC Air Cooled\",$I44=\"DX HP Air Cooled\"),VLOOKUP($J44,'Early Retirement'!$CI$6:$CM$32,2,FALSE),IF(OR($I44=\"PTAC\",$I44=\"PTHP\"),VLOOKUP($J44,'Early Retirement'!$CI$6:$CM$32,3,FALSE),IF(AND(OR($I44=\"Air Cooled Chiller\",$I44=\"Water Cooled Chiller\"),$L44<>\"Centrifugal\"),VLOOKUP($J44,'Early Retirement'!$CI$6:$CM$32,4,FALSE),IF(AND(OR($I44=\"Air Cooled Chiller\",$I44=\"Water Cooled Chiller\"),$L44=\"Centrifugal\"),VLOOKUP($J44,'Early Retirement'!$CI$6:$CM$32,5,FALSE),\"\")))))","v":0},0,0,0,0,0,0,0,0,0,0,0,"","","",0,0,0,{"$f":"IF(AND($C44=\"Early Retirement\",$J44<>\"\",$S44<>\"\",$U44<>\"\"),$CG44,IF(AND(OR($AB44=\"DX AC Air Cooled\",$AB44=\"DX HP Air Cooled\"),OR(AND($AI44=\"Btu/hr\",$AH44<65000),AND($AI44=\"Tons\",$AH44<65000/12000)),$AC44=\"Split\",$AN44>=15.2),MAX(Baselines!$CB37,12/9.8),Baselines!$CB37))","v":0},{"$f":"IF(AND($C44=\"Early Retirement\",$J44<>\"\",$S44<>\"\",$U44<>\"\"),$CH44,Baselines!$CC37)","v":0},{"$f":"Baselines!$CD37","v":"kW/ton"},"",{"$f":"IF(AND($C44=\"Early Retirement\",$J44<>\"\",$S44<>\"\",$U44<>\"\"),$CI44,IF(AND(Baselines!$CE37=0,OR($CT44=\"DX HP\",$CT44=\"PTHP\")),$BG44,Baselines!$CE37))","v":0},"COP",{"$f":"IF(OR($C44=\"Replace-on-Burnout\",$C44=\"New Construction\"),$DB44,IF($CD44=\"\",\"\",IF(OR($CD44=\"DX HP\",$CD44=\"PTHP\"),VLOOKUP($D44,'Factor Tables'!$B$89:$M$105,MATCH(CONCATENATE($CD44,\" Clg\"),'Factor Tables'!$B$88:$M$88,0),FALSE),VLOOKUP($D44,'Factor Tables'!$B$89:$M$105,MATCH($CD44,'Factor Tables'!$B$88:$M$88,0),FALSE))))","v":""},{"$f":"IF(OR($C44=\"Replace-on-Burnout\",$C44=\"New Construction\"),$DC44,IF($CD44=\"\",\"\",IF($CD44=\"DX HP\",VLOOKUP($D44,'Factor Tables'!$B$89:$M$105,MATCH(\"DX HP Htg\",'Factor Tables'!$B$88:$M$88,0),FALSE),0)))","v":""},{"$f":"IF(OR($C44=\"Replace-on-Burnout\",$C44=\"New Construction\"),$DD44,IF($CD44=\"\",\"\",IF($CD44=\"DX HP\",VLOOKUP($D44,'Factor Tables'!$N$89:$Y$105,MATCH(\"DX HP Clg\",'Factor Tables'!$N$88:$Y$88,0),FALSE),IF($CD44=\"PTHP\",VLOOKUP($D44,'Factor Tables'!$N$89:$Y$105,MATCH(\"PTHP Clg\",'Factor Tables'!$N$88:$Y$88,0),FALSE),IF(AND($CD44<>\"DX HP\",$CD44<>\"PTHP\"),VLOOKUP($D44,'Factor Tables'!$N$89:$Y$105,MATCH($CD44,'Factor Tables'!$N$88:$Y$88,0),FALSE),\"\")))))","v":""},{"$f":"IF(OR($C44=\"Replace-on-Burnout\",$C44=\"New Construction\",$CT44=\"DX HP\",$CT44=\"PTHP\"),$DE44,IF($CD44=\"\",\"\",IF($CD44=\"DX HP\",VLOOKUP($D44,'Factor Tables'!$N$89:$Y$105,MATCH(\"DX HP Htg\",'Factor Tables'!$N$88:$Y$88,0),FALSE),IF($CD44=\"PTHP\",VLOOKUP($D44,'Factor Tables'!$N$89:$Y$105,MATCH(\"PTHP Htg\",'Factor Tables'!$N$88:$Y$88,0),FALSE),0))))","v":""},"","",0,0,"kW/ton","",0,"COP",{"$f":"IF($CT44=\"\",\"\",IF(OR($CT44=\"DX HP\",$CT44=\"VRF HP\",$CT44=\"PTHP\"),VLOOKUP($D44,'Factor Tables'!$B$89:$M$105,MATCH(CONCATENATE($CT44,\" Clg\"),'Factor Tables'!$B$88:$M$88,0),FALSE),VLOOKUP($D44,'Factor Tables'!$B$89:$M$105,MATCH($CT44,'Factor Tables'!$B$88:$M$88,0),FALSE)))","v":""},{"$f":"IF($CT44=\"\",\"\",IF(OR($CT44=\"DX HP\",$CT44=\"VRF HP\",$CT44=\"PTHP\"),VLOOKUP($D44,'Factor Tables'!$B$89:$M$105,MATCH(CONCATENATE($CT44,\" Htg\"),'Factor Tables'!$B$88:$M$88,0),FALSE),0))","v":""},{"$f":"IF($CT44=\"\",\"\",IF(OR($CT44=\"DX HP\",$CT44=\"VRF HP\",$CT44=\"PTHP\"),VLOOKUP($D44,'Factor Tables'!$N$89:$Y$105,MATCH(CONCATENATE($CT44,\" Clg\"),'Factor Tables'!$N$88:$Y$88,0),FALSE),VLOOKUP($D44,'Factor Tables'!$N$89:$Y$105,MATCH($CT44,'Factor Tables'!$N$88:$Y$88,0),FALSE)))","v":""},{"$f":"IF($CT44=\"\",\"\",IF(OR($CT44=\"DX HP\",$CT44=\"VRF HP\",$CT44=\"PTHP\"),VLOOKUP($D44,'Factor Tables'!$N$89:$Y$105,MATCH(CONCATENATE($CT44,\" Htg\"),'Factor Tables'!$N$88:$Y$88,0),FALSE),0))","v":""},{"$f":"IF($AB44=\"\",0,VLOOKUP($AB44,'Utility Admin'!$E:$G,2,FALSE))","v":0},{"$f":"IF($AB44=\"\",0,VLOOKUP($AB44,'Utility Admin'!$E:$G,3,FALSE))","v":0},{"$f":"IFERROR(IF(ABS(Summary!$F$12)<=ABS(Summary!$E$12)*'Utility Admin'!$I$5,$AZ44*$DF44+$BA44*$DG44,$AZ44*$DF44+$AZ44*'Utility Admin'!$I$5*$DG44),0)","v":0},null,"Summer",null,null,null,null,null,null,null,null,null,null,{"$f":"IF(OR('Project Info'!$C$10=\"\",$C44=\"\",$D44=\"\"),\"\",VLOOKUP($D44,$DW$9:$DZ$32,MATCH($C44,$DW$9:$DZ$9,0),FALSE))","v":""},null,null,null,null,null,null,"ERROR: Contact Program Manager. Post Capacity/Unit x Post # of Units must be within +/- 20% of Pre Capacity/Unit x Pre # of Units."]
[null,36,"","",null,null,null,null,null,null,null,null,null,null,null,null,null,null,null,null,null,null,null,null,null,null,null,null,null,null,null,null,null,null,null,null,null,null,null,null,null,null,null,0,0,0,0,0,0,999999999,"",0,0,{"$f":"IFERROR(IF($DH$261>'Utility Admin'!$H$5,$BA45/$BA$5*$BB$261,$DH45),0)","v":0},"","",{"$f":"IF(AND(OR($AB45=\"DX AC Air Cooled\",$AB45=\"DX HP Air Cooled\"),OR(AND($AI45=\"Btu/hr\",$AH45<65000),AND($AI45=\"Tons\",$AH45<65000/12000)),$AC45=\"Split\",$AN45>=15.2),MAX(Baselines!$CB289,12/9.8),Baselines!$CB289)","v":0},{"$f":"Baselines!$CC289","v":0},{"$f":"Baselines!$CE289","v":0},0,0,0,0,0,0,0,0,0,0,{"$f":"IF(OR($C45<>\"Early Retirement\",$J45=\"\"),0,IF(OR($I45=\"DX AC Air Cooled\",$I45=\"DX HP Air Cooled\"),VLOOKUP($J45,'Early Retirement'!$CI$6:$CM$32,2,FALSE),IF(OR($I45=\"PTAC\",$I45=\"PTHP\"),VLOOKUP($J45,'Early Retirement'!$CI$6:$CM$32,3,FALSE),IF(AND(OR($I45=\"Air Cooled Chiller\",$I45=\"Water Cooled Chiller\"),$L45<>\"Centrifugal\"),VLOOKUP($J45,'Early Retirement'!$CI$6:$CM$32,4,FALSE),IF(AND(OR($I45=\"Air Cooled Chiller\",$I45=\"Water Cooled Chiller\"),$L45=\"Centrifugal\"),VLOOKUP($J45,'Early Retirement'!$CI$6:$CM$32,5,FALSE),\"\")))))","v":0},0,0,0,0,0,0,0,0,0,0,0,"","","",0,0,0,{"$f":"IF(AND($C45=\"Early Retirement\",$J45<>\"\",$S45<>\"\",$U45<>\"\"),$CG45,IF(AND(OR($AB45=\"DX AC Air Cooled\",$AB45=\"DX HP Air Cooled\"),OR(AND($AI45=\"Btu/hr\",$AH45<65000),AND($AI45=\"Tons\",$AH45<65000/12000)),$AC45=\"Split\",$AN45>=15.2),MAX(Baselines!$CB38,12/9.8),Baselines!$CB38))","v":0},{"$f":"IF(AND($C45=\"Early Retirement\",$J45<>\"\",$S45<>\"\",$U45<>\"\"),$CH45,Baselines!$CC38)","v":0},{"$f":"Baselines!$CD38","v":"kW/ton"},"",{"$f":"IF(AND($C45=\"Early Retirement\",$J45<>\"\",$S45<>\"\",$U45<>\"\"),$CI45,IF(AND(Baselines!$CE38=0,OR($CT45=\"DX HP\",$CT45=\"PTHP\")),$BG45,Baselines!$CE38))","v":0},"COP",{"$f":"IF(OR($C45=\"Replace-on-Burnout\",$C45=\"New Construction\"),$DB45,IF($CD45=\"\",\"\",IF(OR($CD45=\"DX HP\",$CD45=\"PTHP\"),VLOOKUP($D45,'Factor Tables'!$B$89:$M$105,MATCH(CONCATENATE($CD45,\" Clg\"),'Factor Tables'!$B$88:$M$88,0),FALSE),VLOOKUP($D45,'Factor Tables'!$B$89:$M$105,MATCH($CD45,'Factor Tables'!$B$88:$M$88,0),FALSE))))","v":""},{"$f":"IF(OR($C45=\"Replace-on-Burnout\",$C45=\"New Construction\"),$DC45,IF($CD45=\"\",\"\",IF($CD45=\"DX HP\",VLOOKUP($D45,'Factor Tables'!$B$89:$M$105,MATCH(\"DX HP Htg\",'Factor Tables'!$B$88:$M$88,0),FALSE),0)))","v":""},{"$f":"IF(OR($C45=\"Replace-on-Burnout\",$C45=\"New Construction\"),$DD45,IF($CD45=\"\",\"\",IF($CD45=\"DX HP\",VLOOKUP($D45,'Factor Tables'!$N$89:$Y$105,MATCH(\"DX HP Clg\",'Factor Tables'!$N$88:$Y$88,0),FALSE),IF($CD45=\"PTHP\",VLOOKUP($D45,'Factor Tables'!$N$89:$Y$105,MATCH(\"PTHP Clg\",'Factor Tables'!$N$88:$Y$88,0),FALSE),IF(AND($CD45<>\"DX HP\",$CD45<>\"PTHP\"),VLOOKUP($D45,'Factor Tables'!$N$89:$Y$105,MATCH($CD45,'Factor Tables'!$N$88:$Y$88,0),FALSE),\"\")))))","v":""},{"$f":"IF(OR($C45=\"Replace-on-Burnout\",$C45=\"New Construction\",$CT45=\"DX HP\",$CT45=\"PTHP\"),$DE45,IF($CD45=\"\",\"\",IF($CD45=\"DX HP\",VLOOKUP($D45,'Factor Tables'!$N$89:$Y$105,MATCH(\"DX HP Htg\",'Factor Tables'!$N$88:$Y$88,0),FALSE),IF($CD45=\"PTHP\",VLOOKUP($D45,'Factor Tables'!$N$89:$Y$105,MATCH(\"PTHP Htg\",'Factor Tables'!$N$88:$Y$88,0),FALSE),0))))","v":""},"","",0,0,"kW/ton","",0,"COP",{"$f":"IF($CT45=\"\",\"\",IF(OR($CT45=\"DX HP\",$CT45=\"VRF HP\",$CT45=\"PTHP\"),VLOOKUP($D45,'Factor Tables'!$B$89:$M$105,MATCH(CONCATENATE($CT45,\" Clg\"),'Factor Tables'!$B$88:$M$88,0),FALSE),VLOOKUP($D45,'Factor Tables'!$B$89:$M$105,MATCH($CT45,'Factor Tables'!$B$88:$M$88,0),FALSE)))","v":""},{"$f":"IF($CT45=\"\",\"\",IF(OR($CT45=\"DX HP\",$CT45=\"VRF HP\",$CT45=\"PTHP\"),VLOOKUP($D45,'Factor Tables'!$B$89:$M$105,MATCH(CONCATENATE($CT45,\" Htg\"),'Factor Tables'!$B$88:$M$88,0),FALSE),0))","v":""},{"$f":"IF($CT45=\"\",\"\",IF(OR($CT45=\"DX HP\",$CT45=\"VRF HP\",$CT45=\"PTHP\"),VLOOKUP($D45,'Factor Tables'!$N$89:$Y$105,MATCH(CONCATENATE($CT45,\" Clg\"),'Factor Tables'!$N$88:$Y$88,0),FALSE),VLOOKUP($D45,'Factor Tables'!$N$89:$Y$105,MATCH($CT45,'Factor Tables'!$N$88:$Y$88,0),FALSE)))","v":""},{"$f":"IF($CT45=\"\",\"\",IF(OR($CT45=\"DX HP\",$CT45=\"VRF HP\",$CT45=\"PTHP\"),VLOOKUP($D45,'Factor Tables'!$N$89:$Y$105,MATCH(CONCATENATE($CT45,\" Htg\"),'Factor Tables'!$N$88:$Y$88,0),FALSE),0))","v":""},{"$f":"IF($AB45=\"\",0,VLOOKUP($AB45,'Utility Admin'!$E:$G,2,FALSE))","v":0},{"$f":"IF($AB45=\"\",0,VLOOKUP($AB45,'Utility Admin'!$E:$G,3,FALSE))","v":0},{"$f":"IFERROR(IF(ABS(Summary!$F$12)<=ABS(Summary!$E$12)*'Utility Admin'!$I$5,$AZ45*$DF45+$BA45*$DG45,$AZ45*$DF45+$AZ45*'Utility Admin'!$I$5*$DG45),0)","v":0},null,"Summer",null,null,null,null,null,null,null,null,null,null,{"$f":"IF(OR('Project Info'!$C$10=\"\",$C45=\"\",$D45=\"\"),\"\",VLOOKUP($D45,$DW$9:$DZ$32,MATCH($C45,$DW$9:$DZ$9,0),FALSE))","v":""},null,null,null,null,null,null,"ERROR: Contact Program Manager. Post Capacity/Unit x Post # of Units must be within +/- 20% of Pre Capacity/Unit x Pre # of Units."]
[null,37,"","",null,null,null,null,null,null,null,null,null,null,null,null,null,null,null,null,null,null,null,null,null,null,null,null,null,null,null,null,null,null,null,null,null,null,null,null,null,null,null,0,0,0,0,0,0,999999999,"",0,0,{"$f":"IFERROR(IF($DH$261>'Utility Admin'!$H$5,$BA46/$BA$5*$BB$261,$DH46),0)","v":0},"","",{"$f":"IF(AND(OR($AB46=\"DX AC Air Cooled\",$AB46=\"DX HP Air Cooled\"),OR(AND($AI46=\"Btu/hr\",$AH46<65000),AND($AI46=\"Tons\",$AH46<65000/12000)),$AC46=\"Split\",$AN46>=15.2),MAX(Baselines!$CB290,12/9.8),Baselines!$CB290)","v":0},{"$f":"Baselines!$CC290","v":0},{"$f":"Baselines!$CE290","v":0},0,0,0,0,0,0,0,0,0,0,{"$f":"IF(OR($C46<>\"Early Retirement\",$J46=\"\"),0,IF(OR($I46=\"DX AC Air Cooled\",$I46=\"DX HP Air Cooled\"),VLOOKUP($J46,'Early Retirement'!$CI$6:$CM$32,2,FALSE),IF(OR($I46=\"PTAC\",$I46=\"PTHP\"),VLOOKUP($J46,'Early Retirement'!$CI$6:$CM$32,3,FALSE),IF(AND(OR($I46=\"Air Cooled Chiller\",$I46=\"Water Cooled Chiller\"),$L46<>\"Centrifugal\"),VLOOKUP($J46,'Early Retirement'!$CI$6:$CM$32,4,FALSE),IF(AND(OR($I46=\"Air Cooled Chiller\",$I46=\"Water Cooled Chiller\"),$L46=\"Centrifugal\"),VLOOKUP($J46,'Early Retirement'!$CI$6:$CM$32,5,FALSE),\"\")))))","v":0},0,0,0,0,0,0,0,0,0,0,0,"","","",0,0,0,{"$f":"IF(AND($C46=\"Early Retirement\",$J46<>\"\",$S46<>\"\",$U46<>\"\"),$CG46,IF(AND(OR($AB46=\"DX AC Air Cooled\",$AB46=\"DX HP Air Cooled\"),OR(AND($AI46=\"Btu/hr\",$AH46<65000),AND($AI46=\"Tons\",$AH46<65000/12000)),$AC46=\"Split\",$AN46>=15.2),MAX(Baselines!$CB39,12/9.8),Baselines!$CB39))","v":0},{"$f":"IF(AND($C46=\"Early Retirement\",$J46<>\"\",$S46<>\"\",$U46<>\"\"),$CH46,Baselines!$CC39)","v":0},{"$f":"Baselines!$CD39","v":"kW/ton"},"",{"$f":"IF(AND($C46=\"Early Retirement\",$J46<>\"\",$S46<>\"\",$U46<>\"\"),$CI46,IF(AND(Baselines!$CE39=0,OR($CT46=\"DX HP\",$CT46=\"PTHP\")),$BG46,Baselines!$CE39))","v":0},"COP",{"$f":"IF(OR($C46=\"Replace-on-Burnout\",$C46=\"New Construction\"),$DB46,IF($CD46=\"\",\"\",IF(OR($CD46=\"DX HP\",$CD46=\"PTHP\"),VLOOKUP($D46,'Factor Tables'!$B$89:$M$105,MATCH(CONCATENATE($CD46,\" Clg\"),'Factor Tables'!$B$88:$M$88,0),FALSE),VLOOKUP($D46,'Factor Tables'!$B$89:$M$105,MATCH($CD46,'Factor Tables'!$B$88:$M$88,0),FALSE))))","v":""},{"$f":"IF(OR($C46=\"Replace-on-Burnout\",$C46=\"New Construction\"),$DC46,IF($CD46=\"\",\"\",IF($CD46=\"DX HP\",VLOOKUP($D46,'Factor Tables'!$B$89:$M$105,MATCH(\"DX HP Htg\",'Factor Tables'!$B$88:$M$88,0),FALSE),0)))","v":""},{"$f":"IF(OR($C46=\"Replace-on-Burnout\",$C46=\"New Construction\"),$DD46,IF($CD46=\"\",\"\",IF($CD46=\"DX HP\",VLOOKUP($D46,'Factor Tables'!$N$89:$Y$105,MATCH(\"DX HP Clg\",'Factor Tables'!$N$88:$Y$88,0),FALSE),IF($CD46=\"PTHP\",VLOOKUP($D46,'Factor Tables'!$N$89:$Y$105,MATCH(\"PTHP Clg\",'Factor Tables'!$N$88:$Y$88,0),FALSE),IF(AND($CD46<>\"DX HP\",$CD46<>\"PTHP\"),VLOOKUP($D46,'Factor Tables'!$N$89:$Y$105,MATCH($CD46,'Factor Tables'!$N$88:$Y$88,0),FALSE),\"\")))))","v":""},{"$f":"IF(OR($C46=\"Replace-on-Burnout\",$C46=\"New Construction\",$CT46=\"DX HP\",$CT46=\"PTHP\"),$DE46,IF($CD46=\"\",\"\",IF($CD46=\"DX HP\",VLOOKUP($D46,'Factor Tables'!$N$89:$Y$105,MATCH(\"DX HP Htg\",'Factor Tables'!$N$88:$Y$88,0),FALSE),IF($CD46=\"PTHP\",VLOOKUP($D46,'Factor Tables'!$N$89:$Y$105,MATCH(\"PTHP Htg\",'Factor Tables'!$N$88:$Y$88,0),FALSE),0))))","v":""},"","",0,0,"kW/ton","",0,"COP",{"$f":"IF($CT46=\"\",\"\",IF(OR($CT46=\"DX HP\",$CT46=\"VRF HP\",$CT46=\"PTHP\"),VLOOKUP($D46,'Factor Tables'!$B$89:$M$105,MATCH(CONCATENATE($CT46,\" Clg\"),'Factor Tables'!$B$88:$M$88,0),FALSE),VLOOKUP($D46,'Factor Tables'!$B$89:$M$105,MATCH($CT46,'Factor Tables'!$B$88:$M$88,0),FALSE)))","v":""},{"$f":"IF($CT46=\"\",\"\",IF(OR($CT46=\"DX HP\",$CT46=\"VRF HP\",$CT46=\"PTHP\"),VLOOKUP($D46,'Factor Tables'!$B$89:$M$105,MATCH(CONCATENATE($CT46,\" Htg\"),'Factor Tables'!$B$88:$M$88,0),FALSE),0))","v":""},{"$f":"IF($CT46=\"\",\"\",IF(OR($CT46=\"DX HP\",$CT46=\"VRF HP\",$CT46=\"PTHP\"),VLOOKUP($D46,'Factor Tables'!$N$89:$Y$105,MATCH(CONCATENATE($CT46,\" Clg\"),'Factor Tables'!$N$88:$Y$88,0),FALSE),VLOOKUP($D46,'Factor Tables'!$N$89:$Y$105,MATCH($CT46,'Factor Tables'!$N$88:$Y$88,0),FALSE)))","v":""},{"$f":"IF($CT46=\"\",\"\",IF(OR($CT46=\"DX HP\",$CT46=\"VRF HP\",$CT46=\"PTHP\"),VLOOKUP($D46,'Factor Tables'!$N$89:$Y$105,MATCH(CONCATENATE($CT46,\" Htg\"),'Factor Tables'!$N$88:$Y$88,0),FALSE),0))","v":""},{"$f":"IF($AB46=\"\",0,VLOOKUP($AB46,'Utility Admin'!$E:$G,2,FALSE))","v":0},{"$f":"IF($AB46=\"\",0,VLOOKUP($AB46,'Utility Admin'!$E:$G,3,FALSE))","v":0},{"$f":"IFERROR(IF(ABS(Summary!$F$12)<=ABS(Summary!$E$12)*'Utility Admin'!$I$5,$AZ46*$DF46+$BA46*$DG46,$AZ46*$DF46+$AZ46*'Utility Admin'!$I$5*$DG46),0)","v":0},null,"Summer",null,null,null,null,null,null,null,null,null,null,{"$f":"IF(OR('Project Info'!$C$10=\"\",$C46=\"\",$D46=\"\"),\"\",VLOOKUP($D46,$DW$9:$DZ$32,MATCH($C46,$DW$9:$DZ$9,0),FALSE))","v":""},null,null,null,null,null,null,"ERROR: Contact Program Manager. Post Capacity/Unit x Post # of Units must be within +/- 20% of Pre Capacity/Unit x Pre # of Units."]
[null,38,"","",null,null,null,null,null,null,null,null,null,null,null,null,null,null,null,null,null,null,null,null,null,null,null,null,null,null,null,null,null,null,null,null,null,null,null,null,null,null,null,0,0,0,0,0,0,999999999,"",0,0,{"$f":"IFERROR(IF($DH$261>'Utility Admin'!$H$5,$BA47/$BA$5*$BB$261,$DH47),0)","v":0},"","",{"$f":"IF(AND(OR($AB47=\"DX AC Air Cooled\",$AB47=\"DX HP Air Cooled\"),OR(AND($AI47=\"Btu/hr\",$AH47<65000),AND($AI47=\"Tons\",$AH47<65000/12000)),$AC47=\"Split\",$AN47>=15.2),MAX(Baselines!$CB291,12/9.8),Baselines!$CB291)","v":0},{"$f":"Baselines!$CC291","v":0},{"$f":"Baselines!$CE291","v":0},0,0,0,0,0,0,0,0,0,0,{"$f":"IF(OR($C47<>\"Early Retirement\",$J47=\"\"),0,IF(OR($I47=\"DX AC Air Cooled\",$I47=\"DX HP Air Cooled\"),VLOOKUP($J47,'Early Retirement'!$CI$6:$CM$32,2,FALSE),IF(OR($I47=\"PTAC\",$I47=\"PTHP\"),VLOOKUP($J47,'Early Retirement'!$CI$6:$CM$32,3,FALSE),IF(AND(OR($I47=\"Air Cooled Chiller\",$I47=\"Water Cooled Chiller\"),$L47<>\"Centrifugal\"),VLOOKUP($J47,'Early Retirement'!$CI$6:$CM$32,4,FALSE),IF(AND(OR($I47=\"Air Cooled Chiller\",$I47=\"Water Cooled Chiller\"),$L47=\"Centrifugal\"),VLOOKUP($J47,'Early Retirement'!$CI$6:$CM$32,5,FALSE),\"\")))))","v":0},0,0,0,0,0,0,0,0,0,0,0,"","","",0,0,0,{"$f":"IF(AND($C47=\"Early Retirement\",$J47<>\"\",$S47<>\"\",$U47<>\"\"),$CG47,IF(AND(OR($AB47=\"DX AC Air Cooled\",$AB47=\"DX HP Air Cooled\"),OR(AND($AI47=\"Btu/hr\",$AH47<65000),AND($AI47=\"Tons\",$AH47<65000/12000)),$AC47=\"Split\",$AN47>=15.2),MAX(Baselines!$CB40,12/9.8),Baselines!$CB40))","v":0},{"$f":"IF(AND($C47=\"Early Retirement\",$J47<>\"\",$S47<>\"\",$U47<>\"\"),$CH47,Baselines!$CC40)","v":0},{"$f":"Baselines!$CD40","v":"kW/ton"},"",{"$f":"IF(AND($C47=\"Early Retirement\",$J47<>\"\",$S47<>\"\",$U47<>\"\"),$CI47,IF(AND(Baselines!$CE40=0,OR($CT47=\"DX HP\",$CT47=\"PTHP\")),$BG47,Baselines!$CE40))","v":0},"COP",{"$f":"IF(OR($C47=\"Replace-on-Burnout\",$C47=\"New Construction\"),$DB47,IF($CD47=\"\",\"\",IF(OR($CD47=\"DX HP\",$CD47=\"PTHP\"),VLOOKUP($D47,'Factor Tables'!$B$89:$M$105,MATCH(CONCATENATE($CD47,\" Clg\"),'Factor Tables'!$B$88:$M$88,0),FALSE),VLOOKUP($D47,'Factor Tables'!$B$89:$M$105,MATCH($CD47,'Factor Tables'!$B$88:$M$88,0),FALSE))))","v":""},{"$f":"IF(OR($C47=\"Replace-on-Burnout\",$C47=\"New Construction\"),$DC47,IF($CD47=\"\",\"\",IF($CD47=\"DX HP\",VLOOKUP($D47,'Factor Tables'!$B$89:$M$105,MATCH(\"DX HP Htg\",'Factor Tables'!$B$88:$M$88,0),FALSE),0)))","v":""},{"$f":"IF(OR($C47=\"Replace-on-Burnout\",$C47=\"New Construction\"),$DD47,IF($CD47=\"\",\"\",IF($CD47=\"DX HP\",VLOOKUP($D47,'Factor Tables'!$N$89:$Y$105,MATCH(\"DX HP Clg\",'Factor Tables'!$N$88:$Y$88,0),FALSE),IF($CD47=\"PTHP\",VLOOKUP($D47,'Factor Tables'!$N$89:$Y$105,MATCH(\"PTHP Clg\",'Factor Tables'!$N$88:$Y$88,0),FALSE),IF(AND($CD47<>\"DX HP\",$CD47<>\"PTHP\"),VLOOKUP($D47,'Factor Tables'!$N$89:$Y$105,MATCH($CD47,'Factor Tables'!$N$88:$Y$88,0),FALSE),\"\")))))","v":""},{"$f":"IF(OR($C47=\"Replace-on-Burnout\",$C47=\"New Construction\",$CT47=\"DX HP\",$CT47=\"PTHP\"),$DE47,IF($CD47=\"\",\"\",IF($CD47=\"DX HP\",VLOOKUP($D47,'Factor Tables'!$N$89:$Y$105,MATCH(\"DX HP Htg\",'Factor Tables'!$N$88:$Y$88,0),FALSE),IF($CD47=\"PTHP\",VLOOKUP($D47,'Factor Tables'!$N$89:$Y$105,MATCH(\"PTHP Htg\",'Factor Tables'!$N$88:$Y$88,0),FALSE),0))))","v":""},"","",0,0,"kW/ton","",0,"COP",{"$f":"IF($CT47=\"\",\"\",IF(OR($CT47=\"DX HP\",$CT47=\"VRF HP\",$CT47=\"PTHP\"),VLOOKUP($D47,'Factor Tables'!$B$89:$M$105,MATCH(CONCATENATE($CT47,\" Clg\"),'Factor Tables'!$B$88:$M$88,0),FALSE),VLOOKUP($D47,'Factor Tables'!$B$89:$M$105,MATCH($CT47,'Factor Tables'!$B$88:$M$88,0),FALSE)))","v":""},{"$f":"IF($CT47=\"\",\"\",IF(OR($CT47=\"DX HP\",$CT47=\"VRF HP\",$CT47=\"PTHP\"),VLOOKUP($D47,'Factor Tables'!$B$89:$M$105,MATCH(CONCATENATE($CT47,\" Htg\"),'Factor Tables'!$B$88:$M$88,0),FALSE),0))","v":""},{"$f":"IF($CT47=\"\",\"\",IF(OR($CT47=\"DX HP\",$CT47=\"VRF HP\",$CT47=\"PTHP\"),VLOOKUP($D47,'Factor Tables'!$N$89:$Y$105,MATCH(CONCATENATE($CT47,\" Clg\"),'Factor Tables'!$N$88:$Y$88,0),FALSE),VLOOKUP($D47,'Factor Tables'!$N$89:$Y$105,MATCH($CT47,'Factor Tables'!$N$88:$Y$88,0),FALSE)))","v":""},{"$f":"IF($CT47=\"\",\"\",IF(OR($CT47=\"DX HP\",$CT47=\"VRF HP\",$CT47=\"PTHP\"),VLOOKUP($D47,'Factor Tables'!$N$89:$Y$105,MATCH(CONCATENATE($CT47,\" Htg\"),'Factor Tables'!$N$88:$Y$88,0),FALSE),0))","v":""},{"$f":"IF($AB47=\"\",0,VLOOKUP($AB47,'Utility Admin'!$E:$G,2,FALSE))","v":0},{"$f":"IF($AB47=\"\",0,VLOOKUP($AB47,'Utility Admin'!$E:$G,3,FALSE))","v":0},{"$f":"IFERROR(IF(ABS(Summary!$F$12)<=ABS(Summary!$E$12)*'Utility Admin'!$I$5,$AZ47*$DF47+$BA47*$DG47,$AZ47*$DF47+$AZ47*'Utility Admin'!$I$5*$DG47),0)","v":0},null,"Summer",null,null,null,null,null,null,null,null,null,null,{"$f":"IF(OR('Project Info'!$C$10=\"\",$C47=\"\",$D47=\"\"),\"\",VLOOKUP($D47,$DW$9:$DZ$32,MATCH($C47,$DW$9:$DZ$9,0),FALSE))","v":""},null,null,null,null,null,null,"ERROR: Contact Program Manager. Post Capacity/Unit x Post # of Units must be within +/- 20% of Pre Capacity/Unit x Pre # of Units."]
[null,39,"","",null,null,null,null,null,null,null,null,null,null,null,null,null,null,null,null,null,null,null,null,null,null,null,null,null,null,null,null,null,null,null,null,null,null,null,null,null,null,null,0,0,0,0,0,0,999999999,"",0,0,{"$f":"IFERROR(IF($DH$261>'Utility Admin'!$H$5,$BA48/$BA$5*$BB$261,$DH48),0)","v":0},"","",{"$f":"IF(AND(OR($AB48=\"DX AC Air Cooled\",$AB48=\"DX HP Air Cooled\"),OR(AND($AI48=\"Btu/hr\",$AH48<65000),AND($AI48=\"Tons\",$AH48<65000/12000)),$AC48=\"Split\",$AN48>=15.2),MAX(Baselines!$CB292,12/9.8),Baselines!$CB292)","v":0},{"$f":"Baselines!$CC292","v":0},{"$f":"Baselines!$CE292","v":0},0,0,0,0,0,0,0,0,0,0,{"$f":"IF(OR($C48<>\"Early Retirement\",$J48=\"\"),0,IF(OR($I48=\"DX AC Air Cooled\",$I48=\"DX HP Air Cooled\"),VLOOKUP($J48,'Early Retirement'!$CI$6:$CM$32,2,FALSE),IF(OR($I48=\"PTAC\",$I48=\"PTHP\"),VLOOKUP($J48,'Early Retirement'!$CI$6:$CM$32,3,FALSE),IF(AND(OR($I48=\"Air Cooled Chiller\",$I48=\"Water Cooled Chiller\"),$L48<>\"Centrifugal\"),VLOOKUP($J48,'Early Retirement'!$CI$6:$CM$32,4,FALSE),IF(AND(OR($I48=\"Air Cooled Chiller\",$I48=\"Water Cooled Chiller\"),$L48=\"Centrifugal\"),VLOOKUP($J48,'Early Retirement'!$CI$6:$CM$32,5,FALSE),\"\")))))","v":0},0,0,0,0,0,0,0,0,0,0,0,"","","",0,0,0,{"$f":"IF(AND($C48=\"Early Retirement\",$J48<>\"\",$S48<>\"\",$U48<>\"\"),$CG48,IF(AND(OR($AB48=\"DX AC Air Cooled\",$AB48=\"DX HP Air Cooled\"),OR(AND($AI48=\"Btu/hr\",$AH48<65000),AND($AI48=\"Tons\",$AH48<65000/12000)),$AC48=\"Split\",$AN48>=15.2),MAX(Baselines!$CB41,12/9.8),Baselines!$CB41))","v":0},{"$f":"IF(AND($C48=\"Early Retirement\",$J48<>\"\",$S48<>\"\",$U48<>\"\"),$CH48,Baselines!$CC41)","v":0},{"$f":"Baselines!$CD41","v":"kW/ton"},"",{"$f":"IF(AND($C48=\"Early Retirement\",$J48<>\"\",$S48<>\"\",$U48<>\"\"),$CI48,IF(AND(Baselines!$CE41=0,OR($CT48=\"DX HP\",$CT48=\"PTHP\")),$BG48,Baselines!$CE41))","v":0},"COP",{"$f":"IF(OR($C48=\"Replace-on-Burnout\",$C48=\"New Construction\"),$DB48,IF($CD48=\"\",\"\",IF(OR($CD48=\"DX HP\",$CD48=\"PTHP\"),VLOOKUP($D48,'Factor Tables'!$B$89:$M$105,MATCH(CONCATENATE($CD48,\" Clg\"),'Factor Tables'!$B$88:$M$88,0),FALSE),VLOOKUP($D48,'Factor Tables'!$B$89:$M$105,MATCH($CD48,'Factor Tables'!$B$88:$M$88,0),FALSE))))","v":""},{"$f":"IF(OR($C48=\"Replace-on-Burnout\",$C48=\"New Construction\"),$DC48,IF($CD48=\"\",\"\",IF($CD48=\"DX HP\",VLOOKUP($D48,'Factor Tables'!$B$89:$M$105,MATCH(\"DX HP Htg\",'Factor Tables'!$B$88:$M$88,0),FALSE),0)))","v":""},{"$f":"IF(OR($C48=\"Replace-on-Burnout\",$C48=\"New Construction\"),$DD48,IF($CD48=\"\",\"\",IF($CD48=\"DX HP\",VLOOKUP($D48,'Factor Tables'!$N$89:$Y$105,MATCH(\"DX HP Clg\",'Factor Tables'!$N$88:$Y$88,0),FALSE),IF($CD48=\"PTHP\",VLOOKUP($D48,'Factor Tables'!$N$89:$Y$105,MATCH(\"PTHP Clg\",'Factor Tables'!$N$88:$Y$88,0),FALSE),IF(AND($CD48<>\"DX HP\",$CD48<>\"PTHP\"),VLOOKUP($D48,'Factor Tables'!$N$89:$Y$105,MATCH($CD48,'Factor Tables'!$N$88:$Y$88,0),FALSE),\"\")))))","v":""},{"$f":"IF(OR($C48=\"Replace-on-Burnout\",$C48=\"New Construction\",$CT48=\"DX HP\",$CT48=\"PTHP\"),$DE48,IF($CD48=\"\",\"\",IF($CD48=\"DX HP\",VLOOKUP($D48,'Factor Tables'!$N$89:$Y$105,MATCH(\"DX HP Htg\",'Factor Tables'!$N$88:$Y$88,0),FALSE),IF($CD48=\"PTHP\",VLOOKUP($D48,'Factor Tables'!$N$89:$Y$105,MATCH(\"PTHP Htg\",'Factor Tables'!$N$88:$Y$88,0),FALSE),0))))","v":""},"","",0,0,"kW/ton","",0,"COP",{"$f":"IF($CT48=\"\",\"\",IF(OR($CT48=\"DX HP\",$CT48=\"VRF HP\",$CT48=\"PTHP\"),VLOOKUP($D48,'Factor Tables'!$B$89:$M$105,MATCH(CONCATENATE($CT48,\" Clg\"),'Factor Tables'!$B$88:$M$88,0),FALSE),VLOOKUP($D48,'Factor Tables'!$B$89:$M$105,MATCH($CT48,'Factor Tables'!$B$88:$M$88,0),FALSE)))","v":""},{"$f":"IF($CT48=\"\",\"\",IF(OR($CT48=\"DX HP\",$CT48=\"VRF HP\",$CT48=\"PTHP\"),VLOOKUP($D48,'Factor Tables'!$B$89:$M$105,MATCH(CONCATENATE($CT48,\" Htg\"),'Factor Tables'!$B$88:$M$88,0),FALSE),0))","v":""},{"$f":"IF($CT48=\"\",\"\",IF(OR($CT48=\"DX HP\",$CT48=\"VRF HP\",$CT48=\"PTHP\"),VLOOKUP($D48,'Factor Tables'!$N$89:$Y$105,MATCH(CONCATENATE($CT48,\" Clg\"),'Factor Tables'!$N$88:$Y$88,0),FALSE),VLOOKUP($D48,'Factor Tables'!$N$89:$Y$105,MATCH($CT48,'Factor Tables'!$N$88:$Y$88,0),FALSE)))","v":""},{"$f":"IF($CT48=\"\",\"\",IF(OR($CT48=\"DX HP\",$CT48=\"VRF HP\",$CT48=\"PTHP\"),VLOOKUP($D48,'Factor Tables'!$N$89:$Y$105,MATCH(CONCATENATE($CT48,\" Htg\"),'Factor Tables'!$N$88:$Y$88,0),FALSE),0))","v":""},{"$f":"IF($AB48=\"\",0,VLOOKUP($AB48,'Utility Admin'!$E:$G,2,FALSE))","v":0},{"$f":"IF($AB48=\"\",0,VLOOKUP($AB48,'Utility Admin'!$E:$G,3,FALSE))","v":0},{"$f":"IFERROR(IF(ABS(Summary!$F$12)<=ABS(Summary!$E$12)*'Utility Admin'!$I$5,$AZ48*$DF48+$BA48*$DG48,$AZ48*$DF48+$AZ48*'Utility Admin'!$I$5*$DG48),0)","v":0},null,"Summer",null,null,null,null,null,null,null,null,null,null,{"$f":"IF(OR('Project Info'!$C$10=\"\",$C48=\"\",$D48=\"\"),\"\",VLOOKUP($D48,$DW$9:$DZ$32,MATCH($C48,$DW$9:$DZ$9,0),FALSE))","v":""},null,null,null,null,null,null,"ERROR: Contact Program Manager. Post Capacity/Unit x Post # of Units must be within +/- 20% of Pre Capacity/Unit x Pre # of Units."]
[null,40,"","",null,null,null,null,null,null,null,null,null,null,null,null,null,null,null,null,null,null,null,null,null,null,null,null,null,null,null,null,null,null,null,null,null,null,null,null,null,null,null,0,0,0,0,0,0,999999999,"",0,0,{"$f":"IFERROR(IF($DH$261>'Utility Admin'!$H$5,$BA49/$BA$5*$BB$261,$DH49),0)","v":0},"","",{"$f":"IF(AND(OR($AB49=\"DX AC Air Cooled\",$AB49=\"DX HP Air Cooled\"),OR(AND($AI49=\"Btu/hr\",$AH49<65000),AND($AI49=\"Tons\",$AH49<65000/12000)),$AC49=\"Split\",$AN49>=15.2),MAX(Baselines!$CB293,12/9.8),Baselines!$CB293)","v":0},{"$f":"Baselines!$CC293","v":0},{"$f":"Baselines!$CE293","v":0},0,0,0,0,0,0,0,0,0,0,{"$f":"IF(OR($C49<>\"Early Retirement\",$J49=\"\"),0,IF(OR($I49=\"DX AC Air Cooled\",$I49=\"DX HP Air Cooled\"),VLOOKUP($J49,'Early Retirement'!$CI$6:$CM$32,2,FALSE),IF(OR($I49=\"PTAC\",$I49=\"PTHP\"),VLOOKUP($J49,'Early Retirement'!$CI$6:$CM$32,3,FALSE),IF(AND(OR($I49=\"Air Cooled Chiller\",$I49=\"Water Cooled Chiller\"),$L49<>\"Centrifugal\"),VLOOKUP($J49,'Early Retirement'!$CI$6:$CM$32,4,FALSE),IF(AND(OR($I49=\"Air Cooled Chiller\",$I49=\"Water Cooled Chiller\"),$L49=\"Centrifugal\"),VLOOKUP($J49,'Early Retirement'!$CI$6:$CM$32,5,FALSE),\"\")))))","v":0},0,0,0,0,0,0,0,0,0,0,0,"","","",0,0,0,{"$f":"IF(AND($C49=\"Early Retirement\",$J49<>\"\",$S49<>\"\",$U49<>\"\"),$CG49,IF(AND(OR($AB49=\"DX AC Air Cooled\",$AB49=\"DX HP Air Cooled\"),OR(AND($AI49=\"Btu/hr\",$AH49<65000),AND($AI49=\"Tons\",$AH49<65000/12000)),$AC49=\"Split\",$AN49>=15.2),MAX(Baselines!$CB42,12/9.8),Baselines!$CB42))","v":0},{"$f":"IF(AND($C49=\"Early Retirement\",$J49<>\"\",$S49<>\"\",$U49<>\"\"),$CH49,Baselines!$CC42)","v":0},{"$f":"Baselines!$CD42","v":"kW/ton"},"",{"$f":"IF(AND($C49=\"Early Retirement\",$J49<>\"\",$S49<>\"\",$U49<>\"\"),$CI49,IF(AND(Baselines!$CE42=0,OR($CT49=\"DX HP\",$CT49=\"PTHP\")),$BG49,Baselines!$CE42))","v":0},"COP",{"$f":"IF(OR($C49=\"Replace-on-Burnout\",$C49=\"New Construction\"),$DB49,IF($CD49=\"\",\"\",IF(OR($CD49=\"DX HP\",$CD49=\"PTHP\"),VLOOKUP($D49,'Factor Tables'!$B$89:$M$105,MATCH(CONCATENATE($CD49,\" Clg\"),'Factor Tables'!$B$88:$M$88,0),FALSE),VLOOKUP($D49,'Factor Tables'!$B$89:$M$105,MATCH($CD49,'Factor Tables'!$B$88:$M$88,0),FALSE))))","v":""},{"$f":"IF(OR($C49=\"Replace-on-Burnout\",$C49=\"New Construction\"),$DC49,IF($CD49=\"\",\"\",IF($CD49=\"DX HP\",VLOOKUP($D49,'Factor Tables'!$B$89:$M$105,MATCH(\"DX HP Htg\",'Factor Tables'!$B$88:$M$88,0),FALSE),0)))","v":""},{"$f":"IF(OR($C49=\"Replace-on-Burnout\",$C49=\"New Construction\"),$DD49,IF($CD49=\"\",\"\",IF($CD49=\"DX HP\",VLOOKUP($D49,'Factor Tables'!$N$89:$Y$105,MATCH(\"DX HP Clg\",'Factor Tables'!$N$88:$Y$88,0),FALSE),IF($CD49=\"PTHP\",VLOOKUP($D49,'Factor Tables'!$N$89:$Y$105,MATCH(\"PTHP Clg\",'Factor Tables'!$N$88:$Y$88,0),FALSE),IF(AND($CD49<>\"DX HP\",$CD49<>\"PTHP\"),VLOOKUP($D49,'Factor Tables'!$N$89:$Y$105,MATCH($CD49,'Factor Tables'!$N$88:$Y$88,0),FALSE),\"\")))))","v":""},{"$f":"IF(OR($C49=\"Replace-on-Burnout\",$C49=\"New Construction\",$CT49=\"DX HP\",$CT49=\"PTHP\"),$DE49,IF($CD49=\"\",\"\",IF($CD49=\"DX HP\",VLOOKUP($D49,'Factor Tables'!$N$89:$Y$105,MATCH(\"DX HP Htg\",'Factor Tables'!$N$88:$Y$88,0),FALSE),IF($CD49=\"PTHP\",VLOOKUP($D49,'Factor Tables'!$N$89:$Y$105,MATCH(\"PTHP Htg\",'Factor Tables'!$N$88:$Y$88,0),FALSE),0))))","v":""},"","",0,0,"kW/ton","",0,"COP",{"$f":"IF($CT49=\"\",\"\",IF(OR($CT49=\"DX HP\",$CT49=\"VRF HP\",$CT49=\"PTHP\"),VLOOKUP($D49,'Factor Tables'!$B$89:$M$105,MATCH(CONCATENATE($CT49,\" Clg\"),'Factor Tables'!$B$88:$M$88,0),FALSE),VLOOKUP($D49,'Factor Tables'!$B$89:$M$105,MATCH($CT49,'Factor Tables'!$B$88:$M$88,0),FALSE)))","v":""},{"$f":"IF($CT49=\"\",\"\",IF(OR($CT49=\"DX HP\",$CT49=\"VRF HP\",$CT49=\"PTHP\"),VLOOKUP($D49,'Factor Tables'!$B$89:$M$105,MATCH(CONCATENATE($CT49,\" Htg\"),'Factor Tables'!$B$88:$M$88,0),FALSE),0))","v":""},{"$f":"IF($CT49=\"\",\"\",IF(OR($CT49=\"DX HP\",$CT49=\"VRF HP\",$CT49=\"PTHP\"),VLOOKUP($D49,'Factor Tables'!$N$89:$Y$105,MATCH(CONCATENATE($CT49,\" Clg\"),'Factor Tables'!$N$88:$Y$88,0),FALSE),VLOOKUP($D49,'Factor Tables'!$N$89:$Y$105,MATCH($CT49,'Factor Tables'!$N$88:$Y$88,0),FALSE)))","v":""},{"$f":"IF($CT49=\"\",\"\",IF(OR($CT49=\"DX HP\",$CT49=\"VRF HP\",$CT49=\"PTHP\"),VLOOKUP($D49,'Factor Tables'!$N$89:$Y$105,MATCH(CONCATENATE($CT49,\" Htg\"),'Factor Tables'!$N$88:$Y$88,0),FALSE),0))","v":""},{"$f":"IF($AB49=\"\",0,VLOOKUP($AB49,'Utility Admin'!$E:$G,2,FALSE))","v":0},{"$f":"IF($AB49=\"\",0,VLOOKUP($AB49,'Utility Admin'!$E:$G,3,FALSE))","v":0},{"$f":"IFERROR(IF(ABS(Summary!$F$12)<=ABS(Summary!$E$12)*'Utility Admin'!$I$5,$AZ49*$DF49+$BA49*$DG49,$AZ49*$DF49+$AZ49*'Utility Admin'!$I$5*$DG49),0)","v":0},null,"Summer",null,null,null,null,null,null,null,null,null,null,{"$f":"IF(OR('Project Info'!$C$10=\"\",$C49=\"\",$D49=\"\"),\"\",VLOOKUP($D49,$DW$9:$DZ$32,MATCH($C49,$DW$9:$DZ$9,0),FALSE))","v":""},null,null,null,null,null,null,"ERROR: Contact Program Manager. Post Capacity/Unit x Post # of Units must be within +/- 20% of Pre Capacity/Unit x Pre # of Units."]
[null,41,"","",null,null,null,null,null,null,null,null,null,null,null,null,null,null,null,null,null,null,null,null,null,null,null,null,null,null,null,null,null,null,null,null,null,null,null,null,null,null,null,0,0,0,0,0,0,999999999,"",0,0,{"$f":"IFERROR(IF($DH$261>'Utility Admin'!$H$5,$BA50/$BA$5*$BB$261,$DH50),0)","v":0},"","",{"$f":"IF(AND(OR($AB50=\"DX AC Air Cooled\",$AB50=\"DX HP Air Cooled\"),OR(AND($AI50=\"Btu/hr\",$AH50<65000),AND($AI50=\"Tons\",$AH50<65000/12000)),$AC50=\"Split\",$AN50>=15.2),MAX(Baselines!$CB294,12/9.8),Baselines!$CB294)","v":0},{"$f":"Baselines!$CC294","v":0},{"$f":"Baselines!$CE294","v":0},0,0,0,0,0,0,0,0,0,0,{"$f":"IF(OR($C50<>\"Early Retirement\",$J50=\"\"),0,IF(OR($I50=\"DX AC Air Cooled\",$I50=\"DX HP Air Cooled\"),VLOOKUP($J50,'Early Retirement'!$CI$6:$CM$32,2,FALSE),IF(OR($I50=\"PTAC\",$I50=\"PTHP\"),VLOOKUP($J50,'Early Retirement'!$CI$6:$CM$32,3,FALSE),IF(AND(OR($I50=\"Air Cooled Chiller\",$I50=\"Water Cooled Chiller\"),$L50<>\"Centrifugal\"),VLOOKUP($J50,'Early Retirement'!$CI$6:$CM$32,4,FALSE),IF(AND(OR($I50=\"Air Cooled Chiller\",$I50=\"Water Cooled Chiller\"),$L50=\"Centrifugal\"),VLOOKUP($J50,'Early Retirement'!$CI$6:$CM$32,5,FALSE),\"\")))))","v":0},0,0,0,0,0,0,0,0,0,0,0,"","","",0,0,0,{"$f":"IF(AND($C50=\"Early Retirement\",$J50<>\"\",$S50<>\"\",$U50<>\"\"),$CG50,IF(AND(OR($AB50=\"DX AC Air Cooled\",$AB50=\"DX HP Air Cooled\"),OR(AND($AI50=\"Btu/hr\",$AH50<65000),AND($AI50=\"Tons\",$AH50<65000/12000)),$AC50=\"Split\",$AN50>=15.2),MAX(Baselines!$CB43,12/9.8),Baselines!$CB43))","v":0},{"$f":"IF(AND($C50=\"Early Retirement\",$J50<>\"\",$S50<>\"\",$U50<>\"\"),$CH50,Baselines!$CC43)","v":0},{"$f":"Baselines!$CD43","v":"kW/ton"},"",{"$f":"IF(AND($C50=\"Early Retirement\",$J50<>\"\",$S50<>\"\",$U50<>\"\"),$CI50,IF(AND(Baselines!$CE43=0,OR($CT50=\"DX HP\",$CT50=\"PTHP\")),$BG50,Baselines!$CE43))","v":0},"COP",{"$f":"IF(OR($C50=\"Replace-on-Burnout\",$C50=\"New Construction\"),$DB50,IF($CD50=\"\",\"\",IF(OR($CD50=\"DX HP\",$CD50=\"PTHP\"),VLOOKUP($D50,'Factor Tables'!$B$89:$M$105,MATCH(CONCATENATE($CD50,\" Clg\"),'Factor Tables'!$B$88:$M$88,0),FALSE),VLOOKUP($D50,'Factor Tables'!$B$89:$M$105,MATCH($CD50,'Factor Tables'!$B$88:$M$88,0),FALSE))))","v":""},{"$f":"IF(OR($C50=\"Replace-on-Burnout\",$C50=\"New Construction\"),$DC50,IF($CD50=\"\",\"\",IF($CD50=\"DX HP\",VLOOKUP($D50,'Factor Tables'!$B$89:$M$105,MATCH(\"DX HP Htg\",'Factor Tables'!$B$88:$M$88,0),FALSE),0)))","v":""},{"$f":"IF(OR($C50=\"Replace-on-Burnout\",$C50=\"New Construction\"),$DD50,IF($CD50=\"\",\"\",IF($CD50=\"DX HP\",VLOOKUP($D50,'Factor Tables'!$N$89:$Y$105,MATCH(\"DX HP Clg\",'Factor Tables'!$N$88:$Y$88,0),FALSE),IF($CD50=\"PTHP\",VLOOKUP($D50,'Factor Tables'!$N$89:$Y$105,MATCH(\"PTHP Clg\",'Factor Tables'!$N$88:$Y$88,0),FALSE),IF(AND($CD50<>\"DX HP\",$CD50<>\"PTHP\"),VLOOKUP($D50,'Factor Tables'!$N$89:$Y$105,MATCH($CD50,'Factor Tables'!$N$88:$Y$88,0),FALSE),\"\")))))","v":""},{"$f":"IF(OR($C50=\"Replace-on-Burnout\",$C50=\"New Construction\",$CT50=\"DX HP\",$CT50=\"PTHP\"),$DE50,IF($CD50=\"\",\"\",IF($CD50=\"DX HP\",VLOOKUP($D50,'Factor Tables'!$N$89:$Y$105,MATCH(\"DX HP Htg\",'Factor Tables'!$N$88:$Y$88,0),FALSE),IF($CD50=\"PTHP\",VLOOKUP($D50,'Factor Tables'!$N$89:$Y$105,MATCH(\"PTHP Htg\",'Factor Tables'!$N$88:$Y$88,0),FALSE),0))))","v":""},"","",0,0,"kW/ton","",0,"COP",{"$f":"IF($CT50=\"\",\"\",IF(OR($CT50=\"DX HP\",$CT50=\"VRF HP\",$CT50=\"PTHP\"),VLOOKUP($D50,'Factor Tables'!$B$89:$M$105,MATCH(CONCATENATE($CT50,\" Clg\"),'Factor Tables'!$B$88:$M$88,0),FALSE),VLOOKUP($D50,'Factor Tables'!$B$89:$M$105,MATCH($CT50,'Factor Tables'!$B$88:$M$88,0),FALSE)))","v":""},{"$f":"IF($CT50=\"\",\"\",IF(OR($CT50=\"DX HP\",$CT50=\"VRF HP\",$CT50=\"PTHP\"),VLOOKUP($D50,'Factor Tables'!$B$89:$M$105,MATCH(CONCATENATE($CT50,\" Htg\"),'Factor Tables'!$B$88:$M$88,0),FALSE),0))","v":""},{"$f":"IF($CT50=\"\",\"\",IF(OR($CT50=\"DX HP\",$CT50=\"VRF HP\",$CT50=\"PTHP\"),VLOOKUP($D50,'Factor Tables'!$N$89:$Y$105,MATCH(CONCATENATE($CT50,\" Clg\"),'Factor Tables'!$N$88:$Y$88,0),FALSE),VLOOKUP($D50,'Factor Tables'!$N$89:$Y$105,MATCH($CT50,'Factor Tables'!$N$88:$Y$88,0),FALSE)))","v":""},{"$f":"IF($CT50=\"\",\"\",IF(OR($CT50=\"DX HP\",$CT50=\"VRF HP\",$CT50=\"PTHP\"),VLOOKUP($D50,'Factor Tables'!$N$89:$Y$105,MATCH(CONCATENATE($CT50,\" Htg\"),'Factor Tables'!$N$88:$Y$88,0),FALSE),0))","v":""},{"$f":"IF($AB50=\"\",0,VLOOKUP($AB50,'Utility Admin'!$E:$G,2,FALSE))","v":0},{"$f":"IF($AB50=\"\",0,VLOOKUP($AB50,'Utility Admin'!$E:$G,3,FALSE))","v":0},{"$f":"IFERROR(IF(ABS(Summary!$F$12)<=ABS(Summary!$E$12)*'Utility Admin'!$I$5,$AZ50*$DF50+$BA50*$DG50,$AZ50*$DF50+$AZ50*'Utility Admin'!$I$5*$DG50),0)","v":0},null,"Summer",null,null,null,null,null,null,null,null,null,null,{"$f":"IF(OR('Project Info'!$C$10=\"\",$C50=\"\",$D50=\"\"),\"\",VLOOKUP($D50,$DW$9:$DZ$32,MATCH($C50,$DW$9:$DZ$9,0),FALSE))","v":""},null,null,null,null,null,null,"ERROR: Contact Program Manager. Post Capacity/Unit x Post # of Units must be within +/- 20% of Pre Capacity/Unit x Pre # of Units."]
[null,42,"","",null,null,null,null,null,null,null,null,null,null,null,null,null,null,null,null,null,null,null,null,null,null,null,null,null,null,null,null,null,null,null,null,null,null,null,null,null,null,null,0,0,0,0,0,0,999999999,"",0,0,{"$f":"IFERROR(IF($DH$261>'Utility Admin'!$H$5,$BA51/$BA$5*$BB$261,$DH51),0)","v":0},"","",{"$f":"IF(AND(OR($AB51=\"DX AC Air Cooled\",$AB51=\"DX HP Air Cooled\"),OR(AND($AI51=\"Btu/hr\",$AH51<65000),AND($AI51=\"Tons\",$AH51<65000/12000)),$AC51=\"Split\",$AN51>=15.2),MAX(Baselines!$CB295,12/9.8),Baselines!$CB295)","v":0},{"$f":"Baselines!$CC295","v":0},{"$f":"Baselines!$CE295","v":0},0,0,0,0,0,0,0,0,0,0,{"$f":"IF(OR($C51<>\"Early Retirement\",$J51=\"\"),0,IF(OR($I51=\"DX AC Air Cooled\",$I51=\"DX HP Air Cooled\"),VLOOKUP($J51,'Early Retirement'!$CI$6:$CM$32,2,FALSE),IF(OR($I51=\"PTAC\",$I51=\"PTHP\"),VLOOKUP($J51,'Early Retirement'!$CI$6:$CM$32,3,FALSE),IF(AND(OR($I51=\"Air Cooled Chiller\",$I51=\"Water Cooled Chiller\"),$L51<>\"Centrifugal\"),VLOOKUP($J51,'Early Retirement'!$CI$6:$CM$32,4,FALSE),IF(AND(OR($I51=\"Air Cooled Chiller\",$I51=\"Water Cooled Chiller\"),$L51=\"Centrifugal\"),VLOOKUP($J51,'Early Retirement'!$CI$6:$CM$32,5,FALSE),\"\")))))","v":0},0,0,0,0,0,0,0,0,0,0,0,"","","",0,0,0,{"$f":"IF(AND($C51=\"Early Retirement\",$J51<>\"\",$S51<>\"\",$U51<>\"\"),$CG51,IF(AND(OR($AB51=\"DX AC Air Cooled\",$AB51=\"DX HP Air Cooled\"),OR(AND($AI51=\"Btu/hr\",$AH51<65000),AND($AI51=\"Tons\",$AH51<65000/12000)),$AC51=\"Split\",$AN51>=15.2),MAX(Baselines!$CB44,12/9.8),Baselines!$CB44))","v":0},{"$f":"IF(AND($C51=\"Early Retirement\",$J51<>\"\",$S51<>\"\",$U51<>\"\"),$CH51,Baselines!$CC44)","v":0},{"$f":"Baselines!$CD44","v":"kW/ton"},"",{"$f":"IF(AND($C51=\"Early Retirement\",$J51<>\"\",$S51<>\"\",$U51<>\"\"),$CI51,IF(AND(Baselines!$CE44=0,OR($CT51=\"DX HP\",$CT51=\"PTHP\")),$BG51,Baselines!$CE44))","v":0},"COP",{"$f":"IF(OR($C51=\"Replace-on-Burnout\",$C51=\"New Construction\"),$DB51,IF($CD51=\"\",\"\",IF(OR($CD51=\"DX HP\",$CD51=\"PTHP\"),VLOOKUP($D51,'Factor Tables'!$B$89:$M$105,MATCH(CONCATENATE($CD51,\" Clg\"),'Factor Tables'!$B$88:$M$88,0),FALSE),VLOOKUP($D51,'Factor Tables'!$B$89:$M$105,MATCH($CD51,'Factor Tables'!$B$88:$M$88,0),FALSE))))","v":""},{"$f":"IF(OR($C51=\"Replace-on-Burnout\",$C51=\"New Construction\"),$DC51,IF($CD51=\"\",\"\",IF($CD51=\"DX HP\",VLOOKUP($D51,'Factor Tables'!$B$89:$M$105,MATCH(\"DX HP Htg\",'Factor Tables'!$B$88:$M$88,0),FALSE),0)))","v":""},{"$f":"IF(OR($C51=\"Replace-on-Burnout\",$C51=\"New Construction\"),$DD51,IF($CD51=\"\",\"\",IF($CD51=\"DX HP\",VLOOKUP($D51,'Factor Tables'!$N$89:$Y$105,MATCH(\"DX HP Clg\",'Factor Tables'!$N$88:$Y$88,0),FALSE),IF($CD51=\"PTHP\",VLOOKUP($D51,'Factor Tables'!$N$89:$Y$105,MATCH(\"PTHP Clg\",'Factor Tables'!$N$88:$Y$88,0),FALSE),IF(AND($CD51<>\"DX HP\",$CD51<>\"PTHP\"),VLOOKUP($D51,'Factor Tables'!$N$89:$Y$105,MATCH($CD51,'Factor Tables'!$N$88:$Y$88,0),FALSE),\"\")))))","v":""},{"$f":"IF(OR($C51=\"Replace-on-Burnout\",$C51=\"New Construction\",$CT51=\"DX HP\",$CT51=\"PTHP\"),$DE51,IF($CD51=\"\",\"\",IF($CD51=\"DX HP\",VLOOKUP($D51,'Factor Tables'!$N$89:$Y$105,MATCH(\"DX HP Htg\",'Factor Tables'!$N$88:$Y$88,0),FALSE),IF($CD51=\"PTHP\",VLOOKUP($D51,'Factor Tables'!$N$89:$Y$105,MATCH(\"PTHP Htg\",'Factor Tables'!$N$88:$Y$88,0),FALSE),0))))","v":""},"","",0,0,"kW/ton","",0,"COP",{"$f":"IF($CT51=\"\",\"\",IF(OR($CT51=\"DX HP\",$CT51=\"VRF HP\",$CT51=\"PTHP\"),VLOOKUP($D51,'Factor Tables'!$B$89:$M$105,MATCH(CONCATENATE($CT51,\" Clg\"),'Factor Tables'!$B$88:$M$88,0),FALSE),VLOOKUP($D51,'Factor Tables'!$B$89:$M$105,MATCH($CT51,'Factor Tables'!$B$88:$M$88,0),FALSE)))","v":""},{"$f":"IF($CT51=\"\",\"\",IF(OR($CT51=\"DX HP\",$CT51=\"VRF HP\",$CT51=\"PTHP\"),VLOOKUP($D51,'Factor Tables'!$B$89:$M$105,MATCH(CONCATENATE($CT51,\" Htg\"),'Factor Tables'!$B$88:$M$88,0),FALSE),0))","v":""},{"$f":"IF($CT51=\"\",\"\",IF(OR($CT51=\"DX HP\",$CT51=\"VRF HP\",$CT51=\"PTHP\"),VLOOKUP($D51,'Factor Tables'!$N$89:$Y$105,MATCH(CONCATENATE($CT51,\" Clg\"),'Factor Tables'!$N$88:$Y$88,0),FALSE),VLOOKUP($D51,'Factor Tables'!$N$89:$Y$105,MATCH($CT51,'Factor Tables'!$N$88:$Y$88,0),FALSE)))","v":""},{"$f":"IF($CT51=\"\",\"\",IF(OR($CT51=\"DX HP\",$CT51=\"VRF HP\",$CT51=\"PTHP\"),VLOOKUP($D51,'Factor Tables'!$N$89:$Y$105,MATCH(CONCATENATE($CT51,\" Htg\"),'Factor Tables'!$N$88:$Y$88,0),FALSE),0))","v":""},{"$f":"IF($AB51=\"\",0,VLOOKUP($AB51,'Utility Admin'!$E:$G,2,FALSE))","v":0},{"$f":"IF($AB51=\"\",0,VLOOKUP($AB51,'Utility Admin'!$E:$G,3,FALSE))","v":0},{"$f":"IFERROR(IF(ABS(Summary!$F$12)<=ABS(Summary!$E$12)*'Utility Admin'!$I$5,$AZ51*$DF51+$BA51*$DG51,$AZ51*$DF51+$AZ51*'Utility Admin'!$I$5*$DG51),0)","v":0},null,"Summer",null,null,null,null,null,null,null,null,null,null,{"$f":"IF(OR('Project Info'!$C$10=\"\",$C51=\"\",$D51=\"\"),\"\",VLOOKUP($D51,$DW$9:$DZ$32,MATCH($C51,$DW$9:$DZ$9,0),FALSE))","v":""},null,null,null,null,null,null,"ERROR: Contact Program Manager. Post Capacity/Unit x Post # of Units must be within +/- 20% of Pre Capacity/Unit x Pre # of Units."]
[null,43,"","",null,null,null,null,null,null,null,null,null,null,null,null,null,null,null,null,null,null,null,null,null,null,null,null,null,null,null,null,null,null,null,null,null,null,null,null,null,null,null,0,0,0,0,0,0,999999999,"",0,0,{"$f":"IFERROR(IF($DH$261>'Utility Admin'!$H$5,$BA52/$BA$5*$BB$261,$DH52),0)","v":0},"","",{"$f":"IF(AND(OR($AB52=\"DX AC Air Cooled\",$AB52=\"DX HP Air Cooled\"),OR(AND($AI52=\"Btu/hr\",$AH52<65000),AND($AI52=\"Tons\",$AH52<65000/12000)),$AC52=\"Split\",$AN52>=15.2),MAX(Baselines!$CB296,12/9.8),Baselines!$CB296)","v":0},{"$f":"Baselines!$CC296","v":0},{"$f":"Baselines!$CE296","v":0},0,0,0,0,0,0,0,0,0,0,{"$f":"IF(OR($C52<>\"Early Retirement\",$J52=\"\"),0,IF(OR($I52=\"DX AC Air Cooled\",$I52=\"DX HP Air Cooled\"),VLOOKUP($J52,'Early Retirement'!$CI$6:$CM$32,2,FALSE),IF(OR($I52=\"PTAC\",$I52=\"PTHP\"),VLOOKUP($J52,'Early Retirement'!$CI$6:$CM$32,3,FALSE),IF(AND(OR($I52=\"Air Cooled Chiller\",$I52=\"Water Cooled Chiller\"),$L52<>\"Centrifugal\"),VLOOKUP($J52,'Early Retirement'!$CI$6:$CM$32,4,FALSE),IF(AND(OR($I52=\"Air Cooled Chiller\",$I52=\"Water Cooled Chiller\"),$L52=\"Centrifugal\"),VLOOKUP($J52,'Early Retirement'!$CI$6:$CM$32,5,FALSE),\"\")))))","v":0},0,0,0,0,0,0,0,0,0,0,0,"","","",0,0,0,{"$f":"IF(AND($C52=\"Early Retirement\",$J52<>\"\",$S52<>\"\",$U52<>\"\"),$CG52,IF(AND(OR($AB52=\"DX AC Air Cooled\",$AB52=\"DX HP Air Cooled\"),OR(AND($AI52=\"Btu/hr\",$AH52<65000),AND($AI52=\"Tons\",$AH52<65000/12000)),$AC52=\"Split\",$AN52>=15.2),MAX(Baselines!$CB45,12/9.8),Baselines!$CB45))","v":0},{"$f":"IF(AND($C52=\"Early Retirement\",$J52<>\"\",$S52<>\"\",$U52<>\"\"),$CH52,Baselines!$CC45)","v":0},{"$f":"Baselines!$CD45","v":"kW/ton"},"",{"$f":"IF(AND($C52=\"Early Retirement\",$J52<>\"\",$S52<>\"\",$U52<>\"\"),$CI52,IF(AND(Baselines!$CE45=0,OR($CT52=\"DX HP\",$CT52=\"PTHP\")),$BG52,Baselines!$CE45))","v":0},"COP",{"$f":"IF(OR($C52=\"Replace-on-Burnout\",$C52=\"New Construction\"),$DB52,IF($CD52=\"\",\"\",IF(OR($CD52=\"DX HP\",$CD52=\"PTHP\"),VLOOKUP($D52,'Factor Tables'!$B$89:$M$105,MATCH(CONCATENATE($CD52,\" Clg\"),'Factor Tables'!$B$88:$M$88,0),FALSE),VLOOKUP($D52,'Factor Tables'!$B$89:$M$105,MATCH($CD52,'Factor Tables'!$B$88:$M$88,0),FALSE))))","v":""},{"$f":"IF(OR($C52=\"Replace-on-Burnout\",$C52=\"New Construction\"),$DC52,IF($CD52=\"\",\"\",IF($CD52=\"DX HP\",VLOOKUP($D52,'Factor Tables'!$B$89:$M$105,MATCH(\"DX HP Htg\",'Factor Tables'!$B$88:$M$88,0),FALSE),0)))","v":""},{"$f":"IF(OR($C52=\"Replace-on-Burnout\",$C52=\"New Construction\"),$DD52,IF($CD52=\"\",\"\",IF($CD52=\"DX HP\",VLOOKUP($D52,'Factor Tables'!$N$89:$Y$105,MATCH(\"DX HP Clg\",'Factor Tables'!$N$88:$Y$88,0),FALSE),IF($CD52=\"PTHP\",VLOOKUP($D52,'Factor Tables'!$N$89:$Y$105,MATCH(\"PTHP Clg\",'Factor Tables'!$N$88:$Y$88,0),FALSE),IF(AND($CD52<>\"DX HP\",$CD52<>\"PTHP\"),VLOOKUP($D52,'Factor Tables'!$N$89:$Y$105,MATCH($CD52,'Factor Tables'!$N$88:$Y$88,0),FALSE),\"\")))))","v":""},{"$f":"IF(OR($C52=\"Replace-on-Burnout\",$C52=\"New Construction\",$CT52=\"DX HP\",$CT52=\"PTHP\"),$DE52,IF($CD52=\"\",\"\",IF($CD52=\"DX HP\",VLOOKUP($D52,'Factor Tables'!$N$89:$Y$105,MATCH(\"DX HP Htg\",'Factor Tables'!$N$88:$Y$88,0),FALSE),IF($CD52=\"PTHP\",VLOOKUP($D52,'Factor Tables'!$N$89:$Y$105,MATCH(\"PTHP Htg\",'Factor Tables'!$N$88:$Y$88,0),FALSE),0))))","v":""},"","",0,0,"kW/ton","",0,"COP",{"$f":"IF($CT52=\"\",\"\",IF(OR($CT52=\"DX HP\",$CT52=\"VRF HP\",$CT52=\"PTHP\"),VLOOKUP($D52,'Factor Tables'!$B$89:$M$105,MATCH(CONCATENATE($CT52,\" Clg\"),'Factor Tables'!$B$88:$M$88,0),FALSE),VLOOKUP($D52,'Factor Tables'!$B$89:$M$105,MATCH($CT52,'Factor Tables'!$B$88:$M$88,0),FALSE)))","v":""},{"$f":"IF($CT52=\"\",\"\",IF(OR($CT52=\"DX HP\",$CT52=\"VRF HP\",$CT52=\"PTHP\"),VLOOKUP($D52,'Factor Tables'!$B$89:$M$105,MATCH(CONCATENATE($CT52,\" Htg\"),'Factor Tables'!$B$88:$M$88,0),FALSE),0))","v":""},{"$f":"IF($CT52=\"\",\"\",IF(OR($CT52=\"DX HP\",$CT52=\"VRF HP\",$CT52=\"PTHP\"),VLOOKUP($D52,'Factor Tables'!$N$89:$Y$105,MATCH(CONCATENATE($CT52,\" Clg\"),'Factor Tables'!$N$88:$Y$88,0),FALSE),VLOOKUP($D52,'Factor Tables'!$N$89:$Y$105,MATCH($CT52,'Factor Tables'!$N$88:$Y$88,0),FALSE)))","v":""},{"$f":"IF($CT52=\"\",\"\",IF(OR($CT52=\"DX HP\",$CT52=\"VRF HP\",$CT52=\"PTHP\"),VLOOKUP($D52,'Factor Tables'!$N$89:$Y$105,MATCH(CONCATENATE($CT52,\" Htg\"),'Factor Tables'!$N$88:$Y$88,0),FALSE),0))","v":""},{"$f":"IF($AB52=\"\",0,VLOOKUP($AB52,'Utility Admin'!$E:$G,2,FALSE))","v":0},{"$f":"IF($AB52=\"\",0,VLOOKUP($AB52,'Utility Admin'!$E:$G,3,FALSE))","v":0},{"$f":"IFERROR(IF(ABS(Summary!$F$12)<=ABS(Summary!$E$12)*'Utility Admin'!$I$5,$AZ52*$DF52+$BA52*$DG52,$AZ52*$DF52+$AZ52*'Utility Admin'!$I$5*$DG52),0)","v":0},null,"Summer",null,null,null,null,null,null,null,null,null,null,{"$f":"IF(OR('Project Info'!$C$10=\"\",$C52=\"\",$D52=\"\"),\"\",VLOOKUP($D52,$DW$9:$DZ$32,MATCH($C52,$DW$9:$DZ$9,0),FALSE))","v":""},null,null,null,null,null,null,"ERROR: Contact Program Manager. Post Capacity/Unit x Post # of Units must be within +/- 20% of Pre Capacity/Unit x Pre # of Units."]
[null,44,"","",null,null,null,null,null,null,null,null,null,null,null,null,null,null,null,null,null,null,null,null,null,null,null,null,null,null,null,null,null,null,null,null,null,null,null,null,null,null,null,0,0,0,0,0,0,999999999,"",0,0,{"$f":"IFERROR(IF($DH$261>'Utility Admin'!$H$5,$BA53/$BA$5*$BB$261,$DH53),0)","v":0},"","",{"$f":"IF(AND(OR($AB53=\"DX AC Air Cooled\",$AB53=\"DX HP Air Cooled\"),OR(AND($AI53=\"Btu/hr\",$AH53<65000),AND($AI53=\"Tons\",$AH53<65000/12000)),$AC53=\"Split\",$AN53>=15.2),MAX(Baselines!$CB297,12/9.8),Baselines!$CB297)","v":0},{"$f":"Baselines!$CC297","v":0},{"$f":"Baselines!$CE297","v":0},0,0,0,0,0,0,0,0,0,0,{"$f":"IF(OR($C53<>\"Early Retirement\",$J53=\"\"),0,IF(OR($I53=\"DX AC Air Cooled\",$I53=\"DX HP Air Cooled\"),VLOOKUP($J53,'Early Retirement'!$CI$6:$CM$32,2,FALSE),IF(OR($I53=\"PTAC\",$I53=\"PTHP\"),VLOOKUP($J53,'Early Retirement'!$CI$6:$CM$32,3,FALSE),IF(AND(OR($I53=\"Air Cooled Chiller\",$I53=\"Water Cooled Chiller\"),$L53<>\"Centrifugal\"),VLOOKUP($J53,'Early Retirement'!$CI$6:$CM$32,4,FALSE),IF(AND(OR($I53=\"Air Cooled Chiller\",$I53=\"Water Cooled Chiller\"),$L53=\"Centrifugal\"),VLOOKUP($J53,'Early Retirement'!$CI$6:$CM$32,5,FALSE),\"\")))))","v":0},0,0,0,0,0,0,0,0,0,0,0,"","","",0,0,0,{"$f":"IF(AND($C53=\"Early Retirement\",$J53<>\"\",$S53<>\"\",$U53<>\"\"),$CG53,IF(AND(OR($AB53=\"DX AC Air Cooled\",$AB53=\"DX HP Air Cooled\"),OR(AND($AI53=\"Btu/hr\",$AH53<65000),AND($AI53=\"Tons\",$AH53<65000/12000)),$AC53=\"Split\",$AN53>=15.2),MAX(Baselines!$CB46,12/9.8),Baselines!$CB46))","v":0},{"$f":"IF(AND($C53=\"Early Retirement\",$J53<>\"\",$S53<>\"\",$U53<>\"\"),$CH53,Baselines!$CC46)","v":0},{"$f":"Baselines!$CD46","v":"kW/ton"},"",{"$f":"IF(AND($C53=\"Early Retirement\",$J53<>\"\",$S53<>\"\",$U53<>\"\"),$CI53,IF(AND(Baselines!$CE46=0,OR($CT53=\"DX HP\",$CT53=\"PTHP\")),$BG53,Baselines!$CE46))","v":0},"COP",{"$f":"IF(OR($C53=\"Replace-on-Burnout\",$C53=\"New Construction\"),$DB53,IF($CD53=\"\",\"\",IF(OR($CD53=\"DX HP\",$CD53=\"PTHP\"),VLOOKUP($D53,'Factor Tables'!$B$89:$M$105,MATCH(CONCATENATE($CD53,\" Clg\"),'Factor Tables'!$B$88:$M$88,0),FALSE),VLOOKUP($D53,'Factor Tables'!$B$89:$M$105,MATCH($CD53,'Factor Tables'!$B$88:$M$88,0),FALSE))))","v":""},{"$f":"IF(OR($C53=\"Replace-on-Burnout\",$C53=\"New Construction\"),$DC53,IF($CD53=\"\",\"\",IF($CD53=\"DX HP\",VLOOKUP($D53,'Factor Tables'!$B$89:$M$105,MATCH(\"DX HP Htg\",'Factor Tables'!$B$88:$M$88,0),FALSE),0)))","v":""},{"$f":"IF(OR($C53=\"Replace-on-Burnout\",$C53=\"New Construction\"),$DD53,IF($CD53=\"\",\"\",IF($CD53=\"DX HP\",VLOOKUP($D53,'Factor Tables'!$N$89:$Y$105,MATCH(\"DX HP Clg\",'Factor Tables'!$N$88:$Y$88,0),FALSE),IF($CD53=\"PTHP\",VLOOKUP($D53,'Factor Tables'!$N$89:$Y$105,MATCH(\"PTHP Clg\",'Factor Tables'!$N$88:$Y$88,0),FALSE),IF(AND($CD53<>\"DX HP\",$CD53<>\"PTHP\"),VLOOKUP($D53,'Factor Tables'!$N$89:$Y$105,MATCH($CD53,'Factor Tables'!$N$88:$Y$88,0),FALSE),\"\")))))","v":""},{"$f":"IF(OR($C53=\"Replace-on-Burnout\",$C53=\"New Construction\",$CT53=\"DX HP\",$CT53=\"PTHP\"),$DE53,IF($CD53=\"\",\"\",IF($CD53=\"DX HP\",VLOOKUP($D53,'Factor Tables'!$N$89:$Y$105,MATCH(\"DX HP Htg\",'Factor Tables'!$N$88:$Y$88,0),FALSE),IF($CD53=\"PTHP\",VLOOKUP($D53,'Factor Tables'!$N$89:$Y$105,MATCH(\"PTHP Htg\",'Factor Tables'!$N$88:$Y$88,0),FALSE),0))))","v":""},"","",0,0,"kW/ton","",0,"COP",{"$f":"IF($CT53=\"\",\"\",IF(OR($CT53=\"DX HP\",$CT53=\"VRF HP\",$CT53=\"PTHP\"),VLOOKUP($D53,'Factor Tables'!$B$89:$M$105,MATCH(CONCATENATE($CT53,\" Clg\"),'Factor Tables'!$B$88:$M$88,0),FALSE),VLOOKUP($D53,'Factor Tables'!$B$89:$M$105,MATCH($CT53,'Factor Tables'!$B$88:$M$88,0),FALSE)))","v":""},{"$f":"IF($CT53=\"\",\"\",IF(OR($CT53=\"DX HP\",$CT53=\"VRF HP\",$CT53=\"PTHP\"),VLOOKUP($D53,'Factor Tables'!$B$89:$M$105,MATCH(CONCATENATE($CT53,\" Htg\"),'Factor Tables'!$B$88:$M$88,0),FALSE),0))","v":""},{"$f":"IF($CT53=\"\",\"\",IF(OR($CT53=\"DX HP\",$CT53=\"VRF HP\",$CT53=\"PTHP\"),VLOOKUP($D53,'Factor Tables'!$N$89:$Y$105,MATCH(CONCATENATE($CT53,\" Clg\"),'Factor Tables'!$N$88:$Y$88,0),FALSE),VLOOKUP($D53,'Factor Tables'!$N$89:$Y$105,MATCH($CT53,'Factor Tables'!$N$88:$Y$88,0),FALSE)))","v":""},{"$f":"IF($CT53=\"\",\"\",IF(OR($CT53=\"DX HP\",$CT53=\"VRF HP\",$CT53=\"PTHP\"),VLOOKUP($D53,'Factor Tables'!$N$89:$Y$105,MATCH(CONCATENATE($CT53,\" Htg\"),'Factor Tables'!$N$88:$Y$88,0),FALSE),0))","v":""},{"$f":"IF($AB53=\"\",0,VLOOKUP($AB53,'Utility Admin'!$E:$G,2,FALSE))","v":0},{"$f":"IF($AB53=\"\",0,VLOOKUP($AB53,'Utility Admin'!$E:$G,3,FALSE))","v":0},{"$f":"IFERROR(IF(ABS(Summary!$F$12)<=ABS(Summary!$E$12)*'Utility Admin'!$I$5,$AZ53*$DF53+$BA53*$DG53,$AZ53*$DF53+$AZ53*'Utility Admin'!$I$5*$DG53),0)","v":0},null,"Summer",null,null,null,null,null,null,null,null,null,null,{"$f":"IF(OR('Project Info'!$C$10=\"\",$C53=\"\",$D53=\"\"),\"\",VLOOKUP($D53,$DW$9:$DZ$32,MATCH($C53,$DW$9:$DZ$9,0),FALSE))","v":""},null,null,null,null,null,null,"ERROR: Contact Program Manager. Post Capacity/Unit x Post # of Units must be within +/- 20% of Pre Capacity/Unit x Pre # of Units."]
[null,45,"","",null,null,null,null,null,null,null,null,null,null,null,null,null,null,null,null,null,null,null,null,null,null,null,null,null,null,null,null,null,null,null,null,null,null,null,null,null,null,null,0,0,0,0,0,0,999999999,"",0,0,{"$f":"IFERROR(IF($DH$261>'Utility Admin'!$H$5,$BA54/$BA$5*$BB$261,$DH54),0)","v":0},"","",{"$f":"IF(AND(OR($AB54=\"DX AC Air Cooled\",$AB54=\"DX HP Air Cooled\"),OR(AND($AI54=\"Btu/hr\",$AH54<65000),AND($AI54=\"Tons\",$AH54<65000/12000)),$AC54=\"Split\",$AN54>=15.2),MAX(Baselines!$CB298,12/9.8),Baselines!$CB298)","v":0},{"$f":"Baselines!$CC298","v":0},{"$f":"Baselines!$CE298","v":0},0,0,0,0,0,0,0,0,0,0,{"$f":"IF(OR($C54<>\"Early Retirement\",$J54=\"\"),0,IF(OR($I54=\"DX AC Air Cooled\",$I54=\"DX HP Air Cooled\"),VLOOKUP($J54,'Early Retirement'!$CI$6:$CM$32,2,FALSE),IF(OR($I54=\"PTAC\",$I54=\"PTHP\"),VLOOKUP($J54,'Early Retirement'!$CI$6:$CM$32,3,FALSE),IF(AND(OR($I54=\"Air Cooled Chiller\",$I54=\"Water Cooled Chiller\"),$L54<>\"Centrifugal\"),VLOOKUP($J54,'Early Retirement'!$CI$6:$CM$32,4,FALSE),IF(AND(OR($I54=\"Air Cooled Chiller\",$I54=\"Water Cooled Chiller\"),$L54=\"Centrifugal\"),VLOOKUP($J54,'Early Retirement'!$CI$6:$CM$32,5,FALSE),\"\")))))","v":0},0,0,0,0,0,0,0,0,0,0,0,"","","",0,0,0,{"$f":"IF(AND($C54=\"Early Retirement\",$J54<>\"\",$S54<>\"\",$U54<>\"\"),$CG54,IF(AND(OR($AB54=\"DX AC Air Cooled\",$AB54=\"DX HP Air Cooled\"),OR(AND($AI54=\"Btu/hr\",$AH54<65000),AND($AI54=\"Tons\",$AH54<65000/12000)),$AC54=\"Split\",$AN54>=15.2),MAX(Baselines!$CB47,12/9.8),Baselines!$CB47))","v":0},{"$f":"IF(AND($C54=\"Early Retirement\",$J54<>\"\",$S54<>\"\",$U54<>\"\"),$CH54,Baselines!$CC47)","v":0},{"$f":"Baselines!$CD47","v":"kW/ton"},"",{"$f":"IF(AND($C54=\"Early Retirement\",$J54<>\"\",$S54<>\"\",$U54<>\"\"),$CI54,IF(AND(Baselines!$CE47=0,OR($CT54=\"DX HP\",$CT54=\"PTHP\")),$BG54,Baselines!$CE47))","v":0},"COP",{"$f":"IF(OR($C54=\"Replace-on-Burnout\",$C54=\"New Construction\"),$DB54,IF($CD54=\"\",\"\",IF(OR($CD54=\"DX HP\",$CD54=\"PTHP\"),VLOOKUP($D54,'Factor Tables'!$B$89:$M$105,MATCH(CONCATENATE($CD54,\" Clg\"),'Factor Tables'!$B$88:$M$88,0),FALSE),VLOOKUP($D54,'Factor Tables'!$B$89:$M$105,MATCH($CD54,'Factor Tables'!$B$88:$M$88,0),FALSE))))","v":""},{"$f":"IF(OR($C54=\"Replace-on-Burnout\",$C54=\"New Construction\"),$DC54,IF($CD54=\"\",\"\",IF($CD54=\"DX HP\",VLOOKUP($D54,'Factor Tables'!$B$89:$M$105,MATCH(\"DX HP Htg\",'Factor Tables'!$B$88:$M$88,0),FALSE),0)))","v":""},{"$f":"IF(OR($C54=\"Replace-on-Burnout\",$C54=\"New Construction\"),$DD54,IF($CD54=\"\",\"\",IF($CD54=\"DX HP\",VLOOKUP($D54,'Factor Tables'!$N$89:$Y$105,MATCH(\"DX HP Clg\",'Factor Tables'!$N$88:$Y$88,0),FALSE),IF($CD54=\"PTHP\",VLOOKUP($D54,'Factor Tables'!$N$89:$Y$105,MATCH(\"PTHP Clg\",'Factor Tables'!$N$88:$Y$88,0),FALSE),IF(AND($CD54<>\"DX HP\",$CD54<>\"PTHP\"),VLOOKUP($D54,'Factor Tables'!$N$89:$Y$105,MATCH($CD54,'Factor Tables'!$N$88:$Y$88,0),FALSE),\"\")))))","v":""},{"$f":"IF(OR($C54=\"Replace-on-Burnout\",$C54=\"New Construction\",$CT54=\"DX HP\",$CT54=\"PTHP\"),$DE54,IF($CD54=\"\",\"\",IF($CD54=\"DX HP\",VLOOKUP($D54,'Factor Tables'!$N$89:$Y$105,MATCH(\"DX HP Htg\",'Factor Tables'!$N$88:$Y$88,0),FALSE),IF($CD54=\"PTHP\",VLOOKUP($D54,'Factor Tables'!$N$89:$Y$105,MATCH(\"PTHP Htg\",'Factor Tables'!$N$88:$Y$88,0),FALSE),0))))","v":""},"","",0,0,"kW/ton","",0,"COP",{"$f":"IF($CT54=\"\",\"\",IF(OR($CT54=\"DX HP\",$CT54=\"VRF HP\",$CT54=\"PTHP\"),VLOOKUP($D54,'Factor Tables'!$B$89:$M$105,MATCH(CONCATENATE($CT54,\" Clg\"),'Factor Tables'!$B$88:$M$88,0),FALSE),VLOOKUP($D54,'Factor Tables'!$B$89:$M$105,MATCH($CT54,'Factor Tables'!$B$88:$M$88,0),FALSE)))","v":""},{"$f":"IF($CT54=\"\",\"\",IF(OR($CT54=\"DX HP\",$CT54=\"VRF HP\",$CT54=\"PTHP\"),VLOOKUP($D54,'Factor Tables'!$B$89:$M$105,MATCH(CONCATENATE($CT54,\" Htg\"),'Factor Tables'!$B$88:$M$88,0),FALSE),0))","v":""},{"$f":"IF($CT54=\"\",\"\",IF(OR($CT54=\"DX HP\",$CT54=\"VRF HP\",$CT54=\"PTHP\"),VLOOKUP($D54,'Factor Tables'!$N$89:$Y$105,MATCH(CONCATENATE($CT54,\" Clg\"),'Factor Tables'!$N$88:$Y$88,0),FALSE),VLOOKUP($D54,'Factor Tables'!$N$89:$Y$105,MATCH($CT54,'Factor Tables'!$N$88:$Y$88,0),FALSE)))","v":""},{"$f":"IF($CT54=\"\",\"\",IF(OR($CT54=\"DX HP\",$CT54=\"VRF HP\",$CT54=\"PTHP\"),VLOOKUP($D54,'Factor Tables'!$N$89:$Y$105,MATCH(CONCATENATE($CT54,\" Htg\"),'Factor Tables'!$N$88:$Y$88,0),FALSE),0))","v":""},{"$f":"IF($AB54=\"\",0,VLOOKUP($AB54,'Utility Admin'!$E:$G,2,FALSE))","v":0},{"$f":"IF($AB54=\"\",0,VLOOKUP($AB54,'Utility Admin'!$E:$G,3,FALSE))","v":0},{"$f":"IFERROR(IF(ABS(Summary!$F$12)<=ABS(Summary!$E$12)*'Utility Admin'!$I$5,$AZ54*$DF54+$BA54*$DG54,$AZ54*$DF54+$AZ54*'Utility Admin'!$I$5*$DG54),0)","v":0},null,"Summer",null,null,null,null,null,null,null,null,null,null,{"$f":"IF(OR('Project Info'!$C$10=\"\",$C54=\"\",$D54=\"\"),\"\",VLOOKUP($D54,$DW$9:$DZ$32,MATCH($C54,$DW$9:$DZ$9,0),FALSE))","v":""},null,null,null,null,null,null,"ERROR: Contact Program Manager. Post Capacity/Unit x Post # of Units must be within +/- 20% of Pre Capacity/Unit x Pre # of Units."]
[null,46,"","",null,null,null,null,null,null,null,null,null,null,null,null,null,null,null,null,null,null,null,null,null,null,null,null,null,null,null,null,null,null,null,null,null,null,null,null,null,null,null,0,0,0,0,0,0,999999999,"",0,0,{"$f":"IFERROR(IF($DH$261>'Utility Admin'!$H$5,$BA55/$BA$5*$BB$261,$DH55),0)","v":0},"","",{"$f":"IF(AND(OR($AB55=\"DX AC Air Cooled\",$AB55=\"DX HP Air Cooled\"),OR(AND($AI55=\"Btu/hr\",$AH55<65000),AND($AI55=\"Tons\",$AH55<65000/12000)),$AC55=\"Split\",$AN55>=15.2),MAX(Baselines!$CB299,12/9.8),Baselines!$CB299)","v":0},{"$f":"Baselines!$CC299","v":0},{"$f":"Baselines!$CE299","v":0},0,0,0,0,0,0,0,0,0,0,{"$f":"IF(OR($C55<>\"Early Retirement\",$J55=\"\"),0,IF(OR($I55=\"DX AC Air Cooled\",$I55=\"DX HP Air Cooled\"),VLOOKUP($J55,'Early Retirement'!$CI$6:$CM$32,2,FALSE),IF(OR($I55=\"PTAC\",$I55=\"PTHP\"),VLOOKUP($J55,'Early Retirement'!$CI$6:$CM$32,3,FALSE),IF(AND(OR($I55=\"Air Cooled Chiller\",$I55=\"Water Cooled Chiller\"),$L55<>\"Centrifugal\"),VLOOKUP($J55,'Early Retirement'!$CI$6:$CM$32,4,FALSE),IF(AND(OR($I55=\"Air Cooled Chiller\",$I55=\"Water Cooled Chiller\"),$L55=\"Centrifugal\"),VLOOKUP($J55,'Early Retirement'!$CI$6:$CM$32,5,FALSE),\"\")))))","v":0},0,0,0,0,0,0,0,0,0,0,0,"","","",0,0,0,{"$f":"IF(AND($C55=\"Early Retirement\",$J55<>\"\",$S55<>\"\",$U55<>\"\"),$CG55,IF(AND(OR($AB55=\"DX AC Air Cooled\",$AB55=\"DX HP Air Cooled\"),OR(AND($AI55=\"Btu/hr\",$AH55<65000),AND($AI55=\"Tons\",$AH55<65000/12000)),$AC55=\"Split\",$AN55>=15.2),MAX(Baselines!$CB48,12/9.8),Baselines!$CB48))","v":0},{"$f":"IF(AND($C55=\"Early Retirement\",$J55<>\"\",$S55<>\"\",$U55<>\"\"),$CH55,Baselines!$CC48)","v":0},{"$f":"Baselines!$CD48","v":"kW/ton"},"",{"$f":"IF(AND($C55=\"Early Retirement\",$J55<>\"\",$S55<>\"\",$U55<>\"\"),$CI55,IF(AND(Baselines!$CE48=0,OR($CT55=\"DX HP\",$CT55=\"PTHP\")),$BG55,Baselines!$CE48))","v":0},"COP",{"$f":"IF(OR($C55=\"Replace-on-Burnout\",$C55=\"New Construction\"),$DB55,IF($CD55=\"\",\"\",IF(OR($CD55=\"DX HP\",$CD55=\"PTHP\"),VLOOKUP($D55,'Factor Tables'!$B$89:$M$105,MATCH(CONCATENATE($CD55,\" Clg\"),'Factor Tables'!$B$88:$M$88,0),FALSE),VLOOKUP($D55,'Factor Tables'!$B$89:$M$105,MATCH($CD55,'Factor Tables'!$B$88:$M$88,0),FALSE))))","v":""},{"$f":"IF(OR($C55=\"Replace-on-Burnout\",$C55=\"New Construction\"),$DC55,IF($CD55=\"\",\"\",IF($CD55=\"DX HP\",VLOOKUP($D55,'Factor Tables'!$B$89:$M$105,MATCH(\"DX HP Htg\",'Factor Tables'!$B$88:$M$88,0),FALSE),0)))","v":""},{"$f":"IF(OR($C55=\"Replace-on-Burnout\",$C55=\"New Construction\"),$DD55,IF($CD55=\"\",\"\",IF($CD55=\"DX HP\",VLOOKUP($D55,'Factor Tables'!$N$89:$Y$105,MATCH(\"DX HP Clg\",'Factor Tables'!$N$88:$Y$88,0),FALSE),IF($CD55=\"PTHP\",VLOOKUP($D55,'Factor Tables'!$N$89:$Y$105,MATCH(\"PTHP Clg\",'Factor Tables'!$N$88:$Y$88,0),FALSE),IF(AND($CD55<>\"DX HP\",$CD55<>\"PTHP\"),VLOOKUP($D55,'Factor Tables'!$N$89:$Y$105,MATCH($CD55,'Factor Tables'!$N$88:$Y$88,0),FALSE),\"\")))))","v":""},{"$f":"IF(OR($C55=\"Replace-on-Burnout\",$C55=\"New Construction\",$CT55=\"DX HP\",$CT55=\"PTHP\"),$DE55,IF($CD55=\"\",\"\",IF($CD55=\"DX HP\",VLOOKUP($D55,'Factor Tables'!$N$89:$Y$105,MATCH(\"DX HP Htg\",'Factor Tables'!$N$88:$Y$88,0),FALSE),IF($CD55=\"PTHP\",VLOOKUP($D55,'Factor Tables'!$N$89:$Y$105,MATCH(\"PTHP Htg\",'Factor Tables'!$N$88:$Y$88,0),FALSE),0))))","v":""},"","",0,0,"kW/ton","",0,"COP",{"$f":"IF($CT55=\"\",\"\",IF(OR($CT55=\"DX HP\",$CT55=\"VRF HP\",$CT55=\"PTHP\"),VLOOKUP($D55,'Factor Tables'!$B$89:$M$105,MATCH(CONCATENATE($CT55,\" Clg\"),'Factor Tables'!$B$88:$M$88,0),FALSE),VLOOKUP($D55,'Factor Tables'!$B$89:$M$105,MATCH($CT55,'Factor Tables'!$B$88:$M$88,0),FALSE)))","v":""},{"$f":"IF($CT55=\"\",\"\",IF(OR($CT55=\"DX HP\",$CT55=\"VRF HP\",$CT55=\"PTHP\"),VLOOKUP($D55,'Factor Tables'!$B$89:$M$105,MATCH(CONCATENATE($CT55,\" Htg\"),'Factor Tables'!$B$88:$M$88,0),FALSE),0))","v":""},{"$f":"IF($CT55=\"\",\"\",IF(OR($CT55=\"DX HP\",$CT55=\"VRF HP\",$CT55=\"PTHP\"),VLOOKUP($D55,'Factor Tables'!$N$89:$Y$105,MATCH(CONCATENATE($CT55,\" Clg\"),'Factor Tables'!$N$88:$Y$88,0),FALSE),VLOOKUP($D55,'Factor Tables'!$N$89:$Y$105,MATCH($CT55,'Factor Tables'!$N$88:$Y$88,0),FALSE)))","v":""},{"$f":"IF($CT55=\"\",\"\",IF(OR($CT55=\"DX HP\",$CT55=\"VRF HP\",$CT55=\"PTHP\"),VLOOKUP($D55,'Factor Tables'!$N$89:$Y$105,MATCH(CONCATENATE($CT55,\" Htg\"),'Factor Tables'!$N$88:$Y$88,0),FALSE),0))","v":""},{"$f":"IF($AB55=\"\",0,VLOOKUP($AB55,'Utility Admin'!$E:$G,2,FALSE))","v":0},{"$f":"IF($AB55=\"\",0,VLOOKUP($AB55,'Utility Admin'!$E:$G,3,FALSE))","v":0},{"$f":"IFERROR(IF(ABS(Summary!$F$12)<=ABS(Summary!$E$12)*'Utility Admin'!$I$5,$AZ55*$DF55+$BA55*$DG55,$AZ55*$DF55+$AZ55*'Utility Admin'!$I$5*$DG55),0)","v":0},null,"Summer",null,null,null,null,null,null,null,null,null,null,{"$f":"IF(OR('Project Info'!$C$10=\"\",$C55=\"\",$D55=\"\"),\"\",VLOOKUP($D55,$DW$9:$DZ$32,MATCH($C55,$DW$9:$DZ$9,0),FALSE))","v":""},null,null,null,null,null,null,"ERROR: Contact Program Manager. Post Capacity/Unit x Post # of Units must be within +/- 20% of Pre Capacity/Unit x Pre # of Units."]
[null,47,"","",null,null,null,null,null,null,null,null,null,null,null,null,null,null,null,null,null,null,null,null,null,null,null,null,null,null,null,null,null,null,null,null,null,null,null,null,null,null,null,0,0,0,0,0,0,999999999,"",0,0,{"$f":"IFERROR(IF($DH$261>'Utility Admin'!$H$5,$BA56/$BA$5*$BB$261,$DH56),0)","v":0},"","",{"$f":"IF(AND(OR($AB56=\"DX AC Air Cooled\",$AB56=\"DX HP Air Cooled\"),OR(AND($AI56=\"Btu/hr\",$AH56<65000),AND($AI56=\"Tons\",$AH56<65000/12000)),$AC56=\"Split\",$AN56>=15.2),MAX(Baselines!$CB300,12/9.8),Baselines!$CB300)","v":0},{"$f":"Baselines!$CC300","v":0},{"$f":"Baselines!$CE300","v":0},0,0,0,0,0,0,0,0,0,0,{"$f":"IF(OR($C56<>\"Early Retirement\",$J56=\"\"),0,IF(OR($I56=\"DX AC Air Cooled\",$I56=\"DX HP Air Cooled\"),VLOOKUP($J56,'Early Retirement'!$CI$6:$CM$32,2,FALSE),IF(OR($I56=\"PTAC\",$I56=\"PTHP\"),VLOOKUP($J56,'Early Retirement'!$CI$6:$CM$32,3,FALSE),IF(AND(OR($I56=\"Air Cooled Chiller\",$I56=\"Water Cooled Chiller\"),$L56<>\"Centrifugal\"),VLOOKUP($J56,'Early Retirement'!$CI$6:$CM$32,4,FALSE),IF(AND(OR($I56=\"Air Cooled Chiller\",$I56=\"Water Cooled Chiller\"),$L56=\"Centrifugal\"),VLOOKUP($J56,'Early Retirement'!$CI$6:$CM$32,5,FALSE),\"\")))))","v":0},0,0,0,0,0,0,0,0,0,0,0,"","","",0,0,0,{"$f":"IF(AND($C56=\"Early Retirement\",$J56<>\"\",$S56<>\"\",$U56<>\"\"),$CG56,IF(AND(OR($AB56=\"DX AC Air Cooled\",$AB56=\"DX HP Air Cooled\"),OR(AND($AI56=\"Btu/hr\",$AH56<65000),AND($AI56=\"Tons\",$AH56<65000/12000)),$AC56=\"Split\",$AN56>=15.2),MAX(Baselines!$CB49,12/9.8),Baselines!$CB49))","v":0},{"$f":"IF(AND($C56=\"Early Retirement\",$J56<>\"\",$S56<>\"\",$U56<>\"\"),$CH56,Baselines!$CC49)","v":0},{"$f":"Baselines!$CD49","v":"kW/ton"},"",{"$f":"IF(AND($C56=\"Early Retirement\",$J56<>\"\",$S56<>\"\",$U56<>\"\"),$CI56,IF(AND(Baselines!$CE49=0,OR($CT56=\"DX HP\",$CT56=\"PTHP\")),$BG56,Baselines!$CE49))","v":0},"COP",{"$f":"IF(OR($C56=\"Replace-on-Burnout\",$C56=\"New Construction\"),$DB56,IF($CD56=\"\",\"\",IF(OR($CD56=\"DX HP\",$CD56=\"PTHP\"),VLOOKUP($D56,'Factor Tables'!$B$89:$M$105,MATCH(CONCATENATE($CD56,\" Clg\"),'Factor Tables'!$B$88:$M$88,0),FALSE),VLOOKUP($D56,'Factor Tables'!$B$89:$M$105,MATCH($CD56,'Factor Tables'!$B$88:$M$88,0),FALSE))))","v":""},{"$f":"IF(OR($C56=\"Replace-on-Burnout\",$C56=\"New Construction\"),$DC56,IF($CD56=\"\",\"\",IF($CD56=\"DX HP\",VLOOKUP($D56,'Factor Tables'!$B$89:$M$105,MATCH(\"DX HP Htg\",'Factor Tables'!$B$88:$M$88,0),FALSE),0)))","v":""},{"$f":"IF(OR($C56=\"Replace-on-Burnout\",$C56=\"New Construction\"),$DD56,IF($CD56=\"\",\"\",IF($CD56=\"DX HP\",VLOOKUP($D56,'Factor Tables'!$N$89:$Y$105,MATCH(\"DX HP Clg\",'Factor Tables'!$N$88:$Y$88,0),FALSE),IF($CD56=\"PTHP\",VLOOKUP($D56,'Factor Tables'!$N$89:$Y$105,MATCH(\"PTHP Clg\",'Factor Tables'!$N$88:$Y$88,0),FALSE),IF(AND($CD56<>\"DX HP\",$CD56<>\"PTHP\"),VLOOKUP($D56,'Factor Tables'!$N$89:$Y$105,MATCH($CD56,'Factor Tables'!$N$88:$Y$88,0),FALSE),\"\")))))","v":""},{"$f":"IF(OR($C56=\"Replace-on-Burnout\",$C56=\"New Construction\",$CT56=\"DX HP\",$CT56=\"PTHP\"),$DE56,IF($CD56=\"\",\"\",IF($CD56=\"DX HP\",VLOOKUP($D56,'Factor Tables'!$N$89:$Y$105,MATCH(\"DX HP Htg\",'Factor Tables'!$N$88:$Y$88,0),FALSE),IF($CD56=\"PTHP\",VLOOKUP($D56,'Factor Tables'!$N$89:$Y$105,MATCH(\"PTHP Htg\",'Factor Tables'!$N$88:$Y$88,0),FALSE),0))))","v":""},"","",0,0,"kW/ton","",0,"COP",{"$f":"IF($CT56=\"\",\"\",IF(OR($CT56=\"DX HP\",$CT56=\"VRF HP\",$CT56=\"PTHP\"),VLOOKUP($D56,'Factor Tables'!$B$89:$M$105,MATCH(CONCATENATE($CT56,\" Clg\"),'Factor Tables'!$B$88:$M$88,0),FALSE),VLOOKUP($D56,'Factor Tables'!$B$89:$M$105,MATCH($CT56,'Factor Tables'!$B$88:$M$88,0),FALSE)))","v":""},{"$f":"IF($CT56=\"\",\"\",IF(OR($CT56=\"DX HP\",$CT56=\"VRF HP\",$CT56=\"PTHP\"),VLOOKUP($D56,'Factor Tables'!$B$89:$M$105,MATCH(CONCATENATE($CT56,\" Htg\"),'Factor Tables'!$B$88:$M$88,0),FALSE),0))","v":""},{"$f":"IF($CT56=\"\",\"\",IF(OR($CT56=\"DX HP\",$CT56=\"VRF HP\",$CT56=\"PTHP\"),VLOOKUP($D56,'Factor Tables'!$N$89:$Y$105,MATCH(CONCATENATE($CT56,\" Clg\"),'Factor Tables'!$N$88:$Y$88,0),FALSE),VLOOKUP($D56,'Factor Tables'!$N$89:$Y$105,MATCH($CT56,'Factor Tables'!$N$88:$Y$88,0),FALSE)))","v":""},{"$f":"IF($CT56=\"\",\"\",IF(OR($CT56=\"DX HP\",$CT56=\"VRF HP\",$CT56=\"PTHP\"),VLOOKUP($D56,'Factor Tables'!$N$89:$Y$105,MATCH(CONCATENATE($CT56,\" Htg\"),'Factor Tables'!$N$88:$Y$88,0),FALSE),0))","v":""},{"$f":"IF($AB56=\"\",0,VLOOKUP($AB56,'Utility Admin'!$E:$G,2,FALSE))","v":0},{"$f":"IF($AB56=\"\",0,VLOOKUP($AB56,'Utility Admin'!$E:$G,3,FALSE))","v":0},{"$f":"IFERROR(IF(ABS(Summary!$F$12)<=ABS(Summary!$E$12)*'Utility Admin'!$I$5,$AZ56*$DF56+$BA56*$DG56,$AZ56*$DF56+$AZ56*'Utility Admin'!$I$5*$DG56),0)","v":0},null,"Summer",null,null,null,null,null,null,null,null,null,null,{"$f":"IF(OR('Project Info'!$C$10=\"\",$C56=\"\",$D56=\"\"),\"\",VLOOKUP($D56,$DW$9:$DZ$32,MATCH($C56,$DW$9:$DZ$9,0),FALSE))","v":""},null,null,null,null,null,null,"ERROR: Contact Program Manager. Post Capacity/Unit x Post # of Units must be within +/- 20% of Pre Capacity/Unit x Pre # of Units."]
[null,48,"","",null,null,null,null,null,null,null,null,null,null,null,null,null,null,null,null,null,null,null,null,null,null,null,null,null,null,null,null,null,null,null,null,null,null,null,null,null,null,null,0,0,0,0,0,0,999999999,"",0,0,{"$f":"IFERROR(IF($DH$261>'Utility Admin'!$H$5,$BA57/$BA$5*$BB$261,$DH57),0)","v":0},"","",{"$f":"IF(AND(OR($AB57=\"DX AC Air Cooled\",$AB57=\"DX HP Air Cooled\"),OR(AND($AI57=\"Btu/hr\",$AH57<65000),AND($AI57=\"Tons\",$AH57<65000/12000)),$AC57=\"Split\",$AN57>=15.2),MAX(Baselines!$CB301,12/9.8),Baselines!$CB301)","v":0},{"$f":"Baselines!$CC301","v":0},{"$f":"Baselines!$CE301","v":0},0,0,0,0,0,0,0,0,0,0,{"$f":"IF(OR($C57<>\"Early Retirement\",$J57=\"\"),0,IF(OR($I57=\"DX AC Air Cooled\",$I57=\"DX HP Air Cooled\"),VLOOKUP($J57,'Early Retirement'!$CI$6:$CM$32,2,FALSE),IF(OR($I57=\"PTAC\",$I57=\"PTHP\"),VLOOKUP($J57,'Early Retirement'!$CI$6:$CM$32,3,FALSE),IF(AND(OR($I57=\"Air Cooled Chiller\",$I57=\"Water Cooled Chiller\"),$L57<>\"Centrifugal\"),VLOOKUP($J57,'Early Retirement'!$CI$6:$CM$32,4,FALSE),IF(AND(OR($I57=\"Air Cooled Chiller\",$I57=\"Water Cooled Chiller\"),$L57=\"Centrifugal\"),VLOOKUP($J57,'Early Retirement'!$CI$6:$CM$32,5,FALSE),\"\")))))","v":0},0,0,0,0,0,0,0,0,0,0,0,"","","",0,0,0,{"$f":"IF(AND($C57=\"Early Retirement\",$J57<>\"\",$S57<>\"\",$U57<>\"\"),$CG57,IF(AND(OR($AB57=\"DX AC Air Cooled\",$AB57=\"DX HP Air Cooled\"),OR(AND($AI57=\"Btu/hr\",$AH57<65000),AND($AI57=\"Tons\",$AH57<65000/12000)),$AC57=\"Split\",$AN57>=15.2),MAX(Baselines!$CB50,12/9.8),Baselines!$CB50))","v":0},{"$f":"IF(AND($C57=\"Early Retirement\",$J57<>\"\",$S57<>\"\",$U57<>\"\"),$CH57,Baselines!$CC50)","v":0},{"$f":"Baselines!$CD50","v":"kW/ton"},"",{"$f":"IF(AND($C57=\"Early Retirement\",$J57<>\"\",$S57<>\"\",$U57<>\"\"),$CI57,IF(AND(Baselines!$CE50=0,OR($CT57=\"DX HP\",$CT57=\"PTHP\")),$BG57,Baselines!$CE50))","v":0},"COP",{"$f":"IF(OR($C57=\"Replace-on-Burnout\",$C57=\"New Construction\"),$DB57,IF($CD57=\"\",\"\",IF(OR($CD57=\"DX HP\",$CD57=\"PTHP\"),VLOOKUP($D57,'Factor Tables'!$B$89:$M$105,MATCH(CONCATENATE($CD57,\" Clg\"),'Factor Tables'!$B$88:$M$88,0),FALSE),VLOOKUP($D57,'Factor Tables'!$B$89:$M$105,MATCH($CD57,'Factor Tables'!$B$88:$M$88,0),FALSE))))","v":""},{"$f":"IF(OR($C57=\"Replace-on-Burnout\",$C57=\"New Construction\"),$DC57,IF($CD57=\"\",\"\",IF($CD57=\"DX HP\",VLOOKUP($D57,'Factor Tables'!$B$89:$M$105,MATCH(\"DX HP Htg\",'Factor Tables'!$B$88:$M$88,0),FALSE),0)))","v":""},{"$f":"IF(OR($C57=\"Replace-on-Burnout\",$C57=\"New Construction\"),$DD57,IF($CD57=\"\",\"\",IF($CD57=\"DX HP\",VLOOKUP($D57,'Factor Tables'!$N$89:$Y$105,MATCH(\"DX HP Clg\",'Factor Tables'!$N$88:$Y$88,0),FALSE),IF($CD57=\"PTHP\",VLOOKUP($D57,'Factor Tables'!$N$89:$Y$105,MATCH(\"PTHP Clg\",'Factor Tables'!$N$88:$Y$88,0),FALSE),IF(AND($CD57<>\"DX HP\",$CD57<>\"PTHP\"),VLOOKUP($D57,'Factor Tables'!$N$89:$Y$105,MATCH($CD57,'Factor Tables'!$N$88:$Y$88,0),FALSE),\"\")))))","v":""},{"$f":"IF(OR($C57=\"Replace-on-Burnout\",$C57=\"New Construction\",$CT57=\"DX HP\",$CT57=\"PTHP\"),$DE57,IF($CD57=\"\",\"\",IF($CD57=\"DX HP\",VLOOKUP($D57,'Factor Tables'!$N$89:$Y$105,MATCH(\"DX HP Htg\",'Factor Tables'!$N$88:$Y$88,0),FALSE),IF($CD57=\"PTHP\",VLOOKUP($D57,'Factor Tables'!$N$89:$Y$105,MATCH(\"PTHP Htg\",'Factor Tables'!$N$88:$Y$88,0),FALSE),0))))","v":""},"","",0,0,"kW/ton","",0,"COP",{"$f":"IF($CT57=\"\",\"\",IF(OR($CT57=\"DX HP\",$CT57=\"VRF HP\",$CT57=\"PTHP\"),VLOOKUP($D57,'Factor Tables'!$B$89:$M$105,MATCH(CONCATENATE($CT57,\" Clg\"),'Factor Tables'!$B$88:$M$88,0),FALSE),VLOOKUP($D57,'Factor Tables'!$B$89:$M$105,MATCH($CT57,'Factor Tables'!$B$88:$M$88,0),FALSE)))","v":""},{"$f":"IF($CT57=\"\",\"\",IF(OR($CT57=\"DX HP\",$CT57=\"VRF HP\",$CT57=\"PTHP\"),VLOOKUP($D57,'Factor Tables'!$B$89:$M$105,MATCH(CONCATENATE($CT57,\" Htg\"),'Factor Tables'!$B$88:$M$88,0),FALSE),0))","v":""},{"$f":"IF($CT57=\"\",\"\",IF(OR($CT57=\"DX HP\",$CT57=\"VRF HP\",$CT57=\"PTHP\"),VLOOKUP($D57,'Factor Tables'!$N$89:$Y$105,MATCH(CONCATENATE($CT57,\" Clg\"),'Factor Tables'!$N$88:$Y$88,0),FALSE),VLOOKUP($D57,'Factor Tables'!$N$89:$Y$105,MATCH($CT57,'Factor Tables'!$N$88:$Y$88,0),FALSE)))","v":""},{"$f":"IF($CT57=\"\",\"\",IF(OR($CT57=\"DX HP\",$CT57=\"VRF HP\",$CT57=\"PTHP\"),VLOOKUP($D57,'Factor Tables'!$N$89:$Y$105,MATCH(CONCATENATE($CT57,\" Htg\"),'Factor Tables'!$N$88:$Y$88,0),FALSE),0))","v":""},{"$f":"IF($AB57=\"\",0,VLOOKUP($AB57,'Utility Admin'!$E:$G,2,FALSE))","v":0},{"$f":"IF($AB57=\"\",0,VLOOKUP($AB57,'Utility Admin'!$E:$G,3,FALSE))","v":0},{"$f":"IFERROR(IF(ABS(Summary!$F$12)<=ABS(Summary!$E$12)*'Utility Admin'!$I$5,$AZ57*$DF57+$BA57*$DG57,$AZ57*$DF57+$AZ57*'Utility Admin'!$I$5*$DG57),0)","v":0},null,"Summer",null,null,null,null,null,null,null,null,null,null,{"$f":"IF(OR('Project Info'!$C$10=\"\",$C57=\"\",$D57=\"\"),\"\",VLOOKUP($D57,$DW$9:$DZ$32,MATCH($C57,$DW$9:$DZ$9,0),FALSE))","v":""},null,null,null,null,null,null,"ERROR: Contact Program Manager. Post Capacity/Unit x Post # of Units must be within +/- 20% of Pre Capacity/Unit x Pre # of Units."]
[null,49,"","",null,null,null,null,null,null,null,null,null,null,null,null,null,null,null,null,null,null,null,null,null,null,null,null,null,null,null,null,null,null,null,null,null,null,null,null,null,null,null,0,0,0,0,0,0,999999999,"",0,0,{"$f":"IFERROR(IF($DH$261>'Utility Admin'!$H$5,$BA58/$BA$5*$BB$261,$DH58),0)","v":0},"","",{"$f":"IF(AND(OR($AB58=\"DX AC Air Cooled\",$AB58=\"DX HP Air Cooled\"),OR(AND($AI58=\"Btu/hr\",$AH58<65000),AND($AI58=\"Tons\",$AH58<65000/12000)),$AC58=\"Split\",$AN58>=15.2),MAX(Baselines!$CB302,12/9.8),Baselines!$CB302)","v":0},{"$f":"Baselines!$CC302","v":0},{"$f":"Baselines!$CE302","v":0},0,0,0,0,0,0,0,0,0,0,{"$f":"IF(OR($C58<>\"Early Retirement\",$J58=\"\"),0,IF(OR($I58=\"DX AC Air Cooled\",$I58=\"DX HP Air Cooled\"),VLOOKUP($J58,'Early Retirement'!$CI$6:$CM$32,2,FALSE),IF(OR($I58=\"PTAC\",$I58=\"PTHP\"),VLOOKUP($J58,'Early Retirement'!$CI$6:$CM$32,3,FALSE),IF(AND(OR($I58=\"Air Cooled Chiller\",$I58=\"Water Cooled Chiller\"),$L58<>\"Centrifugal\"),VLOOKUP($J58,'Early Retirement'!$CI$6:$CM$32,4,FALSE),IF(AND(OR($I58=\"Air Cooled Chiller\",$I58=\"Water Cooled Chiller\"),$L58=\"Centrifugal\"),VLOOKUP($J58,'Early Retirement'!$CI$6:$CM$32,5,FALSE),\"\")))))","v":0},0,0,0,0,0,0,0,0,0,0,0,"","","",0,0,0,{"$f":"IF(AND($C58=\"Early Retirement\",$J58<>\"\",$S58<>\"\",$U58<>\"\"),$CG58,IF(AND(OR($AB58=\"DX AC Air Cooled\",$AB58=\"DX HP Air Cooled\"),OR(AND($AI58=\"Btu/hr\",$AH58<65000),AND($AI58=\"Tons\",$AH58<65000/12000)),$AC58=\"Split\",$AN58>=15.2),MAX(Baselines!$CB51,12/9.8),Baselines!$CB51))","v":0},{"$f":"IF(AND($C58=\"Early Retirement\",$J58<>\"\",$S58<>\"\",$U58<>\"\"),$CH58,Baselines!$CC51)","v":0},{"$f":"Baselines!$CD51","v":"kW/ton"},"",{"$f":"IF(AND($C58=\"Early Retirement\",$J58<>\"\",$S58<>\"\",$U58<>\"\"),$CI58,IF(AND(Baselines!$CE51=0,OR($CT58=\"DX HP\",$CT58=\"PTHP\")),$BG58,Baselines!$CE51))","v":0},"COP",{"$f":"IF(OR($C58=\"Replace-on-Burnout\",$C58=\"New Construction\"),$DB58,IF($CD58=\"\",\"\",IF(OR($CD58=\"DX HP\",$CD58=\"PTHP\"),VLOOKUP($D58,'Factor Tables'!$B$89:$M$105,MATCH(CONCATENATE($CD58,\" Clg\"),'Factor Tables'!$B$88:$M$88,0),FALSE),VLOOKUP($D58,'Factor Tables'!$B$89:$M$105,MATCH($CD58,'Factor Tables'!$B$88:$M$88,0),FALSE))))","v":""},{"$f":"IF(OR($C58=\"Replace-on-Burnout\",$C58=\"New Construction\"),$DC58,IF($CD58=\"\",\"\",IF($CD58=\"DX HP\",VLOOKUP($D58,'Factor Tables'!$B$89:$M$105,MATCH(\"DX HP Htg\",'Factor Tables'!$B$88:$M$88,0),FALSE),0)))","v":""},{"$f":"IF(OR($C58=\"Replace-on-Burnout\",$C58=\"New Construction\"),$DD58,IF($CD58=\"\",\"\",IF($CD58=\"DX HP\",VLOOKUP($D58,'Factor Tables'!$N$89:$Y$105,MATCH(\"DX HP Clg\",'Factor Tables'!$N$88:$Y$88,0),FALSE),IF($CD58=\"PTHP\",VLOOKUP($D58,'Factor Tables'!$N$89:$Y$105,MATCH(\"PTHP Clg\",'Factor Tables'!$N$88:$Y$88,0),FALSE),IF(AND($CD58<>\"DX HP\",$CD58<>\"PTHP\"),VLOOKUP($D58,'Factor Tables'!$N$89:$Y$105,MATCH($CD58,'Factor Tables'!$N$88:$Y$88,0),FALSE),\"\")))))","v":""},{"$f":"IF(OR($C58=\"Replace-on-Burnout\",$C58=\"New Construction\",$CT58=\"DX HP\",$CT58=\"PTHP\"),$DE58,IF($CD58=\"\",\"\",IF($CD58=\"DX HP\",VLOOKUP($D58,'Factor Tables'!$N$89:$Y$105,MATCH(\"DX HP Htg\",'Factor Tables'!$N$88:$Y$88,0),FALSE),IF($CD58=\"PTHP\",VLOOKUP($D58,'Factor Tables'!$N$89:$Y$105,MATCH(\"PTHP Htg\",'Factor Tables'!$N$88:$Y$88,0),FALSE),0))))","v":""},"","",0,0,"kW/ton","",0,"COP",{"$f":"IF($CT58=\"\",\"\",IF(OR($CT58=\"DX HP\",$CT58=\"VRF HP\",$CT58=\"PTHP\"),VLOOKUP($D58,'Factor Tables'!$B$89:$M$105,MATCH(CONCATENATE($CT58,\" Clg\"),'Factor Tables'!$B$88:$M$88,0),FALSE),VLOOKUP($D58,'Factor Tables'!$B$89:$M$105,MATCH($CT58,'Factor Tables'!$B$88:$M$88,0),FALSE)))","v":""},{"$f":"IF($CT58=\"\",\"\",IF(OR($CT58=\"DX HP\",$CT58=\"VRF HP\",$CT58=\"PTHP\"),VLOOKUP($D58,'Factor Tables'!$B$89:$M$105,MATCH(CONCATENATE($CT58,\" Htg\"),'Factor Tables'!$B$88:$M$88,0),FALSE),0))","v":""},{"$f":"IF($CT58=\"\",\"\",IF(OR($CT58=\"DX HP\",$CT58=\"VRF HP\",$CT58=\"PTHP\"),VLOOKUP($D58,'Factor Tables'!$N$89:$Y$105,MATCH(CONCATENATE($CT58,\" Clg\"),'Factor Tables'!$N$88:$Y$88,0),FALSE),VLOOKUP($D58,'Factor Tables'!$N$89:$Y$105,MATCH($CT58,'Factor Tables'!$N$88:$Y$88,0),FALSE)))","v":""},{"$f":"IF($CT58=\"\",\"\",IF(OR($CT58=\"DX HP\",$CT58=\"VRF HP\",$CT58=\"PTHP\"),VLOOKUP($D58,'Factor Tables'!$N$89:$Y$105,MATCH(CONCATENATE($CT58,\" Htg\"),'Factor Tables'!$N$88:$Y$88,0),FALSE),0))","v":""},{"$f":"IF($AB58=\"\",0,VLOOKUP($AB58,'Utility Admin'!$E:$G,2,FALSE))","v":0},{"$f":"IF($AB58=\"\",0,VLOOKUP($AB58,'Utility Admin'!$E:$G,3,FALSE))","v":0},{"$f":"IFERROR(IF(ABS(Summary!$F$12)<=ABS(Summary!$E$12)*'Utility Admin'!$I$5,$AZ58*$DF58+$BA58*$DG58,$AZ58*$DF58+$AZ58*'Utility Admin'!$I$5*$DG58),0)","v":0},null,"Summer",null,null,null,null,null,null,null,null,null,null,{"$f":"IF(OR('Project Info'!$C$10=\"\",$C58=\"\",$D58=\"\"),\"\",VLOOKUP($D58,$DW$9:$DZ$32,MATCH($C58,$DW$9:$DZ$9,0),FALSE))","v":""},null,null,null,null,null,null,"ERROR: Contact Program Manager. Post Capacity/Unit x Post # of Units must be within +/- 20% of Pre Capacity/Unit x Pre # of Units."]
[null,50,"","",null,null,null,null,null,null,null,null,null,null,null,null,null,null,null,null,null,null,null,null,null,null,null,null,null,null,null,null,null,null,null,null,null,null,null,null,null,null,null,0,0,0,0,0,0,999999999,"",0,0,{"$f":"IFERROR(IF($DH$261>'Utility Admin'!$H$5,$BA59/$BA$5*$BB$261,$DH59),0)","v":0},"","",{"$f":"IF(AND(OR($AB59=\"DX AC Air Cooled\",$AB59=\"DX HP Air Cooled\"),OR(AND($AI59=\"Btu/hr\",$AH59<65000),AND($AI59=\"Tons\",$AH59<65000/12000)),$AC59=\"Split\",$AN59>=15.2),MAX(Baselines!$CB303,12/9.8),Baselines!$CB303)","v":0},{"$f":"Baselines!$CC303","v":0},{"$f":"Baselines!$CE303","v":0},0,0,0,0,0,0,0,0,0,0,{"$f":"IF(OR($C59<>\"Early Retirement\",$J59=\"\"),0,IF(OR($I59=\"DX AC Air Cooled\",$I59=\"DX HP Air Cooled\"),VLOOKUP($J59,'Early Retirement'!$CI$6:$CM$32,2,FALSE),IF(OR($I59=\"PTAC\",$I59=\"PTHP\"),VLOOKUP($J59,'Early Retirement'!$CI$6:$CM$32,3,FALSE),IF(AND(OR($I59=\"Air Cooled Chiller\",$I59=\"Water Cooled Chiller\"),$L59<>\"Centrifugal\"),VLOOKUP($J59,'Early Retirement'!$CI$6:$CM$32,4,FALSE),IF(AND(OR($I59=\"Air Cooled Chiller\",$I59=\"Water Cooled Chiller\"),$L59=\"Centrifugal\"),VLOOKUP($J59,'Early Retirement'!$CI$6:$CM$32,5,FALSE),\"\")))))","v":0},0,0,0,0,0,0,0,0,0,0,0,"","","",0,0,0,{"$f":"IF(AND($C59=\"Early Retirement\",$J59<>\"\",$S59<>\"\",$U59<>\"\"),$CG59,IF(AND(OR($AB59=\"DX AC Air Cooled\",$AB59=\"DX HP Air Cooled\"),OR(AND($AI59=\"Btu/hr\",$AH59<65000),AND($AI59=\"Tons\",$AH59<65000/12000)),$AC59=\"Split\",$AN59>=15.2),MAX(Baselines!$CB52,12/9.8),Baselines!$CB52))","v":0},{"$f":"IF(AND($C59=\"Early Retirement\",$J59<>\"\",$S59<>\"\",$U59<>\"\"),$CH59,Baselines!$CC52)","v":0},{"$f":"Baselines!$CD52","v":"kW/ton"},"",{"$f":"IF(AND($C59=\"Early Retirement\",$J59<>\"\",$S59<>\"\",$U59<>\"\"),$CI59,IF(AND(Baselines!$CE52=0,OR($CT59=\"DX HP\",$CT59=\"PTHP\")),$BG59,Baselines!$CE52))","v":0},"COP",{"$f":"IF(OR($C59=\"Replace-on-Burnout\",$C59=\"New Construction\"),$DB59,IF($CD59=\"\",\"\",IF(OR($CD59=\"DX HP\",$CD59=\"PTHP\"),VLOOKUP($D59,'Factor Tables'!$B$89:$M$105,MATCH(CONCATENATE($CD59,\" Clg\"),'Factor Tables'!$B$88:$M$88,0),FALSE),VLOOKUP($D59,'Factor Tables'!$B$89:$M$105,MATCH($CD59,'Factor Tables'!$B$88:$M$88,0),FALSE))))","v":""},{"$f":"IF(OR($C59=\"Replace-on-Burnout\",$C59=\"New Construction\"),$DC59,IF($CD59=\"\",\"\",IF($CD59=\"DX HP\",VLOOKUP($D59,'Factor Tables'!$B$89:$M$105,MATCH(\"DX HP Htg\",'Factor Tables'!$B$88:$M$88,0),FALSE),0)))","v":""},{"$f":"IF(OR($C59=\"Replace-on-Burnout\",$C59=\"New Construction\"),$DD59,IF($CD59=\"\",\"\",IF($CD59=\"DX HP\",VLOOKUP($D59,'Factor Tables'!$N$89:$Y$105,MATCH(\"DX HP Clg\",'Factor Tables'!$N$88:$Y$88,0),FALSE),IF($CD59=\"PTHP\",VLOOKUP($D59,'Factor Tables'!$N$89:$Y$105,MATCH(\"PTHP Clg\",'Factor Tables'!$N$88:$Y$88,0),FALSE),IF(AND($CD59<>\"DX HP\",$CD59<>\"PTHP\"),VLOOKUP($D59,'Factor Tables'!$N$89:$Y$105,MATCH($CD59,'Factor Tables'!$N$88:$Y$88,0),FALSE),\"\")))))","v":""},{"$f":"IF(OR($C59=\"Replace-on-Burnout\",$C59=\"New Construction\",$CT59=\"DX HP\",$CT59=\"PTHP\"),$DE59,IF($CD59=\"\",\"\",IF($CD59=\"DX HP\",VLOOKUP($D59,'Factor Tables'!$N$89:$Y$105,MATCH(\"DX HP Htg\",'Factor Tables'!$N$88:$Y$88,0),FALSE),IF($CD59=\"PTHP\",VLOOKUP($D59,'Factor Tables'!$N$89:$Y$105,MATCH(\"PTHP Htg\",'Factor Tables'!$N$88:$Y$88,0),FALSE),0))))","v":""},"","",0,0,"kW/ton","",0,"COP",{"$f":"IF($CT59=\"\",\"\",IF(OR($CT59=\"DX HP\",$CT59=\"VRF HP\",$CT59=\"PTHP\"),VLOOKUP($D59,'Factor Tables'!$B$89:$M$105,MATCH(CONCATENATE($CT59,\" Clg\"),'Factor Tables'!$B$88:$M$88,0),FALSE),VLOOKUP($D59,'Factor Tables'!$B$89:$M$105,MATCH($CT59,'Factor Tables'!$B$88:$M$88,0),FALSE)))","v":""},{"$f":"IF($CT59=\"\",\"\",IF(OR($CT59=\"DX HP\",$CT59=\"VRF HP\",$CT59=\"PTHP\"),VLOOKUP($D59,'Factor Tables'!$B$89:$M$105,MATCH(CONCATENATE($CT59,\" Htg\"),'Factor Tables'!$B$88:$M$88,0),FALSE),0))","v":""},{"$f":"IF($CT59=\"\",\"\",IF(OR($CT59=\"DX HP\",$CT59=\"VRF HP\",$CT59=\"PTHP\"),VLOOKUP($D59,'Factor Tables'!$N$89:$Y$105,MATCH(CONCATENATE($CT59,\" Clg\"),'Factor Tables'!$N$88:$Y$88,0),FALSE),VLOOKUP($D59,'Factor Tables'!$N$89:$Y$105,MATCH($CT59,'Factor Tables'!$N$88:$Y$88,0),FALSE)))","v":""},{"$f":"IF($CT59=\"\",\"\",IF(OR($CT59=\"DX HP\",$CT59=\"VRF HP\",$CT59=\"PTHP\"),VLOOKUP($D59,'Factor Tables'!$N$89:$Y$105,MATCH(CONCATENATE($CT59,\" Htg\"),'Factor Tables'!$N$88:$Y$88,0),FALSE),0))","v":""},{"$f":"IF($AB59=\"\",0,VLOOKUP($AB59,'Utility Admin'!$E:$G,2,FALSE))","v":0},{"$f":"IF($AB59=\"\",0,VLOOKUP($AB59,'Utility Admin'!$E:$G,3,FALSE))","v":0},{"$f":"IFERROR(IF(ABS(Summary!$F$12)<=ABS(Summary!$E$12)*'Utility Admin'!$I$5,$AZ59*$DF59+$BA59*$DG59,$AZ59*$DF59+$AZ59*'Utility Admin'!$I$5*$DG59),0)","v":0},null,"Summer",null,null,null,null,null,null,null,null,null,null,{"$f":"IF(OR('Project Info'!$C$10=\"\",$C59=\"\",$D59=\"\"),\"\",VLOOKUP($D59,$DW$9:$DZ$32,MATCH($C59,$DW$9:$DZ$9,0),FALSE))","v":""},null,null,null,null,null,null,"ERROR: Contact Program Manager. Post Capacity/Unit x Post # of Units must be within +/- 20% of Pre Capacity/Unit x Pre # of Units."]
[null,51,"","",null,null,null,null,null,null,null,null,null,null,null,null,null,null,null,null,null,null,null,null,null,null,null,null,null,null,null,null,null,null,null,null,null,null,null,null,null,null,null,0,0,0,0,0,0,999999999,"",0,0,{"$f":"IFERROR(IF($DH$261>'Utility Admin'!$H$5,$BA60/$BA$5*$BB$261,$DH60),0)","v":0},"","",{"$f":"IF(AND(OR($AB60=\"DX AC Air Cooled\",$AB60=\"DX HP Air Cooled\"),OR(AND($AI60=\"Btu/hr\",$AH60<65000),AND($AI60=\"Tons\",$AH60<65000/12000)),$AC60=\"Split\",$AN60>=15.2),MAX(Baselines!$CB304,12/9.8),Baselines!$CB304)","v":0},{"$f":"Baselines!$CC304","v":0},{"$f":"Baselines!$CE304","v":0},0,0,0,0,0,0,0,0,0,0,{"$f":"IF(OR($C60<>\"Early Retirement\",$J60=\"\"),0,IF(OR($I60=\"DX AC Air Cooled\",$I60=\"DX HP Air Cooled\"),VLOOKUP($J60,'Early Retirement'!$CI$6:$CM$32,2,FALSE),IF(OR($I60=\"PTAC\",$I60=\"PTHP\"),VLOOKUP($J60,'Early Retirement'!$CI$6:$CM$32,3,FALSE),IF(AND(OR($I60=\"Air Cooled Chiller\",$I60=\"Water Cooled Chiller\"),$L60<>\"Centrifugal\"),VLOOKUP($J60,'Early Retirement'!$CI$6:$CM$32,4,FALSE),IF(AND(OR($I60=\"Air Cooled Chiller\",$I60=\"Water Cooled Chiller\"),$L60=\"Centrifugal\"),VLOOKUP($J60,'Early Retirement'!$CI$6:$CM$32,5,FALSE),\"\")))))","v":0},0,0,0,0,0,0,0,0,0,0,0,"","","",0,0,0,{"$f":"IF(AND($C60=\"Early Retirement\",$J60<>\"\",$S60<>\"\",$U60<>\"\"),$CG60,IF(AND(OR($AB60=\"DX AC Air Cooled\",$AB60=\"DX HP Air Cooled\"),OR(AND($AI60=\"Btu/hr\",$AH60<65000),AND($AI60=\"Tons\",$AH60<65000/12000)),$AC60=\"Split\",$AN60>=15.2),MAX(Baselines!$CB53,12/9.8),Baselines!$CB53))","v":0},{"$f":"IF(AND($C60=\"Early Retirement\",$J60<>\"\",$S60<>\"\",$U60<>\"\"),$CH60,Baselines!$CC53)","v":0},{"$f":"Baselines!$CD53","v":"kW/ton"},"",{"$f":"IF(AND($C60=\"Early Retirement\",$J60<>\"\",$S60<>\"\",$U60<>\"\"),$CI60,IF(AND(Baselines!$CE53=0,OR($CT60=\"DX HP\",$CT60=\"PTHP\")),$BG60,Baselines!$CE53))","v":0},"COP",{"$f":"IF(OR($C60=\"Replace-on-Burnout\",$C60=\"New Construction\"),$DB60,IF($CD60=\"\",\"\",IF(OR($CD60=\"DX HP\",$CD60=\"PTHP\"),VLOOKUP($D60,'Factor Tables'!$B$89:$M$105,MATCH(CONCATENATE($CD60,\" Clg\"),'Factor Tables'!$B$88:$M$88,0),FALSE),VLOOKUP($D60,'Factor Tables'!$B$89:$M$105,MATCH($CD60,'Factor Tables'!$B$88:$M$88,0),FALSE))))","v":""},{"$f":"IF(OR($C60=\"Replace-on-Burnout\",$C60=\"New Construction\"),$DC60,IF($CD60=\"\",\"\",IF($CD60=\"DX HP\",VLOOKUP($D60,'Factor Tables'!$B$89:$M$105,MATCH(\"DX HP Htg\",'Factor Tables'!$B$88:$M$88,0),FALSE),0)))","v":""},{"$f":"IF(OR($C60=\"Replace-on-Burnout\",$C60=\"New Construction\"),$DD60,IF($CD60=\"\",\"\",IF($CD60=\"DX HP\",VLOOKUP($D60,'Factor Tables'!$N$89:$Y$105,MATCH(\"DX HP Clg\",'Factor Tables'!$N$88:$Y$88,0),FALSE),IF($CD60=\"PTHP\",VLOOKUP($D60,'Factor Tables'!$N$89:$Y$105,MATCH(\"PTHP Clg\",'Factor Tables'!$N$88:$Y$88,0),FALSE),IF(AND($CD60<>\"DX HP\",$CD60<>\"PTHP\"),VLOOKUP($D60,'Factor Tables'!$N$89:$Y$105,MATCH($CD60,'Factor Tables'!$N$88:$Y$88,0),FALSE),\"\")))))","v":""},{"$f":"IF(OR($C60=\"Replace-on-Burnout\",$C60=\"New Construction\",$CT60=\"DX HP\",$CT60=\"PTHP\"),$DE60,IF($CD60=\"\",\"\",IF($CD60=\"DX HP\",VLOOKUP($D60,'Factor Tables'!$N$89:$Y$105,MATCH(\"DX HP Htg\",'Factor Tables'!$N$88:$Y$88,0),FALSE),IF($CD60=\"PTHP\",VLOOKUP($D60,'Factor Tables'!$N$89:$Y$105,MATCH(\"PTHP Htg\",'Factor Tables'!$N$88:$Y$88,0),FALSE),0))))","v":""},"","",0,0,"kW/ton","",0,"COP",{"$f":"IF($CT60=\"\",\"\",IF(OR($CT60=\"DX HP\",$CT60=\"VRF HP\",$CT60=\"PTHP\"),VLOOKUP($D60,'Factor Tables'!$B$89:$M$105,MATCH(CONCATENATE($CT60,\" Clg\"),'Factor Tables'!$B$88:$M$88,0),FALSE),VLOOKUP($D60,'Factor Tables'!$B$89:$M$105,MATCH($CT60,'Factor Tables'!$B$88:$M$88,0),FALSE)))","v":""},{"$f":"IF($CT60=\"\",\"\",IF(OR($CT60=\"DX HP\",$CT60=\"VRF HP\",$CT60=\"PTHP\"),VLOOKUP($D60,'Factor Tables'!$B$89:$M$105,MATCH(CONCATENATE($CT60,\" Htg\"),'Factor Tables'!$B$88:$M$88,0),FALSE),0))","v":""},{"$f":"IF($CT60=\"\",\"\",IF(OR($CT60=\"DX HP\",$CT60=\"VRF HP\",$CT60=\"PTHP\"),VLOOKUP($D60,'Factor Tables'!$N$89:$Y$105,MATCH(CONCATENATE($CT60,\" Clg\"),'Factor Tables'!$N$88:$Y$88,0),FALSE),VLOOKUP($D60,'Factor Tables'!$N$89:$Y$105,MATCH($CT60,'Factor Tables'!$N$88:$Y$88,0),FALSE)))","v":""},{"$f":"IF($CT60=\"\",\"\",IF(OR($CT60=\"DX HP\",$CT60=\"VRF HP\",$CT60=\"PTHP\"),VLOOKUP($D60,'Factor Tables'!$N$89:$Y$105,MATCH(CONCATENATE($CT60,\" Htg\"),'Factor Tables'!$N$88:$Y$88,0),FALSE),0))","v":""},{"$f":"IF($AB60=\"\",0,VLOOKUP($AB60,'Utility Admin'!$E:$G,2,FALSE))","v":0},{"$f":"IF($AB60=\"\",0,VLOOKUP($AB60,'Utility Admin'!$E:$G,3,FALSE))","v":0},{"$f":"IFERROR(IF(ABS(Summary!$F$12)<=ABS(Summary!$E$12)*'Utility Admin'!$I$5,$AZ60*$DF60+$BA60*$DG60,$AZ60*$DF60+$AZ60*'Utility Admin'!$I$5*$DG60),0)","v":0},null,"Summer",null,null,null,null,null,null,null,null,null,null,{"$f":"IF(OR('Project Info'!$C$10=\"\",$C60=\"\",$D60=\"\"),\"\",VLOOKUP($D60,$DW$9:$DZ$32,MATCH($C60,$DW$9:$DZ$9,0),FALSE))","v":""},null,null,null,null,null,null,"ERROR: Contact Program Manager. Post Capacity/Unit x Post # of Units must be within +/- 20% of Pre Capacity/Unit x Pre # of Units."]
[null,52,"","",null,null,null,null,null,null,null,null,null,null,null,null,null,null,null,null,null,null,null,null,null,null,null,null,null,null,null,null,null,null,null,null,null,null,null,null,null,null,null,0,0,0,0,0,0,999999999,"",0,0,{"$f":"IFERROR(IF($DH$261>'Utility Admin'!$H$5,$BA61/$BA$5*$BB$261,$DH61),0)","v":0},"","",{"$f":"IF(AND(OR($AB61=\"DX AC Air Cooled\",$AB61=\"DX HP Air Cooled\"),OR(AND($AI61=\"Btu/hr\",$AH61<65000),AND($AI61=\"Tons\",$AH61<65000/12000)),$AC61=\"Split\",$AN61>=15.2),MAX(Baselines!$CB305,12/9.8),Baselines!$CB305)","v":0},{"$f":"Baselines!$CC305","v":0},{"$f":"Baselines!$CE305","v":0},0,0,0,0,0,0,0,0,0,0,{"$f":"IF(OR($C61<>\"Early Retirement\",$J61=\"\"),0,IF(OR($I61=\"DX AC Air Cooled\",$I61=\"DX HP Air Cooled\"),VLOOKUP($J61,'Early Retirement'!$CI$6:$CM$32,2,FALSE),IF(OR($I61=\"PTAC\",$I61=\"PTHP\"),VLOOKUP($J61,'Early Retirement'!$CI$6:$CM$32,3,FALSE),IF(AND(OR($I61=\"Air Cooled Chiller\",$I61=\"Water Cooled Chiller\"),$L61<>\"Centrifugal\"),VLOOKUP($J61,'Early Retirement'!$CI$6:$CM$32,4,FALSE),IF(AND(OR($I61=\"Air Cooled Chiller\",$I61=\"Water Cooled Chiller\"),$L61=\"Centrifugal\"),VLOOKUP($J61,'Early Retirement'!$CI$6:$CM$32,5,FALSE),\"\")))))","v":0},0,0,0,0,0,0,0,0,0,0,0,"","","",0,0,0,{"$f":"IF(AND($C61=\"Early Retirement\",$J61<>\"\",$S61<>\"\",$U61<>\"\"),$CG61,IF(AND(OR($AB61=\"DX AC Air Cooled\",$AB61=\"DX HP Air Cooled\"),OR(AND($AI61=\"Btu/hr\",$AH61<65000),AND($AI61=\"Tons\",$AH61<65000/12000)),$AC61=\"Split\",$AN61>=15.2),MAX(Baselines!$CB54,12/9.8),Baselines!$CB54))","v":0},{"$f":"IF(AND($C61=\"Early Retirement\",$J61<>\"\",$S61<>\"\",$U61<>\"\"),$CH61,Baselines!$CC54)","v":0},{"$f":"Baselines!$CD54","v":"kW/ton"},"",{"$f":"IF(AND($C61=\"Early Retirement\",$J61<>\"\",$S61<>\"\",$U61<>\"\"),$CI61,IF(AND(Baselines!$CE54=0,OR($CT61=\"DX HP\",$CT61=\"PTHP\")),$BG61,Baselines!$CE54))","v":0},"COP",{"$f":"IF(OR($C61=\"Replace-on-Burnout\",$C61=\"New Construction\"),$DB61,IF($CD61=\"\",\"\",IF(OR($CD61=\"DX HP\",$CD61=\"PTHP\"),VLOOKUP($D61,'Factor Tables'!$B$89:$M$105,MATCH(CONCATENATE($CD61,\" Clg\"),'Factor Tables'!$B$88:$M$88,0),FALSE),VLOOKUP($D61,'Factor Tables'!$B$89:$M$105,MATCH($CD61,'Factor Tables'!$B$88:$M$88,0),FALSE))))","v":""},{"$f":"IF(OR($C61=\"Replace-on-Burnout\",$C61=\"New Construction\"),$DC61,IF($CD61=\"\",\"\",IF($CD61=\"DX HP\",VLOOKUP($D61,'Factor Tables'!$B$89:$M$105,MATCH(\"DX HP Htg\",'Factor Tables'!$B$88:$M$88,0),FALSE),0)))","v":""},{"$f":"IF(OR($C61=\"Replace-on-Burnout\",$C61=\"New Construction\"),$DD61,IF($CD61=\"\",\"\",IF($CD61=\"DX HP\",VLOOKUP($D61,'Factor Tables'!$N$89:$Y$105,MATCH(\"DX HP Clg\",'Factor Tables'!$N$88:$Y$88,0),FALSE),IF($CD61=\"PTHP\",VLOOKUP($D61,'Factor Tables'!$N$89:$Y$105,MATCH(\"PTHP Clg\",'Factor Tables'!$N$88:$Y$88,0),FALSE),IF(AND($CD61<>\"DX HP\",$CD61<>\"PTHP\"),VLOOKUP($D61,'Factor Tables'!$N$89:$Y$105,MATCH($CD61,'Factor Tables'!$N$88:$Y$88,0),FALSE),\"\")))))","v":""},{"$f":"IF(OR($C61=\"Replace-on-Burnout\",$C61=\"New Construction\",$CT61=\"DX HP\",$CT61=\"PTHP\"),$DE61,IF($CD61=\"\",\"\",IF($CD61=\"DX HP\",VLOOKUP($D61,'Factor Tables'!$N$89:$Y$105,MATCH(\"DX HP Htg\",'Factor Tables'!$N$88:$Y$88,0),FALSE),IF($CD61=\"PTHP\",VLOOKUP($D61,'Factor Tables'!$N$89:$Y$105,MATCH(\"PTHP Htg\",'Factor Tables'!$N$88:$Y$88,0),FALSE),0))))","v":""},"","",0,0,"kW/ton","",0,"COP",{"$f":"IF($CT61=\"\",\"\",IF(OR($CT61=\"DX HP\",$CT61=\"VRF HP\",$CT61=\"PTHP\"),VLOOKUP($D61,'Factor Tables'!$B$89:$M$105,MATCH(CONCATENATE($CT61,\" Clg\"),'Factor Tables'!$B$88:$M$88,0),FALSE),VLOOKUP($D61,'Factor Tables'!$B$89:$M$105,MATCH($CT61,'Factor Tables'!$B$88:$M$88,0),FALSE)))","v":""},{"$f":"IF($CT61=\"\",\"\",IF(OR($CT61=\"DX HP\",$CT61=\"VRF HP\",$CT61=\"PTHP\"),VLOOKUP($D61,'Factor Tables'!$B$89:$M$105,MATCH(CONCATENATE($CT61,\" Htg\"),'Factor Tables'!$B$88:$M$88,0),FALSE),0))","v":""},{"$f":"IF($CT61=\"\",\"\",IF(OR($CT61=\"DX HP\",$CT61=\"VRF HP\",$CT61=\"PTHP\"),VLOOKUP($D61,'Factor Tables'!$N$89:$Y$105,MATCH(CONCATENATE($CT61,\" Clg\"),'Factor Tables'!$N$88:$Y$88,0),FALSE),VLOOKUP($D61,'Factor Tables'!$N$89:$Y$105,MATCH($CT61,'Factor Tables'!$N$88:$Y$88,0),FALSE)))","v":""},{"$f":"IF($CT61=\"\",\"\",IF(OR($CT61=\"DX HP\",$CT61=\"VRF HP\",$CT61=\"PTHP\"),VLOOKUP($D61,'Factor Tables'!$N$89:$Y$105,MATCH(CONCATENATE($CT61,\" Htg\"),'Factor Tables'!$N$88:$Y$88,0),FALSE),0))","v":""},{"$f":"IF($AB61=\"\",0,VLOOKUP($AB61,'Utility Admin'!$E:$G,2,FALSE))","v":0},{"$f":"IF($AB61=\"\",0,VLOOKUP($AB61,'Utility Admin'!$E:$G,3,FALSE))","v":0},{"$f":"IFERROR(IF(ABS(Summary!$F$12)<=ABS(Summary!$E$12)*'Utility Admin'!$I$5,$AZ61*$DF61+$BA61*$DG61,$AZ61*$DF61+$AZ61*'Utility Admin'!$I$5*$DG61),0)","v":0},null,"Summer",null,null,null,null,null,null,null,null,null,null,{"$f":"IF(OR('Project Info'!$C$10=\"\",$C61=\"\",$D61=\"\"),\"\",VLOOKUP($D61,$DW$9:$DZ$32,MATCH($C61,$DW$9:$DZ$9,0),FALSE))","v":""},null,null,null,null,null,null,"ERROR: Contact Program Manager. Post Capacity/Unit x Post # of Units must be within +/- 20% of Pre Capacity/Unit x Pre # of Units."]
[null,53,"","",null,null,null,null,null,null,null,null,null,null,null,null,null,null,null,null,null,null,null,null,null,null,null,null,null,null,null,null,null,null,null,null,null,null,null,null,null,null,null,0,0,0,0,0,0,999999999,"",0,0,{"$f":"IFERROR(IF($DH$261>'Utility Admin'!$H$5,$BA62/$BA$5*$BB$261,$DH62),0)","v":0},"","",{"$f":"IF(AND(OR($AB62=\"DX AC Air Cooled\",$AB62=\"DX HP Air Cooled\"),OR(AND($AI62=\"Btu/hr\",$AH62<65000),AND($AI62=\"Tons\",$AH62<65000/12000)),$AC62=\"Split\",$AN62>=15.2),MAX(Baselines!$CB306,12/9.8),Baselines!$CB306)","v":0},{"$f":"Baselines!$CC306","v":0},{"$f":"Baselines!$CE306","v":0},0,0,0,0,0,0,0,0,0,0,{"$f":"IF(OR($C62<>\"Early Retirement\",$J62=\"\"),0,IF(OR($I62=\"DX AC Air Cooled\",$I62=\"DX HP Air Cooled\"),VLOOKUP($J62,'Early Retirement'!$CI$6:$CM$32,2,FALSE),IF(OR($I62=\"PTAC\",$I62=\"PTHP\"),VLOOKUP($J62,'Early Retirement'!$CI$6:$CM$32,3,FALSE),IF(AND(OR($I62=\"Air Cooled Chiller\",$I62=\"Water Cooled Chiller\"),$L62<>\"Centrifugal\"),VLOOKUP($J62,'Early Retirement'!$CI$6:$CM$32,4,FALSE),IF(AND(OR($I62=\"Air Cooled Chiller\",$I62=\"Water Cooled Chiller\"),$L62=\"Centrifugal\"),VLOOKUP($J62,'Early Retirement'!$CI$6:$CM$32,5,FALSE),\"\")))))","v":0},0,0,0,0,0,0,0,0,0,0,0,"","","",0,0,0,{"$f":"IF(AND($C62=\"Early Retirement\",$J62<>\"\",$S62<>\"\",$U62<>\"\"),$CG62,IF(AND(OR($AB62=\"DX AC Air Cooled\",$AB62=\"DX HP Air Cooled\"),OR(AND($AI62=\"Btu/hr\",$AH62<65000),AND($AI62=\"Tons\",$AH62<65000/12000)),$AC62=\"Split\",$AN62>=15.2),MAX(Baselines!$CB55,12/9.8),Baselines!$CB55))","v":0},{"$f":"IF(AND($C62=\"Early Retirement\",$J62<>\"\",$S62<>\"\",$U62<>\"\"),$CH62,Baselines!$CC55)","v":0},{"$f":"Baselines!$CD55","v":"kW/ton"},"",{"$f":"IF(AND($C62=\"Early Retirement\",$J62<>\"\",$S62<>\"\",$U62<>\"\"),$CI62,IF(AND(Baselines!$CE55=0,OR($CT62=\"DX HP\",$CT62=\"PTHP\")),$BG62,Baselines!$CE55))","v":0},"COP",{"$f":"IF(OR($C62=\"Replace-on-Burnout\",$C62=\"New Construction\"),$DB62,IF($CD62=\"\",\"\",IF(OR($CD62=\"DX HP\",$CD62=\"PTHP\"),VLOOKUP($D62,'Factor Tables'!$B$89:$M$105,MATCH(CONCATENATE($CD62,\" Clg\"),'Factor Tables'!$B$88:$M$88,0),FALSE),VLOOKUP($D62,'Factor Tables'!$B$89:$M$105,MATCH($CD62,'Factor Tables'!$B$88:$M$88,0),FALSE))))","v":""},{"$f":"IF(OR($C62=\"Replace-on-Burnout\",$C62=\"New Construction\"),$DC62,IF($CD62=\"\",\"\",IF($CD62=\"DX HP\",VLOOKUP($D62,'Factor Tables'!$B$89:$M$105,MATCH(\"DX HP Htg\",'Factor Tables'!$B$88:$M$88,0),FALSE),0)))","v":""},{"$f":"IF(OR($C62=\"Replace-on-Burnout\",$C62=\"New Construction\"),$DD62,IF($CD62=\"\",\"\",IF($CD62=\"DX HP\",VLOOKUP($D62,'Factor Tables'!$N$89:$Y$105,MATCH(\"DX HP Clg\",'Factor Tables'!$N$88:$Y$88,0),FALSE),IF($CD62=\"PTHP\",VLOOKUP($D62,'Factor Tables'!$N$89:$Y$105,MATCH(\"PTHP Clg\",'Factor Tables'!$N$88:$Y$88,0),FALSE),IF(AND($CD62<>\"DX HP\",$CD62<>\"PTHP\"),VLOOKUP($D62,'Factor Tables'!$N$89:$Y$105,MATCH($CD62,'Factor Tables'!$N$88:$Y$88,0),FALSE),\"\")))))","v":""},{"$f":"IF(OR($C62=\"Replace-on-Burnout\",$C62=\"New Construction\",$CT62=\"DX HP\",$CT62=\"PTHP\"),$DE62,IF($CD62=\"\",\"\",IF($CD62=\"DX HP\",VLOOKUP($D62,'Factor Tables'!$N$89:$Y$105,MATCH(\"DX HP Htg\",'Factor Tables'!$N$88:$Y$88,0),FALSE),IF($CD62=\"PTHP\",VLOOKUP($D62,'Factor Tables'!$N$89:$Y$105,MATCH(\"PTHP Htg\",'Factor Tables'!$N$88:$Y$88,0),FALSE),0))))","v":""},"","",0,0,"kW/ton","",0,"COP",{"$f":"IF($CT62=\"\",\"\",IF(OR($CT62=\"DX HP\",$CT62=\"VRF HP\",$CT62=\"PTHP\"),VLOOKUP($D62,'Factor Tables'!$B$89:$M$105,MATCH(CONCATENATE($CT62,\" Clg\"),'Factor Tables'!$B$88:$M$88,0),FALSE),VLOOKUP($D62,'Factor Tables'!$B$89:$M$105,MATCH($CT62,'Factor Tables'!$B$88:$M$88,0),FALSE)))","v":""},{"$f":"IF($CT62=\"\",\"\",IF(OR($CT62=\"DX HP\",$CT62=\"VRF HP\",$CT62=\"PTHP\"),VLOOKUP($D62,'Factor Tables'!$B$89:$M$105,MATCH(CONCATENATE($CT62,\" Htg\"),'Factor Tables'!$B$88:$M$88,0),FALSE),0))","v":""},{"$f":"IF($CT62=\"\",\"\",IF(OR($CT62=\"DX HP\",$CT62=\"VRF HP\",$CT62=\"PTHP\"),VLOOKUP($D62,'Factor Tables'!$N$89:$Y$105,MATCH(CONCATENATE($CT62,\" Clg\"),'Factor Tables'!$N$88:$Y$88,0),FALSE),VLOOKUP($D62,'Factor Tables'!$N$89:$Y$105,MATCH($CT62,'Factor Tables'!$N$88:$Y$88,0),FALSE)))","v":""},{"$f":"IF($CT62=\"\",\"\",IF(OR($CT62=\"DX HP\",$CT62=\"VRF HP\",$CT62=\"PTHP\"),VLOOKUP($D62,'Factor Tables'!$N$89:$Y$105,MATCH(CONCATENATE($CT62,\" Htg\"),'Factor Tables'!$N$88:$Y$88,0),FALSE),0))","v":""},{"$f":"IF($AB62=\"\",0,VLOOKUP($AB62,'Utility Admin'!$E:$G,2,FALSE))","v":0},{"$f":"IF($AB62=\"\",0,VLOOKUP($AB62,'Utility Admin'!$E:$G,3,FALSE))","v":0},{"$f":"IFERROR(IF(ABS(Summary!$F$12)<=ABS(Summary!$E$12)*'Utility Admin'!$I$5,$AZ62*$DF62+$BA62*$DG62,$AZ62*$DF62+$AZ62*'Utility Admin'!$I$5*$DG62),0)","v":0},null,"Summer",null,null,null,null,null,null,null,null,null,null,{"$f":"IF(OR('Project Info'!$C$10=\"\",$C62=\"\",$D62=\"\"),\"\",VLOOKUP($D62,$DW$9:$DZ$32,MATCH($C62,$DW$9:$DZ$9,0),FALSE))","v":""},null,null,null,null,null,null,"ERROR: Contact Program Manager. Post Capacity/Unit x Post # of Units must be within +/- 20% of Pre Capacity/Unit x Pre # of Units."]
[null,54,"","",null,null,null,null,null,null,null,null,null,null,null,null,null,null,null,null,null,null,null,null,null,null,null,null,null,null,null,null,null,null,null,null,null,null,null,null,null,null,null,0,0,0,0,0,0,999999999,"",0,0,{"$f":"IFERROR(IF($DH$261>'Utility Admin'!$H$5,$BA63/$BA$5*$BB$261,$DH63),0)","v":0},"","",{"$f":"IF(AND(OR($AB63=\"DX AC Air Cooled\",$AB63=\"DX HP Air Cooled\"),OR(AND($AI63=\"Btu/hr\",$AH63<65000),AND($AI63=\"Tons\",$AH63<65000/12000)),$AC63=\"Split\",$AN63>=15.2),MAX(Baselines!$CB307,12/9.8),Baselines!$CB307)","v":0},{"$f":"Baselines!$CC307","v":0},{"$f":"Baselines!$CE307","v":0},0,0,0,0,0,0,0,0,0,0,{"$f":"IF(OR($C63<>\"Early Retirement\",$J63=\"\"),0,IF(OR($I63=\"DX AC Air Cooled\",$I63=\"DX HP Air Cooled\"),VLOOKUP($J63,'Early Retirement'!$CI$6:$CM$32,2,FALSE),IF(OR($I63=\"PTAC\",$I63=\"PTHP\"),VLOOKUP($J63,'Early Retirement'!$CI$6:$CM$32,3,FALSE),IF(AND(OR($I63=\"Air Cooled Chiller\",$I63=\"Water Cooled Chiller\"),$L63<>\"Centrifugal\"),VLOOKUP($J63,'Early Retirement'!$CI$6:$CM$32,4,FALSE),IF(AND(OR($I63=\"Air Cooled Chiller\",$I63=\"Water Cooled Chiller\"),$L63=\"Centrifugal\"),VLOOKUP($J63,'Early Retirement'!$CI$6:$CM$32,5,FALSE),\"\")))))","v":0},0,0,0,0,0,0,0,0,0,0,0,"","","",0,0,0,{"$f":"IF(AND($C63=\"Early Retirement\",$J63<>\"\",$S63<>\"\",$U63<>\"\"),$CG63,IF(AND(OR($AB63=\"DX AC Air Cooled\",$AB63=\"DX HP Air Cooled\"),OR(AND($AI63=\"Btu/hr\",$AH63<65000),AND($AI63=\"Tons\",$AH63<65000/12000)),$AC63=\"Split\",$AN63>=15.2),MAX(Baselines!$CB56,12/9.8),Baselines!$CB56))","v":0},{"$f":"IF(AND($C63=\"Early Retirement\",$J63<>\"\",$S63<>\"\",$U63<>\"\"),$CH63,Baselines!$CC56)","v":0},{"$f":"Baselines!$CD56","v":"kW/ton"},"",{"$f":"IF(AND($C63=\"Early Retirement\",$J63<>\"\",$S63<>\"\",$U63<>\"\"),$CI63,IF(AND(Baselines!$CE56=0,OR($CT63=\"DX HP\",$CT63=\"PTHP\")),$BG63,Baselines!$CE56))","v":0},"COP",{"$f":"IF(OR($C63=\"Replace-on-Burnout\",$C63=\"New Construction\"),$DB63,IF($CD63=\"\",\"\",IF(OR($CD63=\"DX HP\",$CD63=\"PTHP\"),VLOOKUP($D63,'Factor Tables'!$B$89:$M$105,MATCH(CONCATENATE($CD63,\" Clg\"),'Factor Tables'!$B$88:$M$88,0),FALSE),VLOOKUP($D63,'Factor Tables'!$B$89:$M$105,MATCH($CD63,'Factor Tables'!$B$88:$M$88,0),FALSE))))","v":""},{"$f":"IF(OR($C63=\"Replace-on-Burnout\",$C63=\"New Construction\"),$DC63,IF($CD63=\"\",\"\",IF($CD63=\"DX HP\",VLOOKUP($D63,'Factor Tables'!$B$89:$M$105,MATCH(\"DX HP Htg\",'Factor Tables'!$B$88:$M$88,0),FALSE),0)))","v":""},{"$f":"IF(OR($C63=\"Replace-on-Burnout\",$C63=\"New Construction\"),$DD63,IF($CD63=\"\",\"\",IF($CD63=\"DX HP\",VLOOKUP($D63,'Factor Tables'!$N$89:$Y$105,MATCH(\"DX HP Clg\",'Factor Tables'!$N$88:$Y$88,0),FALSE),IF($CD63=\"PTHP\",VLOOKUP($D63,'Factor Tables'!$N$89:$Y$105,MATCH(\"PTHP Clg\",'Factor Tables'!$N$88:$Y$88,0),FALSE),IF(AND($CD63<>\"DX HP\",$CD63<>\"PTHP\"),VLOOKUP($D63,'Factor Tables'!$N$89:$Y$105,MATCH($CD63,'Factor Tables'!$N$88:$Y$88,0),FALSE),\"\")))))","v":""},{"$f":"IF(OR($C63=\"Replace-on-Burnout\",$C63=\"New Construction\",$CT63=\"DX HP\",$CT63=\"PTHP\"),$DE63,IF($CD63=\"\",\"\",IF($CD63=\"DX HP\",VLOOKUP($D63,'Factor Tables'!$N$89:$Y$105,MATCH(\"DX HP Htg\",'Factor Tables'!$N$88:$Y$88,0),FALSE),IF($CD63=\"PTHP\",VLOOKUP($D63,'Factor Tables'!$N$89:$Y$105,MATCH(\"PTHP Htg\",'Factor Tables'!$N$88:$Y$88,0),FALSE),0))))","v":""},"","",0,0,"kW/ton","",0,"COP",{"$f":"IF($CT63=\"\",\"\",IF(OR($CT63=\"DX HP\",$CT63=\"VRF HP\",$CT63=\"PTHP\"),VLOOKUP($D63,'Factor Tables'!$B$89:$M$105,MATCH(CONCATENATE($CT63,\" Clg\"),'Factor Tables'!$B$88:$M$88,0),FALSE),VLOOKUP($D63,'Factor Tables'!$B$89:$M$105,MATCH($CT63,'Factor Tables'!$B$88:$M$88,0),FALSE)))","v":""},{"$f":"IF($CT63=\"\",\"\",IF(OR($CT63=\"DX HP\",$CT63=\"VRF HP\",$CT63=\"PTHP\"),VLOOKUP($D63,'Factor Tables'!$B$89:$M$105,MATCH(CONCATENATE($CT63,\" Htg\"),'Factor Tables'!$B$88:$M$88,0),FALSE),0))","v":""},{"$f":"IF($CT63=\"\",\"\",IF(OR($CT63=\"DX HP\",$CT63=\"VRF HP\",$CT63=\"PTHP\"),VLOOKUP($D63,'Factor Tables'!$N$89:$Y$105,MATCH(CONCATENATE($CT63,\" Clg\"),'Factor Tables'!$N$88:$Y$88,0),FALSE),VLOOKUP($D63,'Factor Tables'!$N$89:$Y$105,MATCH($CT63,'Factor Tables'!$N$88:$Y$88,0),FALSE)))","v":""},{"$f":"IF($CT63=\"\",\"\",IF(OR($CT63=\"DX HP\",$CT63=\"VRF HP\",$CT63=\"PTHP\"),VLOOKUP($D63,'Factor Tables'!$N$89:$Y$105,MATCH(CONCATENATE($CT63,\" Htg\"),'Factor Tables'!$N$88:$Y$88,0),FALSE),0))","v":""},{"$f":"IF($AB63=\"\",0,VLOOKUP($AB63,'Utility Admin'!$E:$G,2,FALSE))","v":0},{"$f":"IF($AB63=\"\",0,VLOOKUP($AB63,'Utility Admin'!$E:$G,3,FALSE))","v":0},{"$f":"IFERROR(IF(ABS(Summary!$F$12)<=ABS(Summary!$E$12)*'Utility Admin'!$I$5,$AZ63*$DF63+$BA63*$DG63,$AZ63*$DF63+$AZ63*'Utility Admin'!$I$5*$DG63),0)","v":0},null,"Summer",null,null,null,null,null,null,null,null,null,null,{"$f":"IF(OR('Project Info'!$C$10=\"\",$C63=\"\",$D63=\"\"),\"\",VLOOKUP($D63,$DW$9:$DZ$32,MATCH($C63,$DW$9:$DZ$9,0),FALSE))","v":""},null,null,null,null,null,null,"ERROR: Contact Program Manager. Post Capacity/Unit x Post # of Units must be within +/- 20% of Pre Capacity/Unit x Pre # of Units."]
[null,55,"","",null,null,null,null,null,null,null,null,null,null,null,null,null,null,null,null,null,null,null,null,null,null,null,null,null,null,null,null,null,null,null,null,null,null,null,null,null,null,null,0,0,0,0,0,0,999999999,"",0,0,{"$f":"IFERROR(IF($DH$261>'Utility Admin'!$H$5,$BA64/$BA$5*$BB$261,$DH64),0)","v":0},"","",{"$f":"IF(AND(OR($AB64=\"DX AC Air Cooled\",$AB64=\"DX HP Air Cooled\"),OR(AND($AI64=\"Btu/hr\",$AH64<65000),AND($AI64=\"Tons\",$AH64<65000/12000)),$AC64=\"Split\",$AN64>=15.2),MAX(Baselines!$CB308,12/9.8),Baselines!$CB308)","v":0},{"$f":"Baselines!$CC308","v":0},{"$f":"Baselines!$CE308","v":0},0,0,0,0,0,0,0,0,0,0,{"$f":"IF(OR($C64<>\"Early Retirement\",$J64=\"\"),0,IF(OR($I64=\"DX AC Air Cooled\",$I64=\"DX HP Air Cooled\"),VLOOKUP($J64,'Early Retirement'!$CI$6:$CM$32,2,FALSE),IF(OR($I64=\"PTAC\",$I64=\"PTHP\"),VLOOKUP($J64,'Early Retirement'!$CI$6:$CM$32,3,FALSE),IF(AND(OR($I64=\"Air Cooled Chiller\",$I64=\"Water Cooled Chiller\"),$L64<>\"Centrifugal\"),VLOOKUP($J64,'Early Retirement'!$CI$6:$CM$32,4,FALSE),IF(AND(OR($I64=\"Air Cooled Chiller\",$I64=\"Water Cooled Chiller\"),$L64=\"Centrifugal\"),VLOOKUP($J64,'Early Retirement'!$CI$6:$CM$32,5,FALSE),\"\")))))","v":0},0,0,0,0,0,0,0,0,0,0,0,"","","",0,0,0,{"$f":"IF(AND($C64=\"Early Retirement\",$J64<>\"\",$S64<>\"\",$U64<>\"\"),$CG64,IF(AND(OR($AB64=\"DX AC Air Cooled\",$AB64=\"DX HP Air Cooled\"),OR(AND($AI64=\"Btu/hr\",$AH64<65000),AND($AI64=\"Tons\",$AH64<65000/12000)),$AC64=\"Split\",$AN64>=15.2),MAX(Baselines!$CB57,12/9.8),Baselines!$CB57))","v":0},{"$f":"IF(AND($C64=\"Early Retirement\",$J64<>\"\",$S64<>\"\",$U64<>\"\"),$CH64,Baselines!$CC57)","v":0},{"$f":"Baselines!$CD57","v":"kW/ton"},"",{"$f":"IF(AND($C64=\"Early Retirement\",$J64<>\"\",$S64<>\"\",$U64<>\"\"),$CI64,IF(AND(Baselines!$CE57=0,OR($CT64=\"DX HP\",$CT64=\"PTHP\")),$BG64,Baselines!$CE57))","v":0},"COP",{"$f":"IF(OR($C64=\"Replace-on-Burnout\",$C64=\"New Construction\"),$DB64,IF($CD64=\"\",\"\",IF(OR($CD64=\"DX HP\",$CD64=\"PTHP\"),VLOOKUP($D64,'Factor Tables'!$B$89:$M$105,MATCH(CONCATENATE($CD64,\" Clg\"),'Factor Tables'!$B$88:$M$88,0),FALSE),VLOOKUP($D64,'Factor Tables'!$B$89:$M$105,MATCH($CD64,'Factor Tables'!$B$88:$M$88,0),FALSE))))","v":""},{"$f":"IF(OR($C64=\"Replace-on-Burnout\",$C64=\"New Construction\"),$DC64,IF($CD64=\"\",\"\",IF($CD64=\"DX HP\",VLOOKUP($D64,'Factor Tables'!$B$89:$M$105,MATCH(\"DX HP Htg\",'Factor Tables'!$B$88:$M$88,0),FALSE),0)))","v":""},{"$f":"IF(OR($C64=\"Replace-on-Burnout\",$C64=\"New Construction\"),$DD64,IF($CD64=\"\",\"\",IF($CD64=\"DX HP\",VLOOKUP($D64,'Factor Tables'!$N$89:$Y$105,MATCH(\"DX HP Clg\",'Factor Tables'!$N$88:$Y$88,0),FALSE),IF($CD64=\"PTHP\",VLOOKUP($D64,'Factor Tables'!$N$89:$Y$105,MATCH(\"PTHP Clg\",'Factor Tables'!$N$88:$Y$88,0),FALSE),IF(AND($CD64<>\"DX HP\",$CD64<>\"PTHP\"),VLOOKUP($D64,'Factor Tables'!$N$89:$Y$105,MATCH($CD64,'Factor Tables'!$N$88:$Y$88,0),FALSE),\"\")))))","v":""},{"$f":"IF(OR($C64=\"Replace-on-Burnout\",$C64=\"New Construction\",$CT64=\"DX HP\",$CT64=\"PTHP\"),$DE64,IF($CD64=\"\",\"\",IF($CD64=\"DX HP\",VLOOKUP($D64,'Factor Tables'!$N$89:$Y$105,MATCH(\"DX HP Htg\",'Factor Tables'!$N$88:$Y$88,0),FALSE),IF($CD64=\"PTHP\",VLOOKUP($D64,'Factor Tables'!$N$89:$Y$105,MATCH(\"PTHP Htg\",'Factor Tables'!$N$88:$Y$88,0),FALSE),0))))","v":""},"","",0,0,"kW/ton","",0,"COP",{"$f":"IF($CT64=\"\",\"\",IF(OR($CT64=\"DX HP\",$CT64=\"VRF HP\",$CT64=\"PTHP\"),VLOOKUP($D64,'Factor Tables'!$B$89:$M$105,MATCH(CONCATENATE($CT64,\" Clg\"),'Factor Tables'!$B$88:$M$88,0),FALSE),VLOOKUP($D64,'Factor Tables'!$B$89:$M$105,MATCH($CT64,'Factor Tables'!$B$88:$M$88,0),FALSE)))","v":""},{"$f":"IF($CT64=\"\",\"\",IF(OR($CT64=\"DX HP\",$CT64=\"VRF HP\",$CT64=\"PTHP\"),VLOOKUP($D64,'Factor Tables'!$B$89:$M$105,MATCH(CONCATENATE($CT64,\" Htg\"),'Factor Tables'!$B$88:$M$88,0),FALSE),0))","v":""},{"$f":"IF($CT64=\"\",\"\",IF(OR($CT64=\"DX HP\",$CT64=\"VRF HP\",$CT64=\"PTHP\"),VLOOKUP($D64,'Factor Tables'!$N$89:$Y$105,MATCH(CONCATENATE($CT64,\" Clg\"),'Factor Tables'!$N$88:$Y$88,0),FALSE),VLOOKUP($D64,'Factor Tables'!$N$89:$Y$105,MATCH($CT64,'Factor Tables'!$N$88:$Y$88,0),FALSE)))","v":""},{"$f":"IF($CT64=\"\",\"\",IF(OR($CT64=\"DX HP\",$CT64=\"VRF HP\",$CT64=\"PTHP\"),VLOOKUP($D64,'Factor Tables'!$N$89:$Y$105,MATCH(CONCATENATE($CT64,\" Htg\"),'Factor Tables'!$N$88:$Y$88,0),FALSE),0))","v":""},{"$f":"IF($AB64=\"\",0,VLOOKUP($AB64,'Utility Admin'!$E:$G,2,FALSE))","v":0},{"$f":"IF($AB64=\"\",0,VLOOKUP($AB64,'Utility Admin'!$E:$G,3,FALSE))","v":0},{"$f":"IFERROR(IF(ABS(Summary!$F$12)<=ABS(Summary!$E$12)*'Utility Admin'!$I$5,$AZ64*$DF64+$BA64*$DG64,$AZ64*$DF64+$AZ64*'Utility Admin'!$I$5*$DG64),0)","v":0},null,"Summer",null,null,null,null,null,null,null,null,null,null,{"$f":"IF(OR('Project Info'!$C$10=\"\",$C64=\"\",$D64=\"\"),\"\",VLOOKUP($D64,$DW$9:$DZ$32,MATCH($C64,$DW$9:$DZ$9,0),FALSE))","v":""},null,null,null,null,null,null,"ERROR: Contact Program Manager. Post Capacity/Unit x Post # of Units must be within +/- 20% of Pre Capacity/Unit x Pre # of Units."]
[null,56,"","",null,null,null,null,null,null,null,null,null,null,null,null,null,null,null,null,null,null,null,null,null,null,null,null,null,null,null,null,null,null,null,null,null,null,null,null,null,null,null,0,0,0,0,0,0,999999999,"",0,0,{"$f":"IFERROR(IF($DH$261>'Utility Admin'!$H$5,$BA65/$BA$5*$BB$261,$DH65),0)","v":0},"","",{"$f":"IF(AND(OR($AB65=\"DX AC Air Cooled\",$AB65=\"DX HP Air Cooled\"),OR(AND($AI65=\"Btu/hr\",$AH65<65000),AND($AI65=\"Tons\",$AH65<65000/12000)),$AC65=\"Split\",$AN65>=15.2),MAX(Baselines!$CB309,12/9.8),Baselines!$CB309)","v":0},{"$f":"Baselines!$CC309","v":0},{"$f":"Baselines!$CE309","v":0},0,0,0,0,0,0,0,0,0,0,{"$f":"IF(OR($C65<>\"Early Retirement\",$J65=\"\"),0,IF(OR($I65=\"DX AC Air Cooled\",$I65=\"DX HP Air Cooled\"),VLOOKUP($J65,'Early Retirement'!$CI$6:$CM$32,2,FALSE),IF(OR($I65=\"PTAC\",$I65=\"PTHP\"),VLOOKUP($J65,'Early Retirement'!$CI$6:$CM$32,3,FALSE),IF(AND(OR($I65=\"Air Cooled Chiller\",$I65=\"Water Cooled Chiller\"),$L65<>\"Centrifugal\"),VLOOKUP($J65,'Early Retirement'!$CI$6:$CM$32,4,FALSE),IF(AND(OR($I65=\"Air Cooled Chiller\",$I65=\"Water Cooled Chiller\"),$L65=\"Centrifugal\"),VLOOKUP($J65,'Early Retirement'!$CI$6:$CM$32,5,FALSE),\"\")))))","v":0},0,0,0,0,0,0,0,0,0,0,0,"","","",0,0,0,{"$f":"IF(AND($C65=\"Early Retirement\",$J65<>\"\",$S65<>\"\",$U65<>\"\"),$CG65,IF(AND(OR($AB65=\"DX AC Air Cooled\",$AB65=\"DX HP Air Cooled\"),OR(AND($AI65=\"Btu/hr\",$AH65<65000),AND($AI65=\"Tons\",$AH65<65000/12000)),$AC65=\"Split\",$AN65>=15.2),MAX(Baselines!$CB58,12/9.8),Baselines!$CB58))","v":0},{"$f":"IF(AND($C65=\"Early Retirement\",$J65<>\"\",$S65<>\"\",$U65<>\"\"),$CH65,Baselines!$CC58)","v":0},{"$f":"Baselines!$CD58","v":"kW/ton"},"",{"$f":"IF(AND($C65=\"Early Retirement\",$J65<>\"\",$S65<>\"\",$U65<>\"\"),$CI65,IF(AND(Baselines!$CE58=0,OR($CT65=\"DX HP\",$CT65=\"PTHP\")),$BG65,Baselines!$CE58))","v":0},"COP",{"$f":"IF(OR($C65=\"Replace-on-Burnout\",$C65=\"New Construction\"),$DB65,IF($CD65=\"\",\"\",IF(OR($CD65=\"DX HP\",$CD65=\"PTHP\"),VLOOKUP($D65,'Factor Tables'!$B$89:$M$105,MATCH(CONCATENATE($CD65,\" Clg\"),'Factor Tables'!$B$88:$M$88,0),FALSE),VLOOKUP($D65,'Factor Tables'!$B$89:$M$105,MATCH($CD65,'Factor Tables'!$B$88:$M$88,0),FALSE))))","v":""},{"$f":"IF(OR($C65=\"Replace-on-Burnout\",$C65=\"New Construction\"),$DC65,IF($CD65=\"\",\"\",IF($CD65=\"DX HP\",VLOOKUP($D65,'Factor Tables'!$B$89:$M$105,MATCH(\"DX HP Htg\",'Factor Tables'!$B$88:$M$88,0),FALSE),0)))","v":""},{"$f":"IF(OR($C65=\"Replace-on-Burnout\",$C65=\"New Construction\"),$DD65,IF($CD65=\"\",\"\",IF($CD65=\"DX HP\",VLOOKUP($D65,'Factor Tables'!$N$89:$Y$105,MATCH(\"DX HP Clg\",'Factor Tables'!$N$88:$Y$88,0),FALSE),IF($CD65=\"PTHP\",VLOOKUP($D65,'Factor Tables'!$N$89:$Y$105,MATCH(\"PTHP Clg\",'Factor Tables'!$N$88:$Y$88,0),FALSE),IF(AND($CD65<>\"DX HP\",$CD65<>\"PTHP\"),VLOOKUP($D65,'Factor Tables'!$N$89:$Y$105,MATCH($CD65,'Factor Tables'!$N$88:$Y$88,0),FALSE),\"\")))))","v":""},{"$f":"IF(OR($C65=\"Replace-on-Burnout\",$C65=\"New Construction\",$CT65=\"DX HP\",$CT65=\"PTHP\"),$DE65,IF($CD65=\"\",\"\",IF($CD65=\"DX HP\",VLOOKUP($D65,'Factor Tables'!$N$89:$Y$105,MATCH(\"DX HP Htg\",'Factor Tables'!$N$88:$Y$88,0),FALSE),IF($CD65=\"PTHP\",VLOOKUP($D65,'Factor Tables'!$N$89:$Y$105,MATCH(\"PTHP Htg\",'Factor Tables'!$N$88:$Y$88,0),FALSE),0))))","v":""},"","",0,0,"kW/ton","",0,"COP",{"$f":"IF($CT65=\"\",\"\",IF(OR($CT65=\"DX HP\",$CT65=\"VRF HP\",$CT65=\"PTHP\"),VLOOKUP($D65,'Factor Tables'!$B$89:$M$105,MATCH(CONCATENATE($CT65,\" Clg\"),'Factor Tables'!$B$88:$M$88,0),FALSE),VLOOKUP($D65,'Factor Tables'!$B$89:$M$105,MATCH($CT65,'Factor Tables'!$B$88:$M$88,0),FALSE)))","v":""},{"$f":"IF($CT65=\"\",\"\",IF(OR($CT65=\"DX HP\",$CT65=\"VRF HP\",$CT65=\"PTHP\"),VLOOKUP($D65,'Factor Tables'!$B$89:$M$105,MATCH(CONCATENATE($CT65,\" Htg\"),'Factor Tables'!$B$88:$M$88,0),FALSE),0))","v":""},{"$f":"IF($CT65=\"\",\"\",IF(OR($CT65=\"DX HP\",$CT65=\"VRF HP\",$CT65=\"PTHP\"),VLOOKUP($D65,'Factor Tables'!$N$89:$Y$105,MATCH(CONCATENATE($CT65,\" Clg\"),'Factor Tables'!$N$88:$Y$88,0),FALSE),VLOOKUP($D65,'Factor Tables'!$N$89:$Y$105,MATCH($CT65,'Factor Tables'!$N$88:$Y$88,0),FALSE)))","v":""},{"$f":"IF($CT65=\"\",\"\",IF(OR($CT65=\"DX HP\",$CT65=\"VRF HP\",$CT65=\"PTHP\"),VLOOKUP($D65,'Factor Tables'!$N$89:$Y$105,MATCH(CONCATENATE($CT65,\" Htg\"),'Factor Tables'!$N$88:$Y$88,0),FALSE),0))","v":""},{"$f":"IF($AB65=\"\",0,VLOOKUP($AB65,'Utility Admin'!$E:$G,2,FALSE))","v":0},{"$f":"IF($AB65=\"\",0,VLOOKUP($AB65,'Utility Admin'!$E:$G,3,FALSE))","v":0},{"$f":"IFERROR(IF(ABS(Summary!$F$12)<=ABS(Summary!$E$12)*'Utility Admin'!$I$5,$AZ65*$DF65+$BA65*$DG65,$AZ65*$DF65+$AZ65*'Utility Admin'!$I$5*$DG65),0)","v":0},null,"Summer",null,null,null,null,null,null,null,null,null,null,{"$f":"IF(OR('Project Info'!$C$10=\"\",$C65=\"\",$D65=\"\"),\"\",VLOOKUP($D65,$DW$9:$DZ$32,MATCH($C65,$DW$9:$DZ$9,0),FALSE))","v":""},null,null,null,null,null,null,"ERROR: Contact Program Manager. Post Capacity/Unit x Post # of Units must be within +/- 20% of Pre Capacity/Unit x Pre # of Units."]
[null,57,"","",null,null,null,null,null,null,null,null,null,null,null,null,null,null,null,null,null,null,null,null,null,null,null,null,null,null,null,null,null,null,null,null,null,null,null,null,null,null,null,0,0,0,0,0,0,999999999,"",0,0,{"$f":"IFERROR(IF($DH$261>'Utility Admin'!$H$5,$BA66/$BA$5*$BB$261,$DH66),0)","v":0},"","",{"$f":"IF(AND(OR($AB66=\"DX AC Air Cooled\",$AB66=\"DX HP Air Cooled\"),OR(AND($AI66=\"Btu/hr\",$AH66<65000),AND($AI66=\"Tons\",$AH66<65000/12000)),$AC66=\"Split\",$AN66>=15.2),MAX(Baselines!$CB310,12/9.8),Baselines!$CB310)","v":0},{"$f":"Baselines!$CC310","v":0},{"$f":"Baselines!$CE310","v":0},0,0,0,0,0,0,0,0,0,0,{"$f":"IF(OR($C66<>\"Early Retirement\",$J66=\"\"),0,IF(OR($I66=\"DX AC Air Cooled\",$I66=\"DX HP Air Cooled\"),VLOOKUP($J66,'Early Retirement'!$CI$6:$CM$32,2,FALSE),IF(OR($I66=\"PTAC\",$I66=\"PTHP\"),VLOOKUP($J66,'Early Retirement'!$CI$6:$CM$32,3,FALSE),IF(AND(OR($I66=\"Air Cooled Chiller\",$I66=\"Water Cooled Chiller\"),$L66<>\"Centrifugal\"),VLOOKUP($J66,'Early Retirement'!$CI$6:$CM$32,4,FALSE),IF(AND(OR($I66=\"Air Cooled Chiller\",$I66=\"Water Cooled Chiller\"),$L66=\"Centrifugal\"),VLOOKUP($J66,'Early Retirement'!$CI$6:$CM$32,5,FALSE),\"\")))))","v":0},0,0,0,0,0,0,0,0,0,0,0,"","","",0,0,0,{"$f":"IF(AND($C66=\"Early Retirement\",$J66<>\"\",$S66<>\"\",$U66<>\"\"),$CG66,IF(AND(OR($AB66=\"DX AC Air Cooled\",$AB66=\"DX HP Air Cooled\"),OR(AND($AI66=\"Btu/hr\",$AH66<65000),AND($AI66=\"Tons\",$AH66<65000/12000)),$AC66=\"Split\",$AN66>=15.2),MAX(Baselines!$CB59,12/9.8),Baselines!$CB59))","v":0},{"$f":"IF(AND($C66=\"Early Retirement\",$J66<>\"\",$S66<>\"\",$U66<>\"\"),$CH66,Baselines!$CC59)","v":0},{"$f":"Baselines!$CD59","v":"kW/ton"},"",{"$f":"IF(AND($C66=\"Early Retirement\",$J66<>\"\",$S66<>\"\",$U66<>\"\"),$CI66,IF(AND(Baselines!$CE59=0,OR($CT66=\"DX HP\",$CT66=\"PTHP\")),$BG66,Baselines!$CE59))","v":0},"COP",{"$f":"IF(OR($C66=\"Replace-on-Burnout\",$C66=\"New Construction\"),$DB66,IF($CD66=\"\",\"\",IF(OR($CD66=\"DX HP\",$CD66=\"PTHP\"),VLOOKUP($D66,'Factor Tables'!$B$89:$M$105,MATCH(CONCATENATE($CD66,\" Clg\"),'Factor Tables'!$B$88:$M$88,0),FALSE),VLOOKUP($D66,'Factor Tables'!$B$89:$M$105,MATCH($CD66,'Factor Tables'!$B$88:$M$88,0),FALSE))))","v":""},{"$f":"IF(OR($C66=\"Replace-on-Burnout\",$C66=\"New Construction\"),$DC66,IF($CD66=\"\",\"\",IF($CD66=\"DX HP\",VLOOKUP($D66,'Factor Tables'!$B$89:$M$105,MATCH(\"DX HP Htg\",'Factor Tables'!$B$88:$M$88,0),FALSE),0)))","v":""},{"$f":"IF(OR($C66=\"Replace-on-Burnout\",$C66=\"New Construction\"),$DD66,IF($CD66=\"\",\"\",IF($CD66=\"DX HP\",VLOOKUP($D66,'Factor Tables'!$N$89:$Y$105,MATCH(\"DX HP Clg\",'Factor Tables'!$N$88:$Y$88,0),FALSE),IF($CD66=\"PTHP\",VLOOKUP($D66,'Factor Tables'!$N$89:$Y$105,MATCH(\"PTHP Clg\",'Factor Tables'!$N$88:$Y$88,0),FALSE),IF(AND($CD66<>\"DX HP\",$CD66<>\"PTHP\"),VLOOKUP($D66,'Factor Tables'!$N$89:$Y$105,MATCH($CD66,'Factor Tables'!$N$88:$Y$88,0),FALSE),\"\")))))","v":""},{"$f":"IF(OR($C66=\"Replace-on-Burnout\",$C66=\"New Construction\",$CT66=\"DX HP\",$CT66=\"PTHP\"),$DE66,IF($CD66=\"\",\"\",IF($CD66=\"DX HP\",VLOOKUP($D66,'Factor Tables'!$N$89:$Y$105,MATCH(\"DX HP Htg\",'Factor Tables'!$N$88:$Y$88,0),FALSE),IF($CD66=\"PTHP\",VLOOKUP($D66,'Factor Tables'!$N$89:$Y$105,MATCH(\"PTHP Htg\",'Factor Tables'!$N$88:$Y$88,0),FALSE),0))))","v":""},"","",0,0,"kW/ton","",0,"COP",{"$f":"IF($CT66=\"\",\"\",IF(OR($CT66=\"DX HP\",$CT66=\"VRF HP\",$CT66=\"PTHP\"),VLOOKUP($D66,'Factor Tables'!$B$89:$M$105,MATCH(CONCATENATE($CT66,\" Clg\"),'Factor Tables'!$B$88:$M$88,0),FALSE),VLOOKUP($D66,'Factor Tables'!$B$89:$M$105,MATCH($CT66,'Factor Tables'!$B$88:$M$88,0),FALSE)))","v":""},{"$f":"IF($CT66=\"\",\"\",IF(OR($CT66=\"DX HP\",$CT66=\"VRF HP\",$CT66=\"PTHP\"),VLOOKUP($D66,'Factor Tables'!$B$89:$M$105,MATCH(CONCATENATE($CT66,\" Htg\"),'Factor Tables'!$B$88:$M$88,0),FALSE),0))","v":""},{"$f":"IF($CT66=\"\",\"\",IF(OR($CT66=\"DX HP\",$CT66=\"VRF HP\",$CT66=\"PTHP\"),VLOOKUP($D66,'Factor Tables'!$N$89:$Y$105,MATCH(CONCATENATE($CT66,\" Clg\"),'Factor Tables'!$N$88:$Y$88,0),FALSE),VLOOKUP($D66,'Factor Tables'!$N$89:$Y$105,MATCH($CT66,'Factor Tables'!$N$88:$Y$88,0),FALSE)))","v":""},{"$f":"IF($CT66=\"\",\"\",IF(OR($CT66=\"DX HP\",$CT66=\"VRF HP\",$CT66=\"PTHP\"),VLOOKUP($D66,'Factor Tables'!$N$89:$Y$105,MATCH(CONCATENATE($CT66,\" Htg\"),'Factor Tables'!$N$88:$Y$88,0),FALSE),0))","v":""},{"$f":"IF($AB66=\"\",0,VLOOKUP($AB66,'Utility Admin'!$E:$G,2,FALSE))","v":0},{"$f":"IF($AB66=\"\",0,VLOOKUP($AB66,'Utility Admin'!$E:$G,3,FALSE))","v":0},{"$f":"IFERROR(IF(ABS(Summary!$F$12)<=ABS(Summary!$E$12)*'Utility Admin'!$I$5,$AZ66*$DF66+$BA66*$DG66,$AZ66*$DF66+$AZ66*'Utility Admin'!$I$5*$DG66),0)","v":0},null,"Summer",null,null,null,null,null,null,null,null,null,null,{"$f":"IF(OR('Project Info'!$C$10=\"\",$C66=\"\",$D66=\"\"),\"\",VLOOKUP($D66,$DW$9:$DZ$32,MATCH($C66,$DW$9:$DZ$9,0),FALSE))","v":""},null,null,null,null,null,null,"ERROR: Contact Program Manager. Post Capacity/Unit x Post # of Units must be within +/- 20% of Pre Capacity/Unit x Pre # of Units."]
[null,58,"","",null,null,null,null,null,null,null,null,null,null,null,null,null,null,null,null,null,null,null,null,null,null,null,null,null,null,null,null,null,null,null,null,null,null,null,null,null,null,null,0,0,0,0,0,0,999999999,"",0,0,{"$f":"IFERROR(IF($DH$261>'Utility Admin'!$H$5,$BA67/$BA$5*$BB$261,$DH67),0)","v":0},"","",{"$f":"IF(AND(OR($AB67=\"DX AC Air Cooled\",$AB67=\"DX HP Air Cooled\"),OR(AND($AI67=\"Btu/hr\",$AH67<65000),AND($AI67=\"Tons\",$AH67<65000/12000)),$AC67=\"Split\",$AN67>=15.2),MAX(Baselines!$CB311,12/9.8),Baselines!$CB311)","v":0},{"$f":"Baselines!$CC311","v":0},{"$f":"Baselines!$CE311","v":0},0,0,0,0,0,0,0,0,0,0,{"$f":"IF(OR($C67<>\"Early Retirement\",$J67=\"\"),0,IF(OR($I67=\"DX AC Air Cooled\",$I67=\"DX HP Air Cooled\"),VLOOKUP($J67,'Early Retirement'!$CI$6:$CM$32,2,FALSE),IF(OR($I67=\"PTAC\",$I67=\"PTHP\"),VLOOKUP($J67,'Early Retirement'!$CI$6:$CM$32,3,FALSE),IF(AND(OR($I67=\"Air Cooled Chiller\",$I67=\"Water Cooled Chiller\"),$L67<>\"Centrifugal\"),VLOOKUP($J67,'Early Retirement'!$CI$6:$CM$32,4,FALSE),IF(AND(OR($I67=\"Air Cooled Chiller\",$I67=\"Water Cooled Chiller\"),$L67=\"Centrifugal\"),VLOOKUP($J67,'Early Retirement'!$CI$6:$CM$32,5,FALSE),\"\")))))","v":0},0,0,0,0,0,0,0,0,0,0,0,"","","",0,0,0,{"$f":"IF(AND($C67=\"Early Retirement\",$J67<>\"\",$S67<>\"\",$U67<>\"\"),$CG67,IF(AND(OR($AB67=\"DX AC Air Cooled\",$AB67=\"DX HP Air Cooled\"),OR(AND($AI67=\"Btu/hr\",$AH67<65000),AND($AI67=\"Tons\",$AH67<65000/12000)),$AC67=\"Split\",$AN67>=15.2),MAX(Baselines!$CB60,12/9.8),Baselines!$CB60))","v":0},{"$f":"IF(AND($C67=\"Early Retirement\",$J67<>\"\",$S67<>\"\",$U67<>\"\"),$CH67,Baselines!$CC60)","v":0},{"$f":"Baselines!$CD60","v":"kW/ton"},"",{"$f":"IF(AND($C67=\"Early Retirement\",$J67<>\"\",$S67<>\"\",$U67<>\"\"),$CI67,IF(AND(Baselines!$CE60=0,OR($CT67=\"DX HP\",$CT67=\"PTHP\")),$BG67,Baselines!$CE60))","v":0},"COP",{"$f":"IF(OR($C67=\"Replace-on-Burnout\",$C67=\"New Construction\"),$DB67,IF($CD67=\"\",\"\",IF(OR($CD67=\"DX HP\",$CD67=\"PTHP\"),VLOOKUP($D67,'Factor Tables'!$B$89:$M$105,MATCH(CONCATENATE($CD67,\" Clg\"),'Factor Tables'!$B$88:$M$88,0),FALSE),VLOOKUP($D67,'Factor Tables'!$B$89:$M$105,MATCH($CD67,'Factor Tables'!$B$88:$M$88,0),FALSE))))","v":""},{"$f":"IF(OR($C67=\"Replace-on-Burnout\",$C67=\"New Construction\"),$DC67,IF($CD67=\"\",\"\",IF($CD67=\"DX HP\",VLOOKUP($D67,'Factor Tables'!$B$89:$M$105,MATCH(\"DX HP Htg\",'Factor Tables'!$B$88:$M$88,0),FALSE),0)))","v":""},{"$f":"IF(OR($C67=\"Replace-on-Burnout\",$C67=\"New Construction\"),$DD67,IF($CD67=\"\",\"\",IF($CD67=\"DX HP\",VLOOKUP($D67,'Factor Tables'!$N$89:$Y$105,MATCH(\"DX HP Clg\",'Factor Tables'!$N$88:$Y$88,0),FALSE),IF($CD67=\"PTHP\",VLOOKUP($D67,'Factor Tables'!$N$89:$Y$105,MATCH(\"PTHP Clg\",'Factor Tables'!$N$88:$Y$88,0),FALSE),IF(AND($CD67<>\"DX HP\",$CD67<>\"PTHP\"),VLOOKUP($D67,'Factor Tables'!$N$89:$Y$105,MATCH($CD67,'Factor Tables'!$N$88:$Y$88,0),FALSE),\"\")))))","v":""},{"$f":"IF(OR($C67=\"Replace-on-Burnout\",$C67=\"New Construction\",$CT67=\"DX HP\",$CT67=\"PTHP\"),$DE67,IF($CD67=\"\",\"\",IF($CD67=\"DX HP\",VLOOKUP($D67,'Factor Tables'!$N$89:$Y$105,MATCH(\"DX HP Htg\",'Factor Tables'!$N$88:$Y$88,0),FALSE),IF($CD67=\"PTHP\",VLOOKUP($D67,'Factor Tables'!$N$89:$Y$105,MATCH(\"PTHP Htg\",'Factor Tables'!$N$88:$Y$88,0),FALSE),0))))","v":""},"","",0,0,"kW/ton","",0,"COP",{"$f":"IF($CT67=\"\",\"\",IF(OR($CT67=\"DX HP\",$CT67=\"VRF HP\",$CT67=\"PTHP\"),VLOOKUP($D67,'Factor Tables'!$B$89:$M$105,MATCH(CONCATENATE($CT67,\" Clg\"),'Factor Tables'!$B$88:$M$88,0),FALSE),VLOOKUP($D67,'Factor Tables'!$B$89:$M$105,MATCH($CT67,'Factor Tables'!$B$88:$M$88,0),FALSE)))","v":""},{"$f":"IF($CT67=\"\",\"\",IF(OR($CT67=\"DX HP\",$CT67=\"VRF HP\",$CT67=\"PTHP\"),VLOOKUP($D67,'Factor Tables'!$B$89:$M$105,MATCH(CONCATENATE($CT67,\" Htg\"),'Factor Tables'!$B$88:$M$88,0),FALSE),0))","v":""},{"$f":"IF($CT67=\"\",\"\",IF(OR($CT67=\"DX HP\",$CT67=\"VRF HP\",$CT67=\"PTHP\"),VLOOKUP($D67,'Factor Tables'!$N$89:$Y$105,MATCH(CONCATENATE($CT67,\" Clg\"),'Factor Tables'!$N$88:$Y$88,0),FALSE),VLOOKUP($D67,'Factor Tables'!$N$89:$Y$105,MATCH($CT67,'Factor Tables'!$N$88:$Y$88,0),FALSE)))","v":""},{"$f":"IF($CT67=\"\",\"\",IF(OR($CT67=\"DX HP\",$CT67=\"VRF HP\",$CT67=\"PTHP\"),VLOOKUP($D67,'Factor Tables'!$N$89:$Y$105,MATCH(CONCATENATE($CT67,\" Htg\"),'Factor Tables'!$N$88:$Y$88,0),FALSE),0))","v":""},{"$f":"IF($AB67=\"\",0,VLOOKUP($AB67,'Utility Admin'!$E:$G,2,FALSE))","v":0},{"$f":"IF($AB67=\"\",0,VLOOKUP($AB67,'Utility Admin'!$E:$G,3,FALSE))","v":0},{"$f":"IFERROR(IF(ABS(Summary!$F$12)<=ABS(Summary!$E$12)*'Utility Admin'!$I$5,$AZ67*$DF67+$BA67*$DG67,$AZ67*$DF67+$AZ67*'Utility Admin'!$I$5*$DG67),0)","v":0},null,"Summer",null,null,null,null,null,null,null,null,null,null,{"$f":"IF(OR('Project Info'!$C$10=\"\",$C67=\"\",$D67=\"\"),\"\",VLOOKUP($D67,$DW$9:$DZ$32,MATCH($C67,$DW$9:$DZ$9,0),FALSE))","v":""},null,null,null,null,null,null,"ERROR: Contact Program Manager. Post Capacity/Unit x Post # of Units must be within +/- 20% of Pre Capacity/Unit x Pre # of Units."]
[null,59,"","",null,null,null,null,null,null,null,null,null,null,null,null,null,null,null,null,null,null,null,null,null,null,null,null,null,null,null,null,null,null,null,null,null,null,null,null,null,null,null,0,0,0,0,0,0,999999999,"",0,0,{"$f":"IFERROR(IF($DH$261>'Utility Admin'!$H$5,$BA68/$BA$5*$BB$261,$DH68),0)","v":0},"","",{"$f":"IF(AND(OR($AB68=\"DX AC Air Cooled\",$AB68=\"DX HP Air Cooled\"),OR(AND($AI68=\"Btu/hr\",$AH68<65000),AND($AI68=\"Tons\",$AH68<65000/12000)),$AC68=\"Split\",$AN68>=15.2),MAX(Baselines!$CB312,12/9.8),Baselines!$CB312)","v":0},{"$f":"Baselines!$CC312","v":0},{"$f":"Baselines!$CE312","v":0},0,0,0,0,0,0,0,0,0,0,{"$f":"IF(OR($C68<>\"Early Retirement\",$J68=\"\"),0,IF(OR($I68=\"DX AC Air Cooled\",$I68=\"DX HP Air Cooled\"),VLOOKUP($J68,'Early Retirement'!$CI$6:$CM$32,2,FALSE),IF(OR($I68=\"PTAC\",$I68=\"PTHP\"),VLOOKUP($J68,'Early Retirement'!$CI$6:$CM$32,3,FALSE),IF(AND(OR($I68=\"Air Cooled Chiller\",$I68=\"Water Cooled Chiller\"),$L68<>\"Centrifugal\"),VLOOKUP($J68,'Early Retirement'!$CI$6:$CM$32,4,FALSE),IF(AND(OR($I68=\"Air Cooled Chiller\",$I68=\"Water Cooled Chiller\"),$L68=\"Centrifugal\"),VLOOKUP($J68,'Early Retirement'!$CI$6:$CM$32,5,FALSE),\"\")))))","v":0},0,0,0,0,0,0,0,0,0,0,0,"","","",0,0,0,{"$f":"IF(AND($C68=\"Early Retirement\",$J68<>\"\",$S68<>\"\",$U68<>\"\"),$CG68,IF(AND(OR($AB68=\"DX AC Air Cooled\",$AB68=\"DX HP Air Cooled\"),OR(AND($AI68=\"Btu/hr\",$AH68<65000),AND($AI68=\"Tons\",$AH68<65000/12000)),$AC68=\"Split\",$AN68>=15.2),MAX(Baselines!$CB61,12/9.8),Baselines!$CB61))","v":0},{"$f":"IF(AND($C68=\"Early Retirement\",$J68<>\"\",$S68<>\"\",$U68<>\"\"),$CH68,Baselines!$CC61)","v":0},{"$f":"Baselines!$CD61","v":"kW/ton"},"",{"$f":"IF(AND($C68=\"Early Retirement\",$J68<>\"\",$S68<>\"\",$U68<>\"\"),$CI68,IF(AND(Baselines!$CE61=0,OR($CT68=\"DX HP\",$CT68=\"PTHP\")),$BG68,Baselines!$CE61))","v":0},"COP",{"$f":"IF(OR($C68=\"Replace-on-Burnout\",$C68=\"New Construction\"),$DB68,IF($CD68=\"\",\"\",IF(OR($CD68=\"DX HP\",$CD68=\"PTHP\"),VLOOKUP($D68,'Factor Tables'!$B$89:$M$105,MATCH(CONCATENATE($CD68,\" Clg\"),'Factor Tables'!$B$88:$M$88,0),FALSE),VLOOKUP($D68,'Factor Tables'!$B$89:$M$105,MATCH($CD68,'Factor Tables'!$B$88:$M$88,0),FALSE))))","v":""},{"$f":"IF(OR($C68=\"Replace-on-Burnout\",$C68=\"New Construction\"),$DC68,IF($CD68=\"\",\"\",IF($CD68=\"DX HP\",VLOOKUP($D68,'Factor Tables'!$B$89:$M$105,MATCH(\"DX HP Htg\",'Factor Tables'!$B$88:$M$88,0),FALSE),0)))","v":""},{"$f":"IF(OR($C68=\"Replace-on-Burnout\",$C68=\"New Construction\"),$DD68,IF($CD68=\"\",\"\",IF($CD68=\"DX HP\",VLOOKUP($D68,'Factor Tables'!$N$89:$Y$105,MATCH(\"DX HP Clg\",'Factor Tables'!$N$88:$Y$88,0),FALSE),IF($CD68=\"PTHP\",VLOOKUP($D68,'Factor Tables'!$N$89:$Y$105,MATCH(\"PTHP Clg\",'Factor Tables'!$N$88:$Y$88,0),FALSE),IF(AND($CD68<>\"DX HP\",$CD68<>\"PTHP\"),VLOOKUP($D68,'Factor Tables'!$N$89:$Y$105,MATCH($CD68,'Factor Tables'!$N$88:$Y$88,0),FALSE),\"\")))))","v":""},{"$f":"IF(OR($C68=\"Replace-on-Burnout\",$C68=\"New Construction\",$CT68=\"DX HP\",$CT68=\"PTHP\"),$DE68,IF($CD68=\"\",\"\",IF($CD68=\"DX HP\",VLOOKUP($D68,'Factor Tables'!$N$89:$Y$105,MATCH(\"DX HP Htg\",'Factor Tables'!$N$88:$Y$88,0),FALSE),IF($CD68=\"PTHP\",VLOOKUP($D68,'Factor Tables'!$N$89:$Y$105,MATCH(\"PTHP Htg\",'Factor Tables'!$N$88:$Y$88,0),FALSE),0))))","v":""},"","",0,0,"kW/ton","",0,"COP",{"$f":"IF($CT68=\"\",\"\",IF(OR($CT68=\"DX HP\",$CT68=\"VRF HP\",$CT68=\"PTHP\"),VLOOKUP($D68,'Factor Tables'!$B$89:$M$105,MATCH(CONCATENATE($CT68,\" Clg\"),'Factor Tables'!$B$88:$M$88,0),FALSE),VLOOKUP($D68,'Factor Tables'!$B$89:$M$105,MATCH($CT68,'Factor Tables'!$B$88:$M$88,0),FALSE)))","v":""},{"$f":"IF($CT68=\"\",\"\",IF(OR($CT68=\"DX HP\",$CT68=\"VRF HP\",$CT68=\"PTHP\"),VLOOKUP($D68,'Factor Tables'!$B$89:$M$105,MATCH(CONCATENATE($CT68,\" Htg\"),'Factor Tables'!$B$88:$M$88,0),FALSE),0))","v":""},{"$f":"IF($CT68=\"\",\"\",IF(OR($CT68=\"DX HP\",$CT68=\"VRF HP\",$CT68=\"PTHP\"),VLOOKUP($D68,'Factor Tables'!$N$89:$Y$105,MATCH(CONCATENATE($CT68,\" Clg\"),'Factor Tables'!$N$88:$Y$88,0),FALSE),VLOOKUP($D68,'Factor Tables'!$N$89:$Y$105,MATCH($CT68,'Factor Tables'!$N$88:$Y$88,0),FALSE)))","v":""},{"$f":"IF($CT68=\"\",\"\",IF(OR($CT68=\"DX HP\",$CT68=\"VRF HP\",$CT68=\"PTHP\"),VLOOKUP($D68,'Factor Tables'!$N$89:$Y$105,MATCH(CONCATENATE($CT68,\" Htg\"),'Factor Tables'!$N$88:$Y$88,0),FALSE),0))","v":""},{"$f":"IF($AB68=\"\",0,VLOOKUP($AB68,'Utility Admin'!$E:$G,2,FALSE))","v":0},{"$f":"IF($AB68=\"\",0,VLOOKUP($AB68,'Utility Admin'!$E:$G,3,FALSE))","v":0},{"$f":"IFERROR(IF(ABS(Summary!$F$12)<=ABS(Summary!$E$12)*'Utility Admin'!$I$5,$AZ68*$DF68+$BA68*$DG68,$AZ68*$DF68+$AZ68*'Utility Admin'!$I$5*$DG68),0)","v":0},null,"Summer",null,null,null,null,null,null,null,null,null,null,{"$f":"IF(OR('Project Info'!$C$10=\"\",$C68=\"\",$D68=\"\"),\"\",VLOOKUP($D68,$DW$9:$DZ$32,MATCH($C68,$DW$9:$DZ$9,0),FALSE))","v":""},null,null,null,null,null,null,"ERROR: Contact Program Manager. Post Capacity/Unit x Post # of Units must be within +/- 20% of Pre Capacity/Unit x Pre # of Units."]
[null,60,"","",null,null,null,null,null,null,null,null,null,null,null,null,null,null,null,null,null,null,null,null,null,null,null,null,null,null,null,null,null,null,null,null,null,null,null,null,null,null,null,0,0,0,0,0,0,999999999,"",0,0,{"$f":"IFERROR(IF($DH$261>'Utility Admin'!$H$5,$BA69/$BA$5*$BB$261,$DH69),0)","v":0},"","",{"$f":"IF(AND(OR($AB69=\"DX AC Air Cooled\",$AB69=\"DX HP Air Cooled\"),OR(AND($AI69=\"Btu/hr\",$AH69<65000),AND($AI69=\"Tons\",$AH69<65000/12000)),$AC69=\"Split\",$AN69>=15.2),MAX(Baselines!$CB313,12/9.8),Baselines!$CB313)","v":0},{"$f":"Baselines!$CC313","v":0},{"$f":"Baselines!$CE313","v":0},0,0,0,0,0,0,0,0,0,0,{"$f":"IF(OR($C69<>\"Early Retirement\",$J69=\"\"),0,IF(OR($I69=\"DX AC Air Cooled\",$I69=\"DX HP Air Cooled\"),VLOOKUP($J69,'Early Retirement'!$CI$6:$CM$32,2,FALSE),IF(OR($I69=\"PTAC\",$I69=\"PTHP\"),VLOOKUP($J69,'Early Retirement'!$CI$6:$CM$32,3,FALSE),IF(AND(OR($I69=\"Air Cooled Chiller\",$I69=\"Water Cooled Chiller\"),$L69<>\"Centrifugal\"),VLOOKUP($J69,'Early Retirement'!$CI$6:$CM$32,4,FALSE),IF(AND(OR($I69=\"Air Cooled Chiller\",$I69=\"Water Cooled Chiller\"),$L69=\"Centrifugal\"),VLOOKUP($J69,'Early Retirement'!$CI$6:$CM$32,5,FALSE),\"\")))))","v":0},0,0,0,0,0,0,0,0,0,0,0,"","","",0,0,0,{"$f":"IF(AND($C69=\"Early Retirement\",$J69<>\"\",$S69<>\"\",$U69<>\"\"),$CG69,IF(AND(OR($AB69=\"DX AC Air Cooled\",$AB69=\"DX HP Air Cooled\"),OR(AND($AI69=\"Btu/hr\",$AH69<65000),AND($AI69=\"Tons\",$AH69<65000/12000)),$AC69=\"Split\",$AN69>=15.2),MAX(Baselines!$CB62,12/9.8),Baselines!$CB62))","v":0},{"$f":"IF(AND($C69=\"Early Retirement\",$J69<>\"\",$S69<>\"\",$U69<>\"\"),$CH69,Baselines!$CC62)","v":0},{"$f":"Baselines!$CD62","v":"kW/ton"},"",{"$f":"IF(AND($C69=\"Early Retirement\",$J69<>\"\",$S69<>\"\",$U69<>\"\"),$CI69,IF(AND(Baselines!$CE62=0,OR($CT69=\"DX HP\",$CT69=\"PTHP\")),$BG69,Baselines!$CE62))","v":0},"COP",{"$f":"IF(OR($C69=\"Replace-on-Burnout\",$C69=\"New Construction\"),$DB69,IF($CD69=\"\",\"\",IF(OR($CD69=\"DX HP\",$CD69=\"PTHP\"),VLOOKUP($D69,'Factor Tables'!$B$89:$M$105,MATCH(CONCATENATE($CD69,\" Clg\"),'Factor Tables'!$B$88:$M$88,0),FALSE),VLOOKUP($D69,'Factor Tables'!$B$89:$M$105,MATCH($CD69,'Factor Tables'!$B$88:$M$88,0),FALSE))))","v":""},{"$f":"IF(OR($C69=\"Replace-on-Burnout\",$C69=\"New Construction\"),$DC69,IF($CD69=\"\",\"\",IF($CD69=\"DX HP\",VLOOKUP($D69,'Factor Tables'!$B$89:$M$105,MATCH(\"DX HP Htg\",'Factor Tables'!$B$88:$M$88,0),FALSE),0)))","v":""},{"$f":"IF(OR($C69=\"Replace-on-Burnout\",$C69=\"New Construction\"),$DD69,IF($CD69=\"\",\"\",IF($CD69=\"DX HP\",VLOOKUP($D69,'Factor Tables'!$N$89:$Y$105,MATCH(\"DX HP Clg\",'Factor Tables'!$N$88:$Y$88,0),FALSE),IF($CD69=\"PTHP\",VLOOKUP($D69,'Factor Tables'!$N$89:$Y$105,MATCH(\"PTHP Clg\",'Factor Tables'!$N$88:$Y$88,0),FALSE),IF(AND($CD69<>\"DX HP\",$CD69<>\"PTHP\"),VLOOKUP($D69,'Factor Tables'!$N$89:$Y$105,MATCH($CD69,'Factor Tables'!$N$88:$Y$88,0),FALSE),\"\")))))","v":""},{"$f":"IF(OR($C69=\"Replace-on-Burnout\",$C69=\"New Construction\",$CT69=\"DX HP\",$CT69=\"PTHP\"),$DE69,IF($CD69=\"\",\"\",IF($CD69=\"DX HP\",VLOOKUP($D69,'Factor Tables'!$N$89:$Y$105,MATCH(\"DX HP Htg\",'Factor Tables'!$N$88:$Y$88,0),FALSE),IF($CD69=\"PTHP\",VLOOKUP($D69,'Factor Tables'!$N$89:$Y$105,MATCH(\"PTHP Htg\",'Factor Tables'!$N$88:$Y$88,0),FALSE),0))))","v":""},"","",0,0,"kW/ton","",0,"COP",{"$f":"IF($CT69=\"\",\"\",IF(OR($CT69=\"DX HP\",$CT69=\"VRF HP\",$CT69=\"PTHP\"),VLOOKUP($D69,'Factor Tables'!$B$89:$M$105,MATCH(CONCATENATE($CT69,\" Clg\"),'Factor Tables'!$B$88:$M$88,0),FALSE),VLOOKUP($D69,'Factor Tables'!$B$89:$M$105,MATCH($CT69,'Factor Tables'!$B$88:$M$88,0),FALSE)))","v":""},{"$f":"IF($CT69=\"\",\"\",IF(OR($CT69=\"DX HP\",$CT69=\"VRF HP\",$CT69=\"PTHP\"),VLOOKUP($D69,'Factor Tables'!$B$89:$M$105,MATCH(CONCATENATE($CT69,\" Htg\"),'Factor Tables'!$B$88:$M$88,0),FALSE),0))","v":""},{"$f":"IF($CT69=\"\",\"\",IF(OR($CT69=\"DX HP\",$CT69=\"VRF HP\",$CT69=\"PTHP\"),VLOOKUP($D69,'Factor Tables'!$N$89:$Y$105,MATCH(CONCATENATE($CT69,\" Clg\"),'Factor Tables'!$N$88:$Y$88,0),FALSE),VLOOKUP($D69,'Factor Tables'!$N$89:$Y$105,MATCH($CT69,'Factor Tables'!$N$88:$Y$88,0),FALSE)))","v":""},{"$f":"IF($CT69=\"\",\"\",IF(OR($CT69=\"DX HP\",$CT69=\"VRF HP\",$CT69=\"PTHP\"),VLOOKUP($D69,'Factor Tables'!$N$89:$Y$105,MATCH(CONCATENATE($CT69,\" Htg\"),'Factor Tables'!$N$88:$Y$88,0),FALSE),0))","v":""},{"$f":"IF($AB69=\"\",0,VLOOKUP($AB69,'Utility Admin'!$E:$G,2,FALSE))","v":0},{"$f":"IF($AB69=\"\",0,VLOOKUP($AB69,'Utility Admin'!$E:$G,3,FALSE))","v":0},{"$f":"IFERROR(IF(ABS(Summary!$F$12)<=ABS(Summary!$E$12)*'Utility Admin'!$I$5,$AZ69*$DF69+$BA69*$DG69,$AZ69*$DF69+$AZ69*'Utility Admin'!$I$5*$DG69),0)","v":0},null,"Summer",null,null,null,null,null,null,null,null,null,null,{"$f":"IF(OR('Project Info'!$C$10=\"\",$C69=\"\",$D69=\"\"),\"\",VLOOKUP($D69,$DW$9:$DZ$32,MATCH($C69,$DW$9:$DZ$9,0),FALSE))","v":""},null,null,null,null,null,null,"ERROR: Contact Program Manager. Post Capacity/Unit x Post # of Units must be within +/- 20% of Pre Capacity/Unit x Pre # of Units."]
[null,61,"","",null,null,null,null,null,null,null,null,null,null,null,null,null,null,null,null,null,null,null,null,null,null,null,null,null,null,null,null,null,null,null,null,null,null,null,null,null,null,null,0,0,0,0,0,0,999999999,"",0,0,{"$f":"IFERROR(IF($DH$261>'Utility Admin'!$H$5,$BA70/$BA$5*$BB$261,$DH70),0)","v":0},"","",{"$f":"IF(AND(OR($AB70=\"DX AC Air Cooled\",$AB70=\"DX HP Air Cooled\"),OR(AND($AI70=\"Btu/hr\",$AH70<65000),AND($AI70=\"Tons\",$AH70<65000/12000)),$AC70=\"Split\",$AN70>=15.2),MAX(Baselines!$CB314,12/9.8),Baselines!$CB314)","v":0},{"$f":"Baselines!$CC314","v":0},{"$f":"Baselines!$CE314","v":0},0,0,0,0,0,0,0,0,0,0,{"$f":"IF(OR($C70<>\"Early Retirement\",$J70=\"\"),0,IF(OR($I70=\"DX AC Air Cooled\",$I70=\"DX HP Air Cooled\"),VLOOKUP($J70,'Early Retirement'!$CI$6:$CM$32,2,FALSE),IF(OR($I70=\"PTAC\",$I70=\"PTHP\"),VLOOKUP($J70,'Early Retirement'!$CI$6:$CM$32,3,FALSE),IF(AND(OR($I70=\"Air Cooled Chiller\",$I70=\"Water Cooled Chiller\"),$L70<>\"Centrifugal\"),VLOOKUP($J70,'Early Retirement'!$CI$6:$CM$32,4,FALSE),IF(AND(OR($I70=\"Air Cooled Chiller\",$I70=\"Water Cooled Chiller\"),$L70=\"Centrifugal\"),VLOOKUP($J70,'Early Retirement'!$CI$6:$CM$32,5,FALSE),\"\")))))","v":0},0,0,0,0,0,0,0,0,0,0,0,"","","",0,0,0,{"$f":"IF(AND($C70=\"Early Retirement\",$J70<>\"\",$S70<>\"\",$U70<>\"\"),$CG70,IF(AND(OR($AB70=\"DX AC Air Cooled\",$AB70=\"DX HP Air Cooled\"),OR(AND($AI70=\"Btu/hr\",$AH70<65000),AND($AI70=\"Tons\",$AH70<65000/12000)),$AC70=\"Split\",$AN70>=15.2),MAX(Baselines!$CB63,12/9.8),Baselines!$CB63))","v":0},{"$f":"IF(AND($C70=\"Early Retirement\",$J70<>\"\",$S70<>\"\",$U70<>\"\"),$CH70,Baselines!$CC63)","v":0},{"$f":"Baselines!$CD63","v":"kW/ton"},"",{"$f":"IF(AND($C70=\"Early Retirement\",$J70<>\"\",$S70<>\"\",$U70<>\"\"),$CI70,IF(AND(Baselines!$CE63=0,OR($CT70=\"DX HP\",$CT70=\"PTHP\")),$BG70,Baselines!$CE63))","v":0},"COP",{"$f":"IF(OR($C70=\"Replace-on-Burnout\",$C70=\"New Construction\"),$DB70,IF($CD70=\"\",\"\",IF(OR($CD70=\"DX HP\",$CD70=\"PTHP\"),VLOOKUP($D70,'Factor Tables'!$B$89:$M$105,MATCH(CONCATENATE($CD70,\" Clg\"),'Factor Tables'!$B$88:$M$88,0),FALSE),VLOOKUP($D70,'Factor Tables'!$B$89:$M$105,MATCH($CD70,'Factor Tables'!$B$88:$M$88,0),FALSE))))","v":""},{"$f":"IF(OR($C70=\"Replace-on-Burnout\",$C70=\"New Construction\"),$DC70,IF($CD70=\"\",\"\",IF($CD70=\"DX HP\",VLOOKUP($D70,'Factor Tables'!$B$89:$M$105,MATCH(\"DX HP Htg\",'Factor Tables'!$B$88:$M$88,0),FALSE),0)))","v":""},{"$f":"IF(OR($C70=\"Replace-on-Burnout\",$C70=\"New Construction\"),$DD70,IF($CD70=\"\",\"\",IF($CD70=\"DX HP\",VLOOKUP($D70,'Factor Tables'!$N$89:$Y$105,MATCH(\"DX HP Clg\",'Factor Tables'!$N$88:$Y$88,0),FALSE),IF($CD70=\"PTHP\",VLOOKUP($D70,'Factor Tables'!$N$89:$Y$105,MATCH(\"PTHP Clg\",'Factor Tables'!$N$88:$Y$88,0),FALSE),IF(AND($CD70<>\"DX HP\",$CD70<>\"PTHP\"),VLOOKUP($D70,'Factor Tables'!$N$89:$Y$105,MATCH($CD70,'Factor Tables'!$N$88:$Y$88,0),FALSE),\"\")))))","v":""},{"$f":"IF(OR($C70=\"Replace-on-Burnout\",$C70=\"New Construction\",$CT70=\"DX HP\",$CT70=\"PTHP\"),$DE70,IF($CD70=\"\",\"\",IF($CD70=\"DX HP\",VLOOKUP($D70,'Factor Tables'!$N$89:$Y$105,MATCH(\"DX HP Htg\",'Factor Tables'!$N$88:$Y$88,0),FALSE),IF($CD70=\"PTHP\",VLOOKUP($D70,'Factor Tables'!$N$89:$Y$105,MATCH(\"PTHP Htg\",'Factor Tables'!$N$88:$Y$88,0),FALSE),0))))","v":""},"","",0,0,"kW/ton","",0,"COP",{"$f":"IF($CT70=\"\",\"\",IF(OR($CT70=\"DX HP\",$CT70=\"VRF HP\",$CT70=\"PTHP\"),VLOOKUP($D70,'Factor Tables'!$B$89:$M$105,MATCH(CONCATENATE($CT70,\" Clg\"),'Factor Tables'!$B$88:$M$88,0),FALSE),VLOOKUP($D70,'Factor Tables'!$B$89:$M$105,MATCH($CT70,'Factor Tables'!$B$88:$M$88,0),FALSE)))","v":""},{"$f":"IF($CT70=\"\",\"\",IF(OR($CT70=\"DX HP\",$CT70=\"VRF HP\",$CT70=\"PTHP\"),VLOOKUP($D70,'Factor Tables'!$B$89:$M$105,MATCH(CONCATENATE($CT70,\" Htg\"),'Factor Tables'!$B$88:$M$88,0),FALSE),0))","v":""},{"$f":"IF($CT70=\"\",\"\",IF(OR($CT70=\"DX HP\",$CT70=\"VRF HP\",$CT70=\"PTHP\"),VLOOKUP($D70,'Factor Tables'!$N$89:$Y$105,MATCH(CONCATENATE($CT70,\" Clg\"),'Factor Tables'!$N$88:$Y$88,0),FALSE),VLOOKUP($D70,'Factor Tables'!$N$89:$Y$105,MATCH($CT70,'Factor Tables'!$N$88:$Y$88,0),FALSE)))","v":""},{"$f":"IF($CT70=\"\",\"\",IF(OR($CT70=\"DX HP\",$CT70=\"VRF HP\",$CT70=\"PTHP\"),VLOOKUP($D70,'Factor Tables'!$N$89:$Y$105,MATCH(CONCATENATE($CT70,\" Htg\"),'Factor Tables'!$N$88:$Y$88,0),FALSE),0))","v":""},{"$f":"IF($AB70=\"\",0,VLOOKUP($AB70,'Utility Admin'!$E:$G,2,FALSE))","v":0},{"$f":"IF($AB70=\"\",0,VLOOKUP($AB70,'Utility Admin'!$E:$G,3,FALSE))","v":0},{"$f":"IFERROR(IF(ABS(Summary!$F$12)<=ABS(Summary!$E$12)*'Utility Admin'!$I$5,$AZ70*$DF70+$BA70*$DG70,$AZ70*$DF70+$AZ70*'Utility Admin'!$I$5*$DG70),0)","v":0},null,"Summer",null,null,null,null,null,null,null,null,null,null,{"$f":"IF(OR('Project Info'!$C$10=\"\",$C70=\"\",$D70=\"\"),\"\",VLOOKUP($D70,$DW$9:$DZ$32,MATCH($C70,$DW$9:$DZ$9,0),FALSE))","v":""},null,null,null,null,null,null,"ERROR: Contact Program Manager. Post Capacity/Unit x Post # of Units must be within +/- 20% of Pre Capacity/Unit x Pre # of Units."]
[null,62,"","",null,null,null,null,null,null,null,null,null,null,null,null,null,null,null,null,null,null,null,null,null,null,null,null,null,null,null,null,null,null,null,null,null,null,null,null,null,null,null,0,0,0,0,0,0,999999999,"",0,0,{"$f":"IFERROR(IF($DH$261>'Utility Admin'!$H$5,$BA71/$BA$5*$BB$261,$DH71),0)","v":0},"","",{"$f":"IF(AND(OR($AB71=\"DX AC Air Cooled\",$AB71=\"DX HP Air Cooled\"),OR(AND($AI71=\"Btu/hr\",$AH71<65000),AND($AI71=\"Tons\",$AH71<65000/12000)),$AC71=\"Split\",$AN71>=15.2),MAX(Baselines!$CB315,12/9.8),Baselines!$CB315)","v":0},{"$f":"Baselines!$CC315","v":0},{"$f":"Baselines!$CE315","v":0},0,0,0,0,0,0,0,0,0,0,{"$f":"IF(OR($C71<>\"Early Retirement\",$J71=\"\"),0,IF(OR($I71=\"DX AC Air Cooled\",$I71=\"DX HP Air Cooled\"),VLOOKUP($J71,'Early Retirement'!$CI$6:$CM$32,2,FALSE),IF(OR($I71=\"PTAC\",$I71=\"PTHP\"),VLOOKUP($J71,'Early Retirement'!$CI$6:$CM$32,3,FALSE),IF(AND(OR($I71=\"Air Cooled Chiller\",$I71=\"Water Cooled Chiller\"),$L71<>\"Centrifugal\"),VLOOKUP($J71,'Early Retirement'!$CI$6:$CM$32,4,FALSE),IF(AND(OR($I71=\"Air Cooled Chiller\",$I71=\"Water Cooled Chiller\"),$L71=\"Centrifugal\"),VLOOKUP($J71,'Early Retirement'!$CI$6:$CM$32,5,FALSE),\"\")))))","v":0},0,0,0,0,0,0,0,0,0,0,0,"","","",0,0,0,{"$f":"IF(AND($C71=\"Early Retirement\",$J71<>\"\",$S71<>\"\",$U71<>\"\"),$CG71,IF(AND(OR($AB71=\"DX AC Air Cooled\",$AB71=\"DX HP Air Cooled\"),OR(AND($AI71=\"Btu/hr\",$AH71<65000),AND($AI71=\"Tons\",$AH71<65000/12000)),$AC71=\"Split\",$AN71>=15.2),MAX(Baselines!$CB64,12/9.8),Baselines!$CB64))","v":0},{"$f":"IF(AND($C71=\"Early Retirement\",$J71<>\"\",$S71<>\"\",$U71<>\"\"),$CH71,Baselines!$CC64)","v":0},{"$f":"Baselines!$CD64","v":"kW/ton"},"",{"$f":"IF(AND($C71=\"Early Retirement\",$J71<>\"\",$S71<>\"\",$U71<>\"\"),$CI71,IF(AND(Baselines!$CE64=0,OR($CT71=\"DX HP\",$CT71=\"PTHP\")),$BG71,Baselines!$CE64))","v":0},"COP",{"$f":"IF(OR($C71=\"Replace-on-Burnout\",$C71=\"New Construction\"),$DB71,IF($CD71=\"\",\"\",IF(OR($CD71=\"DX HP\",$CD71=\"PTHP\"),VLOOKUP($D71,'Factor Tables'!$B$89:$M$105,MATCH(CONCATENATE($CD71,\" Clg\"),'Factor Tables'!$B$88:$M$88,0),FALSE),VLOOKUP($D71,'Factor Tables'!$B$89:$M$105,MATCH($CD71,'Factor Tables'!$B$88:$M$88,0),FALSE))))","v":""},{"$f":"IF(OR($C71=\"Replace-on-Burnout\",$C71=\"New Construction\"),$DC71,IF($CD71=\"\",\"\",IF($CD71=\"DX HP\",VLOOKUP($D71,'Factor Tables'!$B$89:$M$105,MATCH(\"DX HP Htg\",'Factor Tables'!$B$88:$M$88,0),FALSE),0)))","v":""},{"$f":"IF(OR($C71=\"Replace-on-Burnout\",$C71=\"New Construction\"),$DD71,IF($CD71=\"\",\"\",IF($CD71=\"DX HP\",VLOOKUP($D71,'Factor Tables'!$N$89:$Y$105,MATCH(\"DX HP Clg\",'Factor Tables'!$N$88:$Y$88,0),FALSE),IF($CD71=\"PTHP\",VLOOKUP($D71,'Factor Tables'!$N$89:$Y$105,MATCH(\"PTHP Clg\",'Factor Tables'!$N$88:$Y$88,0),FALSE),IF(AND($CD71<>\"DX HP\",$CD71<>\"PTHP\"),VLOOKUP($D71,'Factor Tables'!$N$89:$Y$105,MATCH($CD71,'Factor Tables'!$N$88:$Y$88,0),FALSE),\"\")))))","v":""},{"$f":"IF(OR($C71=\"Replace-on-Burnout\",$C71=\"New Construction\",$CT71=\"DX HP\",$CT71=\"PTHP\"),$DE71,IF($CD71=\"\",\"\",IF($CD71=\"DX HP\",VLOOKUP($D71,'Factor Tables'!$N$89:$Y$105,MATCH(\"DX HP Htg\",'Factor Tables'!$N$88:$Y$88,0),FALSE),IF($CD71=\"PTHP\",VLOOKUP($D71,'Factor Tables'!$N$89:$Y$105,MATCH(\"PTHP Htg\",'Factor Tables'!$N$88:$Y$88,0),FALSE),0))))","v":""},"","",0,0,"kW/ton","",0,"COP",{"$f":"IF($CT71=\"\",\"\",IF(OR($CT71=\"DX HP\",$CT71=\"VRF HP\",$CT71=\"PTHP\"),VLOOKUP($D71,'Factor Tables'!$B$89:$M$105,MATCH(CONCATENATE($CT71,\" Clg\"),'Factor Tables'!$B$88:$M$88,0),FALSE),VLOOKUP($D71,'Factor Tables'!$B$89:$M$105,MATCH($CT71,'Factor Tables'!$B$88:$M$88,0),FALSE)))","v":""},{"$f":"IF($CT71=\"\",\"\",IF(OR($CT71=\"DX HP\",$CT71=\"VRF HP\",$CT71=\"PTHP\"),VLOOKUP($D71,'Factor Tables'!$B$89:$M$105,MATCH(CONCATENATE($CT71,\" Htg\"),'Factor Tables'!$B$88:$M$88,0),FALSE),0))","v":""},{"$f":"IF($CT71=\"\",\"\",IF(OR($CT71=\"DX HP\",$CT71=\"VRF HP\",$CT71=\"PTHP\"),VLOOKUP($D71,'Factor Tables'!$N$89:$Y$105,MATCH(CONCATENATE($CT71,\" Clg\"),'Factor Tables'!$N$88:$Y$88,0),FALSE),VLOOKUP($D71,'Factor Tables'!$N$89:$Y$105,MATCH($CT71,'Factor Tables'!$N$88:$Y$88,0),FALSE)))","v":""},{"$f":"IF($CT71=\"\",\"\",IF(OR($CT71=\"DX HP\",$CT71=\"VRF HP\",$CT71=\"PTHP\"),VLOOKUP($D71,'Factor Tables'!$N$89:$Y$105,MATCH(CONCATENATE($CT71,\" Htg\"),'Factor Tables'!$N$88:$Y$88,0),FALSE),0))","v":""},{"$f":"IF($AB71=\"\",0,VLOOKUP($AB71,'Utility Admin'!$E:$G,2,FALSE))","v":0},{"$f":"IF($AB71=\"\",0,VLOOKUP($AB71,'Utility Admin'!$E:$G,3,FALSE))","v":0},{"$f":"IFERROR(IF(ABS(Summary!$F$12)<=ABS(Summary!$E$12)*'Utility Admin'!$I$5,$AZ71*$DF71+$BA71*$DG71,$AZ71*$DF71+$AZ71*'Utility Admin'!$I$5*$DG71),0)","v":0},null,"Summer",null,null,null,null,null,null,null,null,null,null,{"$f":"IF(OR('Project Info'!$C$10=\"\",$C71=\"\",$D71=\"\"),\"\",VLOOKUP($D71,$DW$9:$DZ$32,MATCH($C71,$DW$9:$DZ$9,0),FALSE))","v":""},null,null,null,null,null,null,"ERROR: Contact Program Manager. Post Capacity/Unit x Post # of Units must be within +/- 20% of Pre Capacity/Unit x Pre # of Units."]
[null,63,"","",null,null,null,null,null,null,null,null,null,null,null,null,null,null,null,null,null,null,null,null,null,null,null,null,null,null,null,null,null,null,null,null,null,null,null,null,null,null,null,0,0,0,0,0,0,999999999,"",0,0,{"$f":"IFERROR(IF($DH$261>'Utility Admin'!$H$5,$BA72/$BA$5*$BB$261,$DH72),0)","v":0},"","",{"$f":"IF(AND(OR($AB72=\"DX AC Air Cooled\",$AB72=\"DX HP Air Cooled\"),OR(AND($AI72=\"Btu/hr\",$AH72<65000),AND($AI72=\"Tons\",$AH72<65000/12000)),$AC72=\"Split\",$AN72>=15.2),MAX(Baselines!$CB316,12/9.8),Baselines!$CB316)","v":0},{"$f":"Baselines!$CC316","v":0},{"$f":"Baselines!$CE316","v":0},0,0,0,0,0,0,0,0,0,0,{"$f":"IF(OR($C72<>\"Early Retirement\",$J72=\"\"),0,IF(OR($I72=\"DX AC Air Cooled\",$I72=\"DX HP Air Cooled\"),VLOOKUP($J72,'Early Retirement'!$CI$6:$CM$32,2,FALSE),IF(OR($I72=\"PTAC\",$I72=\"PTHP\"),VLOOKUP($J72,'Early Retirement'!$CI$6:$CM$32,3,FALSE),IF(AND(OR($I72=\"Air Cooled Chiller\",$I72=\"Water Cooled Chiller\"),$L72<>\"Centrifugal\"),VLOOKUP($J72,'Early Retirement'!$CI$6:$CM$32,4,FALSE),IF(AND(OR($I72=\"Air Cooled Chiller\",$I72=\"Water Cooled Chiller\"),$L72=\"Centrifugal\"),VLOOKUP($J72,'Early Retirement'!$CI$6:$CM$32,5,FALSE),\"\")))))","v":0},0,0,0,0,0,0,0,0,0,0,0,"","","",0,0,0,{"$f":"IF(AND($C72=\"Early Retirement\",$J72<>\"\",$S72<>\"\",$U72<>\"\"),$CG72,IF(AND(OR($AB72=\"DX AC Air Cooled\",$AB72=\"DX HP Air Cooled\"),OR(AND($AI72=\"Btu/hr\",$AH72<65000),AND($AI72=\"Tons\",$AH72<65000/12000)),$AC72=\"Split\",$AN72>=15.2),MAX(Baselines!$CB65,12/9.8),Baselines!$CB65))","v":0},{"$f":"IF(AND($C72=\"Early Retirement\",$J72<>\"\",$S72<>\"\",$U72<>\"\"),$CH72,Baselines!$CC65)","v":0},{"$f":"Baselines!$CD65","v":"kW/ton"},"",{"$f":"IF(AND($C72=\"Early Retirement\",$J72<>\"\",$S72<>\"\",$U72<>\"\"),$CI72,IF(AND(Baselines!$CE65=0,OR($CT72=\"DX HP\",$CT72=\"PTHP\")),$BG72,Baselines!$CE65))","v":0},"COP",{"$f":"IF(OR($C72=\"Replace-on-Burnout\",$C72=\"New Construction\"),$DB72,IF($CD72=\"\",\"\",IF(OR($CD72=\"DX HP\",$CD72=\"PTHP\"),VLOOKUP($D72,'Factor Tables'!$B$89:$M$105,MATCH(CONCATENATE($CD72,\" Clg\"),'Factor Tables'!$B$88:$M$88,0),FALSE),VLOOKUP($D72,'Factor Tables'!$B$89:$M$105,MATCH($CD72,'Factor Tables'!$B$88:$M$88,0),FALSE))))","v":""},{"$f":"IF(OR($C72=\"Replace-on-Burnout\",$C72=\"New Construction\"),$DC72,IF($CD72=\"\",\"\",IF($CD72=\"DX HP\",VLOOKUP($D72,'Factor Tables'!$B$89:$M$105,MATCH(\"DX HP Htg\",'Factor Tables'!$B$88:$M$88,0),FALSE),0)))","v":""},{"$f":"IF(OR($C72=\"Replace-on-Burnout\",$C72=\"New Construction\"),$DD72,IF($CD72=\"\",\"\",IF($CD72=\"DX HP\",VLOOKUP($D72,'Factor Tables'!$N$89:$Y$105,MATCH(\"DX HP Clg\",'Factor Tables'!$N$88:$Y$88,0),FALSE),IF($CD72=\"PTHP\",VLOOKUP($D72,'Factor Tables'!$N$89:$Y$105,MATCH(\"PTHP Clg\",'Factor Tables'!$N$88:$Y$88,0),FALSE),IF(AND($CD72<>\"DX HP\",$CD72<>\"PTHP\"),VLOOKUP($D72,'Factor Tables'!$N$89:$Y$105,MATCH($CD72,'Factor Tables'!$N$88:$Y$88,0),FALSE),\"\")))))","v":""},{"$f":"IF(OR($C72=\"Replace-on-Burnout\",$C72=\"New Construction\",$CT72=\"DX HP\",$CT72=\"PTHP\"),$DE72,IF($CD72=\"\",\"\",IF($CD72=\"DX HP\",VLOOKUP($D72,'Factor Tables'!$N$89:$Y$105,MATCH(\"DX HP Htg\",'Factor Tables'!$N$88:$Y$88,0),FALSE),IF($CD72=\"PTHP\",VLOOKUP($D72,'Factor Tables'!$N$89:$Y$105,MATCH(\"PTHP Htg\",'Factor Tables'!$N$88:$Y$88,0),FALSE),0))))","v":""},"","",0,0,"kW/ton","",0,"COP",{"$f":"IF($CT72=\"\",\"\",IF(OR($CT72=\"DX HP\",$CT72=\"VRF HP\",$CT72=\"PTHP\"),VLOOKUP($D72,'Factor Tables'!$B$89:$M$105,MATCH(CONCATENATE($CT72,\" Clg\"),'Factor Tables'!$B$88:$M$88,0),FALSE),VLOOKUP($D72,'Factor Tables'!$B$89:$M$105,MATCH($CT72,'Factor Tables'!$B$88:$M$88,0),FALSE)))","v":""},{"$f":"IF($CT72=\"\",\"\",IF(OR($CT72=\"DX HP\",$CT72=\"VRF HP\",$CT72=\"PTHP\"),VLOOKUP($D72,'Factor Tables'!$B$89:$M$105,MATCH(CONCATENATE($CT72,\" Htg\"),'Factor Tables'!$B$88:$M$88,0),FALSE),0))","v":""},{"$f":"IF($CT72=\"\",\"\",IF(OR($CT72=\"DX HP\",$CT72=\"VRF HP\",$CT72=\"PTHP\"),VLOOKUP($D72,'Factor Tables'!$N$89:$Y$105,MATCH(CONCATENATE($CT72,\" Clg\"),'Factor Tables'!$N$88:$Y$88,0),FALSE),VLOOKUP($D72,'Factor Tables'!$N$89:$Y$105,MATCH($CT72,'Factor Tables'!$N$88:$Y$88,0),FALSE)))","v":""},{"$f":"IF($CT72=\"\",\"\",IF(OR($CT72=\"DX HP\",$CT72=\"VRF HP\",$CT72=\"PTHP\"),VLOOKUP($D72,'Factor Tables'!$N$89:$Y$105,MATCH(CONCATENATE($CT72,\" Htg\"),'Factor Tables'!$N$88:$Y$88,0),FALSE),0))","v":""},{"$f":"IF($AB72=\"\",0,VLOOKUP($AB72,'Utility Admin'!$E:$G,2,FALSE))","v":0},{"$f":"IF($AB72=\"\",0,VLOOKUP($AB72,'Utility Admin'!$E:$G,3,FALSE))","v":0},{"$f":"IFERROR(IF(ABS(Summary!$F$12)<=ABS(Summary!$E$12)*'Utility Admin'!$I$5,$AZ72*$DF72+$BA72*$DG72,$AZ72*$DF72+$AZ72*'Utility Admin'!$I$5*$DG72),0)","v":0},null,"Summer",null,null,null,null,null,null,null,null,null,null,{"$f":"IF(OR('Project Info'!$C$10=\"\",$C72=\"\",$D72=\"\"),\"\",VLOOKUP($D72,$DW$9:$DZ$32,MATCH($C72,$DW$9:$DZ$9,0),FALSE))","v":""},null,null,null,null,null,null,"ERROR: Contact Program Manager. Post Capacity/Unit x Post # of Units must be within +/- 20% of Pre Capacity/Unit x Pre # of Units."]
[null,64,"","",null,null,null,null,null,null,null,null,null,null,null,null,null,null,null,null,null,null,null,null,null,null,null,null,null,null,null,null,null,null,null,null,null,null,null,null,null,null,null,0,0,0,0,0,0,999999999,"",0,0,{"$f":"IFERROR(IF($DH$261>'Utility Admin'!$H$5,$BA73/$BA$5*$BB$261,$DH73),0)","v":0},"","",{"$f":"IF(AND(OR($AB73=\"DX AC Air Cooled\",$AB73=\"DX HP Air Cooled\"),OR(AND($AI73=\"Btu/hr\",$AH73<65000),AND($AI73=\"Tons\",$AH73<65000/12000)),$AC73=\"Split\",$AN73>=15.2),MAX(Baselines!$CB317,12/9.8),Baselines!$CB317)","v":0},{"$f":"Baselines!$CC317","v":0},{"$f":"Baselines!$CE317","v":0},0,0,0,0,0,0,0,0,0,0,{"$f":"IF(OR($C73<>\"Early Retirement\",$J73=\"\"),0,IF(OR($I73=\"DX AC Air Cooled\",$I73=\"DX HP Air Cooled\"),VLOOKUP($J73,'Early Retirement'!$CI$6:$CM$32,2,FALSE),IF(OR($I73=\"PTAC\",$I73=\"PTHP\"),VLOOKUP($J73,'Early Retirement'!$CI$6:$CM$32,3,FALSE),IF(AND(OR($I73=\"Air Cooled Chiller\",$I73=\"Water Cooled Chiller\"),$L73<>\"Centrifugal\"),VLOOKUP($J73,'Early Retirement'!$CI$6:$CM$32,4,FALSE),IF(AND(OR($I73=\"Air Cooled Chiller\",$I73=\"Water Cooled Chiller\"),$L73=\"Centrifugal\"),VLOOKUP($J73,'Early Retirement'!$CI$6:$CM$32,5,FALSE),\"\")))))","v":0},0,0,0,0,0,0,0,0,0,0,0,"","","",0,0,0,{"$f":"IF(AND($C73=\"Early Retirement\",$J73<>\"\",$S73<>\"\",$U73<>\"\"),$CG73,IF(AND(OR($AB73=\"DX AC Air Cooled\",$AB73=\"DX HP Air Cooled\"),OR(AND($AI73=\"Btu/hr\",$AH73<65000),AND($AI73=\"Tons\",$AH73<65000/12000)),$AC73=\"Split\",$AN73>=15.2),MAX(Baselines!$CB66,12/9.8),Baselines!$CB66))","v":0},{"$f":"IF(AND($C73=\"Early Retirement\",$J73<>\"\",$S73<>\"\",$U73<>\"\"),$CH73,Baselines!$CC66)","v":0},{"$f":"Baselines!$CD66","v":"kW/ton"},"",{"$f":"IF(AND($C73=\"Early Retirement\",$J73<>\"\",$S73<>\"\",$U73<>\"\"),$CI73,IF(AND(Baselines!$CE66=0,OR($CT73=\"DX HP\",$CT73=\"PTHP\")),$BG73,Baselines!$CE66))","v":0},"COP",{"$f":"IF(OR($C73=\"Replace-on-Burnout\",$C73=\"New Construction\"),$DB73,IF($CD73=\"\",\"\",IF(OR($CD73=\"DX HP\",$CD73=\"PTHP\"),VLOOKUP($D73,'Factor Tables'!$B$89:$M$105,MATCH(CONCATENATE($CD73,\" Clg\"),'Factor Tables'!$B$88:$M$88,0),FALSE),VLOOKUP($D73,'Factor Tables'!$B$89:$M$105,MATCH($CD73,'Factor Tables'!$B$88:$M$88,0),FALSE))))","v":""},{"$f":"IF(OR($C73=\"Replace-on-Burnout\",$C73=\"New Construction\"),$DC73,IF($CD73=\"\",\"\",IF($CD73=\"DX HP\",VLOOKUP($D73,'Factor Tables'!$B$89:$M$105,MATCH(\"DX HP Htg\",'Factor Tables'!$B$88:$M$88,0),FALSE),0)))","v":""},{"$f":"IF(OR($C73=\"Replace-on-Burnout\",$C73=\"New Construction\"),$DD73,IF($CD73=\"\",\"\",IF($CD73=\"DX HP\",VLOOKUP($D73,'Factor Tables'!$N$89:$Y$105,MATCH(\"DX HP Clg\",'Factor Tables'!$N$88:$Y$88,0),FALSE),IF($CD73=\"PTHP\",VLOOKUP($D73,'Factor Tables'!$N$89:$Y$105,MATCH(\"PTHP Clg\",'Factor Tables'!$N$88:$Y$88,0),FALSE),IF(AND($CD73<>\"DX HP\",$CD73<>\"PTHP\"),VLOOKUP($D73,'Factor Tables'!$N$89:$Y$105,MATCH($CD73,'Factor Tables'!$N$88:$Y$88,0),FALSE),\"\")))))","v":""},{"$f":"IF(OR($C73=\"Replace-on-Burnout\",$C73=\"New Construction\",$CT73=\"DX HP\",$CT73=\"PTHP\"),$DE73,IF($CD73=\"\",\"\",IF($CD73=\"DX HP\",VLOOKUP($D73,'Factor Tables'!$N$89:$Y$105,MATCH(\"DX HP Htg\",'Factor Tables'!$N$88:$Y$88,0),FALSE),IF($CD73=\"PTHP\",VLOOKUP($D73,'Factor Tables'!$N$89:$Y$105,MATCH(\"PTHP Htg\",'Factor Tables'!$N$88:$Y$88,0),FALSE),0))))","v":""},"","",0,0,"kW/ton","",0,"COP",{"$f":"IF($CT73=\"\",\"\",IF(OR($CT73=\"DX HP\",$CT73=\"VRF HP\",$CT73=\"PTHP\"),VLOOKUP($D73,'Factor Tables'!$B$89:$M$105,MATCH(CONCATENATE($CT73,\" Clg\"),'Factor Tables'!$B$88:$M$88,0),FALSE),VLOOKUP($D73,'Factor Tables'!$B$89:$M$105,MATCH($CT73,'Factor Tables'!$B$88:$M$88,0),FALSE)))","v":""},{"$f":"IF($CT73=\"\",\"\",IF(OR($CT73=\"DX HP\",$CT73=\"VRF HP\",$CT73=\"PTHP\"),VLOOKUP($D73,'Factor Tables'!$B$89:$M$105,MATCH(CONCATENATE($CT73,\" Htg\"),'Factor Tables'!$B$88:$M$88,0),FALSE),0))","v":""},{"$f":"IF($CT73=\"\",\"\",IF(OR($CT73=\"DX HP\",$CT73=\"VRF HP\",$CT73=\"PTHP\"),VLOOKUP($D73,'Factor Tables'!$N$89:$Y$105,MATCH(CONCATENATE($CT73,\" Clg\"),'Factor Tables'!$N$88:$Y$88,0),FALSE),VLOOKUP($D73,'Factor Tables'!$N$89:$Y$105,MATCH($CT73,'Factor Tables'!$N$88:$Y$88,0),FALSE)))","v":""},{"$f":"IF($CT73=\"\",\"\",IF(OR($CT73=\"DX HP\",$CT73=\"VRF HP\",$CT73=\"PTHP\"),VLOOKUP($D73,'Factor Tables'!$N$89:$Y$105,MATCH(CONCATENATE($CT73,\" Htg\"),'Factor Tables'!$N$88:$Y$88,0),FALSE),0))","v":""},{"$f":"IF($AB73=\"\",0,VLOOKUP($AB73,'Utility Admin'!$E:$G,2,FALSE))","v":0},{"$f":"IF($AB73=\"\",0,VLOOKUP($AB73,'Utility Admin'!$E:$G,3,FALSE))","v":0},{"$f":"IFERROR(IF(ABS(Summary!$F$12)<=ABS(Summary!$E$12)*'Utility Admin'!$I$5,$AZ73*$DF73+$BA73*$DG73,$AZ73*$DF73+$AZ73*'Utility Admin'!$I$5*$DG73),0)","v":0},null,"Summer",null,null,null,null,null,null,null,null,null,null,{"$f":"IF(OR('Project Info'!$C$10=\"\",$C73=\"\",$D73=\"\"),\"\",VLOOKUP($D73,$DW$9:$DZ$32,MATCH($C73,$DW$9:$DZ$9,0),FALSE))","v":""},null,null,null,null,null,null,"ERROR: Contact Program Manager. Post Capacity/Unit x Post # of Units must be within +/- 20% of Pre Capacity/Unit x Pre # of Units."]
[null,65,"","",null,null,null,null,null,null,null,null,null,null,null,null,null,null,null,null,null,null,null,null,null,null,null,null,null,null,null,null,null,null,null,null,null,null,null,null,null,null,null,0,{"$f":"IF(OR($AH74=\"\",$AI74=\"\"),0,IF($AI74=\"Tons\",$AH74,IF($AI74=\"Btu/hr\",$AH74/12000,\"\")))","v":0},0,{"$f":"IF(OR($C74=\"New Construction\",$C74=\"Replace-on-Burnout\",$AI74=\"\",$AL74=\"\"),0,(0.8*$AR74*$R74)/$AL74)","v":0},{"$f":"IF(OR($C74=\"New Construction\",$C74=\"Replace-on-Burnout\"),999999999,IF(OR($AI74=\"\",$AL74=\"\"),0,(1.2*$AR74*$R74)/$AL74))","v":0},{"$f":"IF(OR($C74=\"New Construction\",$C74=\"Replace-on-Burnout\",$AI74=\"\",$AL74=\"\"),0,IF($AI74=\"Tons\",$AU74,IF($AI74=\"Btu/hr\",$AU74*12000,0)))","v":0},{"$f":"IF(OR($C74=\"New Construction\",$C74=\"Replace-on-Burnout\",$AI74=\"\",$AL74=\"\"),999999999,IF($AI74=\"Tons\",$AV74,IF($AI74=\"Btu/hr\",$AV74*12000,0)))","v":999999999},{"$f":"IF(OR($AB74=\"\",AND(OR($AB74=\"Air Cooled Chiller\",$AB74=\"Water Cooled Chiller\"),$AD74=\"\")),\"\",IF(OR($AB74=\"Air Cooled Chiller\",$AB74=\"Water Cooled Chiller\"),VLOOKUP(CONCATENATE($AD74,\" \",$AB74),$DM$10:$DP$22,4,FALSE),VLOOKUP($AB74,$DM$10:$DP$22,4,FALSE)))","v":""},{"$f":"ROUND(IF($C74=\"Early Retirement\",$CB74,IFERROR(IF(OR($AB74=\"\",$AH74=\"\",$AI74=\"\",$AL74=\"\",$AM74=\"\",$AO74=\"\",$CP74=0,$DB74=0,OR($CV74>$CJ74,$CW74>$CK74,$CZ74<$CN74)),0,IF(OR($AB74=\"DX HP Air Cooled\",$AB74=\"PTHP\"),MAX(($CF74*$CJ74*$CP74)-($CU74*$CV74*$DB74),($CM74/$CN74*$CQ74-$CY74/$CZ74*$DC74)/3412),($CF74*$CJ74*$CP74)-($CU74*$CV74*$DB74))),0)),2)","v":0},{"$f":"ROUND(IF($C74=\"Early Retirement\",$CC74,IFERROR(IF(OR($AB74=\"\",$AH74=\"\",$AI74=\"\",$AL74=\"\",$AM74=\"\",AND(OR($AB74=\"Air Cooled Chiller\",$AB74=\"Water Cooled Chiller\",$AB74=\"DX AC Air Cooled\",$AB74=\"DX HP Air Cooled\"),$AN74=\"\"),$AO74=\"\",AND(OR($AB74=\"DX HP Air Cooled\",$AB74=\"PTHP\"),OR($AP74=\"\",$AQ74=\"\")),$CR74=0,$DD74=0,OR($CV74>$CJ74,$CW74>$CK74,$CZ74<$CN74)),0,IF(OR($AB74=\"DX HP Air Cooled\",$AB74=\"VRF HP Air Cooled\",$AB74=\"VRF HP Water Cooled\",$AB74=\"PTHP\"),(($CF74*$CK74*$CR74)-($CU74*$CW74*$DD74))+((($CM74*(1/$CN74)*$CS74)-($CY74*(1/$CZ74)*$DE74))*(1/3412)),($CF74*$CK74*$CR74)-($CU74*$CW74*$DD74))),0)),0)","v":0},{"$f":"IFERROR(IF($DH$261>'Utility Admin'!$H$5,$BA74/$BA$5*$BB$261,$DH74),0)","v":0},{"$f":"IF(OR($AB74=\"\",AND(OR($AB74=\"Air Cooled Chiller\",$AB74=\"Water Cooled Chiller\"),$AD74=\"\")),\"\",IF(OR($AB74=\"Air Cooled Chiller\",$AB74=\"Water Cooled Chiller\"),VLOOKUP(CONCATENATE($AD74,\" \",$AB74),$DM$10:$DO$22,3,FALSE),VLOOKUP($AB74,$DM$10:$DO$22,3,FALSE)))","v":""},"",{"$f":"IF(AND(OR($AB74=\"DX AC Air Cooled\",$AB74=\"DX HP Air Cooled\"),OR(AND($AI74=\"Btu/hr\",$AH74<65000),AND($AI74=\"Tons\",$AH74<65000/12000)),$AC74=\"Split\",$AN74>=15.2),MAX(Baselines!$CB318,12/9.8),Baselines!$CB318)","v":0},{"$f":"Baselines!$CC318","v":0},{"$f":"Baselines!$CE318","v":0},{"$f":"IF(OR($D74=\"\",$AB74=\"\",$AH74=\"\",$AI74=\"\",$AL74=\"\",$AM74=\"\",$AO74=\"\",$BD74=\"\"),0,IFERROR(IF(OR($CP74=0,$DB74=0),0,($CF74*$BE74*$CP74)-($CU74*$CV74*$DB74)),0))","v":0},{"$f":"IF(OR($D74=\"\",$AB74=\"\",$AH74=\"\",$AI74=\"\",$AL74=\"\",$AM74=\"\",$AO74=\"\",$BD74=\"\"),0,IFERROR(IF(OR($CQ74=0,$DC74=0),0,($CM74/$BG74*$CQ74-$CY74/$CZ74*$DC74)/3412),0))","v":0},{"$f":"IF(OR($D74=\"\",$AB74=\"\",$AH74=\"\",$AI74=\"\",$AL74=\"\",AND($AB74<>\"PTAC\",$AB74<>\"PTHP\",$AN74=\"\"),AND(OR($AB74=\"PTAC\",$AB74=\"PTHP\"),$AM74=\"\"),$AO74=\"\",$BD74=\"\"),0,IFERROR(IF(OR($CR74=0,$DD74=0),0,($CF74*$BF74*$CR74)-($CU74*$CW74*$DD74)),0))","v":0},{"$f":"IF(OR($D74=\"\",$AB74=\"\",$AJ74=\"\",$AK74=\"\",$AL74=\"\",$AP74=\"\",$AQ74=\"\",$BD74=\"\"),0,IFERROR(IF(OR($CS74=0,$DE74=0),0,(($CM74*(1/$BG74)*$CS74)-($CY74*(1/$CZ74)*$DE74))*(1/3412)),0))","v":0},0,{"$f":"IF(OR($C74<>\"Early Retirement\",$D74=\"\",$J74=\"\",$AB74=\"\",$AH74=\"\",$AI74=\"\",$AL74=\"\",$AM74=\"\",$AO74=\"\"),0,IF(AND($C74=\"Early Retirement\",OR($AB74=\"PTAC\",$AB74=\"PTHP\"),OR($AG74<>\"Yes\",$AH74>$N74)),$BH74,IFERROR(IF(OR($CP74=0,$DB74=0),0,($CF74*$CJ74*$CP74)-($CU74*$CV74*$DB74)),0)))","v":0},{"$f":"IF(OR($C74<>\"Early Retirement\",$D74=\"\",$J74=\"\",$AB74=\"\",$AH74=\"\",$AI74=\"\",$AL74=\"\",$AM74=\"\",$AO74=\"\"),0,IF(AND($C74=\"Early Retirement\",OR($AB74=\"PTAC\",$AB74=\"PTHP\"),OR($AG74<>\"Yes\",$AH74>$N74)),$BI74,IFERROR(IF(OR($CQ74=0,$DC74=0),0,($CM74/$CN74*$CQ74-$CY74/$CZ74*$DC74)/3412),0)))","v":0},{"$f":"IF(OR($C74<>\"Early Retirement\",$D74=\"\",$J74=\"\",$AB74=\"\",$AH74=\"\",$AI74=\"\",$AL74=\"\",AND($AM74=\"\",$AN74=\"\"),$AO74=\"\"),0,IF(AND($C74=\"Early Retirement\",OR($AB74=\"PTAC\",$AB74=\"PTHP\"),OR($AG74<>\"Yes\",$AH74>$N74)),$BJ74,IFERROR(IF(OR($CR74=0,$DD74=0),0,($CF74*$CK74*$CR74)-($CU74*$CW74*$DD74)),0)))","v":0},{"$f":"IF(OR($C74<>\"Early Retirement\",$D74=\"\",$J74=\"\",$AB74=\"\",$AJ74=\"\",$AK74=\"\",$AL74=\"\",$AP74=\"\",$AQ74=\"\"),0,IF(AND($C74=\"Early Retirement\",OR($AB74=\"PTAC\",$AB74=\"PTHP\"),OR($AG74<>\"Yes\",$AH74>$N74)),$BK74,IFERROR(IF(OR($CS74=0,$DE74=0),0,(($CM74*(1/$CN74)*$CS74)-($CY74*(1/$CZ74)*$DE74))*(1/3412)),0)))","v":0},0,{"$f":"IF(OR($C74<>\"Early Retirement\",$J74=\"\"),0,IF(OR($I74=\"DX AC Air Cooled\",$I74=\"DX HP Air Cooled\"),VLOOKUP($J74,'Early Retirement'!$CI$6:$CM$32,2,FALSE),IF(OR($I74=\"PTAC\",$I74=\"PTHP\"),VLOOKUP($J74,'Early Retirement'!$CI$6:$CM$32,3,FALSE),IF(AND(OR($I74=\"Air Cooled Chiller\",$I74=\"Water Cooled Chiller\"),$L74<>\"Centrifugal\"),VLOOKUP($J74,'Early Retirement'!$CI$6:$CM$32,4,FALSE),IF(AND(OR($I74=\"Air Cooled Chiller\",$I74=\"Water Cooled Chiller\"),$L74=\"Centrifugal\"),VLOOKUP($J74,'Early Retirement'!$CI$6:$CM$32,5,FALSE),\"\")))))","v":0},{"$f":"IF(OR($C74<>\"Early Retirement\",$J74=\"\",$AB74=\"\",$AY74=\"\"),0,$AY74-$BR74)","v":0},0,0,{"$f":"IF(OR($CV74>$BE74,$CW74>$BF74,$CZ74<$BG74),0,MAX(BT74,BU74))","v":0},0,{"$f":"IF($AE74=\"\",0,$BV74-$BW74)","v":0},0,0,{"$f":"IF($AE74=\"\",0,$BY74-$BZ74)","v":0},{"$f":"IF(OR($CV74>$BE74,$CW74>$BF74,$CZ74<$BG74),0,IF(AND($C74=\"Early Retirement\",$I74=\"Air Cooled Chiller\",$AB74=\"Water Cooled Chiller\"),$BX74,MAX(BT74,BU74)))","v":0},0,{"$f":"IF($C74=\"New Construction\",$CT74,IF($I74=\"\",\"\",VLOOKUP($I74,$DL$10:$DN$22,3,FALSE)))","v":""},"","",0,0,0,{"$f":"IF(AND($C74=\"Early Retirement\",$J74<>\"\",$S74<>\"\",$U74<>\"\"),$CG74,IF(AND(OR($AB74=\"DX AC Air Cooled\",$AB74=\"DX HP Air Cooled\"),OR(AND($AI74=\"Btu/hr\",$AH74<65000),AND($AI74=\"Tons\",$AH74<65000/12000)),$AC74=\"Split\",$AN74>=15.2),MAX(Baselines!$CB67,12/9.8),Baselines!$CB67))","v":0},{"$f":"IF(AND($C74=\"Early Retirement\",$J74<>\"\",$S74<>\"\",$U74<>\"\"),$CH74,Baselines!$CC67)","v":0},{"$f":"Baselines!$CD67","v":"kW/ton"},"",{"$f":"IF(AND($C74=\"Early Retirement\",$J74<>\"\",$S74<>\"\",$U74<>\"\"),$CI74,IF(AND(Baselines!$CE67=0,OR($CT74=\"DX HP\",$CT74=\"PTHP\")),$BG74,Baselines!$CE67))","v":0},"COP",{"$f":"IF(OR($C74=\"Replace-on-Burnout\",$C74=\"New Construction\"),$DB74,IF($CD74=\"\",\"\",IF(OR($CD74=\"DX HP\",$CD74=\"PTHP\"),VLOOKUP($D74,'Factor Tables'!$B$89:$M$105,MATCH(CONCATENATE($CD74,\" Clg\"),'Factor Tables'!$B$88:$M$88,0),FALSE),VLOOKUP($D74,'Factor Tables'!$B$89:$M$105,MATCH($CD74,'Factor Tables'!$B$88:$M$88,0),FALSE))))","v":""},{"$f":"IF(OR($C74=\"Replace-on-Burnout\",$C74=\"New Construction\"),$DC74,IF($CD74=\"\",\"\",IF($CD74=\"DX HP\",VLOOKUP($D74,'Factor Tables'!$B$89:$M$105,MATCH(\"DX HP Htg\",'Factor Tables'!$B$88:$M$88,0),FALSE),0)))","v":""},{"$f":"IF(OR($C74=\"Replace-on-Burnout\",$C74=\"New Construction\"),$DD74,IF($CD74=\"\",\"\",IF($CD74=\"DX HP\",VLOOKUP($D74,'Factor Tables'!$N$89:$Y$105,MATCH(\"DX HP Clg\",'Factor Tables'!$N$88:$Y$88,0),FALSE),IF($CD74=\"PTHP\",VLOOKUP($D74,'Factor Tables'!$N$89:$Y$105,MATCH(\"PTHP Clg\",'Factor Tables'!$N$88:$Y$88,0),FALSE),IF(AND($CD74<>\"DX HP\",$CD74<>\"PTHP\"),VLOOKUP($D74,'Factor Tables'!$N$89:$Y$105,MATCH($CD74,'Factor Tables'!$N$88:$Y$88,0),FALSE),\"\")))))","v":""},{"$f":"IF(OR($C74=\"Replace-on-Burnout\",$C74=\"New Construction\",$CT74=\"DX HP\",$CT74=\"PTHP\"),$DE74,IF($CD74=\"\",\"\",IF($CD74=\"DX HP\",VLOOKUP($D74,'Factor Tables'!$N$89:$Y$105,MATCH(\"DX HP Htg\",'Factor Tables'!$N$88:$Y$88,0),FALSE),IF($CD74=\"PTHP\",VLOOKUP($D74,'Factor Tables'!$N$89:$Y$105,MATCH(\"PTHP Htg\",'Factor Tables'!$N$88:$Y$88,0),FALSE),0))))","v":""},{"$f":"IF($AB74=\"\",\"\",VLOOKUP($AB74,$DL$10:$DN$22,3,FALSE))","v":""},{"$f":"IF(OR($AH74=\"\",$AI74=\"\",$AL74=\"\"),\"\",IF($AI74=\"Btu/hr\",($AH74/12000)*$AL74,IF($AI74=\"Tons\",$AH74*$AL74,\"\")))","v":""},0,0,"kW/ton",{"$f":"IF(OR($AJ74=\"\",$AK74=\"\",$AL74=\"\"),\"\",IF($AK74=\"Tons\",($AJ74*12000)*$AL74,IF($AK74=\"Btu/hr\",$AJ74*$AL74,\"\")))","v":""},0,"COP",{"$f":"IF($CT74=\"\",\"\",IF(OR($CT74=\"DX HP\",$CT74=\"VRF HP\",$CT74=\"PTHP\"),VLOOKUP($D74,'Factor Tables'!$B$89:$M$105,MATCH(CONCATENATE($CT74,\" Clg\"),'Factor Tables'!$B$88:$M$88,0),FALSE),VLOOKUP($D74,'Factor Tables'!$B$89:$M$105,MATCH($CT74,'Factor Tables'!$B$88:$M$88,0),FALSE)))","v":""},{"$f":"IF($CT74=\"\",\"\",IF(OR($CT74=\"DX HP\",$CT74=\"VRF HP\",$CT74=\"PTHP\"),VLOOKUP($D74,'Factor Tables'!$B$89:$M$105,MATCH(CONCATENATE($CT74,\" Htg\"),'Factor Tables'!$B$88:$M$88,0),FALSE),0))","v":""},{"$f":"IF($CT74=\"\",\"\",IF(OR($CT74=\"DX HP\",$CT74=\"VRF HP\",$CT74=\"PTHP\"),VLOOKUP($D74,'Factor Tables'!$N$89:$Y$105,MATCH(CONCATENATE($CT74,\" Clg\"),'Factor Tables'!$N$88:$Y$88,0),FALSE),VLOOKUP($D74,'Factor Tables'!$N$89:$Y$105,MATCH($CT74,'Factor Tables'!$N$88:$Y$88,0),FALSE)))","v":""},{"$f":"IF($CT74=\"\",\"\",IF(OR($CT74=\"DX HP\",$CT74=\"VRF HP\",$CT74=\"PTHP\"),VLOOKUP($D74,'Factor Tables'!$N$89:$Y$105,MATCH(CONCATENATE($CT74,\" Htg\"),'Factor Tables'!$N$88:$Y$88,0),FALSE),0))","v":""},{"$f":"IF($AB74=\"\",0,VLOOKUP($AB74,'Utility Admin'!$E:$G,2,FALSE))","v":0},{"$f":"IF($AB74=\"\",0,VLOOKUP($AB74,'Utility Admin'!$E:$G,3,FALSE))","v":0},{"$f":"IFERROR(IF(ABS(Summary!$F$12)<=ABS(Summary!$E$12)*'Utility Admin'!$I$5,$AZ74*$DF74+$BA74*$DG74,$AZ74*$DF74+$AZ74*'Utility Admin'!$I$5*$DG74),0)","v":0},null,{"$f":"IF(AND($AB74<>\"DX HP Air Cooled\",$AB74<>\"PTHP\"),\"Summer\",IF(AND($C74=\"Early Retirement\",$BU74>$BT74),\"Winter\",IF(AND($C74=\"Early Retirement\",$BU74<=$BT74),\"Summer\",IF((($CM74/$CN74*$CQ74-$CY74/$CZ74*$DC74)/3412)>(($CF74*$CJ74*$CP74)-($CU74*$CV74*$DB74)),\"Winter\",\"Summer\"))))","v":"Summer"},null,null,null,null,null,null,null,null,null,null,{"$f":"IF(OR('Project Info'!$C$10=\"\",$C74=\"\",$D74=\"\"),\"\",VLOOKUP($D74,$DW$9:$DZ$32,MATCH($C74,$DW$9:$DZ$9,0),FALSE))","v":""},null,null,null,null,null,null,"ERROR: Contact Program Manager. Post Capacity/Unit x Post # of Units must be within +/- 20% of Pre Capacity/Unit x Pre # of Units."]
[null,66,{"$f":"IF($C74=\"\",\"\",$C74)","v":""},{"$f":"IF($D74=\"\",\"\",$D74)","v":""},null,null,null,null,null,null,null,null,null,null,null,null,null,null,null,null,null,null,null,null,null,null,null,null,null,null,null,null,null,null,null,null,null,null,null,null,null,null,null,0,0,{"$f":"IF(OR($AJ75=\"\",$AK75=\"\"),0,IF($AK75=\"Tons\",$AJ75,IF($AK75=\"Btu/hr\",$AJ75/12000,\"\")))","v":0},0,0,0,999999999,"",0,0,{"$f":"IFERROR(IF($DH$261>'Utility Admin'!$H$5,$BA75/$BA$5*$BB$261,$DH75),0)","v":0},"","",{"$f":"IF(AND(OR($AB75=\"DX AC Air Cooled\",$AB75=\"DX HP Air Cooled\"),OR(AND($AI75=\"Btu/hr\",$AH75<65000),AND($AI75=\"Tons\",$AH75<65000/12000)),$AC75=\"Split\",$AN75>=15.2),MAX(Baselines!$CB319,12/9.8),Baselines!$CB319)","v":0},{"$f":"Baselines!$CC319","v":0},{"$f":"Baselines!$CE319","v":0},0,0,0,0,{"$f":"BJ75+BK75","v":0},0,0,0,0,{"$f":"BO75+BP75","v":0},{"$f":"IF(OR($C75<>\"Early Retirement\",$J75=\"\"),0,IF(OR($I75=\"DX AC Air Cooled\",$I75=\"DX HP Air Cooled\"),VLOOKUP($J75,'Early Retirement'!$CI$6:$CM$32,2,FALSE),IF(OR($I75=\"PTAC\",$I75=\"PTHP\"),VLOOKUP($J75,'Early Retirement'!$CI$6:$CM$32,3,FALSE),IF(AND(OR($I75=\"Air Cooled Chiller\",$I75=\"Water Cooled Chiller\"),$L75<>\"Centrifugal\"),VLOOKUP($J75,'Early Retirement'!$CI$6:$CM$32,4,FALSE),IF(AND(OR($I75=\"Air Cooled Chiller\",$I75=\"Water Cooled Chiller\"),$L75=\"Centrifugal\"),VLOOKUP($J75,'Early Retirement'!$CI$6:$CM$32,5,FALSE),\"\")))))","v":0},0,{"$f":"IF(OR($C75<>\"Early Retirement\",$AM75=\"\",AND($AB75<>\"PTAC\",$AB75<>\"PTHP\",$AN75=\"\"),$AO75=\"\"),0,($BM75*$BR75+$BH75*$BS75)/SUM($BR75:$BS75))","v":0},{"$f":"IF(OR($C75<>\"Early Retirement\",$AM75=\"\",AND($AB75<>\"PTAC\",$AB75<>\"PTHP\",$AN75=\"\"),$AO75=\"\"),0,($BN75*$BR75+$BI75*$BS75)/SUM($BR75:$BS75))","v":0},0,{"$f":"$AE75*(0.746/0.86)*0.8","v":0},0,{"$f":"IF(OR($C75<>\"Early Retirement\",$AM75=\"\",AND($AB75<>\"PTAC\",$AB75<>\"PTHP\",$AN75=\"\"),$AO75=\"\",OR($CV75>$BE75,$CW75>$BF75,$CZ75<$BG75)),0,($BQ75*$BR75+$BL75*$BS75)/SUM($BR75:$BS75))","v":0},{"$f":"$BW75*8760","v":0},0,0,{"$f":"IF(OR($C75<>\"Early Retirement\",$AM75=\"\",AND($AB75<>\"PTAC\",$AB75<>\"PTHP\",$AN75=\"\"),$AO75=\"\",OR($CV75>$BE75,$CW75>$BF75,$CZ75<$BG75)),0,IF(AND($C75=\"Early Retirement\",$I75=\"Air Cooled Chiller\",$AB75=\"Water Cooled Chiller\"),$CA75,($BQ75*$BR75+$BL75*$BS75)/SUM($BR75:$BS75)))","v":0},"",{"$f":"IF(OR($N75=\"\",$O75=\"\",$R75=\"\"),\"\",IF($O75=\"Btu/hr\",($N75/12000)*$R75,IF($O75=\"Tons\",$N75*$R75,\"\")))","v":""},{"$f":"CU75","v":""},{"$f":"IF($U75=\"EER\",12/$S75,IF($U75=\"kW/ton\",$S75,0))","v":0},{"$f":"IF(AND(OR($I75=\"PTAC\",$I75=\"PTHP\"),$U75=\"EER\"),12/$S75,IF(AND(OR($I75=\"PTAC\",$I75=\"PTHP\"),$U75=\"kW/ton\"),$S75,IF($U75=\"EER\",12/$T75,IF($U75=\"kW/ton\",$T75,0))))","v":0},{"$f":"IF($W75=\"HSPF\",$V75/3.214,IF($W75=\"COP\",$V75,0))","v":0},{"$f":"IF(AND($C75=\"Early Retirement\",$J75<>\"\",$S75<>\"\",$U75<>\"\"),$CG75,IF(AND(OR($AB75=\"DX AC Air Cooled\",$AB75=\"DX HP Air Cooled\"),OR(AND($AI75=\"Btu/hr\",$AH75<65000),AND($AI75=\"Tons\",$AH75<65000/12000)),$AC75=\"Split\",$AN75>=15.2),MAX(Baselines!$CB68,12/9.8),Baselines!$CB68))","v":0},{"$f":"IF(AND($C75=\"Early Retirement\",$J75<>\"\",$S75<>\"\",$U75<>\"\"),$CH75,Baselines!$CC68)","v":0},{"$f":"Baselines!$CD68","v":"kW/ton"},{"$f":"CY75","v":""},{"$f":"IF(AND($C75=\"Early Retirement\",$J75<>\"\",$S75<>\"\",$U75<>\"\"),$CI75,IF(AND(Baselines!$CE68=0,OR($CT75=\"DX HP\",$CT75=\"PTHP\")),$BG75,Baselines!$CE68))","v":0},"COP",{"$f":"IF(OR($C75=\"Replace-on-Burnout\",$C75=\"New Construction\"),$DB75,IF($CD75=\"\",\"\",IF(OR($CD75=\"DX HP\",$CD75=\"PTHP\"),VLOOKUP($D75,'Factor Tables'!$B$89:$M$105,MATCH(CONCATENATE($CD75,\" Clg\"),'Factor Tables'!$B$88:$M$88,0),FALSE),VLOOKUP($D75,'Factor Tables'!$B$89:$M$105,MATCH($CD75,'Factor Tables'!$B$88:$M$88,0),FALSE))))","v":""},{"$f":"IF(OR($C75=\"Replace-on-Burnout\",$C75=\"New Construction\"),$DC75,IF($CD75=\"\",\"\",IF($CD75=\"DX HP\",VLOOKUP($D75,'Factor Tables'!$B$89:$M$105,MATCH(\"DX HP Htg\",'Factor Tables'!$B$88:$M$88,0),FALSE),0)))","v":""},{"$f":"IF(OR($C75=\"Replace-on-Burnout\",$C75=\"New Construction\"),$DD75,IF($CD75=\"\",\"\",IF($CD75=\"DX HP\",VLOOKUP($D75,'Factor Tables'!$N$89:$Y$105,MATCH(\"DX HP Clg\",'Factor Tables'!$N$88:$Y$88,0),FALSE),IF($CD75=\"PTHP\",VLOOKUP($D75,'Factor Tables'!$N$89:$Y$105,MATCH(\"PTHP Clg\",'Factor Tables'!$N$88:$Y$88,0),FALSE),IF(AND($CD75<>\"DX HP\",$CD75<>\"PTHP\"),VLOOKUP($D75,'Factor Tables'!$N$89:$Y$105,MATCH($CD75,'Factor Tables'!$N$88:$Y$88,0),FALSE),\"\")))))","v":""},{"$f":"IF(OR($C75=\"Replace-on-Burnout\",$C75=\"New Construction\",$CT75=\"DX HP\",$CT75=\"PTHP\"),$DE75,IF($CD75=\"\",\"\",IF($CD75=\"DX HP\",VLOOKUP($D75,'Factor Tables'!$N$89:$Y$105,MATCH(\"DX HP Htg\",'Factor Tables'!$N$88:$Y$88,0),FALSE),IF($CD75=\"PTHP\",VLOOKUP($D75,'Factor Tables'!$N$89:$Y$105,MATCH(\"PTHP Htg\",'Factor Tables'!$N$88:$Y$88,0),FALSE),0))))","v":""},"","",{"$f":"IF($AO75=\"EER\",12/$AM75,IF($AO75=\"kW/ton\",$AM75,0))","v":0},{"$f":"IF(AND(OR($AB75=\"VRF HP Water Cooled\",$AB75=\"PTAC\",$AB75=\"PTHP\"),$AO75=\"EER\"),12/$AM75,IF(AND(OR($AB75=\"VRF HP Water Cooled\",$AB75=\"PTAC\",$AB75=\"PTHP\"),$AO75=\"kW/ton\"),$AM75,IF($AO75=\"EER\",12/$AN75,IF($AO75=\"kW/ton\",$AN75,0))))","v":0},"kW/ton","",{"$f":"IF($AQ75=\"HSPF\",$AP75/3.412,IF($AQ75=\"COP\",$AP75,0))","v":0},"COP",{"$f":"IF($CT75=\"\",\"\",IF(OR($CT75=\"DX HP\",$CT75=\"VRF HP\",$CT75=\"PTHP\"),VLOOKUP($D75,'Factor Tables'!$B$89:$M$105,MATCH(CONCATENATE($CT75,\" Clg\"),'Factor Tables'!$B$88:$M$88,0),FALSE),VLOOKUP($D75,'Factor Tables'!$B$89:$M$105,MATCH($CT75,'Factor Tables'!$B$88:$M$88,0),FALSE)))","v":""},{"$f":"IF($CT75=\"\",\"\",IF(OR($CT75=\"DX HP\",$CT75=\"VRF HP\",$CT75=\"PTHP\"),VLOOKUP($D75,'Factor Tables'!$B$89:$M$105,MATCH(CONCATENATE($CT75,\" Htg\"),'Factor Tables'!$B$88:$M$88,0),FALSE),0))","v":""},{"$f":"IF($CT75=\"\",\"\",IF(OR($CT75=\"DX HP\",$CT75=\"VRF HP\",$CT75=\"PTHP\"),VLOOKUP($D75,'Factor Tables'!$N$89:$Y$105,MATCH(CONCATENATE($CT75,\" Clg\"),'Factor Tables'!$N$88:$Y$88,0),FALSE),VLOOKUP($D75,'Factor Tables'!$N$89:$Y$105,MATCH($CT75,'Factor Tables'!$N$88:$Y$88,0),FALSE)))","v":""},{"$f":"IF($CT75=\"\",\"\",IF(OR($CT75=\"DX HP\",$CT75=\"VRF HP\",$CT75=\"PTHP\"),VLOOKUP($D75,'Factor Tables'!$N$89:$Y$105,MATCH(CONCATENATE($CT75,\" Htg\"),'Factor Tables'!$N$88:$Y$88,0),FALSE),0))","v":""},{"$f":"IF($AB75=\"\",0,VLOOKUP($AB75,'Utility Admin'!$E:$G,2,FALSE))","v":0},{"$f":"IF($AB75=\"\",0,VLOOKUP($AB75,'Utility Admin'!$E:$G,3,FALSE))","v":0},{"$f":"IFERROR(IF(ABS(Summary!$F$12)<=ABS(Summary!$E$12)*'Utility Admin'!$I$5,$AZ75*$DF75+$BA75*$DG75,$AZ75*$DF75+$AZ75*'Utility Admin'!$I$5*$DG75),0)","v":0},null,"Summer",null,null,null,null,null,null,null,null,null,null,{"$f":"IF(OR('Project Info'!$C$10=\"\",$C75=\"\",$D75=\"\"),\"\",VLOOKUP($D75,$DW$9:$DZ$32,MATCH($C75,$DW$9:$DZ$9,0),FALSE))","v":""},null,null,null,null,null,null,"ERROR: Contact Program Manager. Post Capacity/Unit x Post # of Units must be within +/- 20% of Pre Capacity/Unit x Pre # of Units."]
[null,67,"","",null,null,null,null,null,null,null,null,null,null,null,null,null,null,null,null,null,null,null,null,null,null,null,null,null,null,null,null,null,null,null,null,null,null,null,null,null,null,null,0,0,0,0,0,0,999999999,"",0,0,{"$f":"IFERROR(IF($DH$261>'Utility Admin'!$H$5,$BA76/$BA$5*$BB$261,$DH76),0)","v":0},"","",{"$f":"IF(AND(OR($AB76=\"DX AC Air Cooled\",$AB76=\"DX HP Air Cooled\"),OR(AND($AI76=\"Btu/hr\",$AH76<65000),AND($AI76=\"Tons\",$AH76<65000/12000)),$AC76=\"Split\",$AN76>=15.2),MAX(Baselines!$CB320,12/9.8),Baselines!$CB320)","v":0},{"$f":"Baselines!$CC320","v":0},{"$f":"Baselines!$CE320","v":0},0,0,0,0,0,0,0,0,0,0,{"$f":"IF(OR($C76<>\"Early Retirement\",$J76=\"\"),0,IF(OR($I76=\"DX AC Air Cooled\",$I76=\"DX HP Air Cooled\"),VLOOKUP($J76,'Early Retirement'!$CI$6:$CM$32,2,FALSE),IF(OR($I76=\"PTAC\",$I76=\"PTHP\"),VLOOKUP($J76,'Early Retirement'!$CI$6:$CM$32,3,FALSE),IF(AND(OR($I76=\"Air Cooled Chiller\",$I76=\"Water Cooled Chiller\"),$L76<>\"Centrifugal\"),VLOOKUP($J76,'Early Retirement'!$CI$6:$CM$32,4,FALSE),IF(AND(OR($I76=\"Air Cooled Chiller\",$I76=\"Water Cooled Chiller\"),$L76=\"Centrifugal\"),VLOOKUP($J76,'Early Retirement'!$CI$6:$CM$32,5,FALSE),\"\")))))","v":0},0,0,0,0,0,0,0,0,0,0,0,"","","",0,0,0,{"$f":"IF(AND($C76=\"Early Retirement\",$J76<>\"\",$S76<>\"\",$U76<>\"\"),$CG76,IF(AND(OR($AB76=\"DX AC Air Cooled\",$AB76=\"DX HP Air Cooled\"),OR(AND($AI76=\"Btu/hr\",$AH76<65000),AND($AI76=\"Tons\",$AH76<65000/12000)),$AC76=\"Split\",$AN76>=15.2),MAX(Baselines!$CB69,12/9.8),Baselines!$CB69))","v":0},{"$f":"IF(AND($C76=\"Early Retirement\",$J76<>\"\",$S76<>\"\",$U76<>\"\"),$CH76,Baselines!$CC69)","v":0},{"$f":"Baselines!$CD69","v":"kW/ton"},"",{"$f":"IF(AND($C76=\"Early Retirement\",$J76<>\"\",$S76<>\"\",$U76<>\"\"),$CI76,IF(AND(Baselines!$CE69=0,OR($CT76=\"DX HP\",$CT76=\"PTHP\")),$BG76,Baselines!$CE69))","v":0},"COP",{"$f":"IF(OR($C76=\"Replace-on-Burnout\",$C76=\"New Construction\"),$DB76,IF($CD76=\"\",\"\",IF(OR($CD76=\"DX HP\",$CD76=\"PTHP\"),VLOOKUP($D76,'Factor Tables'!$B$89:$M$105,MATCH(CONCATENATE($CD76,\" Clg\"),'Factor Tables'!$B$88:$M$88,0),FALSE),VLOOKUP($D76,'Factor Tables'!$B$89:$M$105,MATCH($CD76,'Factor Tables'!$B$88:$M$88,0),FALSE))))","v":""},{"$f":"IF(OR($C76=\"Replace-on-Burnout\",$C76=\"New Construction\"),$DC76,IF($CD76=\"\",\"\",IF($CD76=\"DX HP\",VLOOKUP($D76,'Factor Tables'!$B$89:$M$105,MATCH(\"DX HP Htg\",'Factor Tables'!$B$88:$M$88,0),FALSE),0)))","v":""},{"$f":"IF(OR($C76=\"Replace-on-Burnout\",$C76=\"New Construction\"),$DD76,IF($CD76=\"\",\"\",IF($CD76=\"DX HP\",VLOOKUP($D76,'Factor Tables'!$N$89:$Y$105,MATCH(\"DX HP Clg\",'Factor Tables'!$N$88:$Y$88,0),FALSE),IF($CD76=\"PTHP\",VLOOKUP($D76,'Factor Tables'!$N$89:$Y$105,MATCH(\"PTHP Clg\",'Factor Tables'!$N$88:$Y$88,0),FALSE),IF(AND($CD76<>\"DX HP\",$CD76<>\"PTHP\"),VLOOKUP($D76,'Factor Tables'!$N$89:$Y$105,MATCH($CD76,'Factor Tables'!$N$88:$Y$88,0),FALSE),\"\")))))","v":""},{"$f":"IF(OR($C76=\"Replace-on-Burnout\",$C76=\"New Construction\",$CT76=\"DX HP\",$CT76=\"PTHP\"),$DE76,IF($CD76=\"\",\"\",IF($CD76=\"DX HP\",VLOOKUP($D76,'Factor Tables'!$N$89:$Y$105,MATCH(\"DX HP Htg\",'Factor Tables'!$N$88:$Y$88,0),FALSE),IF($CD76=\"PTHP\",VLOOKUP($D76,'Factor Tables'!$N$89:$Y$105,MATCH(\"PTHP Htg\",'Factor Tables'!$N$88:$Y$88,0),FALSE),0))))","v":""},"","",0,0,"kW/ton","",0,"COP",{"$f":"IF($CT76=\"\",\"\",IF(OR($CT76=\"DX HP\",$CT76=\"VRF HP\",$CT76=\"PTHP\"),VLOOKUP($D76,'Factor Tables'!$B$89:$M$105,MATCH(CONCATENATE($CT76,\" Clg\"),'Factor Tables'!$B$88:$M$88,0),FALSE),VLOOKUP($D76,'Factor Tables'!$B$89:$M$105,MATCH($CT76,'Factor Tables'!$B$88:$M$88,0),FALSE)))","v":""},{"$f":"IF($CT76=\"\",\"\",IF(OR($CT76=\"DX HP\",$CT76=\"VRF HP\",$CT76=\"PTHP\"),VLOOKUP($D76,'Factor Tables'!$B$89:$M$105,MATCH(CONCATENATE($CT76,\" Htg\"),'Factor Tables'!$B$88:$M$88,0),FALSE),0))","v":""},{"$f":"IF($CT76=\"\",\"\",IF(OR($CT76=\"DX HP\",$CT76=\"VRF HP\",$CT76=\"PTHP\"),VLOOKUP($D76,'Factor Tables'!$N$89:$Y$105,MATCH(CONCATENATE($CT76,\" Clg\"),'Factor Tables'!$N$88:$Y$88,0),FALSE),VLOOKUP($D76,'Factor Tables'!$N$89:$Y$105,MATCH($CT76,'Factor Tables'!$N$88:$Y$88,0),FALSE)))","v":""},{"$f":"IF($CT76=\"\",\"\",IF(OR($CT76=\"DX HP\",$CT76=\"VRF HP\",$CT76=\"PTHP\"),VLOOKUP($D76,'Factor Tables'!$N$89:$Y$105,MATCH(CONCATENATE($CT76,\" Htg\"),'Factor Tables'!$N$88:$Y$88,0),FALSE),0))","v":""},{"$f":"IF($AB76=\"\",0,VLOOKUP($AB76,'Utility Admin'!$E:$G,2,FALSE))","v":0},{"$f":"IF($AB76=\"\",0,VLOOKUP($AB76,'Utility Admin'!$E:$G,3,FALSE))","v":0},{"$f":"IFERROR(IF(ABS(Summary!$F$12)<=ABS(Summary!$E$12)*'Utility Admin'!$I$5,$AZ76*$DF76+$BA76*$DG76,$AZ76*$DF76+$AZ76*'Utility Admin'!$I$5*$DG76),0)","v":0},null,"Summer",null,null,null,null,null,null,null,null,null,null,{"$f":"IF(OR('Project Info'!$C$10=\"\",$C76=\"\",$D76=\"\"),\"\",VLOOKUP($D76,$DW$9:$DZ$32,MATCH($C76,$DW$9:$DZ$9,0),FALSE))","v":""},null,null,null,null,null,null,"ERROR: Contact Program Manager. Post Capacity/Unit x Post # of Units must be within +/- 20% of Pre Capacity/Unit x Pre # of Units."]
[null,68,"","",null,null,null,null,null,null,null,null,null,null,null,null,null,null,null,null,null,null,null,null,null,null,null,null,null,null,null,null,null,null,null,null,null,null,null,null,null,null,null,0,0,0,0,0,0,999999999,"",0,0,{"$f":"IFERROR(IF($DH$261>'Utility Admin'!$H$5,$BA77/$BA$5*$BB$261,$DH77),0)","v":0},"","",{"$f":"IF(AND(OR($AB77=\"DX AC Air Cooled\",$AB77=\"DX HP Air Cooled\"),OR(AND($AI77=\"Btu/hr\",$AH77<65000),AND($AI77=\"Tons\",$AH77<65000/12000)),$AC77=\"Split\",$AN77>=15.2),MAX(Baselines!$CB321,12/9.8),Baselines!$CB321)","v":0},{"$f":"Baselines!$CC321","v":0},{"$f":"Baselines!$CE321","v":0},0,0,0,0,0,0,0,0,0,0,{"$f":"IF(OR($C77<>\"Early Retirement\",$J77=\"\"),0,IF(OR($I77=\"DX AC Air Cooled\",$I77=\"DX HP Air Cooled\"),VLOOKUP($J77,'Early Retirement'!$CI$6:$CM$32,2,FALSE),IF(OR($I77=\"PTAC\",$I77=\"PTHP\"),VLOOKUP($J77,'Early Retirement'!$CI$6:$CM$32,3,FALSE),IF(AND(OR($I77=\"Air Cooled Chiller\",$I77=\"Water Cooled Chiller\"),$L77<>\"Centrifugal\"),VLOOKUP($J77,'Early Retirement'!$CI$6:$CM$32,4,FALSE),IF(AND(OR($I77=\"Air Cooled Chiller\",$I77=\"Water Cooled Chiller\"),$L77=\"Centrifugal\"),VLOOKUP($J77,'Early Retirement'!$CI$6:$CM$32,5,FALSE),\"\")))))","v":0},0,0,0,0,0,0,0,0,0,0,0,"","","",0,0,0,{"$f":"IF(AND($C77=\"Early Retirement\",$J77<>\"\",$S77<>\"\",$U77<>\"\"),$CG77,IF(AND(OR($AB77=\"DX AC Air Cooled\",$AB77=\"DX HP Air Cooled\"),OR(AND($AI77=\"Btu/hr\",$AH77<65000),AND($AI77=\"Tons\",$AH77<65000/12000)),$AC77=\"Split\",$AN77>=15.2),MAX(Baselines!$CB70,12/9.8),Baselines!$CB70))","v":0},{"$f":"IF(AND($C77=\"Early Retirement\",$J77<>\"\",$S77<>\"\",$U77<>\"\"),$CH77,Baselines!$CC70)","v":0},{"$f":"Baselines!$CD70","v":"kW/ton"},"",{"$f":"IF(AND($C77=\"Early Retirement\",$J77<>\"\",$S77<>\"\",$U77<>\"\"),$CI77,IF(AND(Baselines!$CE70=0,OR($CT77=\"DX HP\",$CT77=\"PTHP\")),$BG77,Baselines!$CE70))","v":0},"COP",{"$f":"IF(OR($C77=\"Replace-on-Burnout\",$C77=\"New Construction\"),$DB77,IF($CD77=\"\",\"\",IF(OR($CD77=\"DX HP\",$CD77=\"PTHP\"),VLOOKUP($D77,'Factor Tables'!$B$89:$M$105,MATCH(CONCATENATE($CD77,\" Clg\"),'Factor Tables'!$B$88:$M$88,0),FALSE),VLOOKUP($D77,'Factor Tables'!$B$89:$M$105,MATCH($CD77,'Factor Tables'!$B$88:$M$88,0),FALSE))))","v":""},{"$f":"IF(OR($C77=\"Replace-on-Burnout\",$C77=\"New Construction\"),$DC77,IF($CD77=\"\",\"\",IF($CD77=\"DX HP\",VLOOKUP($D77,'Factor Tables'!$B$89:$M$105,MATCH(\"DX HP Htg\",'Factor Tables'!$B$88:$M$88,0),FALSE),0)))","v":""},{"$f":"IF(OR($C77=\"Replace-on-Burnout\",$C77=\"New Construction\"),$DD77,IF($CD77=\"\",\"\",IF($CD77=\"DX HP\",VLOOKUP($D77,'Factor Tables'!$N$89:$Y$105,MATCH(\"DX HP Clg\",'Factor Tables'!$N$88:$Y$88,0),FALSE),IF($CD77=\"PTHP\",VLOOKUP($D77,'Factor Tables'!$N$89:$Y$105,MATCH(\"PTHP Clg\",'Factor Tables'!$N$88:$Y$88,0),FALSE),IF(AND($CD77<>\"DX HP\",$CD77<>\"PTHP\"),VLOOKUP($D77,'Factor Tables'!$N$89:$Y$105,MATCH($CD77,'Factor Tables'!$N$88:$Y$88,0),FALSE),\"\")))))","v":""},{"$f":"IF(OR($C77=\"Replace-on-Burnout\",$C77=\"New Construction\",$CT77=\"DX HP\",$CT77=\"PTHP\"),$DE77,IF($CD77=\"\",\"\",IF($CD77=\"DX HP\",VLOOKUP($D77,'Factor Tables'!$N$89:$Y$105,MATCH(\"DX HP Htg\",'Factor Tables'!$N$88:$Y$88,0),FALSE),IF($CD77=\"PTHP\",VLOOKUP($D77,'Factor Tables'!$N$89:$Y$105,MATCH(\"PTHP Htg\",'Factor Tables'!$N$88:$Y$88,0),FALSE),0))))","v":""},"","",0,0,"kW/ton","",0,"COP",{"$f":"IF($CT77=\"\",\"\",IF(OR($CT77=\"DX HP\",$CT77=\"VRF HP\",$CT77=\"PTHP\"),VLOOKUP($D77,'Factor Tables'!$B$89:$M$105,MATCH(CONCATENATE($CT77,\" Clg\"),'Factor Tables'!$B$88:$M$88,0),FALSE),VLOOKUP($D77,'Factor Tables'!$B$89:$M$105,MATCH($CT77,'Factor Tables'!$B$88:$M$88,0),FALSE)))","v":""},{"$f":"IF($CT77=\"\",\"\",IF(OR($CT77=\"DX HP\",$CT77=\"VRF HP\",$CT77=\"PTHP\"),VLOOKUP($D77,'Factor Tables'!$B$89:$M$105,MATCH(CONCATENATE($CT77,\" Htg\"),'Factor Tables'!$B$88:$M$88,0),FALSE),0))","v":""},{"$f":"IF($CT77=\"\",\"\",IF(OR($CT77=\"DX HP\",$CT77=\"VRF HP\",$CT77=\"PTHP\"),VLOOKUP($D77,'Factor Tables'!$N$89:$Y$105,MATCH(CONCATENATE($CT77,\" Clg\"),'Factor Tables'!$N$88:$Y$88,0),FALSE),VLOOKUP($D77,'Factor Tables'!$N$89:$Y$105,MATCH($CT77,'Factor Tables'!$N$88:$Y$88,0),FALSE)))","v":""},{"$f":"IF($CT77=\"\",\"\",IF(OR($CT77=\"DX HP\",$CT77=\"VRF HP\",$CT77=\"PTHP\"),VLOOKUP($D77,'Factor Tables'!$N$89:$Y$105,MATCH(CONCATENATE($CT77,\" Htg\"),'Factor Tables'!$N$88:$Y$88,0),FALSE),0))","v":""},{"$f":"IF($AB77=\"\",0,VLOOKUP($AB77,'Utility Admin'!$E:$G,2,FALSE))","v":0},{"$f":"IF($AB77=\"\",0,VLOOKUP($AB77,'Utility Admin'!$E:$G,3,FALSE))","v":0},{"$f":"IFERROR(IF(ABS(Summary!$F$12)<=ABS(Summary!$E$12)*'Utility Admin'!$I$5,$AZ77*$DF77+$BA77*$DG77,$AZ77*$DF77+$AZ77*'Utility Admin'!$I$5*$DG77),0)","v":0},null,"Summer",null,null,null,null,null,null,null,null,null,null,{"$f":"IF(OR('Project Info'!$C$10=\"\",$C77=\"\",$D77=\"\"),\"\",VLOOKUP($D77,$DW$9:$DZ$32,MATCH($C77,$DW$9:$DZ$9,0),FALSE))","v":""},null,null,null,null,null,null,"ERROR: Contact Program Manager. Post Capacity/Unit x Post # of Units must be within +/- 20% of Pre Capacity/Unit x Pre # of Units."]
[null,69,"","",null,null,null,null,null,null,null,null,null,null,null,null,null,null,null,null,null,null,null,null,null,null,null,null,null,null,null,null,null,null,null,null,null,null,null,null,null,null,null,0,0,0,0,0,0,999999999,"",0,0,{"$f":"IFERROR(IF($DH$261>'Utility Admin'!$H$5,$BA78/$BA$5*$BB$261,$DH78),0)","v":0},"","",{"$f":"IF(AND(OR($AB78=\"DX AC Air Cooled\",$AB78=\"DX HP Air Cooled\"),OR(AND($AI78=\"Btu/hr\",$AH78<65000),AND($AI78=\"Tons\",$AH78<65000/12000)),$AC78=\"Split\",$AN78>=15.2),MAX(Baselines!$CB322,12/9.8),Baselines!$CB322)","v":0},{"$f":"Baselines!$CC322","v":0},{"$f":"Baselines!$CE322","v":0},0,0,0,0,0,0,0,0,0,0,{"$f":"IF(OR($C78<>\"Early Retirement\",$J78=\"\"),0,IF(OR($I78=\"DX AC Air Cooled\",$I78=\"DX HP Air Cooled\"),VLOOKUP($J78,'Early Retirement'!$CI$6:$CM$32,2,FALSE),IF(OR($I78=\"PTAC\",$I78=\"PTHP\"),VLOOKUP($J78,'Early Retirement'!$CI$6:$CM$32,3,FALSE),IF(AND(OR($I78=\"Air Cooled Chiller\",$I78=\"Water Cooled Chiller\"),$L78<>\"Centrifugal\"),VLOOKUP($J78,'Early Retirement'!$CI$6:$CM$32,4,FALSE),IF(AND(OR($I78=\"Air Cooled Chiller\",$I78=\"Water Cooled Chiller\"),$L78=\"Centrifugal\"),VLOOKUP($J78,'Early Retirement'!$CI$6:$CM$32,5,FALSE),\"\")))))","v":0},0,0,0,0,0,0,0,0,0,0,0,"","","",0,0,0,{"$f":"IF(AND($C78=\"Early Retirement\",$J78<>\"\",$S78<>\"\",$U78<>\"\"),$CG78,IF(AND(OR($AB78=\"DX AC Air Cooled\",$AB78=\"DX HP Air Cooled\"),OR(AND($AI78=\"Btu/hr\",$AH78<65000),AND($AI78=\"Tons\",$AH78<65000/12000)),$AC78=\"Split\",$AN78>=15.2),MAX(Baselines!$CB71,12/9.8),Baselines!$CB71))","v":0},{"$f":"IF(AND($C78=\"Early Retirement\",$J78<>\"\",$S78<>\"\",$U78<>\"\"),$CH78,Baselines!$CC71)","v":0},{"$f":"Baselines!$CD71","v":"kW/ton"},"",{"$f":"IF(AND($C78=\"Early Retirement\",$J78<>\"\",$S78<>\"\",$U78<>\"\"),$CI78,IF(AND(Baselines!$CE71=0,OR($CT78=\"DX HP\",$CT78=\"PTHP\")),$BG78,Baselines!$CE71))","v":0},"COP",{"$f":"IF(OR($C78=\"Replace-on-Burnout\",$C78=\"New Construction\"),$DB78,IF($CD78=\"\",\"\",IF(OR($CD78=\"DX HP\",$CD78=\"PTHP\"),VLOOKUP($D78,'Factor Tables'!$B$89:$M$105,MATCH(CONCATENATE($CD78,\" Clg\"),'Factor Tables'!$B$88:$M$88,0),FALSE),VLOOKUP($D78,'Factor Tables'!$B$89:$M$105,MATCH($CD78,'Factor Tables'!$B$88:$M$88,0),FALSE))))","v":""},{"$f":"IF(OR($C78=\"Replace-on-Burnout\",$C78=\"New Construction\"),$DC78,IF($CD78=\"\",\"\",IF($CD78=\"DX HP\",VLOOKUP($D78,'Factor Tables'!$B$89:$M$105,MATCH(\"DX HP Htg\",'Factor Tables'!$B$88:$M$88,0),FALSE),0)))","v":""},{"$f":"IF(OR($C78=\"Replace-on-Burnout\",$C78=\"New Construction\"),$DD78,IF($CD78=\"\",\"\",IF($CD78=\"DX HP\",VLOOKUP($D78,'Factor Tables'!$N$89:$Y$105,MATCH(\"DX HP Clg\",'Factor Tables'!$N$88:$Y$88,0),FALSE),IF($CD78=\"PTHP\",VLOOKUP($D78,'Factor Tables'!$N$89:$Y$105,MATCH(\"PTHP Clg\",'Factor Tables'!$N$88:$Y$88,0),FALSE),IF(AND($CD78<>\"DX HP\",$CD78<>\"PTHP\"),VLOOKUP($D78,'Factor Tables'!$N$89:$Y$105,MATCH($CD78,'Factor Tables'!$N$88:$Y$88,0),FALSE),\"\")))))","v":""},{"$f":"IF(OR($C78=\"Replace-on-Burnout\",$C78=\"New Construction\",$CT78=\"DX HP\",$CT78=\"PTHP\"),$DE78,IF($CD78=\"\",\"\",IF($CD78=\"DX HP\",VLOOKUP($D78,'Factor Tables'!$N$89:$Y$105,MATCH(\"DX HP Htg\",'Factor Tables'!$N$88:$Y$88,0),FALSE),IF($CD78=\"PTHP\",VLOOKUP($D78,'Factor Tables'!$N$89:$Y$105,MATCH(\"PTHP Htg\",'Factor Tables'!$N$88:$Y$88,0),FALSE),0))))","v":""},"","",0,0,"kW/ton","",0,"COP",{"$f":"IF($CT78=\"\",\"\",IF(OR($CT78=\"DX HP\",$CT78=\"VRF HP\",$CT78=\"PTHP\"),VLOOKUP($D78,'Factor Tables'!$B$89:$M$105,MATCH(CONCATENATE($CT78,\" Clg\"),'Factor Tables'!$B$88:$M$88,0),FALSE),VLOOKUP($D78,'Factor Tables'!$B$89:$M$105,MATCH($CT78,'Factor Tables'!$B$88:$M$88,0),FALSE)))","v":""},{"$f":"IF($CT78=\"\",\"\",IF(OR($CT78=\"DX HP\",$CT78=\"VRF HP\",$CT78=\"PTHP\"),VLOOKUP($D78,'Factor Tables'!$B$89:$M$105,MATCH(CONCATENATE($CT78,\" Htg\"),'Factor Tables'!$B$88:$M$88,0),FALSE),0))","v":""},{"$f":"IF($CT78=\"\",\"\",IF(OR($CT78=\"DX HP\",$CT78=\"VRF HP\",$CT78=\"PTHP\"),VLOOKUP($D78,'Factor Tables'!$N$89:$Y$105,MATCH(CONCATENATE($CT78,\" Clg\"),'Factor Tables'!$N$88:$Y$88,0),FALSE),VLOOKUP($D78,'Factor Tables'!$N$89:$Y$105,MATCH($CT78,'Factor Tables'!$N$88:$Y$88,0),FALSE)))","v":""},{"$f":"IF($CT78=\"\",\"\",IF(OR($CT78=\"DX HP\",$CT78=\"VRF HP\",$CT78=\"PTHP\"),VLOOKUP($D78,'Factor Tables'!$N$89:$Y$105,MATCH(CONCATENATE($CT78,\" Htg\"),'Factor Tables'!$N$88:$Y$88,0),FALSE),0))","v":""},{"$f":"IF($AB78=\"\",0,VLOOKUP($AB78,'Utility Admin'!$E:$G,2,FALSE))","v":0},{"$f":"IF($AB78=\"\",0,VLOOKUP($AB78,'Utility Admin'!$E:$G,3,FALSE))","v":0},{"$f":"IFERROR(IF(ABS(Summary!$F$12)<=ABS(Summary!$E$12)*'Utility Admin'!$I$5,$AZ78*$DF78+$BA78*$DG78,$AZ78*$DF78+$AZ78*'Utility Admin'!$I$5*$DG78),0)","v":0},null,"Summer",null,null,null,null,null,null,null,null,null,null,{"$f":"IF(OR('Project Info'!$C$10=\"\",$C78=\"\",$D78=\"\"),\"\",VLOOKUP($D78,$DW$9:$DZ$32,MATCH($C78,$DW$9:$DZ$9,0),FALSE))","v":""},null,null,null,null,null,null,"ERROR: Contact Program Manager. Post Capacity/Unit x Post # of Units must be within +/- 20% of Pre Capacity/Unit x Pre # of Units."]
[null,70,"","",null,null,null,null,null,null,null,null,null,null,null,null,null,null,null,null,null,null,null,null,null,null,null,null,null,null,null,null,null,null,null,null,null,null,null,null,null,null,null,0,0,0,0,0,0,999999999,"",0,0,{"$f":"IFERROR(IF($DH$261>'Utility Admin'!$H$5,$BA79/$BA$5*$BB$261,$DH79),0)","v":0},"","",{"$f":"IF(AND(OR($AB79=\"DX AC Air Cooled\",$AB79=\"DX HP Air Cooled\"),OR(AND($AI79=\"Btu/hr\",$AH79<65000),AND($AI79=\"Tons\",$AH79<65000/12000)),$AC79=\"Split\",$AN79>=15.2),MAX(Baselines!$CB323,12/9.8),Baselines!$CB323)","v":0},{"$f":"Baselines!$CC323","v":0},{"$f":"Baselines!$CE323","v":0},0,0,0,0,0,0,0,0,0,0,{"$f":"IF(OR($C79<>\"Early Retirement\",$J79=\"\"),0,IF(OR($I79=\"DX AC Air Cooled\",$I79=\"DX HP Air Cooled\"),VLOOKUP($J79,'Early Retirement'!$CI$6:$CM$32,2,FALSE),IF(OR($I79=\"PTAC\",$I79=\"PTHP\"),VLOOKUP($J79,'Early Retirement'!$CI$6:$CM$32,3,FALSE),IF(AND(OR($I79=\"Air Cooled Chiller\",$I79=\"Water Cooled Chiller\"),$L79<>\"Centrifugal\"),VLOOKUP($J79,'Early Retirement'!$CI$6:$CM$32,4,FALSE),IF(AND(OR($I79=\"Air Cooled Chiller\",$I79=\"Water Cooled Chiller\"),$L79=\"Centrifugal\"),VLOOKUP($J79,'Early Retirement'!$CI$6:$CM$32,5,FALSE),\"\")))))","v":0},0,0,0,0,0,0,0,0,0,0,0,"","","",0,0,0,{"$f":"IF(AND($C79=\"Early Retirement\",$J79<>\"\",$S79<>\"\",$U79<>\"\"),$CG79,IF(AND(OR($AB79=\"DX AC Air Cooled\",$AB79=\"DX HP Air Cooled\"),OR(AND($AI79=\"Btu/hr\",$AH79<65000),AND($AI79=\"Tons\",$AH79<65000/12000)),$AC79=\"Split\",$AN79>=15.2),MAX(Baselines!$CB72,12/9.8),Baselines!$CB72))","v":0},{"$f":"IF(AND($C79=\"Early Retirement\",$J79<>\"\",$S79<>\"\",$U79<>\"\"),$CH79,Baselines!$CC72)","v":0},{"$f":"Baselines!$CD72","v":"kW/ton"},"",{"$f":"IF(AND($C79=\"Early Retirement\",$J79<>\"\",$S79<>\"\",$U79<>\"\"),$CI79,IF(AND(Baselines!$CE72=0,OR($CT79=\"DX HP\",$CT79=\"PTHP\")),$BG79,Baselines!$CE72))","v":0},"COP",{"$f":"IF(OR($C79=\"Replace-on-Burnout\",$C79=\"New Construction\"),$DB79,IF($CD79=\"\",\"\",IF(OR($CD79=\"DX HP\",$CD79=\"PTHP\"),VLOOKUP($D79,'Factor Tables'!$B$89:$M$105,MATCH(CONCATENATE($CD79,\" Clg\"),'Factor Tables'!$B$88:$M$88,0),FALSE),VLOOKUP($D79,'Factor Tables'!$B$89:$M$105,MATCH($CD79,'Factor Tables'!$B$88:$M$88,0),FALSE))))","v":""},{"$f":"IF(OR($C79=\"Replace-on-Burnout\",$C79=\"New Construction\"),$DC79,IF($CD79=\"\",\"\",IF($CD79=\"DX HP\",VLOOKUP($D79,'Factor Tables'!$B$89:$M$105,MATCH(\"DX HP Htg\",'Factor Tables'!$B$88:$M$88,0),FALSE),0)))","v":""},{"$f":"IF(OR($C79=\"Replace-on-Burnout\",$C79=\"New Construction\"),$DD79,IF($CD79=\"\",\"\",IF($CD79=\"DX HP\",VLOOKUP($D79,'Factor Tables'!$N$89:$Y$105,MATCH(\"DX HP Clg\",'Factor Tables'!$N$88:$Y$88,0),FALSE),IF($CD79=\"PTHP\",VLOOKUP($D79,'Factor Tables'!$N$89:$Y$105,MATCH(\"PTHP Clg\",'Factor Tables'!$N$88:$Y$88,0),FALSE),IF(AND($CD79<>\"DX HP\",$CD79<>\"PTHP\"),VLOOKUP($D79,'Factor Tables'!$N$89:$Y$105,MATCH($CD79,'Factor Tables'!$N$88:$Y$88,0),FALSE),\"\")))))","v":""},{"$f":"IF(OR($C79=\"Replace-on-Burnout\",$C79=\"New Construction\",$CT79=\"DX HP\",$CT79=\"PTHP\"),$DE79,IF($CD79=\"\",\"\",IF($CD79=\"DX HP\",VLOOKUP($D79,'Factor Tables'!$N$89:$Y$105,MATCH(\"DX HP Htg\",'Factor Tables'!$N$88:$Y$88,0),FALSE),IF($CD79=\"PTHP\",VLOOKUP($D79,'Factor Tables'!$N$89:$Y$105,MATCH(\"PTHP Htg\",'Factor Tables'!$N$88:$Y$88,0),FALSE),0))))","v":""},"","",0,0,"kW/ton","",0,"COP",{"$f":"IF($CT79=\"\",\"\",IF(OR($CT79=\"DX HP\",$CT79=\"VRF HP\",$CT79=\"PTHP\"),VLOOKUP($D79,'Factor Tables'!$B$89:$M$105,MATCH(CONCATENATE($CT79,\" Clg\"),'Factor Tables'!$B$88:$M$88,0),FALSE),VLOOKUP($D79,'Factor Tables'!$B$89:$M$105,MATCH($CT79,'Factor Tables'!$B$88:$M$88,0),FALSE)))","v":""},{"$f":"IF($CT79=\"\",\"\",IF(OR($CT79=\"DX HP\",$CT79=\"VRF HP\",$CT79=\"PTHP\"),VLOOKUP($D79,'Factor Tables'!$B$89:$M$105,MATCH(CONCATENATE($CT79,\" Htg\"),'Factor Tables'!$B$88:$M$88,0),FALSE),0))","v":""},{"$f":"IF($CT79=\"\",\"\",IF(OR($CT79=\"DX HP\",$CT79=\"VRF HP\",$CT79=\"PTHP\"),VLOOKUP($D79,'Factor Tables'!$N$89:$Y$105,MATCH(CONCATENATE($CT79,\" Clg\"),'Factor Tables'!$N$88:$Y$88,0),FALSE),VLOOKUP($D79,'Factor Tables'!$N$89:$Y$105,MATCH($CT79,'Factor Tables'!$N$88:$Y$88,0),FALSE)))","v":""},{"$f":"IF($CT79=\"\",\"\",IF(OR($CT79=\"DX HP\",$CT79=\"VRF HP\",$CT79=\"PTHP\"),VLOOKUP($D79,'Factor Tables'!$N$89:$Y$105,MATCH(CONCATENATE($CT79,\" Htg\"),'Factor Tables'!$N$88:$Y$88,0),FALSE),0))","v":""},{"$f":"IF($AB79=\"\",0,VLOOKUP($AB79,'Utility Admin'!$E:$G,2,FALSE))","v":0},{"$f":"IF($AB79=\"\",0,VLOOKUP($AB79,'Utility Admin'!$E:$G,3,FALSE))","v":0},{"$f":"IFERROR(IF(ABS(Summary!$F$12)<=ABS(Summary!$E$12)*'Utility Admin'!$I$5,$AZ79*$DF79+$BA79*$DG79,$AZ79*$DF79+$AZ79*'Utility Admin'!$I$5*$DG79),0)","v":0},null,"Summer",null,null,null,null,null,null,null,null,null,null,{"$f":"IF(OR('Project Info'!$C$10=\"\",$C79=\"\",$D79=\"\"),\"\",VLOOKUP($D79,$DW$9:$DZ$32,MATCH($C79,$DW$9:$DZ$9,0),FALSE))","v":""},null,null,null,null,null,null,"ERROR: Contact Program Manager. Post Capacity/Unit x Post # of Units must be within +/- 20% of Pre Capacity/Unit x Pre # of Units."]
[null,71,"","",null,null,null,null,null,null,null,null,null,null,null,null,null,null,null,null,null,null,null,null,null,null,null,null,null,null,null,null,null,null,null,null,null,null,null,null,null,null,null,0,0,0,0,0,0,999999999,"",0,0,{"$f":"IFERROR(IF($DH$261>'Utility Admin'!$H$5,$BA80/$BA$5*$BB$261,$DH80),0)","v":0},"","",{"$f":"IF(AND(OR($AB80=\"DX AC Air Cooled\",$AB80=\"DX HP Air Cooled\"),OR(AND($AI80=\"Btu/hr\",$AH80<65000),AND($AI80=\"Tons\",$AH80<65000/12000)),$AC80=\"Split\",$AN80>=15.2),MAX(Baselines!$CB324,12/9.8),Baselines!$CB324)","v":0},{"$f":"Baselines!$CC324","v":0},{"$f":"Baselines!$CE324","v":0},0,0,0,0,0,0,0,0,0,0,{"$f":"IF(OR($C80<>\"Early Retirement\",$J80=\"\"),0,IF(OR($I80=\"DX AC Air Cooled\",$I80=\"DX HP Air Cooled\"),VLOOKUP($J80,'Early Retirement'!$CI$6:$CM$32,2,FALSE),IF(OR($I80=\"PTAC\",$I80=\"PTHP\"),VLOOKUP($J80,'Early Retirement'!$CI$6:$CM$32,3,FALSE),IF(AND(OR($I80=\"Air Cooled Chiller\",$I80=\"Water Cooled Chiller\"),$L80<>\"Centrifugal\"),VLOOKUP($J80,'Early Retirement'!$CI$6:$CM$32,4,FALSE),IF(AND(OR($I80=\"Air Cooled Chiller\",$I80=\"Water Cooled Chiller\"),$L80=\"Centrifugal\"),VLOOKUP($J80,'Early Retirement'!$CI$6:$CM$32,5,FALSE),\"\")))))","v":0},0,0,0,0,0,0,0,0,0,0,0,"","","",0,0,0,{"$f":"IF(AND($C80=\"Early Retirement\",$J80<>\"\",$S80<>\"\",$U80<>\"\"),$CG80,IF(AND(OR($AB80=\"DX AC Air Cooled\",$AB80=\"DX HP Air Cooled\"),OR(AND($AI80=\"Btu/hr\",$AH80<65000),AND($AI80=\"Tons\",$AH80<65000/12000)),$AC80=\"Split\",$AN80>=15.2),MAX(Baselines!$CB73,12/9.8),Baselines!$CB73))","v":0},{"$f":"IF(AND($C80=\"Early Retirement\",$J80<>\"\",$S80<>\"\",$U80<>\"\"),$CH80,Baselines!$CC73)","v":0},{"$f":"Baselines!$CD73","v":"kW/ton"},"",{"$f":"IF(AND($C80=\"Early Retirement\",$J80<>\"\",$S80<>\"\",$U80<>\"\"),$CI80,IF(AND(Baselines!$CE73=0,OR($CT80=\"DX HP\",$CT80=\"PTHP\")),$BG80,Baselines!$CE73))","v":0},"COP",{"$f":"IF(OR($C80=\"Replace-on-Burnout\",$C80=\"New Construction\"),$DB80,IF($CD80=\"\",\"\",IF(OR($CD80=\"DX HP\",$CD80=\"PTHP\"),VLOOKUP($D80,'Factor Tables'!$B$89:$M$105,MATCH(CONCATENATE($CD80,\" Clg\"),'Factor Tables'!$B$88:$M$88,0),FALSE),VLOOKUP($D80,'Factor Tables'!$B$89:$M$105,MATCH($CD80,'Factor Tables'!$B$88:$M$88,0),FALSE))))","v":""},{"$f":"IF(OR($C80=\"Replace-on-Burnout\",$C80=\"New Construction\"),$DC80,IF($CD80=\"\",\"\",IF($CD80=\"DX HP\",VLOOKUP($D80,'Factor Tables'!$B$89:$M$105,MATCH(\"DX HP Htg\",'Factor Tables'!$B$88:$M$88,0),FALSE),0)))","v":""},{"$f":"IF(OR($C80=\"Replace-on-Burnout\",$C80=\"New Construction\"),$DD80,IF($CD80=\"\",\"\",IF($CD80=\"DX HP\",VLOOKUP($D80,'Factor Tables'!$N$89:$Y$105,MATCH(\"DX HP Clg\",'Factor Tables'!$N$88:$Y$88,0),FALSE),IF($CD80=\"PTHP\",VLOOKUP($D80,'Factor Tables'!$N$89:$Y$105,MATCH(\"PTHP Clg\",'Factor Tables'!$N$88:$Y$88,0),FALSE),IF(AND($CD80<>\"DX HP\",$CD80<>\"PTHP\"),VLOOKUP($D80,'Factor Tables'!$N$89:$Y$105,MATCH($CD80,'Factor Tables'!$N$88:$Y$88,0),FALSE),\"\")))))","v":""},{"$f":"IF(OR($C80=\"Replace-on-Burnout\",$C80=\"New Construction\",$CT80=\"DX HP\",$CT80=\"PTHP\"),$DE80,IF($CD80=\"\",\"\",IF($CD80=\"DX HP\",VLOOKUP($D80,'Factor Tables'!$N$89:$Y$105,MATCH(\"DX HP Htg\",'Factor Tables'!$N$88:$Y$88,0),FALSE),IF($CD80=\"PTHP\",VLOOKUP($D80,'Factor Tables'!$N$89:$Y$105,MATCH(\"PTHP Htg\",'Factor Tables'!$N$88:$Y$88,0),FALSE),0))))","v":""},"","",0,0,"kW/ton","",0,"COP",{"$f":"IF($CT80=\"\",\"\",IF(OR($CT80=\"DX HP\",$CT80=\"VRF HP\",$CT80=\"PTHP\"),VLOOKUP($D80,'Factor Tables'!$B$89:$M$105,MATCH(CONCATENATE($CT80,\" Clg\"),'Factor Tables'!$B$88:$M$88,0),FALSE),VLOOKUP($D80,'Factor Tables'!$B$89:$M$105,MATCH($CT80,'Factor Tables'!$B$88:$M$88,0),FALSE)))","v":""},{"$f":"IF($CT80=\"\",\"\",IF(OR($CT80=\"DX HP\",$CT80=\"VRF HP\",$CT80=\"PTHP\"),VLOOKUP($D80,'Factor Tables'!$B$89:$M$105,MATCH(CONCATENATE($CT80,\" Htg\"),'Factor Tables'!$B$88:$M$88,0),FALSE),0))","v":""},{"$f":"IF($CT80=\"\",\"\",IF(OR($CT80=\"DX HP\",$CT80=\"VRF HP\",$CT80=\"PTHP\"),VLOOKUP($D80,'Factor Tables'!$N$89:$Y$105,MATCH(CONCATENATE($CT80,\" Clg\"),'Factor Tables'!$N$88:$Y$88,0),FALSE),VLOOKUP($D80,'Factor Tables'!$N$89:$Y$105,MATCH($CT80,'Factor Tables'!$N$88:$Y$88,0),FALSE)))","v":""},{"$f":"IF($CT80=\"\",\"\",IF(OR($CT80=\"DX HP\",$CT80=\"VRF HP\",$CT80=\"PTHP\"),VLOOKUP($D80,'Factor Tables'!$N$89:$Y$105,MATCH(CONCATENATE($CT80,\" Htg\"),'Factor Tables'!$N$88:$Y$88,0),FALSE),0))","v":""},{"$f":"IF($AB80=\"\",0,VLOOKUP($AB80,'Utility Admin'!$E:$G,2,FALSE))","v":0},{"$f":"IF($AB80=\"\",0,VLOOKUP($AB80,'Utility Admin'!$E:$G,3,FALSE))","v":0},{"$f":"IFERROR(IF(ABS(Summary!$F$12)<=ABS(Summary!$E$12)*'Utility Admin'!$I$5,$AZ80*$DF80+$BA80*$DG80,$AZ80*$DF80+$AZ80*'Utility Admin'!$I$5*$DG80),0)","v":0},null,"Summer",null,null,null,null,null,null,null,null,null,null,{"$f":"IF(OR('Project Info'!$C$10=\"\",$C80=\"\",$D80=\"\"),\"\",VLOOKUP($D80,$DW$9:$DZ$32,MATCH($C80,$DW$9:$DZ$9,0),FALSE))","v":""},null,null,null,null,null,null,"ERROR: Contact Program Manager. Post Capacity/Unit x Post # of Units must be within +/- 20% of Pre Capacity/Unit x Pre # of Units."]
[null,72,"","",null,null,null,null,null,null,null,null,null,null,null,null,null,null,null,null,null,null,null,null,null,null,null,null,null,null,null,null,null,null,null,null,null,null,null,null,null,null,null,0,0,0,0,0,0,999999999,"",0,0,{"$f":"IFERROR(IF($DH$261>'Utility Admin'!$H$5,$BA81/$BA$5*$BB$261,$DH81),0)","v":0},"","",{"$f":"IF(AND(OR($AB81=\"DX AC Air Cooled\",$AB81=\"DX HP Air Cooled\"),OR(AND($AI81=\"Btu/hr\",$AH81<65000),AND($AI81=\"Tons\",$AH81<65000/12000)),$AC81=\"Split\",$AN81>=15.2),MAX(Baselines!$CB325,12/9.8),Baselines!$CB325)","v":0},{"$f":"Baselines!$CC325","v":0},{"$f":"Baselines!$CE325","v":0},0,0,0,0,0,0,0,0,0,0,{"$f":"IF(OR($C81<>\"Early Retirement\",$J81=\"\"),0,IF(OR($I81=\"DX AC Air Cooled\",$I81=\"DX HP Air Cooled\"),VLOOKUP($J81,'Early Retirement'!$CI$6:$CM$32,2,FALSE),IF(OR($I81=\"PTAC\",$I81=\"PTHP\"),VLOOKUP($J81,'Early Retirement'!$CI$6:$CM$32,3,FALSE),IF(AND(OR($I81=\"Air Cooled Chiller\",$I81=\"Water Cooled Chiller\"),$L81<>\"Centrifugal\"),VLOOKUP($J81,'Early Retirement'!$CI$6:$CM$32,4,FALSE),IF(AND(OR($I81=\"Air Cooled Chiller\",$I81=\"Water Cooled Chiller\"),$L81=\"Centrifugal\"),VLOOKUP($J81,'Early Retirement'!$CI$6:$CM$32,5,FALSE),\"\")))))","v":0},0,0,0,0,0,0,0,0,0,0,0,"","","",0,0,0,{"$f":"IF(AND($C81=\"Early Retirement\",$J81<>\"\",$S81<>\"\",$U81<>\"\"),$CG81,IF(AND(OR($AB81=\"DX AC Air Cooled\",$AB81=\"DX HP Air Cooled\"),OR(AND($AI81=\"Btu/hr\",$AH81<65000),AND($AI81=\"Tons\",$AH81<65000/12000)),$AC81=\"Split\",$AN81>=15.2),MAX(Baselines!$CB74,12/9.8),Baselines!$CB74))","v":0},{"$f":"IF(AND($C81=\"Early Retirement\",$J81<>\"\",$S81<>\"\",$U81<>\"\"),$CH81,Baselines!$CC74)","v":0},{"$f":"Baselines!$CD74","v":"kW/ton"},"",{"$f":"IF(AND($C81=\"Early Retirement\",$J81<>\"\",$S81<>\"\",$U81<>\"\"),$CI81,IF(AND(Baselines!$CE74=0,OR($CT81=\"DX HP\",$CT81=\"PTHP\")),$BG81,Baselines!$CE74))","v":0},"COP",{"$f":"IF(OR($C81=\"Replace-on-Burnout\",$C81=\"New Construction\"),$DB81,IF($CD81=\"\",\"\",IF(OR($CD81=\"DX HP\",$CD81=\"PTHP\"),VLOOKUP($D81,'Factor Tables'!$B$89:$M$105,MATCH(CONCATENATE($CD81,\" Clg\"),'Factor Tables'!$B$88:$M$88,0),FALSE),VLOOKUP($D81,'Factor Tables'!$B$89:$M$105,MATCH($CD81,'Factor Tables'!$B$88:$M$88,0),FALSE))))","v":""},{"$f":"IF(OR($C81=\"Replace-on-Burnout\",$C81=\"New Construction\"),$DC81,IF($CD81=\"\",\"\",IF($CD81=\"DX HP\",VLOOKUP($D81,'Factor Tables'!$B$89:$M$105,MATCH(\"DX HP Htg\",'Factor Tables'!$B$88:$M$88,0),FALSE),0)))","v":""},{"$f":"IF(OR($C81=\"Replace-on-Burnout\",$C81=\"New Construction\"),$DD81,IF($CD81=\"\",\"\",IF($CD81=\"DX HP\",VLOOKUP($D81,'Factor Tables'!$N$89:$Y$105,MATCH(\"DX HP Clg\",'Factor Tables'!$N$88:$Y$88,0),FALSE),IF($CD81=\"PTHP\",VLOOKUP($D81,'Factor Tables'!$N$89:$Y$105,MATCH(\"PTHP Clg\",'Factor Tables'!$N$88:$Y$88,0),FALSE),IF(AND($CD81<>\"DX HP\",$CD81<>\"PTHP\"),VLOOKUP($D81,'Factor Tables'!$N$89:$Y$105,MATCH($CD81,'Factor Tables'!$N$88:$Y$88,0),FALSE),\"\")))))","v":""},{"$f":"IF(OR($C81=\"Replace-on-Burnout\",$C81=\"New Construction\",$CT81=\"DX HP\",$CT81=\"PTHP\"),$DE81,IF($CD81=\"\",\"\",IF($CD81=\"DX HP\",VLOOKUP($D81,'Factor Tables'!$N$89:$Y$105,MATCH(\"DX HP Htg\",'Factor Tables'!$N$88:$Y$88,0),FALSE),IF($CD81=\"PTHP\",VLOOKUP($D81,'Factor Tables'!$N$89:$Y$105,MATCH(\"PTHP Htg\",'Factor Tables'!$N$88:$Y$88,0),FALSE),0))))","v":""},"","",0,0,"kW/ton","",0,"COP",{"$f":"IF($CT81=\"\",\"\",IF(OR($CT81=\"DX HP\",$CT81=\"VRF HP\",$CT81=\"PTHP\"),VLOOKUP($D81,'Factor Tables'!$B$89:$M$105,MATCH(CONCATENATE($CT81,\" Clg\"),'Factor Tables'!$B$88:$M$88,0),FALSE),VLOOKUP($D81,'Factor Tables'!$B$89:$M$105,MATCH($CT81,'Factor Tables'!$B$88:$M$88,0),FALSE)))","v":""},{"$f":"IF($CT81=\"\",\"\",IF(OR($CT81=\"DX HP\",$CT81=\"VRF HP\",$CT81=\"PTHP\"),VLOOKUP($D81,'Factor Tables'!$B$89:$M$105,MATCH(CONCATENATE($CT81,\" Htg\"),'Factor Tables'!$B$88:$M$88,0),FALSE),0))","v":""},{"$f":"IF($CT81=\"\",\"\",IF(OR($CT81=\"DX HP\",$CT81=\"VRF HP\",$CT81=\"PTHP\"),VLOOKUP($D81,'Factor Tables'!$N$89:$Y$105,MATCH(CONCATENATE($CT81,\" Clg\"),'Factor Tables'!$N$88:$Y$88,0),FALSE),VLOOKUP($D81,'Factor Tables'!$N$89:$Y$105,MATCH($CT81,'Factor Tables'!$N$88:$Y$88,0),FALSE)))","v":""},{"$f":"IF($CT81=\"\",\"\",IF(OR($CT81=\"DX HP\",$CT81=\"VRF HP\",$CT81=\"PTHP\"),VLOOKUP($D81,'Factor Tables'!$N$89:$Y$105,MATCH(CONCATENATE($CT81,\" Htg\"),'Factor Tables'!$N$88:$Y$88,0),FALSE),0))","v":""},{"$f":"IF($AB81=\"\",0,VLOOKUP($AB81,'Utility Admin'!$E:$G,2,FALSE))","v":0},{"$f":"IF($AB81=\"\",0,VLOOKUP($AB81,'Utility Admin'!$E:$G,3,FALSE))","v":0},{"$f":"IFERROR(IF(ABS(Summary!$F$12)<=ABS(Summary!$E$12)*'Utility Admin'!$I$5,$AZ81*$DF81+$BA81*$DG81,$AZ81*$DF81+$AZ81*'Utility Admin'!$I$5*$DG81),0)","v":0},null,"Summer",null,null,null,null,null,null,null,null,null,null,{"$f":"IF(OR('Project Info'!$C$10=\"\",$C81=\"\",$D81=\"\"),\"\",VLOOKUP($D81,$DW$9:$DZ$32,MATCH($C81,$DW$9:$DZ$9,0),FALSE))","v":""},null,null,null,null,null,null,"ERROR: Contact Program Manager. Post Capacity/Unit x Post # of Units must be within +/- 20% of Pre Capacity/Unit x Pre # of Units."]
[null,73,"","",null,null,null,null,null,null,null,null,null,null,null,null,null,null,null,null,null,null,null,null,null,null,null,null,null,null,null,null,null,null,null,null,null,null,null,null,null,null,null,0,0,0,0,0,0,999999999,"",0,0,{"$f":"IFERROR(IF($DH$261>'Utility Admin'!$H$5,$BA82/$BA$5*$BB$261,$DH82),0)","v":0},"","",{"$f":"IF(AND(OR($AB82=\"DX AC Air Cooled\",$AB82=\"DX HP Air Cooled\"),OR(AND($AI82=\"Btu/hr\",$AH82<65000),AND($AI82=\"Tons\",$AH82<65000/12000)),$AC82=\"Split\",$AN82>=15.2),MAX(Baselines!$CB326,12/9.8),Baselines!$CB326)","v":0},{"$f":"Baselines!$CC326","v":0},{"$f":"Baselines!$CE326","v":0},0,0,0,0,0,0,0,0,0,0,{"$f":"IF(OR($C82<>\"Early Retirement\",$J82=\"\"),0,IF(OR($I82=\"DX AC Air Cooled\",$I82=\"DX HP Air Cooled\"),VLOOKUP($J82,'Early Retirement'!$CI$6:$CM$32,2,FALSE),IF(OR($I82=\"PTAC\",$I82=\"PTHP\"),VLOOKUP($J82,'Early Retirement'!$CI$6:$CM$32,3,FALSE),IF(AND(OR($I82=\"Air Cooled Chiller\",$I82=\"Water Cooled Chiller\"),$L82<>\"Centrifugal\"),VLOOKUP($J82,'Early Retirement'!$CI$6:$CM$32,4,FALSE),IF(AND(OR($I82=\"Air Cooled Chiller\",$I82=\"Water Cooled Chiller\"),$L82=\"Centrifugal\"),VLOOKUP($J82,'Early Retirement'!$CI$6:$CM$32,5,FALSE),\"\")))))","v":0},0,0,0,0,0,0,0,0,0,0,0,"","","",0,0,0,{"$f":"IF(AND($C82=\"Early Retirement\",$J82<>\"\",$S82<>\"\",$U82<>\"\"),$CG82,IF(AND(OR($AB82=\"DX AC Air Cooled\",$AB82=\"DX HP Air Cooled\"),OR(AND($AI82=\"Btu/hr\",$AH82<65000),AND($AI82=\"Tons\",$AH82<65000/12000)),$AC82=\"Split\",$AN82>=15.2),MAX(Baselines!$CB75,12/9.8),Baselines!$CB75))","v":0},{"$f":"IF(AND($C82=\"Early Retirement\",$J82<>\"\",$S82<>\"\",$U82<>\"\"),$CH82,Baselines!$CC75)","v":0},{"$f":"Baselines!$CD75","v":"kW/ton"},"",{"$f":"IF(AND($C82=\"Early Retirement\",$J82<>\"\",$S82<>\"\",$U82<>\"\"),$CI82,IF(AND(Baselines!$CE75=0,OR($CT82=\"DX HP\",$CT82=\"PTHP\")),$BG82,Baselines!$CE75))","v":0},"COP",{"$f":"IF(OR($C82=\"Replace-on-Burnout\",$C82=\"New Construction\"),$DB82,IF($CD82=\"\",\"\",IF(OR($CD82=\"DX HP\",$CD82=\"PTHP\"),VLOOKUP($D82,'Factor Tables'!$B$89:$M$105,MATCH(CONCATENATE($CD82,\" Clg\"),'Factor Tables'!$B$88:$M$88,0),FALSE),VLOOKUP($D82,'Factor Tables'!$B$89:$M$105,MATCH($CD82,'Factor Tables'!$B$88:$M$88,0),FALSE))))","v":""},{"$f":"IF(OR($C82=\"Replace-on-Burnout\",$C82=\"New Construction\"),$DC82,IF($CD82=\"\",\"\",IF($CD82=\"DX HP\",VLOOKUP($D82,'Factor Tables'!$B$89:$M$105,MATCH(\"DX HP Htg\",'Factor Tables'!$B$88:$M$88,0),FALSE),0)))","v":""},{"$f":"IF(OR($C82=\"Replace-on-Burnout\",$C82=\"New Construction\"),$DD82,IF($CD82=\"\",\"\",IF($CD82=\"DX HP\",VLOOKUP($D82,'Factor Tables'!$N$89:$Y$105,MATCH(\"DX HP Clg\",'Factor Tables'!$N$88:$Y$88,0),FALSE),IF($CD82=\"PTHP\",VLOOKUP($D82,'Factor Tables'!$N$89:$Y$105,MATCH(\"PTHP Clg\",'Factor Tables'!$N$88:$Y$88,0),FALSE),IF(AND($CD82<>\"DX HP\",$CD82<>\"PTHP\"),VLOOKUP($D82,'Factor Tables'!$N$89:$Y$105,MATCH($CD82,'Factor Tables'!$N$88:$Y$88,0),FALSE),\"\")))))","v":""},{"$f":"IF(OR($C82=\"Replace-on-Burnout\",$C82=\"New Construction\",$CT82=\"DX HP\",$CT82=\"PTHP\"),$DE82,IF($CD82=\"\",\"\",IF($CD82=\"DX HP\",VLOOKUP($D82,'Factor Tables'!$N$89:$Y$105,MATCH(\"DX HP Htg\",'Factor Tables'!$N$88:$Y$88,0),FALSE),IF($CD82=\"PTHP\",VLOOKUP($D82,'Factor Tables'!$N$89:$Y$105,MATCH(\"PTHP Htg\",'Factor Tables'!$N$88:$Y$88,0),FALSE),0))))","v":""},"","",0,0,"kW/ton","",0,"COP",{"$f":"IF($CT82=\"\",\"\",IF(OR($CT82=\"DX HP\",$CT82=\"VRF HP\",$CT82=\"PTHP\"),VLOOKUP($D82,'Factor Tables'!$B$89:$M$105,MATCH(CONCATENATE($CT82,\" Clg\"),'Factor Tables'!$B$88:$M$88,0),FALSE),VLOOKUP($D82,'Factor Tables'!$B$89:$M$105,MATCH($CT82,'Factor Tables'!$B$88:$M$88,0),FALSE)))","v":""},{"$f":"IF($CT82=\"\",\"\",IF(OR($CT82=\"DX HP\",$CT82=\"VRF HP\",$CT82=\"PTHP\"),VLOOKUP($D82,'Factor Tables'!$B$89:$M$105,MATCH(CONCATENATE($CT82,\" Htg\"),'Factor Tables'!$B$88:$M$88,0),FALSE),0))","v":""},{"$f":"IF($CT82=\"\",\"\",IF(OR($CT82=\"DX HP\",$CT82=\"VRF HP\",$CT82=\"PTHP\"),VLOOKUP($D82,'Factor Tables'!$N$89:$Y$105,MATCH(CONCATENATE($CT82,\" Clg\"),'Factor Tables'!$N$88:$Y$88,0),FALSE),VLOOKUP($D82,'Factor Tables'!$N$89:$Y$105,MATCH($CT82,'Factor Tables'!$N$88:$Y$88,0),FALSE)))","v":""},{"$f":"IF($CT82=\"\",\"\",IF(OR($CT82=\"DX HP\",$CT82=\"VRF HP\",$CT82=\"PTHP\"),VLOOKUP($D82,'Factor Tables'!$N$89:$Y$105,MATCH(CONCATENATE($CT82,\" Htg\"),'Factor Tables'!$N$88:$Y$88,0),FALSE),0))","v":""},{"$f":"IF($AB82=\"\",0,VLOOKUP($AB82,'Utility Admin'!$E:$G,2,FALSE))","v":0},{"$f":"IF($AB82=\"\",0,VLOOKUP($AB82,'Utility Admin'!$E:$G,3,FALSE))","v":0},{"$f":"IFERROR(IF(ABS(Summary!$F$12)<=ABS(Summary!$E$12)*'Utility Admin'!$I$5,$AZ82*$DF82+$BA82*$DG82,$AZ82*$DF82+$AZ82*'Utility Admin'!$I$5*$DG82),0)","v":0},null,"Summer",null,null,null,null,null,null,null,null,null,null,{"$f":"IF(OR('Project Info'!$C$10=\"\",$C82=\"\",$D82=\"\"),\"\",VLOOKUP($D82,$DW$9:$DZ$32,MATCH($C82,$DW$9:$DZ$9,0),FALSE))","v":""},null,null,null,null,null,null,"ERROR: Contact Program Manager. Post Capacity/Unit x Post # of Units must be within +/- 20% of Pre Capacity/Unit x Pre # of Units."]
[null,74,"","",null,null,null,null,null,null,null,null,null,null,null,null,null,null,null,null,null,null,null,null,null,null,null,null,null,null,null,null,null,null,null,null,null,null,null,null,null,null,null,0,0,0,0,0,0,999999999,"",0,0,{"$f":"IFERROR(IF($DH$261>'Utility Admin'!$H$5,$BA83/$BA$5*$BB$261,$DH83),0)","v":0},"","",{"$f":"IF(AND(OR($AB83=\"DX AC Air Cooled\",$AB83=\"DX HP Air Cooled\"),OR(AND($AI83=\"Btu/hr\",$AH83<65000),AND($AI83=\"Tons\",$AH83<65000/12000)),$AC83=\"Split\",$AN83>=15.2),MAX(Baselines!$CB327,12/9.8),Baselines!$CB327)","v":0},{"$f":"Baselines!$CC327","v":0},{"$f":"Baselines!$CE327","v":0},0,0,0,0,0,0,0,0,0,0,{"$f":"IF(OR($C83<>\"Early Retirement\",$J83=\"\"),0,IF(OR($I83=\"DX AC Air Cooled\",$I83=\"DX HP Air Cooled\"),VLOOKUP($J83,'Early Retirement'!$CI$6:$CM$32,2,FALSE),IF(OR($I83=\"PTAC\",$I83=\"PTHP\"),VLOOKUP($J83,'Early Retirement'!$CI$6:$CM$32,3,FALSE),IF(AND(OR($I83=\"Air Cooled Chiller\",$I83=\"Water Cooled Chiller\"),$L83<>\"Centrifugal\"),VLOOKUP($J83,'Early Retirement'!$CI$6:$CM$32,4,FALSE),IF(AND(OR($I83=\"Air Cooled Chiller\",$I83=\"Water Cooled Chiller\"),$L83=\"Centrifugal\"),VLOOKUP($J83,'Early Retirement'!$CI$6:$CM$32,5,FALSE),\"\")))))","v":0},0,0,0,0,0,0,0,0,0,0,0,"","","",0,0,0,{"$f":"IF(AND($C83=\"Early Retirement\",$J83<>\"\",$S83<>\"\",$U83<>\"\"),$CG83,IF(AND(OR($AB83=\"DX AC Air Cooled\",$AB83=\"DX HP Air Cooled\"),OR(AND($AI83=\"Btu/hr\",$AH83<65000),AND($AI83=\"Tons\",$AH83<65000/12000)),$AC83=\"Split\",$AN83>=15.2),MAX(Baselines!$CB76,12/9.8),Baselines!$CB76))","v":0},{"$f":"IF(AND($C83=\"Early Retirement\",$J83<>\"\",$S83<>\"\",$U83<>\"\"),$CH83,Baselines!$CC76)","v":0},{"$f":"Baselines!$CD76","v":"kW/ton"},"",{"$f":"IF(AND($C83=\"Early Retirement\",$J83<>\"\",$S83<>\"\",$U83<>\"\"),$CI83,IF(AND(Baselines!$CE76=0,OR($CT83=\"DX HP\",$CT83=\"PTHP\")),$BG83,Baselines!$CE76))","v":0},"COP",{"$f":"IF(OR($C83=\"Replace-on-Burnout\",$C83=\"New Construction\"),$DB83,IF($CD83=\"\",\"\",IF(OR($CD83=\"DX HP\",$CD83=\"PTHP\"),VLOOKUP($D83,'Factor Tables'!$B$89:$M$105,MATCH(CONCATENATE($CD83,\" Clg\"),'Factor Tables'!$B$88:$M$88,0),FALSE),VLOOKUP($D83,'Factor Tables'!$B$89:$M$105,MATCH($CD83,'Factor Tables'!$B$88:$M$88,0),FALSE))))","v":""},{"$f":"IF(OR($C83=\"Replace-on-Burnout\",$C83=\"New Construction\"),$DC83,IF($CD83=\"\",\"\",IF($CD83=\"DX HP\",VLOOKUP($D83,'Factor Tables'!$B$89:$M$105,MATCH(\"DX HP Htg\",'Factor Tables'!$B$88:$M$88,0),FALSE),0)))","v":""},{"$f":"IF(OR($C83=\"Replace-on-Burnout\",$C83=\"New Construction\"),$DD83,IF($CD83=\"\",\"\",IF($CD83=\"DX HP\",VLOOKUP($D83,'Factor Tables'!$N$89:$Y$105,MATCH(\"DX HP Clg\",'Factor Tables'!$N$88:$Y$88,0),FALSE),IF($CD83=\"PTHP\",VLOOKUP($D83,'Factor Tables'!$N$89:$Y$105,MATCH(\"PTHP Clg\",'Factor Tables'!$N$88:$Y$88,0),FALSE),IF(AND($CD83<>\"DX HP\",$CD83<>\"PTHP\"),VLOOKUP($D83,'Factor Tables'!$N$89:$Y$105,MATCH($CD83,'Factor Tables'!$N$88:$Y$88,0),FALSE),\"\")))))","v":""},{"$f":"IF(OR($C83=\"Replace-on-Burnout\",$C83=\"New Construction\",$CT83=\"DX HP\",$CT83=\"PTHP\"),$DE83,IF($CD83=\"\",\"\",IF($CD83=\"DX HP\",VLOOKUP($D83,'Factor Tables'!$N$89:$Y$105,MATCH(\"DX HP Htg\",'Factor Tables'!$N$88:$Y$88,0),FALSE),IF($CD83=\"PTHP\",VLOOKUP($D83,'Factor Tables'!$N$89:$Y$105,MATCH(\"PTHP Htg\",'Factor Tables'!$N$88:$Y$88,0),FALSE),0))))","v":""},"","",0,0,"kW/ton","",0,"COP",{"$f":"IF($CT83=\"\",\"\",IF(OR($CT83=\"DX HP\",$CT83=\"VRF HP\",$CT83=\"PTHP\"),VLOOKUP($D83,'Factor Tables'!$B$89:$M$105,MATCH(CONCATENATE($CT83,\" Clg\"),'Factor Tables'!$B$88:$M$88,0),FALSE),VLOOKUP($D83,'Factor Tables'!$B$89:$M$105,MATCH($CT83,'Factor Tables'!$B$88:$M$88,0),FALSE)))","v":""},{"$f":"IF($CT83=\"\",\"\",IF(OR($CT83=\"DX HP\",$CT83=\"VRF HP\",$CT83=\"PTHP\"),VLOOKUP($D83,'Factor Tables'!$B$89:$M$105,MATCH(CONCATENATE($CT83,\" Htg\"),'Factor Tables'!$B$88:$M$88,0),FALSE),0))","v":""},{"$f":"IF($CT83=\"\",\"\",IF(OR($CT83=\"DX HP\",$CT83=\"VRF HP\",$CT83=\"PTHP\"),VLOOKUP($D83,'Factor Tables'!$N$89:$Y$105,MATCH(CONCATENATE($CT83,\" Clg\"),'Factor Tables'!$N$88:$Y$88,0),FALSE),VLOOKUP($D83,'Factor Tables'!$N$89:$Y$105,MATCH($CT83,'Factor Tables'!$N$88:$Y$88,0),FALSE)))","v":""},{"$f":"IF($CT83=\"\",\"\",IF(OR($CT83=\"DX HP\",$CT83=\"VRF HP\",$CT83=\"PTHP\"),VLOOKUP($D83,'Factor Tables'!$N$89:$Y$105,MATCH(CONCATENATE($CT83,\" Htg\"),'Factor Tables'!$N$88:$Y$88,0),FALSE),0))","v":""},{"$f":"IF($AB83=\"\",0,VLOOKUP($AB83,'Utility Admin'!$E:$G,2,FALSE))","v":0},{"$f":"IF($AB83=\"\",0,VLOOKUP($AB83,'Utility Admin'!$E:$G,3,FALSE))","v":0},{"$f":"IFERROR(IF(ABS(Summary!$F$12)<=ABS(Summary!$E$12)*'Utility Admin'!$I$5,$AZ83*$DF83+$BA83*$DG83,$AZ83*$DF83+$AZ83*'Utility Admin'!$I$5*$DG83),0)","v":0},null,"Summer",null,null,null,null,null,null,null,null,null,null,{"$f":"IF(OR('Project Info'!$C$10=\"\",$C83=\"\",$D83=\"\"),\"\",VLOOKUP($D83,$DW$9:$DZ$32,MATCH($C83,$DW$9:$DZ$9,0),FALSE))","v":""},null,null,null,null,null,null,"ERROR: Contact Program Manager. Post Capacity/Unit x Post # of Units must be within +/- 20% of Pre Capacity/Unit x Pre # of Units."]
[null,75,"","",null,null,null,null,null,null,null,null,null,null,null,null,null,null,null,null,null,null,null,null,null,null,null,null,null,null,null,null,null,null,null,null,null,null,null,null,null,null,null,0,0,0,0,0,0,999999999,"",0,0,{"$f":"IFERROR(IF($DH$261>'Utility Admin'!$H$5,$BA84/$BA$5*$BB$261,$DH84),0)","v":0},"","",{"$f":"IF(AND(OR($AB84=\"DX AC Air Cooled\",$AB84=\"DX HP Air Cooled\"),OR(AND($AI84=\"Btu/hr\",$AH84<65000),AND($AI84=\"Tons\",$AH84<65000/12000)),$AC84=\"Split\",$AN84>=15.2),MAX(Baselines!$CB328,12/9.8),Baselines!$CB328)","v":0},{"$f":"Baselines!$CC328","v":0},{"$f":"Baselines!$CE328","v":0},0,0,0,0,0,0,0,0,0,0,{"$f":"IF(OR($C84<>\"Early Retirement\",$J84=\"\"),0,IF(OR($I84=\"DX AC Air Cooled\",$I84=\"DX HP Air Cooled\"),VLOOKUP($J84,'Early Retirement'!$CI$6:$CM$32,2,FALSE),IF(OR($I84=\"PTAC\",$I84=\"PTHP\"),VLOOKUP($J84,'Early Retirement'!$CI$6:$CM$32,3,FALSE),IF(AND(OR($I84=\"Air Cooled Chiller\",$I84=\"Water Cooled Chiller\"),$L84<>\"Centrifugal\"),VLOOKUP($J84,'Early Retirement'!$CI$6:$CM$32,4,FALSE),IF(AND(OR($I84=\"Air Cooled Chiller\",$I84=\"Water Cooled Chiller\"),$L84=\"Centrifugal\"),VLOOKUP($J84,'Early Retirement'!$CI$6:$CM$32,5,FALSE),\"\")))))","v":0},0,0,0,0,0,0,0,0,0,0,0,"","","",0,0,0,{"$f":"IF(AND($C84=\"Early Retirement\",$J84<>\"\",$S84<>\"\",$U84<>\"\"),$CG84,IF(AND(OR($AB84=\"DX AC Air Cooled\",$AB84=\"DX HP Air Cooled\"),OR(AND($AI84=\"Btu/hr\",$AH84<65000),AND($AI84=\"Tons\",$AH84<65000/12000)),$AC84=\"Split\",$AN84>=15.2),MAX(Baselines!$CB77,12/9.8),Baselines!$CB77))","v":0},{"$f":"IF(AND($C84=\"Early Retirement\",$J84<>\"\",$S84<>\"\",$U84<>\"\"),$CH84,Baselines!$CC77)","v":0},{"$f":"Baselines!$CD77","v":"kW/ton"},"",{"$f":"IF(AND($C84=\"Early Retirement\",$J84<>\"\",$S84<>\"\",$U84<>\"\"),$CI84,IF(AND(Baselines!$CE77=0,OR($CT84=\"DX HP\",$CT84=\"PTHP\")),$BG84,Baselines!$CE77))","v":0},"COP",{"$f":"IF(OR($C84=\"Replace-on-Burnout\",$C84=\"New Construction\"),$DB84,IF($CD84=\"\",\"\",IF(OR($CD84=\"DX HP\",$CD84=\"PTHP\"),VLOOKUP($D84,'Factor Tables'!$B$89:$M$105,MATCH(CONCATENATE($CD84,\" Clg\"),'Factor Tables'!$B$88:$M$88,0),FALSE),VLOOKUP($D84,'Factor Tables'!$B$89:$M$105,MATCH($CD84,'Factor Tables'!$B$88:$M$88,0),FALSE))))","v":""},{"$f":"IF(OR($C84=\"Replace-on-Burnout\",$C84=\"New Construction\"),$DC84,IF($CD84=\"\",\"\",IF($CD84=\"DX HP\",VLOOKUP($D84,'Factor Tables'!$B$89:$M$105,MATCH(\"DX HP Htg\",'Factor Tables'!$B$88:$M$88,0),FALSE),0)))","v":""},{"$f":"IF(OR($C84=\"Replace-on-Burnout\",$C84=\"New Construction\"),$DD84,IF($CD84=\"\",\"\",IF($CD84=\"DX HP\",VLOOKUP($D84,'Factor Tables'!$N$89:$Y$105,MATCH(\"DX HP Clg\",'Factor Tables'!$N$88:$Y$88,0),FALSE),IF($CD84=\"PTHP\",VLOOKUP($D84,'Factor Tables'!$N$89:$Y$105,MATCH(\"PTHP Clg\",'Factor Tables'!$N$88:$Y$88,0),FALSE),IF(AND($CD84<>\"DX HP\",$CD84<>\"PTHP\"),VLOOKUP($D84,'Factor Tables'!$N$89:$Y$105,MATCH($CD84,'Factor Tables'!$N$88:$Y$88,0),FALSE),\"\")))))","v":""},{"$f":"IF(OR($C84=\"Replace-on-Burnout\",$C84=\"New Construction\",$CT84=\"DX HP\",$CT84=\"PTHP\"),$DE84,IF($CD84=\"\",\"\",IF($CD84=\"DX HP\",VLOOKUP($D84,'Factor Tables'!$N$89:$Y$105,MATCH(\"DX HP Htg\",'Factor Tables'!$N$88:$Y$88,0),FALSE),IF($CD84=\"PTHP\",VLOOKUP($D84,'Factor Tables'!$N$89:$Y$105,MATCH(\"PTHP Htg\",'Factor Tables'!$N$88:$Y$88,0),FALSE),0))))","v":""},"","",0,0,"kW/ton","",0,"COP",{"$f":"IF($CT84=\"\",\"\",IF(OR($CT84=\"DX HP\",$CT84=\"VRF HP\",$CT84=\"PTHP\"),VLOOKUP($D84,'Factor Tables'!$B$89:$M$105,MATCH(CONCATENATE($CT84,\" Clg\"),'Factor Tables'!$B$88:$M$88,0),FALSE),VLOOKUP($D84,'Factor Tables'!$B$89:$M$105,MATCH($CT84,'Factor Tables'!$B$88:$M$88,0),FALSE)))","v":""},{"$f":"IF($CT84=\"\",\"\",IF(OR($CT84=\"DX HP\",$CT84=\"VRF HP\",$CT84=\"PTHP\"),VLOOKUP($D84,'Factor Tables'!$B$89:$M$105,MATCH(CONCATENATE($CT84,\" Htg\"),'Factor Tables'!$B$88:$M$88,0),FALSE),0))","v":""},{"$f":"IF($CT84=\"\",\"\",IF(OR($CT84=\"DX HP\",$CT84=\"VRF HP\",$CT84=\"PTHP\"),VLOOKUP($D84,'Factor Tables'!$N$89:$Y$105,MATCH(CONCATENATE($CT84,\" Clg\"),'Factor Tables'!$N$88:$Y$88,0),FALSE),VLOOKUP($D84,'Factor Tables'!$N$89:$Y$105,MATCH($CT84,'Factor Tables'!$N$88:$Y$88,0),FALSE)))","v":""},{"$f":"IF($CT84=\"\",\"\",IF(OR($CT84=\"DX HP\",$CT84=\"VRF HP\",$CT84=\"PTHP\"),VLOOKUP($D84,'Factor Tables'!$N$89:$Y$105,MATCH(CONCATENATE($CT84,\" Htg\"),'Factor Tables'!$N$88:$Y$88,0),FALSE),0))","v":""},{"$f":"IF($AB84=\"\",0,VLOOKUP($AB84,'Utility Admin'!$E:$G,2,FALSE))","v":0},{"$f":"IF($AB84=\"\",0,VLOOKUP($AB84,'Utility Admin'!$E:$G,3,FALSE))","v":0},{"$f":"IFERROR(IF(ABS(Summary!$F$12)<=ABS(Summary!$E$12)*'Utility Admin'!$I$5,$AZ84*$DF84+$BA84*$DG84,$AZ84*$DF84+$AZ84*'Utility Admin'!$I$5*$DG84),0)","v":0},null,"Summer",null,null,null,null,null,null,null,null,null,null,{"$f":"IF(OR('Project Info'!$C$10=\"\",$C84=\"\",$D84=\"\"),\"\",VLOOKUP($D84,$DW$9:$DZ$32,MATCH($C84,$DW$9:$DZ$9,0),FALSE))","v":""},null,null,null,null,null,null,"ERROR: Contact Program Manager. Post Capacity/Unit x Post # of Units must be within +/- 20% of Pre Capacity/Unit x Pre # of Units."]
[null,76,"","",null,null,null,null,null,null,null,null,null,null,null,null,null,null,null,null,null,null,null,null,null,null,null,null,null,null,null,null,null,null,null,null,null,null,null,null,null,null,null,0,0,0,0,0,0,999999999,"",0,0,{"$f":"IFERROR(IF($DH$261>'Utility Admin'!$H$5,$BA85/$BA$5*$BB$261,$DH85),0)","v":0},"","",{"$f":"IF(AND(OR($AB85=\"DX AC Air Cooled\",$AB85=\"DX HP Air Cooled\"),OR(AND($AI85=\"Btu/hr\",$AH85<65000),AND($AI85=\"Tons\",$AH85<65000/12000)),$AC85=\"Split\",$AN85>=15.2),MAX(Baselines!$CB329,12/9.8),Baselines!$CB329)","v":0},{"$f":"Baselines!$CC329","v":0},{"$f":"Baselines!$CE329","v":0},0,0,0,0,0,0,0,0,0,0,{"$f":"IF(OR($C85<>\"Early Retirement\",$J85=\"\"),0,IF(OR($I85=\"DX AC Air Cooled\",$I85=\"DX HP Air Cooled\"),VLOOKUP($J85,'Early Retirement'!$CI$6:$CM$32,2,FALSE),IF(OR($I85=\"PTAC\",$I85=\"PTHP\"),VLOOKUP($J85,'Early Retirement'!$CI$6:$CM$32,3,FALSE),IF(AND(OR($I85=\"Air Cooled Chiller\",$I85=\"Water Cooled Chiller\"),$L85<>\"Centrifugal\"),VLOOKUP($J85,'Early Retirement'!$CI$6:$CM$32,4,FALSE),IF(AND(OR($I85=\"Air Cooled Chiller\",$I85=\"Water Cooled Chiller\"),$L85=\"Centrifugal\"),VLOOKUP($J85,'Early Retirement'!$CI$6:$CM$32,5,FALSE),\"\")))))","v":0},0,0,0,0,0,0,0,0,0,0,0,"","","",0,0,0,{"$f":"IF(AND($C85=\"Early Retirement\",$J85<>\"\",$S85<>\"\",$U85<>\"\"),$CG85,IF(AND(OR($AB85=\"DX AC Air Cooled\",$AB85=\"DX HP Air Cooled\"),OR(AND($AI85=\"Btu/hr\",$AH85<65000),AND($AI85=\"Tons\",$AH85<65000/12000)),$AC85=\"Split\",$AN85>=15.2),MAX(Baselines!$CB78,12/9.8),Baselines!$CB78))","v":0},{"$f":"IF(AND($C85=\"Early Retirement\",$J85<>\"\",$S85<>\"\",$U85<>\"\"),$CH85,Baselines!$CC78)","v":0},{"$f":"Baselines!$CD78","v":"kW/ton"},"",{"$f":"IF(AND($C85=\"Early Retirement\",$J85<>\"\",$S85<>\"\",$U85<>\"\"),$CI85,IF(AND(Baselines!$CE78=0,OR($CT85=\"DX HP\",$CT85=\"PTHP\")),$BG85,Baselines!$CE78))","v":0},"COP",{"$f":"IF(OR($C85=\"Replace-on-Burnout\",$C85=\"New Construction\"),$DB85,IF($CD85=\"\",\"\",IF(OR($CD85=\"DX HP\",$CD85=\"PTHP\"),VLOOKUP($D85,'Factor Tables'!$B$89:$M$105,MATCH(CONCATENATE($CD85,\" Clg\"),'Factor Tables'!$B$88:$M$88,0),FALSE),VLOOKUP($D85,'Factor Tables'!$B$89:$M$105,MATCH($CD85,'Factor Tables'!$B$88:$M$88,0),FALSE))))","v":""},{"$f":"IF(OR($C85=\"Replace-on-Burnout\",$C85=\"New Construction\"),$DC85,IF($CD85=\"\",\"\",IF($CD85=\"DX HP\",VLOOKUP($D85,'Factor Tables'!$B$89:$M$105,MATCH(\"DX HP Htg\",'Factor Tables'!$B$88:$M$88,0),FALSE),0)))","v":""},{"$f":"IF(OR($C85=\"Replace-on-Burnout\",$C85=\"New Construction\"),$DD85,IF($CD85=\"\",\"\",IF($CD85=\"DX HP\",VLOOKUP($D85,'Factor Tables'!$N$89:$Y$105,MATCH(\"DX HP Clg\",'Factor Tables'!$N$88:$Y$88,0),FALSE),IF($CD85=\"PTHP\",VLOOKUP($D85,'Factor Tables'!$N$89:$Y$105,MATCH(\"PTHP Clg\",'Factor Tables'!$N$88:$Y$88,0),FALSE),IF(AND($CD85<>\"DX HP\",$CD85<>\"PTHP\"),VLOOKUP($D85,'Factor Tables'!$N$89:$Y$105,MATCH($CD85,'Factor Tables'!$N$88:$Y$88,0),FALSE),\"\")))))","v":""},{"$f":"IF(OR($C85=\"Replace-on-Burnout\",$C85=\"New Construction\",$CT85=\"DX HP\",$CT85=\"PTHP\"),$DE85,IF($CD85=\"\",\"\",IF($CD85=\"DX HP\",VLOOKUP($D85,'Factor Tables'!$N$89:$Y$105,MATCH(\"DX HP Htg\",'Factor Tables'!$N$88:$Y$88,0),FALSE),IF($CD85=\"PTHP\",VLOOKUP($D85,'Factor Tables'!$N$89:$Y$105,MATCH(\"PTHP Htg\",'Factor Tables'!$N$88:$Y$88,0),FALSE),0))))","v":""},"","",0,0,"kW/ton","",0,"COP",{"$f":"IF($CT85=\"\",\"\",IF(OR($CT85=\"DX HP\",$CT85=\"VRF HP\",$CT85=\"PTHP\"),VLOOKUP($D85,'Factor Tables'!$B$89:$M$105,MATCH(CONCATENATE($CT85,\" Clg\"),'Factor Tables'!$B$88:$M$88,0),FALSE),VLOOKUP($D85,'Factor Tables'!$B$89:$M$105,MATCH($CT85,'Factor Tables'!$B$88:$M$88,0),FALSE)))","v":""},{"$f":"IF($CT85=\"\",\"\",IF(OR($CT85=\"DX HP\",$CT85=\"VRF HP\",$CT85=\"PTHP\"),VLOOKUP($D85,'Factor Tables'!$B$89:$M$105,MATCH(CONCATENATE($CT85,\" Htg\"),'Factor Tables'!$B$88:$M$88,0),FALSE),0))","v":""},{"$f":"IF($CT85=\"\",\"\",IF(OR($CT85=\"DX HP\",$CT85=\"VRF HP\",$CT85=\"PTHP\"),VLOOKUP($D85,'Factor Tables'!$N$89:$Y$105,MATCH(CONCATENATE($CT85,\" Clg\"),'Factor Tables'!$N$88:$Y$88,0),FALSE),VLOOKUP($D85,'Factor Tables'!$N$89:$Y$105,MATCH($CT85,'Factor Tables'!$N$88:$Y$88,0),FALSE)))","v":""},{"$f":"IF($CT85=\"\",\"\",IF(OR($CT85=\"DX HP\",$CT85=\"VRF HP\",$CT85=\"PTHP\"),VLOOKUP($D85,'Factor Tables'!$N$89:$Y$105,MATCH(CONCATENATE($CT85,\" Htg\"),'Factor Tables'!$N$88:$Y$88,0),FALSE),0))","v":""},{"$f":"IF($AB85=\"\",0,VLOOKUP($AB85,'Utility Admin'!$E:$G,2,FALSE))","v":0},{"$f":"IF($AB85=\"\",0,VLOOKUP($AB85,'Utility Admin'!$E:$G,3,FALSE))","v":0},{"$f":"IFERROR(IF(ABS(Summary!$F$12)<=ABS(Summary!$E$12)*'Utility Admin'!$I$5,$AZ85*$DF85+$BA85*$DG85,$AZ85*$DF85+$AZ85*'Utility Admin'!$I$5*$DG85),0)","v":0},null,"Summer",null,null,null,null,null,null,null,null,null,null,{"$f":"IF(OR('Project Info'!$C$10=\"\",$C85=\"\",$D85=\"\"),\"\",VLOOKUP($D85,$DW$9:$DZ$32,MATCH($C85,$DW$9:$DZ$9,0),FALSE))","v":""},null,null,null,null,null,null,"ERROR: Contact Program Manager. Post Capacity/Unit x Post # of Units must be within +/- 20% of Pre Capacity/Unit x Pre # of Units."]
[null,77,"","",null,null,null,null,null,null,null,null,null,null,null,null,null,null,null,null,null,null,null,null,null,null,null,null,null,null,null,null,null,null,null,null,null,null,null,null,null,null,null,0,0,0,0,0,0,999999999,"",0,0,{"$f":"IFERROR(IF($DH$261>'Utility Admin'!$H$5,$BA86/$BA$5*$BB$261,$DH86),0)","v":0},"","",{"$f":"IF(AND(OR($AB86=\"DX AC Air Cooled\",$AB86=\"DX HP Air Cooled\"),OR(AND($AI86=\"Btu/hr\",$AH86<65000),AND($AI86=\"Tons\",$AH86<65000/12000)),$AC86=\"Split\",$AN86>=15.2),MAX(Baselines!$CB330,12/9.8),Baselines!$CB330)","v":0},{"$f":"Baselines!$CC330","v":0},{"$f":"Baselines!$CE330","v":0},0,0,0,0,0,0,0,0,0,0,{"$f":"IF(OR($C86<>\"Early Retirement\",$J86=\"\"),0,IF(OR($I86=\"DX AC Air Cooled\",$I86=\"DX HP Air Cooled\"),VLOOKUP($J86,'Early Retirement'!$CI$6:$CM$32,2,FALSE),IF(OR($I86=\"PTAC\",$I86=\"PTHP\"),VLOOKUP($J86,'Early Retirement'!$CI$6:$CM$32,3,FALSE),IF(AND(OR($I86=\"Air Cooled Chiller\",$I86=\"Water Cooled Chiller\"),$L86<>\"Centrifugal\"),VLOOKUP($J86,'Early Retirement'!$CI$6:$CM$32,4,FALSE),IF(AND(OR($I86=\"Air Cooled Chiller\",$I86=\"Water Cooled Chiller\"),$L86=\"Centrifugal\"),VLOOKUP($J86,'Early Retirement'!$CI$6:$CM$32,5,FALSE),\"\")))))","v":0},0,0,0,0,0,0,0,0,0,0,0,"","","",0,0,0,{"$f":"IF(AND($C86=\"Early Retirement\",$J86<>\"\",$S86<>\"\",$U86<>\"\"),$CG86,IF(AND(OR($AB86=\"DX AC Air Cooled\",$AB86=\"DX HP Air Cooled\"),OR(AND($AI86=\"Btu/hr\",$AH86<65000),AND($AI86=\"Tons\",$AH86<65000/12000)),$AC86=\"Split\",$AN86>=15.2),MAX(Baselines!$CB79,12/9.8),Baselines!$CB79))","v":0},{"$f":"IF(AND($C86=\"Early Retirement\",$J86<>\"\",$S86<>\"\",$U86<>\"\"),$CH86,Baselines!$CC79)","v":0},{"$f":"Baselines!$CD79","v":"kW/ton"},"",{"$f":"IF(AND($C86=\"Early Retirement\",$J86<>\"\",$S86<>\"\",$U86<>\"\"),$CI86,IF(AND(Baselines!$CE79=0,OR($CT86=\"DX HP\",$CT86=\"PTHP\")),$BG86,Baselines!$CE79))","v":0},"COP",{"$f":"IF(OR($C86=\"Replace-on-Burnout\",$C86=\"New Construction\"),$DB86,IF($CD86=\"\",\"\",IF(OR($CD86=\"DX HP\",$CD86=\"PTHP\"),VLOOKUP($D86,'Factor Tables'!$B$89:$M$105,MATCH(CONCATENATE($CD86,\" Clg\"),'Factor Tables'!$B$88:$M$88,0),FALSE),VLOOKUP($D86,'Factor Tables'!$B$89:$M$105,MATCH($CD86,'Factor Tables'!$B$88:$M$88,0),FALSE))))","v":""},{"$f":"IF(OR($C86=\"Replace-on-Burnout\",$C86=\"New Construction\"),$DC86,IF($CD86=\"\",\"\",IF($CD86=\"DX HP\",VLOOKUP($D86,'Factor Tables'!$B$89:$M$105,MATCH(\"DX HP Htg\",'Factor Tables'!$B$88:$M$88,0),FALSE),0)))","v":""},{"$f":"IF(OR($C86=\"Replace-on-Burnout\",$C86=\"New Construction\"),$DD86,IF($CD86=\"\",\"\",IF($CD86=\"DX HP\",VLOOKUP($D86,'Factor Tables'!$N$89:$Y$105,MATCH(\"DX HP Clg\",'Factor Tables'!$N$88:$Y$88,0),FALSE),IF($CD86=\"PTHP\",VLOOKUP($D86,'Factor Tables'!$N$89:$Y$105,MATCH(\"PTHP Clg\",'Factor Tables'!$N$88:$Y$88,0),FALSE),IF(AND($CD86<>\"DX HP\",$CD86<>\"PTHP\"),VLOOKUP($D86,'Factor Tables'!$N$89:$Y$105,MATCH($CD86,'Factor Tables'!$N$88:$Y$88,0),FALSE),\"\")))))","v":""},{"$f":"IF(OR($C86=\"Replace-on-Burnout\",$C86=\"New Construction\",$CT86=\"DX HP\",$CT86=\"PTHP\"),$DE86,IF($CD86=\"\",\"\",IF($CD86=\"DX HP\",VLOOKUP($D86,'Factor Tables'!$N$89:$Y$105,MATCH(\"DX HP Htg\",'Factor Tables'!$N$88:$Y$88,0),FALSE),IF($CD86=\"PTHP\",VLOOKUP($D86,'Factor Tables'!$N$89:$Y$105,MATCH(\"PTHP Htg\",'Factor Tables'!$N$88:$Y$88,0),FALSE),0))))","v":""},"","",0,0,"kW/ton","",0,"COP",{"$f":"IF($CT86=\"\",\"\",IF(OR($CT86=\"DX HP\",$CT86=\"VRF HP\",$CT86=\"PTHP\"),VLOOKUP($D86,'Factor Tables'!$B$89:$M$105,MATCH(CONCATENATE($CT86,\" Clg\"),'Factor Tables'!$B$88:$M$88,0),FALSE),VLOOKUP($D86,'Factor Tables'!$B$89:$M$105,MATCH($CT86,'Factor Tables'!$B$88:$M$88,0),FALSE)))","v":""},{"$f":"IF($CT86=\"\",\"\",IF(OR($CT86=\"DX HP\",$CT86=\"VRF HP\",$CT86=\"PTHP\"),VLOOKUP($D86,'Factor Tables'!$B$89:$M$105,MATCH(CONCATENATE($CT86,\" Htg\"),'Factor Tables'!$B$88:$M$88,0),FALSE),0))","v":""},{"$f":"IF($CT86=\"\",\"\",IF(OR($CT86=\"DX HP\",$CT86=\"VRF HP\",$CT86=\"PTHP\"),VLOOKUP($D86,'Factor Tables'!$N$89:$Y$105,MATCH(CONCATENATE($CT86,\" Clg\"),'Factor Tables'!$N$88:$Y$88,0),FALSE),VLOOKUP($D86,'Factor Tables'!$N$89:$Y$105,MATCH($CT86,'Factor Tables'!$N$88:$Y$88,0),FALSE)))","v":""},{"$f":"IF($CT86=\"\",\"\",IF(OR($CT86=\"DX HP\",$CT86=\"VRF HP\",$CT86=\"PTHP\"),VLOOKUP($D86,'Factor Tables'!$N$89:$Y$105,MATCH(CONCATENATE($CT86,\" Htg\"),'Factor Tables'!$N$88:$Y$88,0),FALSE),0))","v":""},{"$f":"IF($AB86=\"\",0,VLOOKUP($AB86,'Utility Admin'!$E:$G,2,FALSE))","v":0},{"$f":"IF($AB86=\"\",0,VLOOKUP($AB86,'Utility Admin'!$E:$G,3,FALSE))","v":0},{"$f":"IFERROR(IF(ABS(Summary!$F$12)<=ABS(Summary!$E$12)*'Utility Admin'!$I$5,$AZ86*$DF86+$BA86*$DG86,$AZ86*$DF86+$AZ86*'Utility Admin'!$I$5*$DG86),0)","v":0},null,"Summer",null,null,null,null,null,null,null,null,null,null,{"$f":"IF(OR('Project Info'!$C$10=\"\",$C86=\"\",$D86=\"\"),\"\",VLOOKUP($D86,$DW$9:$DZ$32,MATCH($C86,$DW$9:$DZ$9,0),FALSE))","v":""},null,null,null,null,null,null,"ERROR: Contact Program Manager. Post Capacity/Unit x Post # of Units must be within +/- 20% of Pre Capacity/Unit x Pre # of Units."]
[null,78,"","",null,null,null,null,null,null,null,null,null,null,null,null,null,null,null,null,null,null,null,null,null,null,null,null,null,null,null,null,null,null,null,null,null,null,null,null,null,null,null,0,0,0,0,0,0,999999999,"",0,0,{"$f":"IFERROR(IF($DH$261>'Utility Admin'!$H$5,$BA87/$BA$5*$BB$261,$DH87),0)","v":0},"","",{"$f":"IF(AND(OR($AB87=\"DX AC Air Cooled\",$AB87=\"DX HP Air Cooled\"),OR(AND($AI87=\"Btu/hr\",$AH87<65000),AND($AI87=\"Tons\",$AH87<65000/12000)),$AC87=\"Split\",$AN87>=15.2),MAX(Baselines!$CB331,12/9.8),Baselines!$CB331)","v":0},{"$f":"Baselines!$CC331","v":0},{"$f":"Baselines!$CE331","v":0},0,0,0,0,0,0,0,0,0,0,{"$f":"IF(OR($C87<>\"Early Retirement\",$J87=\"\"),0,IF(OR($I87=\"DX AC Air Cooled\",$I87=\"DX HP Air Cooled\"),VLOOKUP($J87,'Early Retirement'!$CI$6:$CM$32,2,FALSE),IF(OR($I87=\"PTAC\",$I87=\"PTHP\"),VLOOKUP($J87,'Early Retirement'!$CI$6:$CM$32,3,FALSE),IF(AND(OR($I87=\"Air Cooled Chiller\",$I87=\"Water Cooled Chiller\"),$L87<>\"Centrifugal\"),VLOOKUP($J87,'Early Retirement'!$CI$6:$CM$32,4,FALSE),IF(AND(OR($I87=\"Air Cooled Chiller\",$I87=\"Water Cooled Chiller\"),$L87=\"Centrifugal\"),VLOOKUP($J87,'Early Retirement'!$CI$6:$CM$32,5,FALSE),\"\")))))","v":0},0,0,0,0,0,0,0,0,0,0,0,"","","",0,0,0,{"$f":"IF(AND($C87=\"Early Retirement\",$J87<>\"\",$S87<>\"\",$U87<>\"\"),$CG87,IF(AND(OR($AB87=\"DX AC Air Cooled\",$AB87=\"DX HP Air Cooled\"),OR(AND($AI87=\"Btu/hr\",$AH87<65000),AND($AI87=\"Tons\",$AH87<65000/12000)),$AC87=\"Split\",$AN87>=15.2),MAX(Baselines!$CB80,12/9.8),Baselines!$CB80))","v":0},{"$f":"IF(AND($C87=\"Early Retirement\",$J87<>\"\",$S87<>\"\",$U87<>\"\"),$CH87,Baselines!$CC80)","v":0},{"$f":"Baselines!$CD80","v":"kW/ton"},"",{"$f":"IF(AND($C87=\"Early Retirement\",$J87<>\"\",$S87<>\"\",$U87<>\"\"),$CI87,IF(AND(Baselines!$CE80=0,OR($CT87=\"DX HP\",$CT87=\"PTHP\")),$BG87,Baselines!$CE80))","v":0},"COP",{"$f":"IF(OR($C87=\"Replace-on-Burnout\",$C87=\"New Construction\"),$DB87,IF($CD87=\"\",\"\",IF(OR($CD87=\"DX HP\",$CD87=\"PTHP\"),VLOOKUP($D87,'Factor Tables'!$B$89:$M$105,MATCH(CONCATENATE($CD87,\" Clg\"),'Factor Tables'!$B$88:$M$88,0),FALSE),VLOOKUP($D87,'Factor Tables'!$B$89:$M$105,MATCH($CD87,'Factor Tables'!$B$88:$M$88,0),FALSE))))","v":""},{"$f":"IF(OR($C87=\"Replace-on-Burnout\",$C87=\"New Construction\"),$DC87,IF($CD87=\"\",\"\",IF($CD87=\"DX HP\",VLOOKUP($D87,'Factor Tables'!$B$89:$M$105,MATCH(\"DX HP Htg\",'Factor Tables'!$B$88:$M$88,0),FALSE),0)))","v":""},{"$f":"IF(OR($C87=\"Replace-on-Burnout\",$C87=\"New Construction\"),$DD87,IF($CD87=\"\",\"\",IF($CD87=\"DX HP\",VLOOKUP($D87,'Factor Tables'!$N$89:$Y$105,MATCH(\"DX HP Clg\",'Factor Tables'!$N$88:$Y$88,0),FALSE),IF($CD87=\"PTHP\",VLOOKUP($D87,'Factor Tables'!$N$89:$Y$105,MATCH(\"PTHP Clg\",'Factor Tables'!$N$88:$Y$88,0),FALSE),IF(AND($CD87<>\"DX HP\",$CD87<>\"PTHP\"),VLOOKUP($D87,'Factor Tables'!$N$89:$Y$105,MATCH($CD87,'Factor Tables'!$N$88:$Y$88,0),FALSE),\"\")))))","v":""},{"$f":"IF(OR($C87=\"Replace-on-Burnout\",$C87=\"New Construction\",$CT87=\"DX HP\",$CT87=\"PTHP\"),$DE87,IF($CD87=\"\",\"\",IF($CD87=\"DX HP\",VLOOKUP($D87,'Factor Tables'!$N$89:$Y$105,MATCH(\"DX HP Htg\",'Factor Tables'!$N$88:$Y$88,0),FALSE),IF($CD87=\"PTHP\",VLOOKUP($D87,'Factor Tables'!$N$89:$Y$105,MATCH(\"PTHP Htg\",'Factor Tables'!$N$88:$Y$88,0),FALSE),0))))","v":""},"","",0,0,"kW/ton","",0,"COP",{"$f":"IF($CT87=\"\",\"\",IF(OR($CT87=\"DX HP\",$CT87=\"VRF HP\",$CT87=\"PTHP\"),VLOOKUP($D87,'Factor Tables'!$B$89:$M$105,MATCH(CONCATENATE($CT87,\" Clg\"),'Factor Tables'!$B$88:$M$88,0),FALSE),VLOOKUP($D87,'Factor Tables'!$B$89:$M$105,MATCH($CT87,'Factor Tables'!$B$88:$M$88,0),FALSE)))","v":""},{"$f":"IF($CT87=\"\",\"\",IF(OR($CT87=\"DX HP\",$CT87=\"VRF HP\",$CT87=\"PTHP\"),VLOOKUP($D87,'Factor Tables'!$B$89:$M$105,MATCH(CONCATENATE($CT87,\" Htg\"),'Factor Tables'!$B$88:$M$88,0),FALSE),0))","v":""},{"$f":"IF($CT87=\"\",\"\",IF(OR($CT87=\"DX HP\",$CT87=\"VRF HP\",$CT87=\"PTHP\"),VLOOKUP($D87,'Factor Tables'!$N$89:$Y$105,MATCH(CONCATENATE($CT87,\" Clg\"),'Factor Tables'!$N$88:$Y$88,0),FALSE),VLOOKUP($D87,'Factor Tables'!$N$89:$Y$105,MATCH($CT87,'Factor Tables'!$N$88:$Y$88,0),FALSE)))","v":""},{"$f":"IF($CT87=\"\",\"\",IF(OR($CT87=\"DX HP\",$CT87=\"VRF HP\",$CT87=\"PTHP\"),VLOOKUP($D87,'Factor Tables'!$N$89:$Y$105,MATCH(CONCATENATE($CT87,\" Htg\"),'Factor Tables'!$N$88:$Y$88,0),FALSE),0))","v":""},{"$f":"IF($AB87=\"\",0,VLOOKUP($AB87,'Utility Admin'!$E:$G,2,FALSE))","v":0},{"$f":"IF($AB87=\"\",0,VLOOKUP($AB87,'Utility Admin'!$E:$G,3,FALSE))","v":0},{"$f":"IFERROR(IF(ABS(Summary!$F$12)<=ABS(Summary!$E$12)*'Utility Admin'!$I$5,$AZ87*$DF87+$BA87*$DG87,$AZ87*$DF87+$AZ87*'Utility Admin'!$I$5*$DG87),0)","v":0},null,"Summer",null,null,null,null,null,null,null,null,null,null,{"$f":"IF(OR('Project Info'!$C$10=\"\",$C87=\"\",$D87=\"\"),\"\",VLOOKUP($D87,$DW$9:$DZ$32,MATCH($C87,$DW$9:$DZ$9,0),FALSE))","v":""},null,null,null,null,null,null,"ERROR: Contact Program Manager. Post Capacity/Unit x Post # of Units must be within +/- 20% of Pre Capacity/Unit x Pre # of Units."]
[null,79,"","",null,null,null,null,null,null,null,null,null,null,null,null,null,null,null,null,null,null,null,null,null,null,null,null,null,null,null,null,null,null,null,null,null,null,null,null,null,null,null,0,0,0,0,0,0,999999999,"",0,0,{"$f":"IFERROR(IF($DH$261>'Utility Admin'!$H$5,$BA88/$BA$5*$BB$261,$DH88),0)","v":0},"","",{"$f":"IF(AND(OR($AB88=\"DX AC Air Cooled\",$AB88=\"DX HP Air Cooled\"),OR(AND($AI88=\"Btu/hr\",$AH88<65000),AND($AI88=\"Tons\",$AH88<65000/12000)),$AC88=\"Split\",$AN88>=15.2),MAX(Baselines!$CB332,12/9.8),Baselines!$CB332)","v":0},{"$f":"Baselines!$CC332","v":0},{"$f":"Baselines!$CE332","v":0},0,0,0,0,0,0,0,0,0,0,{"$f":"IF(OR($C88<>\"Early Retirement\",$J88=\"\"),0,IF(OR($I88=\"DX AC Air Cooled\",$I88=\"DX HP Air Cooled\"),VLOOKUP($J88,'Early Retirement'!$CI$6:$CM$32,2,FALSE),IF(OR($I88=\"PTAC\",$I88=\"PTHP\"),VLOOKUP($J88,'Early Retirement'!$CI$6:$CM$32,3,FALSE),IF(AND(OR($I88=\"Air Cooled Chiller\",$I88=\"Water Cooled Chiller\"),$L88<>\"Centrifugal\"),VLOOKUP($J88,'Early Retirement'!$CI$6:$CM$32,4,FALSE),IF(AND(OR($I88=\"Air Cooled Chiller\",$I88=\"Water Cooled Chiller\"),$L88=\"Centrifugal\"),VLOOKUP($J88,'Early Retirement'!$CI$6:$CM$32,5,FALSE),\"\")))))","v":0},0,0,0,0,0,0,0,0,0,0,0,"","","",0,0,0,{"$f":"IF(AND($C88=\"Early Retirement\",$J88<>\"\",$S88<>\"\",$U88<>\"\"),$CG88,IF(AND(OR($AB88=\"DX AC Air Cooled\",$AB88=\"DX HP Air Cooled\"),OR(AND($AI88=\"Btu/hr\",$AH88<65000),AND($AI88=\"Tons\",$AH88<65000/12000)),$AC88=\"Split\",$AN88>=15.2),MAX(Baselines!$CB81,12/9.8),Baselines!$CB81))","v":0},{"$f":"IF(AND($C88=\"Early Retirement\",$J88<>\"\",$S88<>\"\",$U88<>\"\"),$CH88,Baselines!$CC81)","v":0},{"$f":"Baselines!$CD81","v":"kW/ton"},"",{"$f":"IF(AND($C88=\"Early Retirement\",$J88<>\"\",$S88<>\"\",$U88<>\"\"),$CI88,IF(AND(Baselines!$CE81=0,OR($CT88=\"DX HP\",$CT88=\"PTHP\")),$BG88,Baselines!$CE81))","v":0},"COP",{"$f":"IF(OR($C88=\"Replace-on-Burnout\",$C88=\"New Construction\"),$DB88,IF($CD88=\"\",\"\",IF(OR($CD88=\"DX HP\",$CD88=\"PTHP\"),VLOOKUP($D88,'Factor Tables'!$B$89:$M$105,MATCH(CONCATENATE($CD88,\" Clg\"),'Factor Tables'!$B$88:$M$88,0),FALSE),VLOOKUP($D88,'Factor Tables'!$B$89:$M$105,MATCH($CD88,'Factor Tables'!$B$88:$M$88,0),FALSE))))","v":""},{"$f":"IF(OR($C88=\"Replace-on-Burnout\",$C88=\"New Construction\"),$DC88,IF($CD88=\"\",\"\",IF($CD88=\"DX HP\",VLOOKUP($D88,'Factor Tables'!$B$89:$M$105,MATCH(\"DX HP Htg\",'Factor Tables'!$B$88:$M$88,0),FALSE),0)))","v":""},{"$f":"IF(OR($C88=\"Replace-on-Burnout\",$C88=\"New Construction\"),$DD88,IF($CD88=\"\",\"\",IF($CD88=\"DX HP\",VLOOKUP($D88,'Factor Tables'!$N$89:$Y$105,MATCH(\"DX HP Clg\",'Factor Tables'!$N$88:$Y$88,0),FALSE),IF($CD88=\"PTHP\",VLOOKUP($D88,'Factor Tables'!$N$89:$Y$105,MATCH(\"PTHP Clg\",'Factor Tables'!$N$88:$Y$88,0),FALSE),IF(AND($CD88<>\"DX HP\",$CD88<>\"PTHP\"),VLOOKUP($D88,'Factor Tables'!$N$89:$Y$105,MATCH($CD88,'Factor Tables'!$N$88:$Y$88,0),FALSE),\"\")))))","v":""},{"$f":"IF(OR($C88=\"Replace-on-Burnout\",$C88=\"New Construction\",$CT88=\"DX HP\",$CT88=\"PTHP\"),$DE88,IF($CD88=\"\",\"\",IF($CD88=\"DX HP\",VLOOKUP($D88,'Factor Tables'!$N$89:$Y$105,MATCH(\"DX HP Htg\",'Factor Tables'!$N$88:$Y$88,0),FALSE),IF($CD88=\"PTHP\",VLOOKUP($D88,'Factor Tables'!$N$89:$Y$105,MATCH(\"PTHP Htg\",'Factor Tables'!$N$88:$Y$88,0),FALSE),0))))","v":""},"","",0,0,"kW/ton","",0,"COP",{"$f":"IF($CT88=\"\",\"\",IF(OR($CT88=\"DX HP\",$CT88=\"VRF HP\",$CT88=\"PTHP\"),VLOOKUP($D88,'Factor Tables'!$B$89:$M$105,MATCH(CONCATENATE($CT88,\" Clg\"),'Factor Tables'!$B$88:$M$88,0),FALSE),VLOOKUP($D88,'Factor Tables'!$B$89:$M$105,MATCH($CT88,'Factor Tables'!$B$88:$M$88,0),FALSE)))","v":""},{"$f":"IF($CT88=\"\",\"\",IF(OR($CT88=\"DX HP\",$CT88=\"VRF HP\",$CT88=\"PTHP\"),VLOOKUP($D88,'Factor Tables'!$B$89:$M$105,MATCH(CONCATENATE($CT88,\" Htg\"),'Factor Tables'!$B$88:$M$88,0),FALSE),0))","v":""},{"$f":"IF($CT88=\"\",\"\",IF(OR($CT88=\"DX HP\",$CT88=\"VRF HP\",$CT88=\"PTHP\"),VLOOKUP($D88,'Factor Tables'!$N$89:$Y$105,MATCH(CONCATENATE($CT88,\" Clg\"),'Factor Tables'!$N$88:$Y$88,0),FALSE),VLOOKUP($D88,'Factor Tables'!$N$89:$Y$105,MATCH($CT88,'Factor Tables'!$N$88:$Y$88,0),FALSE)))","v":""},{"$f":"IF($CT88=\"\",\"\",IF(OR($CT88=\"DX HP\",$CT88=\"VRF HP\",$CT88=\"PTHP\"),VLOOKUP($D88,'Factor Tables'!$N$89:$Y$105,MATCH(CONCATENATE($CT88,\" Htg\"),'Factor Tables'!$N$88:$Y$88,0),FALSE),0))","v":""},{"$f":"IF($AB88=\"\",0,VLOOKUP($AB88,'Utility Admin'!$E:$G,2,FALSE))","v":0},{"$f":"IF($AB88=\"\",0,VLOOKUP($AB88,'Utility Admin'!$E:$G,3,FALSE))","v":0},{"$f":"IFERROR(IF(ABS(Summary!$F$12)<=ABS(Summary!$E$12)*'Utility Admin'!$I$5,$AZ88*$DF88+$BA88*$DG88,$AZ88*$DF88+$AZ88*'Utility Admin'!$I$5*$DG88),0)","v":0},null,"Summer",null,null,null,null,null,null,null,null,null,null,{"$f":"IF(OR('Project Info'!$C$10=\"\",$C88=\"\",$D88=\"\"),\"\",VLOOKUP($D88,$DW$9:$DZ$32,MATCH($C88,$DW$9:$DZ$9,0),FALSE))","v":""},null,null,null,null,null,null,"ERROR: Contact Program Manager. Post Capacity/Unit x Post # of Units must be within +/- 20% of Pre Capacity/Unit x Pre # of Units."]
[null,80,"","",null,null,null,null,null,null,null,null,null,null,null,null,null,null,null,null,null,null,null,null,null,null,null,null,null,null,null,null,null,null,null,null,null,null,null,null,null,null,null,0,0,0,0,0,0,999999999,"",0,0,{"$f":"IFERROR(IF($DH$261>'Utility Admin'!$H$5,$BA89/$BA$5*$BB$261,$DH89),0)","v":0},"","",{"$f":"IF(AND(OR($AB89=\"DX AC Air Cooled\",$AB89=\"DX HP Air Cooled\"),OR(AND($AI89=\"Btu/hr\",$AH89<65000),AND($AI89=\"Tons\",$AH89<65000/12000)),$AC89=\"Split\",$AN89>=15.2),MAX(Baselines!$CB333,12/9.8),Baselines!$CB333)","v":0},{"$f":"Baselines!$CC333","v":0},{"$f":"Baselines!$CE333","v":0},0,0,0,0,0,0,0,0,0,0,{"$f":"IF(OR($C89<>\"Early Retirement\",$J89=\"\"),0,IF(OR($I89=\"DX AC Air Cooled\",$I89=\"DX HP Air Cooled\"),VLOOKUP($J89,'Early Retirement'!$CI$6:$CM$32,2,FALSE),IF(OR($I89=\"PTAC\",$I89=\"PTHP\"),VLOOKUP($J89,'Early Retirement'!$CI$6:$CM$32,3,FALSE),IF(AND(OR($I89=\"Air Cooled Chiller\",$I89=\"Water Cooled Chiller\"),$L89<>\"Centrifugal\"),VLOOKUP($J89,'Early Retirement'!$CI$6:$CM$32,4,FALSE),IF(AND(OR($I89=\"Air Cooled Chiller\",$I89=\"Water Cooled Chiller\"),$L89=\"Centrifugal\"),VLOOKUP($J89,'Early Retirement'!$CI$6:$CM$32,5,FALSE),\"\")))))","v":0},0,0,0,0,0,0,0,0,0,0,0,"","","",0,0,0,{"$f":"IF(AND($C89=\"Early Retirement\",$J89<>\"\",$S89<>\"\",$U89<>\"\"),$CG89,IF(AND(OR($AB89=\"DX AC Air Cooled\",$AB89=\"DX HP Air Cooled\"),OR(AND($AI89=\"Btu/hr\",$AH89<65000),AND($AI89=\"Tons\",$AH89<65000/12000)),$AC89=\"Split\",$AN89>=15.2),MAX(Baselines!$CB82,12/9.8),Baselines!$CB82))","v":0},{"$f":"IF(AND($C89=\"Early Retirement\",$J89<>\"\",$S89<>\"\",$U89<>\"\"),$CH89,Baselines!$CC82)","v":0},{"$f":"Baselines!$CD82","v":"kW/ton"},"",{"$f":"IF(AND($C89=\"Early Retirement\",$J89<>\"\",$S89<>\"\",$U89<>\"\"),$CI89,IF(AND(Baselines!$CE82=0,OR($CT89=\"DX HP\",$CT89=\"PTHP\")),$BG89,Baselines!$CE82))","v":0},"COP",{"$f":"IF(OR($C89=\"Replace-on-Burnout\",$C89=\"New Construction\"),$DB89,IF($CD89=\"\",\"\",IF(OR($CD89=\"DX HP\",$CD89=\"PTHP\"),VLOOKUP($D89,'Factor Tables'!$B$89:$M$105,MATCH(CONCATENATE($CD89,\" Clg\"),'Factor Tables'!$B$88:$M$88,0),FALSE),VLOOKUP($D89,'Factor Tables'!$B$89:$M$105,MATCH($CD89,'Factor Tables'!$B$88:$M$88,0),FALSE))))","v":""},{"$f":"IF(OR($C89=\"Replace-on-Burnout\",$C89=\"New Construction\"),$DC89,IF($CD89=\"\",\"\",IF($CD89=\"DX HP\",VLOOKUP($D89,'Factor Tables'!$B$89:$M$105,MATCH(\"DX HP Htg\",'Factor Tables'!$B$88:$M$88,0),FALSE),0)))","v":""},{"$f":"IF(OR($C89=\"Replace-on-Burnout\",$C89=\"New Construction\"),$DD89,IF($CD89=\"\",\"\",IF($CD89=\"DX HP\",VLOOKUP($D89,'Factor Tables'!$N$89:$Y$105,MATCH(\"DX HP Clg\",'Factor Tables'!$N$88:$Y$88,0),FALSE),IF($CD89=\"PTHP\",VLOOKUP($D89,'Factor Tables'!$N$89:$Y$105,MATCH(\"PTHP Clg\",'Factor Tables'!$N$88:$Y$88,0),FALSE),IF(AND($CD89<>\"DX HP\",$CD89<>\"PTHP\"),VLOOKUP($D89,'Factor Tables'!$N$89:$Y$105,MATCH($CD89,'Factor Tables'!$N$88:$Y$88,0),FALSE),\"\")))))","v":""},{"$f":"IF(OR($C89=\"Replace-on-Burnout\",$C89=\"New Construction\",$CT89=\"DX HP\",$CT89=\"PTHP\"),$DE89,IF($CD89=\"\",\"\",IF($CD89=\"DX HP\",VLOOKUP($D89,'Factor Tables'!$N$89:$Y$105,MATCH(\"DX HP Htg\",'Factor Tables'!$N$88:$Y$88,0),FALSE),IF($CD89=\"PTHP\",VLOOKUP($D89,'Factor Tables'!$N$89:$Y$105,MATCH(\"PTHP Htg\",'Factor Tables'!$N$88:$Y$88,0),FALSE),0))))","v":""},"","",0,0,"kW/ton","",0,"COP",{"$f":"IF($CT89=\"\",\"\",IF(OR($CT89=\"DX HP\",$CT89=\"VRF HP\",$CT89=\"PTHP\"),VLOOKUP($D89,'Factor Tables'!$B$89:$M$105,MATCH(CONCATENATE($CT89,\" Clg\"),'Factor Tables'!$B$88:$M$88,0),FALSE),VLOOKUP($D89,'Factor Tables'!$B$89:$M$105,MATCH($CT89,'Factor Tables'!$B$88:$M$88,0),FALSE)))","v":""},{"$f":"IF($CT89=\"\",\"\",IF(OR($CT89=\"DX HP\",$CT89=\"VRF HP\",$CT89=\"PTHP\"),VLOOKUP($D89,'Factor Tables'!$B$89:$M$105,MATCH(CONCATENATE($CT89,\" Htg\"),'Factor Tables'!$B$88:$M$88,0),FALSE),0))","v":""},{"$f":"IF($CT89=\"\",\"\",IF(OR($CT89=\"DX HP\",$CT89=\"VRF HP\",$CT89=\"PTHP\"),VLOOKUP($D89,'Factor Tables'!$N$89:$Y$105,MATCH(CONCATENATE($CT89,\" Clg\"),'Factor Tables'!$N$88:$Y$88,0),FALSE),VLOOKUP($D89,'Factor Tables'!$N$89:$Y$105,MATCH($CT89,'Factor Tables'!$N$88:$Y$88,0),FALSE)))","v":""},{"$f":"IF($CT89=\"\",\"\",IF(OR($CT89=\"DX HP\",$CT89=\"VRF HP\",$CT89=\"PTHP\"),VLOOKUP($D89,'Factor Tables'!$N$89:$Y$105,MATCH(CONCATENATE($CT89,\" Htg\"),'Factor Tables'!$N$88:$Y$88,0),FALSE),0))","v":""},{"$f":"IF($AB89=\"\",0,VLOOKUP($AB89,'Utility Admin'!$E:$G,2,FALSE))","v":0},{"$f":"IF($AB89=\"\",0,VLOOKUP($AB89,'Utility Admin'!$E:$G,3,FALSE))","v":0},{"$f":"IFERROR(IF(ABS(Summary!$F$12)<=ABS(Summary!$E$12)*'Utility Admin'!$I$5,$AZ89*$DF89+$BA89*$DG89,$AZ89*$DF89+$AZ89*'Utility Admin'!$I$5*$DG89),0)","v":0},null,"Summer",null,null,null,null,null,null,null,null,null,null,{"$f":"IF(OR('Project Info'!$C$10=\"\",$C89=\"\",$D89=\"\"),\"\",VLOOKUP($D89,$DW$9:$DZ$32,MATCH($C89,$DW$9:$DZ$9,0),FALSE))","v":""},null,null,null,null,null,null,"ERROR: Contact Program Manager. Post Capacity/Unit x Post # of Units must be within +/- 20% of Pre Capacity/Unit x Pre # of Units."]
[null,81,"","",null,null,null,null,null,null,null,null,null,null,null,null,null,null,null,null,null,null,null,null,null,null,null,null,null,null,null,null,null,null,null,null,null,null,null,null,null,null,null,0,0,0,0,0,0,999999999,"",0,0,{"$f":"IFERROR(IF($DH$261>'Utility Admin'!$H$5,$BA90/$BA$5*$BB$261,$DH90),0)","v":0},"","",{"$f":"IF(AND(OR($AB90=\"DX AC Air Cooled\",$AB90=\"DX HP Air Cooled\"),OR(AND($AI90=\"Btu/hr\",$AH90<65000),AND($AI90=\"Tons\",$AH90<65000/12000)),$AC90=\"Split\",$AN90>=15.2),MAX(Baselines!$CB334,12/9.8),Baselines!$CB334)","v":0},{"$f":"Baselines!$CC334","v":0},{"$f":"Baselines!$CE334","v":0},0,0,0,0,0,0,0,0,0,0,{"$f":"IF(OR($C90<>\"Early Retirement\",$J90=\"\"),0,IF(OR($I90=\"DX AC Air Cooled\",$I90=\"DX HP Air Cooled\"),VLOOKUP($J90,'Early Retirement'!$CI$6:$CM$32,2,FALSE),IF(OR($I90=\"PTAC\",$I90=\"PTHP\"),VLOOKUP($J90,'Early Retirement'!$CI$6:$CM$32,3,FALSE),IF(AND(OR($I90=\"Air Cooled Chiller\",$I90=\"Water Cooled Chiller\"),$L90<>\"Centrifugal\"),VLOOKUP($J90,'Early Retirement'!$CI$6:$CM$32,4,FALSE),IF(AND(OR($I90=\"Air Cooled Chiller\",$I90=\"Water Cooled Chiller\"),$L90=\"Centrifugal\"),VLOOKUP($J90,'Early Retirement'!$CI$6:$CM$32,5,FALSE),\"\")))))","v":0},0,0,0,0,0,0,0,0,0,0,0,"","","",0,0,0,{"$f":"IF(AND($C90=\"Early Retirement\",$J90<>\"\",$S90<>\"\",$U90<>\"\"),$CG90,IF(AND(OR($AB90=\"DX AC Air Cooled\",$AB90=\"DX HP Air Cooled\"),OR(AND($AI90=\"Btu/hr\",$AH90<65000),AND($AI90=\"Tons\",$AH90<65000/12000)),$AC90=\"Split\",$AN90>=15.2),MAX(Baselines!$CB83,12/9.8),Baselines!$CB83))","v":0},{"$f":"IF(AND($C90=\"Early Retirement\",$J90<>\"\",$S90<>\"\",$U90<>\"\"),$CH90,Baselines!$CC83)","v":0},{"$f":"Baselines!$CD83","v":"kW/ton"},"",{"$f":"IF(AND($C90=\"Early Retirement\",$J90<>\"\",$S90<>\"\",$U90<>\"\"),$CI90,IF(AND(Baselines!$CE83=0,OR($CT90=\"DX HP\",$CT90=\"PTHP\")),$BG90,Baselines!$CE83))","v":0},"COP",{"$f":"IF(OR($C90=\"Replace-on-Burnout\",$C90=\"New Construction\"),$DB90,IF($CD90=\"\",\"\",IF(OR($CD90=\"DX HP\",$CD90=\"PTHP\"),VLOOKUP($D90,'Factor Tables'!$B$89:$M$105,MATCH(CONCATENATE($CD90,\" Clg\"),'Factor Tables'!$B$88:$M$88,0),FALSE),VLOOKUP($D90,'Factor Tables'!$B$89:$M$105,MATCH($CD90,'Factor Tables'!$B$88:$M$88,0),FALSE))))","v":""},{"$f":"IF(OR($C90=\"Replace-on-Burnout\",$C90=\"New Construction\"),$DC90,IF($CD90=\"\",\"\",IF($CD90=\"DX HP\",VLOOKUP($D90,'Factor Tables'!$B$89:$M$105,MATCH(\"DX HP Htg\",'Factor Tables'!$B$88:$M$88,0),FALSE),0)))","v":""},{"$f":"IF(OR($C90=\"Replace-on-Burnout\",$C90=\"New Construction\"),$DD90,IF($CD90=\"\",\"\",IF($CD90=\"DX HP\",VLOOKUP($D90,'Factor Tables'!$N$89:$Y$105,MATCH(\"DX HP Clg\",'Factor Tables'!$N$88:$Y$88,0),FALSE),IF($CD90=\"PTHP\",VLOOKUP($D90,'Factor Tables'!$N$89:$Y$105,MATCH(\"PTHP Clg\",'Factor Tables'!$N$88:$Y$88,0),FALSE),IF(AND($CD90<>\"DX HP\",$CD90<>\"PTHP\"),VLOOKUP($D90,'Factor Tables'!$N$89:$Y$105,MATCH($CD90,'Factor Tables'!$N$88:$Y$88,0),FALSE),\"\")))))","v":""},{"$f":"IF(OR($C90=\"Replace-on-Burnout\",$C90=\"New Construction\",$CT90=\"DX HP\",$CT90=\"PTHP\"),$DE90,IF($CD90=\"\",\"\",IF($CD90=\"DX HP\",VLOOKUP($D90,'Factor Tables'!$N$89:$Y$105,MATCH(\"DX HP Htg\",'Factor Tables'!$N$88:$Y$88,0),FALSE),IF($CD90=\"PTHP\",VLOOKUP($D90,'Factor Tables'!$N$89:$Y$105,MATCH(\"PTHP Htg\",'Factor Tables'!$N$88:$Y$88,0),FALSE),0))))","v":""},"","",0,0,"kW/ton","",0,"COP",{"$f":"IF($CT90=\"\",\"\",IF(OR($CT90=\"DX HP\",$CT90=\"VRF HP\",$CT90=\"PTHP\"),VLOOKUP($D90,'Factor Tables'!$B$89:$M$105,MATCH(CONCATENATE($CT90,\" Clg\"),'Factor Tables'!$B$88:$M$88,0),FALSE),VLOOKUP($D90,'Factor Tables'!$B$89:$M$105,MATCH($CT90,'Factor Tables'!$B$88:$M$88,0),FALSE)))","v":""},{"$f":"IF($CT90=\"\",\"\",IF(OR($CT90=\"DX HP\",$CT90=\"VRF HP\",$CT90=\"PTHP\"),VLOOKUP($D90,'Factor Tables'!$B$89:$M$105,MATCH(CONCATENATE($CT90,\" Htg\"),'Factor Tables'!$B$88:$M$88,0),FALSE),0))","v":""},{"$f":"IF($CT90=\"\",\"\",IF(OR($CT90=\"DX HP\",$CT90=\"VRF HP\",$CT90=\"PTHP\"),VLOOKUP($D90,'Factor Tables'!$N$89:$Y$105,MATCH(CONCATENATE($CT90,\" Clg\"),'Factor Tables'!$N$88:$Y$88,0),FALSE),VLOOKUP($D90,'Factor Tables'!$N$89:$Y$105,MATCH($CT90,'Factor Tables'!$N$88:$Y$88,0),FALSE)))","v":""},{"$f":"IF($CT90=\"\",\"\",IF(OR($CT90=\"DX HP\",$CT90=\"VRF HP\",$CT90=\"PTHP\"),VLOOKUP($D90,'Factor Tables'!$N$89:$Y$105,MATCH(CONCATENATE($CT90,\" Htg\"),'Factor Tables'!$N$88:$Y$88,0),FALSE),0))","v":""},{"$f":"IF($AB90=\"\",0,VLOOKUP($AB90,'Utility Admin'!$E:$G,2,FALSE))","v":0},{"$f":"IF($AB90=\"\",0,VLOOKUP($AB90,'Utility Admin'!$E:$G,3,FALSE))","v":0},{"$f":"IFERROR(IF(ABS(Summary!$F$12)<=ABS(Summary!$E$12)*'Utility Admin'!$I$5,$AZ90*$DF90+$BA90*$DG90,$AZ90*$DF90+$AZ90*'Utility Admin'!$I$5*$DG90),0)","v":0},null,"Summer",null,null,null,null,null,null,null,null,null,null,{"$f":"IF(OR('Project Info'!$C$10=\"\",$C90=\"\",$D90=\"\"),\"\",VLOOKUP($D90,$DW$9:$DZ$32,MATCH($C90,$DW$9:$DZ$9,0),FALSE))","v":""},null,null,null,null,null,null,"ERROR: Contact Program Manager. Post Capacity/Unit x Post # of Units must be within +/- 20% of Pre Capacity/Unit x Pre # of Units."]
[null,82,"","",null,null,null,null,null,null,null,null,null,null,null,null,null,null,null,null,null,null,null,null,null,null,null,null,null,null,null,null,null,null,null,null,null,null,null,null,null,null,null,0,0,0,0,0,0,999999999,"",0,0,{"$f":"IFERROR(IF($DH$261>'Utility Admin'!$H$5,$BA91/$BA$5*$BB$261,$DH91),0)","v":0},"","",{"$f":"IF(AND(OR($AB91=\"DX AC Air Cooled\",$AB91=\"DX HP Air Cooled\"),OR(AND($AI91=\"Btu/hr\",$AH91<65000),AND($AI91=\"Tons\",$AH91<65000/12000)),$AC91=\"Split\",$AN91>=15.2),MAX(Baselines!$CB335,12/9.8),Baselines!$CB335)","v":0},{"$f":"Baselines!$CC335","v":0},{"$f":"Baselines!$CE335","v":0},0,0,0,0,0,0,0,0,0,0,{"$f":"IF(OR($C91<>\"Early Retirement\",$J91=\"\"),0,IF(OR($I91=\"DX AC Air Cooled\",$I91=\"DX HP Air Cooled\"),VLOOKUP($J91,'Early Retirement'!$CI$6:$CM$32,2,FALSE),IF(OR($I91=\"PTAC\",$I91=\"PTHP\"),VLOOKUP($J91,'Early Retirement'!$CI$6:$CM$32,3,FALSE),IF(AND(OR($I91=\"Air Cooled Chiller\",$I91=\"Water Cooled Chiller\"),$L91<>\"Centrifugal\"),VLOOKUP($J91,'Early Retirement'!$CI$6:$CM$32,4,FALSE),IF(AND(OR($I91=\"Air Cooled Chiller\",$I91=\"Water Cooled Chiller\"),$L91=\"Centrifugal\"),VLOOKUP($J91,'Early Retirement'!$CI$6:$CM$32,5,FALSE),\"\")))))","v":0},0,0,0,0,0,0,0,0,0,0,0,"","","",0,0,0,{"$f":"IF(AND($C91=\"Early Retirement\",$J91<>\"\",$S91<>\"\",$U91<>\"\"),$CG91,IF(AND(OR($AB91=\"DX AC Air Cooled\",$AB91=\"DX HP Air Cooled\"),OR(AND($AI91=\"Btu/hr\",$AH91<65000),AND($AI91=\"Tons\",$AH91<65000/12000)),$AC91=\"Split\",$AN91>=15.2),MAX(Baselines!$CB84,12/9.8),Baselines!$CB84))","v":0},{"$f":"IF(AND($C91=\"Early Retirement\",$J91<>\"\",$S91<>\"\",$U91<>\"\"),$CH91,Baselines!$CC84)","v":0},{"$f":"Baselines!$CD84","v":"kW/ton"},"",{"$f":"IF(AND($C91=\"Early Retirement\",$J91<>\"\",$S91<>\"\",$U91<>\"\"),$CI91,IF(AND(Baselines!$CE84=0,OR($CT91=\"DX HP\",$CT91=\"PTHP\")),$BG91,Baselines!$CE84))","v":0},"COP",{"$f":"IF(OR($C91=\"Replace-on-Burnout\",$C91=\"New Construction\"),$DB91,IF($CD91=\"\",\"\",IF(OR($CD91=\"DX HP\",$CD91=\"PTHP\"),VLOOKUP($D91,'Factor Tables'!$B$89:$M$105,MATCH(CONCATENATE($CD91,\" Clg\"),'Factor Tables'!$B$88:$M$88,0),FALSE),VLOOKUP($D91,'Factor Tables'!$B$89:$M$105,MATCH($CD91,'Factor Tables'!$B$88:$M$88,0),FALSE))))","v":""},{"$f":"IF(OR($C91=\"Replace-on-Burnout\",$C91=\"New Construction\"),$DC91,IF($CD91=\"\",\"\",IF($CD91=\"DX HP\",VLOOKUP($D91,'Factor Tables'!$B$89:$M$105,MATCH(\"DX HP Htg\",'Factor Tables'!$B$88:$M$88,0),FALSE),0)))","v":""},{"$f":"IF(OR($C91=\"Replace-on-Burnout\",$C91=\"New Construction\"),$DD91,IF($CD91=\"\",\"\",IF($CD91=\"DX HP\",VLOOKUP($D91,'Factor Tables'!$N$89:$Y$105,MATCH(\"DX HP Clg\",'Factor Tables'!$N$88:$Y$88,0),FALSE),IF($CD91=\"PTHP\",VLOOKUP($D91,'Factor Tables'!$N$89:$Y$105,MATCH(\"PTHP Clg\",'Factor Tables'!$N$88:$Y$88,0),FALSE),IF(AND($CD91<>\"DX HP\",$CD91<>\"PTHP\"),VLOOKUP($D91,'Factor Tables'!$N$89:$Y$105,MATCH($CD91,'Factor Tables'!$N$88:$Y$88,0),FALSE),\"\")))))","v":""},{"$f":"IF(OR($C91=\"Replace-on-Burnout\",$C91=\"New Construction\",$CT91=\"DX HP\",$CT91=\"PTHP\"),$DE91,IF($CD91=\"\",\"\",IF($CD91=\"DX HP\",VLOOKUP($D91,'Factor Tables'!$N$89:$Y$105,MATCH(\"DX HP Htg\",'Factor Tables'!$N$88:$Y$88,0),FALSE),IF($CD91=\"PTHP\",VLOOKUP($D91,'Factor Tables'!$N$89:$Y$105,MATCH(\"PTHP Htg\",'Factor Tables'!$N$88:$Y$88,0),FALSE),0))))","v":""},"","",0,0,"kW/ton","",0,"COP",{"$f":"IF($CT91=\"\",\"\",IF(OR($CT91=\"DX HP\",$CT91=\"VRF HP\",$CT91=\"PTHP\"),VLOOKUP($D91,'Factor Tables'!$B$89:$M$105,MATCH(CONCATENATE($CT91,\" Clg\"),'Factor Tables'!$B$88:$M$88,0),FALSE),VLOOKUP($D91,'Factor Tables'!$B$89:$M$105,MATCH($CT91,'Factor Tables'!$B$88:$M$88,0),FALSE)))","v":""},{"$f":"IF($CT91=\"\",\"\",IF(OR($CT91=\"DX HP\",$CT91=\"VRF HP\",$CT91=\"PTHP\"),VLOOKUP($D91,'Factor Tables'!$B$89:$M$105,MATCH(CONCATENATE($CT91,\" Htg\"),'Factor Tables'!$B$88:$M$88,0),FALSE),0))","v":""},{"$f":"IF($CT91=\"\",\"\",IF(OR($CT91=\"DX HP\",$CT91=\"VRF HP\",$CT91=\"PTHP\"),VLOOKUP($D91,'Factor Tables'!$N$89:$Y$105,MATCH(CONCATENATE($CT91,\" Clg\"),'Factor Tables'!$N$88:$Y$88,0),FALSE),VLOOKUP($D91,'Factor Tables'!$N$89:$Y$105,MATCH($CT91,'Factor Tables'!$N$88:$Y$88,0),FALSE)))","v":""},{"$f":"IF($CT91=\"\",\"\",IF(OR($CT91=\"DX HP\",$CT91=\"VRF HP\",$CT91=\"PTHP\"),VLOOKUP($D91,'Factor Tables'!$N$89:$Y$105,MATCH(CONCATENATE($CT91,\" Htg\"),'Factor Tables'!$N$88:$Y$88,0),FALSE),0))","v":""},{"$f":"IF($AB91=\"\",0,VLOOKUP($AB91,'Utility Admin'!$E:$G,2,FALSE))","v":0},{"$f":"IF($AB91=\"\",0,VLOOKUP($AB91,'Utility Admin'!$E:$G,3,FALSE))","v":0},{"$f":"IFERROR(IF(ABS(Summary!$F$12)<=ABS(Summary!$E$12)*'Utility Admin'!$I$5,$AZ91*$DF91+$BA91*$DG91,$AZ91*$DF91+$AZ91*'Utility Admin'!$I$5*$DG91),0)","v":0},null,"Summer",null,null,null,null,null,null,null,null,null,null,{"$f":"IF(OR('Project Info'!$C$10=\"\",$C91=\"\",$D91=\"\"),\"\",VLOOKUP($D91,$DW$9:$DZ$32,MATCH($C91,$DW$9:$DZ$9,0),FALSE))","v":""},null,null,null,null,null,null,"ERROR: Contact Program Manager. Post Capacity/Unit x Post # of Units must be within +/- 20% of Pre Capacity/Unit x Pre # of Units."]
[null,83,"","",null,null,null,null,null,null,null,null,null,null,null,null,null,null,null,null,null,null,null,null,null,null,null,null,null,null,null,null,null,null,null,null,null,null,null,null,null,null,null,0,0,0,0,0,0,999999999,"",0,0,{"$f":"IFERROR(IF($DH$261>'Utility Admin'!$H$5,$BA92/$BA$5*$BB$261,$DH92),0)","v":0},"","",{"$f":"IF(AND(OR($AB92=\"DX AC Air Cooled\",$AB92=\"DX HP Air Cooled\"),OR(AND($AI92=\"Btu/hr\",$AH92<65000),AND($AI92=\"Tons\",$AH92<65000/12000)),$AC92=\"Split\",$AN92>=15.2),MAX(Baselines!$CB336,12/9.8),Baselines!$CB336)","v":0},{"$f":"Baselines!$CC336","v":0},{"$f":"Baselines!$CE336","v":0},0,0,0,0,0,0,0,0,0,0,{"$f":"IF(OR($C92<>\"Early Retirement\",$J92=\"\"),0,IF(OR($I92=\"DX AC Air Cooled\",$I92=\"DX HP Air Cooled\"),VLOOKUP($J92,'Early Retirement'!$CI$6:$CM$32,2,FALSE),IF(OR($I92=\"PTAC\",$I92=\"PTHP\"),VLOOKUP($J92,'Early Retirement'!$CI$6:$CM$32,3,FALSE),IF(AND(OR($I92=\"Air Cooled Chiller\",$I92=\"Water Cooled Chiller\"),$L92<>\"Centrifugal\"),VLOOKUP($J92,'Early Retirement'!$CI$6:$CM$32,4,FALSE),IF(AND(OR($I92=\"Air Cooled Chiller\",$I92=\"Water Cooled Chiller\"),$L92=\"Centrifugal\"),VLOOKUP($J92,'Early Retirement'!$CI$6:$CM$32,5,FALSE),\"\")))))","v":0},0,0,0,0,0,0,0,0,0,0,0,"","","",0,0,0,{"$f":"IF(AND($C92=\"Early Retirement\",$J92<>\"\",$S92<>\"\",$U92<>\"\"),$CG92,IF(AND(OR($AB92=\"DX AC Air Cooled\",$AB92=\"DX HP Air Cooled\"),OR(AND($AI92=\"Btu/hr\",$AH92<65000),AND($AI92=\"Tons\",$AH92<65000/12000)),$AC92=\"Split\",$AN92>=15.2),MAX(Baselines!$CB85,12/9.8),Baselines!$CB85))","v":0},{"$f":"IF(AND($C92=\"Early Retirement\",$J92<>\"\",$S92<>\"\",$U92<>\"\"),$CH92,Baselines!$CC85)","v":0},{"$f":"Baselines!$CD85","v":"kW/ton"},"",{"$f":"IF(AND($C92=\"Early Retirement\",$J92<>\"\",$S92<>\"\",$U92<>\"\"),$CI92,IF(AND(Baselines!$CE85=0,OR($CT92=\"DX HP\",$CT92=\"PTHP\")),$BG92,Baselines!$CE85))","v":0},"COP",{"$f":"IF(OR($C92=\"Replace-on-Burnout\",$C92=\"New Construction\"),$DB92,IF($CD92=\"\",\"\",IF(OR($CD92=\"DX HP\",$CD92=\"PTHP\"),VLOOKUP($D92,'Factor Tables'!$B$89:$M$105,MATCH(CONCATENATE($CD92,\" Clg\"),'Factor Tables'!$B$88:$M$88,0),FALSE),VLOOKUP($D92,'Factor Tables'!$B$89:$M$105,MATCH($CD92,'Factor Tables'!$B$88:$M$88,0),FALSE))))","v":""},{"$f":"IF(OR($C92=\"Replace-on-Burnout\",$C92=\"New Construction\"),$DC92,IF($CD92=\"\",\"\",IF($CD92=\"DX HP\",VLOOKUP($D92,'Factor Tables'!$B$89:$M$105,MATCH(\"DX HP Htg\",'Factor Tables'!$B$88:$M$88,0),FALSE),0)))","v":""},{"$f":"IF(OR($C92=\"Replace-on-Burnout\",$C92=\"New Construction\"),$DD92,IF($CD92=\"\",\"\",IF($CD92=\"DX HP\",VLOOKUP($D92,'Factor Tables'!$N$89:$Y$105,MATCH(\"DX HP Clg\",'Factor Tables'!$N$88:$Y$88,0),FALSE),IF($CD92=\"PTHP\",VLOOKUP($D92,'Factor Tables'!$N$89:$Y$105,MATCH(\"PTHP Clg\",'Factor Tables'!$N$88:$Y$88,0),FALSE),IF(AND($CD92<>\"DX HP\",$CD92<>\"PTHP\"),VLOOKUP($D92,'Factor Tables'!$N$89:$Y$105,MATCH($CD92,'Factor Tables'!$N$88:$Y$88,0),FALSE),\"\")))))","v":""},{"$f":"IF(OR($C92=\"Replace-on-Burnout\",$C92=\"New Construction\",$CT92=\"DX HP\",$CT92=\"PTHP\"),$DE92,IF($CD92=\"\",\"\",IF($CD92=\"DX HP\",VLOOKUP($D92,'Factor Tables'!$N$89:$Y$105,MATCH(\"DX HP Htg\",'Factor Tables'!$N$88:$Y$88,0),FALSE),IF($CD92=\"PTHP\",VLOOKUP($D92,'Factor Tables'!$N$89:$Y$105,MATCH(\"PTHP Htg\",'Factor Tables'!$N$88:$Y$88,0),FALSE),0))))","v":""},"","",0,0,"kW/ton","",0,"COP",{"$f":"IF($CT92=\"\",\"\",IF(OR($CT92=\"DX HP\",$CT92=\"VRF HP\",$CT92=\"PTHP\"),VLOOKUP($D92,'Factor Tables'!$B$89:$M$105,MATCH(CONCATENATE($CT92,\" Clg\"),'Factor Tables'!$B$88:$M$88,0),FALSE),VLOOKUP($D92,'Factor Tables'!$B$89:$M$105,MATCH($CT92,'Factor Tables'!$B$88:$M$88,0),FALSE)))","v":""},{"$f":"IF($CT92=\"\",\"\",IF(OR($CT92=\"DX HP\",$CT92=\"VRF HP\",$CT92=\"PTHP\"),VLOOKUP($D92,'Factor Tables'!$B$89:$M$105,MATCH(CONCATENATE($CT92,\" Htg\"),'Factor Tables'!$B$88:$M$88,0),FALSE),0))","v":""},{"$f":"IF($CT92=\"\",\"\",IF(OR($CT92=\"DX HP\",$CT92=\"VRF HP\",$CT92=\"PTHP\"),VLOOKUP($D92,'Factor Tables'!$N$89:$Y$105,MATCH(CONCATENATE($CT92,\" Clg\"),'Factor Tables'!$N$88:$Y$88,0),FALSE),VLOOKUP($D92,'Factor Tables'!$N$89:$Y$105,MATCH($CT92,'Factor Tables'!$N$88:$Y$88,0),FALSE)))","v":""},{"$f":"IF($CT92=\"\",\"\",IF(OR($CT92=\"DX HP\",$CT92=\"VRF HP\",$CT92=\"PTHP\"),VLOOKUP($D92,'Factor Tables'!$N$89:$Y$105,MATCH(CONCATENATE($CT92,\" Htg\"),'Factor Tables'!$N$88:$Y$88,0),FALSE),0))","v":""},{"$f":"IF($AB92=\"\",0,VLOOKUP($AB92,'Utility Admin'!$E:$G,2,FALSE))","v":0},{"$f":"IF($AB92=\"\",0,VLOOKUP($AB92,'Utility Admin'!$E:$G,3,FALSE))","v":0},{"$f":"IFERROR(IF(ABS(Summary!$F$12)<=ABS(Summary!$E$12)*'Utility Admin'!$I$5,$AZ92*$DF92+$BA92*$DG92,$AZ92*$DF92+$AZ92*'Utility Admin'!$I$5*$DG92),0)","v":0},null,"Summer",null,null,null,null,null,null,null,null,null,null,{"$f":"IF(OR('Project Info'!$C$10=\"\",$C92=\"\",$D92=\"\"),\"\",VLOOKUP($D92,$DW$9:$DZ$32,MATCH($C92,$DW$9:$DZ$9,0),FALSE))","v":""},null,null,null,null,null,null,"ERROR: Contact Program Manager. Post Capacity/Unit x Post # of Units must be within +/- 20% of Pre Capacity/Unit x Pre # of Units."]
[null,84,"","",null,null,null,null,null,null,null,null,null,null,null,null,null,null,null,null,null,null,null,null,null,null,null,null,null,null,null,null,null,null,null,null,null,null,null,null,null,null,null,0,0,0,0,0,0,999999999,"",0,0,{"$f":"IFERROR(IF($DH$261>'Utility Admin'!$H$5,$BA93/$BA$5*$BB$261,$DH93),0)","v":0},"","",{"$f":"IF(AND(OR($AB93=\"DX AC Air Cooled\",$AB93=\"DX HP Air Cooled\"),OR(AND($AI93=\"Btu/hr\",$AH93<65000),AND($AI93=\"Tons\",$AH93<65000/12000)),$AC93=\"Split\",$AN93>=15.2),MAX(Baselines!$CB337,12/9.8),Baselines!$CB337)","v":0},{"$f":"Baselines!$CC337","v":0},{"$f":"Baselines!$CE337","v":0},0,0,0,0,0,0,0,0,0,0,{"$f":"IF(OR($C93<>\"Early Retirement\",$J93=\"\"),0,IF(OR($I93=\"DX AC Air Cooled\",$I93=\"DX HP Air Cooled\"),VLOOKUP($J93,'Early Retirement'!$CI$6:$CM$32,2,FALSE),IF(OR($I93=\"PTAC\",$I93=\"PTHP\"),VLOOKUP($J93,'Early Retirement'!$CI$6:$CM$32,3,FALSE),IF(AND(OR($I93=\"Air Cooled Chiller\",$I93=\"Water Cooled Chiller\"),$L93<>\"Centrifugal\"),VLOOKUP($J93,'Early Retirement'!$CI$6:$CM$32,4,FALSE),IF(AND(OR($I93=\"Air Cooled Chiller\",$I93=\"Water Cooled Chiller\"),$L93=\"Centrifugal\"),VLOOKUP($J93,'Early Retirement'!$CI$6:$CM$32,5,FALSE),\"\")))))","v":0},0,0,0,0,0,0,0,0,0,0,0,"","","",0,0,0,{"$f":"IF(AND($C93=\"Early Retirement\",$J93<>\"\",$S93<>\"\",$U93<>\"\"),$CG93,IF(AND(OR($AB93=\"DX AC Air Cooled\",$AB93=\"DX HP Air Cooled\"),OR(AND($AI93=\"Btu/hr\",$AH93<65000),AND($AI93=\"Tons\",$AH93<65000/12000)),$AC93=\"Split\",$AN93>=15.2),MAX(Baselines!$CB86,12/9.8),Baselines!$CB86))","v":0},{"$f":"IF(AND($C93=\"Early Retirement\",$J93<>\"\",$S93<>\"\",$U93<>\"\"),$CH93,Baselines!$CC86)","v":0},{"$f":"Baselines!$CD86","v":"kW/ton"},"",{"$f":"IF(AND($C93=\"Early Retirement\",$J93<>\"\",$S93<>\"\",$U93<>\"\"),$CI93,IF(AND(Baselines!$CE86=0,OR($CT93=\"DX HP\",$CT93=\"PTHP\")),$BG93,Baselines!$CE86))","v":0},"COP",{"$f":"IF(OR($C93=\"Replace-on-Burnout\",$C93=\"New Construction\"),$DB93,IF($CD93=\"\",\"\",IF(OR($CD93=\"DX HP\",$CD93=\"PTHP\"),VLOOKUP($D93,'Factor Tables'!$B$89:$M$105,MATCH(CONCATENATE($CD93,\" Clg\"),'Factor Tables'!$B$88:$M$88,0),FALSE),VLOOKUP($D93,'Factor Tables'!$B$89:$M$105,MATCH($CD93,'Factor Tables'!$B$88:$M$88,0),FALSE))))","v":""},{"$f":"IF(OR($C93=\"Replace-on-Burnout\",$C93=\"New Construction\"),$DC93,IF($CD93=\"\",\"\",IF($CD93=\"DX HP\",VLOOKUP($D93,'Factor Tables'!$B$89:$M$105,MATCH(\"DX HP Htg\",'Factor Tables'!$B$88:$M$88,0),FALSE),0)))","v":""},{"$f":"IF(OR($C93=\"Replace-on-Burnout\",$C93=\"New Construction\"),$DD93,IF($CD93=\"\",\"\",IF($CD93=\"DX HP\",VLOOKUP($D93,'Factor Tables'!$N$89:$Y$105,MATCH(\"DX HP Clg\",'Factor Tables'!$N$88:$Y$88,0),FALSE),IF($CD93=\"PTHP\",VLOOKUP($D93,'Factor Tables'!$N$89:$Y$105,MATCH(\"PTHP Clg\",'Factor Tables'!$N$88:$Y$88,0),FALSE),IF(AND($CD93<>\"DX HP\",$CD93<>\"PTHP\"),VLOOKUP($D93,'Factor Tables'!$N$89:$Y$105,MATCH($CD93,'Factor Tables'!$N$88:$Y$88,0),FALSE),\"\")))))","v":""},{"$f":"IF(OR($C93=\"Replace-on-Burnout\",$C93=\"New Construction\",$CT93=\"DX HP\",$CT93=\"PTHP\"),$DE93,IF($CD93=\"\",\"\",IF($CD93=\"DX HP\",VLOOKUP($D93,'Factor Tables'!$N$89:$Y$105,MATCH(\"DX HP Htg\",'Factor Tables'!$N$88:$Y$88,0),FALSE),IF($CD93=\"PTHP\",VLOOKUP($D93,'Factor Tables'!$N$89:$Y$105,MATCH(\"PTHP Htg\",'Factor Tables'!$N$88:$Y$88,0),FALSE),0))))","v":""},"","",0,0,"kW/ton","",0,"COP",{"$f":"IF($CT93=\"\",\"\",IF(OR($CT93=\"DX HP\",$CT93=\"VRF HP\",$CT93=\"PTHP\"),VLOOKUP($D93,'Factor Tables'!$B$89:$M$105,MATCH(CONCATENATE($CT93,\" Clg\"),'Factor Tables'!$B$88:$M$88,0),FALSE),VLOOKUP($D93,'Factor Tables'!$B$89:$M$105,MATCH($CT93,'Factor Tables'!$B$88:$M$88,0),FALSE)))","v":""},{"$f":"IF($CT93=\"\",\"\",IF(OR($CT93=\"DX HP\",$CT93=\"VRF HP\",$CT93=\"PTHP\"),VLOOKUP($D93,'Factor Tables'!$B$89:$M$105,MATCH(CONCATENATE($CT93,\" Htg\"),'Factor Tables'!$B$88:$M$88,0),FALSE),0))","v":""},{"$f":"IF($CT93=\"\",\"\",IF(OR($CT93=\"DX HP\",$CT93=\"VRF HP\",$CT93=\"PTHP\"),VLOOKUP($D93,'Factor Tables'!$N$89:$Y$105,MATCH(CONCATENATE($CT93,\" Clg\"),'Factor Tables'!$N$88:$Y$88,0),FALSE),VLOOKUP($D93,'Factor Tables'!$N$89:$Y$105,MATCH($CT93,'Factor Tables'!$N$88:$Y$88,0),FALSE)))","v":""},{"$f":"IF($CT93=\"\",\"\",IF(OR($CT93=\"DX HP\",$CT93=\"VRF HP\",$CT93=\"PTHP\"),VLOOKUP($D93,'Factor Tables'!$N$89:$Y$105,MATCH(CONCATENATE($CT93,\" Htg\"),'Factor Tables'!$N$88:$Y$88,0),FALSE),0))","v":""},{"$f":"IF($AB93=\"\",0,VLOOKUP($AB93,'Utility Admin'!$E:$G,2,FALSE))","v":0},{"$f":"IF($AB93=\"\",0,VLOOKUP($AB93,'Utility Admin'!$E:$G,3,FALSE))","v":0},{"$f":"IFERROR(IF(ABS(Summary!$F$12)<=ABS(Summary!$E$12)*'Utility Admin'!$I$5,$AZ93*$DF93+$BA93*$DG93,$AZ93*$DF93+$AZ93*'Utility Admin'!$I$5*$DG93),0)","v":0},null,"Summer",null,null,null,null,null,null,null,null,null,null,{"$f":"IF(OR('Project Info'!$C$10=\"\",$C93=\"\",$D93=\"\"),\"\",VLOOKUP($D93,$DW$9:$DZ$32,MATCH($C93,$DW$9:$DZ$9,0),FALSE))","v":""},null,null,null,null,null,null,"ERROR: Contact Program Manager. Post Capacity/Unit x Post # of Units must be within +/- 20% of Pre Capacity/Unit x Pre # of Units."]
[null,85,"","",null,null,null,null,null,null,null,null,null,null,null,null,null,null,null,null,null,null,null,null,null,null,null,null,null,null,null,null,null,null,null,null,null,null,null,null,null,null,null,0,0,0,0,0,0,999999999,"",0,0,{"$f":"IFERROR(IF($DH$261>'Utility Admin'!$H$5,$BA94/$BA$5*$BB$261,$DH94),0)","v":0},"","",{"$f":"IF(AND(OR($AB94=\"DX AC Air Cooled\",$AB94=\"DX HP Air Cooled\"),OR(AND($AI94=\"Btu/hr\",$AH94<65000),AND($AI94=\"Tons\",$AH94<65000/12000)),$AC94=\"Split\",$AN94>=15.2),MAX(Baselines!$CB338,12/9.8),Baselines!$CB338)","v":0},{"$f":"Baselines!$CC338","v":0},{"$f":"Baselines!$CE338","v":0},0,0,0,0,0,0,0,0,0,0,{"$f":"IF(OR($C94<>\"Early Retirement\",$J94=\"\"),0,IF(OR($I94=\"DX AC Air Cooled\",$I94=\"DX HP Air Cooled\"),VLOOKUP($J94,'Early Retirement'!$CI$6:$CM$32,2,FALSE),IF(OR($I94=\"PTAC\",$I94=\"PTHP\"),VLOOKUP($J94,'Early Retirement'!$CI$6:$CM$32,3,FALSE),IF(AND(OR($I94=\"Air Cooled Chiller\",$I94=\"Water Cooled Chiller\"),$L94<>\"Centrifugal\"),VLOOKUP($J94,'Early Retirement'!$CI$6:$CM$32,4,FALSE),IF(AND(OR($I94=\"Air Cooled Chiller\",$I94=\"Water Cooled Chiller\"),$L94=\"Centrifugal\"),VLOOKUP($J94,'Early Retirement'!$CI$6:$CM$32,5,FALSE),\"\")))))","v":0},0,0,0,0,0,0,0,0,0,0,0,"","","",0,0,0,{"$f":"IF(AND($C94=\"Early Retirement\",$J94<>\"\",$S94<>\"\",$U94<>\"\"),$CG94,IF(AND(OR($AB94=\"DX AC Air Cooled\",$AB94=\"DX HP Air Cooled\"),OR(AND($AI94=\"Btu/hr\",$AH94<65000),AND($AI94=\"Tons\",$AH94<65000/12000)),$AC94=\"Split\",$AN94>=15.2),MAX(Baselines!$CB87,12/9.8),Baselines!$CB87))","v":0},{"$f":"IF(AND($C94=\"Early Retirement\",$J94<>\"\",$S94<>\"\",$U94<>\"\"),$CH94,Baselines!$CC87)","v":0},{"$f":"Baselines!$CD87","v":"kW/ton"},"",{"$f":"IF(AND($C94=\"Early Retirement\",$J94<>\"\",$S94<>\"\",$U94<>\"\"),$CI94,IF(AND(Baselines!$CE87=0,OR($CT94=\"DX HP\",$CT94=\"PTHP\")),$BG94,Baselines!$CE87))","v":0},"COP",{"$f":"IF(OR($C94=\"Replace-on-Burnout\",$C94=\"New Construction\"),$DB94,IF($CD94=\"\",\"\",IF(OR($CD94=\"DX HP\",$CD94=\"PTHP\"),VLOOKUP($D94,'Factor Tables'!$B$89:$M$105,MATCH(CONCATENATE($CD94,\" Clg\"),'Factor Tables'!$B$88:$M$88,0),FALSE),VLOOKUP($D94,'Factor Tables'!$B$89:$M$105,MATCH($CD94,'Factor Tables'!$B$88:$M$88,0),FALSE))))","v":""},{"$f":"IF(OR($C94=\"Replace-on-Burnout\",$C94=\"New Construction\"),$DC94,IF($CD94=\"\",\"\",IF($CD94=\"DX HP\",VLOOKUP($D94,'Factor Tables'!$B$89:$M$105,MATCH(\"DX HP Htg\",'Factor Tables'!$B$88:$M$88,0),FALSE),0)))","v":""},{"$f":"IF(OR($C94=\"Replace-on-Burnout\",$C94=\"New Construction\"),$DD94,IF($CD94=\"\",\"\",IF($CD94=\"DX HP\",VLOOKUP($D94,'Factor Tables'!$N$89:$Y$105,MATCH(\"DX HP Clg\",'Factor Tables'!$N$88:$Y$88,0),FALSE),IF($CD94=\"PTHP\",VLOOKUP($D94,'Factor Tables'!$N$89:$Y$105,MATCH(\"PTHP Clg\",'Factor Tables'!$N$88:$Y$88,0),FALSE),IF(AND($CD94<>\"DX HP\",$CD94<>\"PTHP\"),VLOOKUP($D94,'Factor Tables'!$N$89:$Y$105,MATCH($CD94,'Factor Tables'!$N$88:$Y$88,0),FALSE),\"\")))))","v":""},{"$f":"IF(OR($C94=\"Replace-on-Burnout\",$C94=\"New Construction\",$CT94=\"DX HP\",$CT94=\"PTHP\"),$DE94,IF($CD94=\"\",\"\",IF($CD94=\"DX HP\",VLOOKUP($D94,'Factor Tables'!$N$89:$Y$105,MATCH(\"DX HP Htg\",'Factor Tables'!$N$88:$Y$88,0),FALSE),IF($CD94=\"PTHP\",VLOOKUP($D94,'Factor Tables'!$N$89:$Y$105,MATCH(\"PTHP Htg\",'Factor Tables'!$N$88:$Y$88,0),FALSE),0))))","v":""},"","",0,0,"kW/ton","",0,"COP",{"$f":"IF($CT94=\"\",\"\",IF(OR($CT94=\"DX HP\",$CT94=\"VRF HP\",$CT94=\"PTHP\"),VLOOKUP($D94,'Factor Tables'!$B$89:$M$105,MATCH(CONCATENATE($CT94,\" Clg\"),'Factor Tables'!$B$88:$M$88,0),FALSE),VLOOKUP($D94,'Factor Tables'!$B$89:$M$105,MATCH($CT94,'Factor Tables'!$B$88:$M$88,0),FALSE)))","v":""},{"$f":"IF($CT94=\"\",\"\",IF(OR($CT94=\"DX HP\",$CT94=\"VRF HP\",$CT94=\"PTHP\"),VLOOKUP($D94,'Factor Tables'!$B$89:$M$105,MATCH(CONCATENATE($CT94,\" Htg\"),'Factor Tables'!$B$88:$M$88,0),FALSE),0))","v":""},{"$f":"IF($CT94=\"\",\"\",IF(OR($CT94=\"DX HP\",$CT94=\"VRF HP\",$CT94=\"PTHP\"),VLOOKUP($D94,'Factor Tables'!$N$89:$Y$105,MATCH(CONCATENATE($CT94,\" Clg\"),'Factor Tables'!$N$88:$Y$88,0),FALSE),VLOOKUP($D94,'Factor Tables'!$N$89:$Y$105,MATCH($CT94,'Factor Tables'!$N$88:$Y$88,0),FALSE)))","v":""},{"$f":"IF($CT94=\"\",\"\",IF(OR($CT94=\"DX HP\",$CT94=\"VRF HP\",$CT94=\"PTHP\"),VLOOKUP($D94,'Factor Tables'!$N$89:$Y$105,MATCH(CONCATENATE($CT94,\" Htg\"),'Factor Tables'!$N$88:$Y$88,0),FALSE),0))","v":""},{"$f":"IF($AB94=\"\",0,VLOOKUP($AB94,'Utility Admin'!$E:$G,2,FALSE))","v":0},{"$f":"IF($AB94=\"\",0,VLOOKUP($AB94,'Utility Admin'!$E:$G,3,FALSE))","v":0},{"$f":"IFERROR(IF(ABS(Summary!$F$12)<=ABS(Summary!$E$12)*'Utility Admin'!$I$5,$AZ94*$DF94+$BA94*$DG94,$AZ94*$DF94+$AZ94*'Utility Admin'!$I$5*$DG94),0)","v":0},null,"Summer",null,null,null,null,null,null,null,null,null,null,{"$f":"IF(OR('Project Info'!$C$10=\"\",$C94=\"\",$D94=\"\"),\"\",VLOOKUP($D94,$DW$9:$DZ$32,MATCH($C94,$DW$9:$DZ$9,0),FALSE))","v":""},null,null,null,null,null,null,"ERROR: Contact Program Manager. Post Capacity/Unit x Post # of Units must be within +/- 20% of Pre Capacity/Unit x Pre # of Units."]
[null,86,"","",null,null,null,null,null,null,null,null,null,null,null,null,null,null,null,null,null,null,null,null,null,null,null,null,null,null,null,null,null,null,null,null,null,null,null,null,null,null,null,0,0,0,0,0,0,999999999,"",0,0,{"$f":"IFERROR(IF($DH$261>'Utility Admin'!$H$5,$BA95/$BA$5*$BB$261,$DH95),0)","v":0},"","",{"$f":"IF(AND(OR($AB95=\"DX AC Air Cooled\",$AB95=\"DX HP Air Cooled\"),OR(AND($AI95=\"Btu/hr\",$AH95<65000),AND($AI95=\"Tons\",$AH95<65000/12000)),$AC95=\"Split\",$AN95>=15.2),MAX(Baselines!$CB339,12/9.8),Baselines!$CB339)","v":0},{"$f":"Baselines!$CC339","v":0},{"$f":"Baselines!$CE339","v":0},0,0,0,0,0,0,0,0,0,0,{"$f":"IF(OR($C95<>\"Early Retirement\",$J95=\"\"),0,IF(OR($I95=\"DX AC Air Cooled\",$I95=\"DX HP Air Cooled\"),VLOOKUP($J95,'Early Retirement'!$CI$6:$CM$32,2,FALSE),IF(OR($I95=\"PTAC\",$I95=\"PTHP\"),VLOOKUP($J95,'Early Retirement'!$CI$6:$CM$32,3,FALSE),IF(AND(OR($I95=\"Air Cooled Chiller\",$I95=\"Water Cooled Chiller\"),$L95<>\"Centrifugal\"),VLOOKUP($J95,'Early Retirement'!$CI$6:$CM$32,4,FALSE),IF(AND(OR($I95=\"Air Cooled Chiller\",$I95=\"Water Cooled Chiller\"),$L95=\"Centrifugal\"),VLOOKUP($J95,'Early Retirement'!$CI$6:$CM$32,5,FALSE),\"\")))))","v":0},0,0,0,0,0,0,0,0,0,0,0,"","","",0,0,0,{"$f":"IF(AND($C95=\"Early Retirement\",$J95<>\"\",$S95<>\"\",$U95<>\"\"),$CG95,IF(AND(OR($AB95=\"DX AC Air Cooled\",$AB95=\"DX HP Air Cooled\"),OR(AND($AI95=\"Btu/hr\",$AH95<65000),AND($AI95=\"Tons\",$AH95<65000/12000)),$AC95=\"Split\",$AN95>=15.2),MAX(Baselines!$CB88,12/9.8),Baselines!$CB88))","v":0},{"$f":"IF(AND($C95=\"Early Retirement\",$J95<>\"\",$S95<>\"\",$U95<>\"\"),$CH95,Baselines!$CC88)","v":0},{"$f":"Baselines!$CD88","v":"kW/ton"},"",{"$f":"IF(AND($C95=\"Early Retirement\",$J95<>\"\",$S95<>\"\",$U95<>\"\"),$CI95,IF(AND(Baselines!$CE88=0,OR($CT95=\"DX HP\",$CT95=\"PTHP\")),$BG95,Baselines!$CE88))","v":0},"COP",{"$f":"IF(OR($C95=\"Replace-on-Burnout\",$C95=\"New Construction\"),$DB95,IF($CD95=\"\",\"\",IF(OR($CD95=\"DX HP\",$CD95=\"PTHP\"),VLOOKUP($D95,'Factor Tables'!$B$89:$M$105,MATCH(CONCATENATE($CD95,\" Clg\"),'Factor Tables'!$B$88:$M$88,0),FALSE),VLOOKUP($D95,'Factor Tables'!$B$89:$M$105,MATCH($CD95,'Factor Tables'!$B$88:$M$88,0),FALSE))))","v":""},{"$f":"IF(OR($C95=\"Replace-on-Burnout\",$C95=\"New Construction\"),$DC95,IF($CD95=\"\",\"\",IF($CD95=\"DX HP\",VLOOKUP($D95,'Factor Tables'!$B$89:$M$105,MATCH(\"DX HP Htg\",'Factor Tables'!$B$88:$M$88,0),FALSE),0)))","v":""},{"$f":"IF(OR($C95=\"Replace-on-Burnout\",$C95=\"New Construction\"),$DD95,IF($CD95=\"\",\"\",IF($CD95=\"DX HP\",VLOOKUP($D95,'Factor Tables'!$N$89:$Y$105,MATCH(\"DX HP Clg\",'Factor Tables'!$N$88:$Y$88,0),FALSE),IF($CD95=\"PTHP\",VLOOKUP($D95,'Factor Tables'!$N$89:$Y$105,MATCH(\"PTHP Clg\",'Factor Tables'!$N$88:$Y$88,0),FALSE),IF(AND($CD95<>\"DX HP\",$CD95<>\"PTHP\"),VLOOKUP($D95,'Factor Tables'!$N$89:$Y$105,MATCH($CD95,'Factor Tables'!$N$88:$Y$88,0),FALSE),\"\")))))","v":""},{"$f":"IF(OR($C95=\"Replace-on-Burnout\",$C95=\"New Construction\",$CT95=\"DX HP\",$CT95=\"PTHP\"),$DE95,IF($CD95=\"\",\"\",IF($CD95=\"DX HP\",VLOOKUP($D95,'Factor Tables'!$N$89:$Y$105,MATCH(\"DX HP Htg\",'Factor Tables'!$N$88:$Y$88,0),FALSE),IF($CD95=\"PTHP\",VLOOKUP($D95,'Factor Tables'!$N$89:$Y$105,MATCH(\"PTHP Htg\",'Factor Tables'!$N$88:$Y$88,0),FALSE),0))))","v":""},"","",0,0,"kW/ton","",0,"COP",{"$f":"IF($CT95=\"\",\"\",IF(OR($CT95=\"DX HP\",$CT95=\"VRF HP\",$CT95=\"PTHP\"),VLOOKUP($D95,'Factor Tables'!$B$89:$M$105,MATCH(CONCATENATE($CT95,\" Clg\"),'Factor Tables'!$B$88:$M$88,0),FALSE),VLOOKUP($D95,'Factor Tables'!$B$89:$M$105,MATCH($CT95,'Factor Tables'!$B$88:$M$88,0),FALSE)))","v":""},{"$f":"IF($CT95=\"\",\"\",IF(OR($CT95=\"DX HP\",$CT95=\"VRF HP\",$CT95=\"PTHP\"),VLOOKUP($D95,'Factor Tables'!$B$89:$M$105,MATCH(CONCATENATE($CT95,\" Htg\"),'Factor Tables'!$B$88:$M$88,0),FALSE),0))","v":""},{"$f":"IF($CT95=\"\",\"\",IF(OR($CT95=\"DX HP\",$CT95=\"VRF HP\",$CT95=\"PTHP\"),VLOOKUP($D95,'Factor Tables'!$N$89:$Y$105,MATCH(CONCATENATE($CT95,\" Clg\"),'Factor Tables'!$N$88:$Y$88,0),FALSE),VLOOKUP($D95,'Factor Tables'!$N$89:$Y$105,MATCH($CT95,'Factor Tables'!$N$88:$Y$88,0),FALSE)))","v":""},{"$f":"IF($CT95=\"\",\"\",IF(OR($CT95=\"DX HP\",$CT95=\"VRF HP\",$CT95=\"PTHP\"),VLOOKUP($D95,'Factor Tables'!$N$89:$Y$105,MATCH(CONCATENATE($CT95,\" Htg\"),'Factor Tables'!$N$88:$Y$88,0),FALSE),0))","v":""},{"$f":"IF($AB95=\"\",0,VLOOKUP($AB95,'Utility Admin'!$E:$G,2,FALSE))","v":0},{"$f":"IF($AB95=\"\",0,VLOOKUP($AB95,'Utility Admin'!$E:$G,3,FALSE))","v":0},{"$f":"IFERROR(IF(ABS(Summary!$F$12)<=ABS(Summary!$E$12)*'Utility Admin'!$I$5,$AZ95*$DF95+$BA95*$DG95,$AZ95*$DF95+$AZ95*'Utility Admin'!$I$5*$DG95),0)","v":0},null,"Summer",null,null,null,null,null,null,null,null,null,null,{"$f":"IF(OR('Project Info'!$C$10=\"\",$C95=\"\",$D95=\"\"),\"\",VLOOKUP($D95,$DW$9:$DZ$32,MATCH($C95,$DW$9:$DZ$9,0),FALSE))","v":""},null,null,null,null,null,null,"ERROR: Contact Program Manager. Post Capacity/Unit x Post # of Units must be within +/- 20% of Pre Capacity/Unit x Pre # of Units."]
[null,87,"","",null,null,null,null,null,null,null,null,null,null,null,null,null,null,null,null,null,null,null,null,null,null,null,null,null,null,null,null,null,null,null,null,null,null,null,null,null,null,null,0,0,0,0,0,0,999999999,"",0,0,{"$f":"IFERROR(IF($DH$261>'Utility Admin'!$H$5,$BA96/$BA$5*$BB$261,$DH96),0)","v":0},"","",{"$f":"IF(AND(OR($AB96=\"DX AC Air Cooled\",$AB96=\"DX HP Air Cooled\"),OR(AND($AI96=\"Btu/hr\",$AH96<65000),AND($AI96=\"Tons\",$AH96<65000/12000)),$AC96=\"Split\",$AN96>=15.2),MAX(Baselines!$CB340,12/9.8),Baselines!$CB340)","v":0},{"$f":"Baselines!$CC340","v":0},{"$f":"Baselines!$CE340","v":0},0,0,0,0,0,0,0,0,0,0,{"$f":"IF(OR($C96<>\"Early Retirement\",$J96=\"\"),0,IF(OR($I96=\"DX AC Air Cooled\",$I96=\"DX HP Air Cooled\"),VLOOKUP($J96,'Early Retirement'!$CI$6:$CM$32,2,FALSE),IF(OR($I96=\"PTAC\",$I96=\"PTHP\"),VLOOKUP($J96,'Early Retirement'!$CI$6:$CM$32,3,FALSE),IF(AND(OR($I96=\"Air Cooled Chiller\",$I96=\"Water Cooled Chiller\"),$L96<>\"Centrifugal\"),VLOOKUP($J96,'Early Retirement'!$CI$6:$CM$32,4,FALSE),IF(AND(OR($I96=\"Air Cooled Chiller\",$I96=\"Water Cooled Chiller\"),$L96=\"Centrifugal\"),VLOOKUP($J96,'Early Retirement'!$CI$6:$CM$32,5,FALSE),\"\")))))","v":0},0,0,0,0,0,0,0,0,0,0,0,"","","",0,0,0,{"$f":"IF(AND($C96=\"Early Retirement\",$J96<>\"\",$S96<>\"\",$U96<>\"\"),$CG96,IF(AND(OR($AB96=\"DX AC Air Cooled\",$AB96=\"DX HP Air Cooled\"),OR(AND($AI96=\"Btu/hr\",$AH96<65000),AND($AI96=\"Tons\",$AH96<65000/12000)),$AC96=\"Split\",$AN96>=15.2),MAX(Baselines!$CB89,12/9.8),Baselines!$CB89))","v":0},{"$f":"IF(AND($C96=\"Early Retirement\",$J96<>\"\",$S96<>\"\",$U96<>\"\"),$CH96,Baselines!$CC89)","v":0},{"$f":"Baselines!$CD89","v":"kW/ton"},"",{"$f":"IF(AND($C96=\"Early Retirement\",$J96<>\"\",$S96<>\"\",$U96<>\"\"),$CI96,IF(AND(Baselines!$CE89=0,OR($CT96=\"DX HP\",$CT96=\"PTHP\")),$BG96,Baselines!$CE89))","v":0},"COP",{"$f":"IF(OR($C96=\"Replace-on-Burnout\",$C96=\"New Construction\"),$DB96,IF($CD96=\"\",\"\",IF(OR($CD96=\"DX HP\",$CD96=\"PTHP\"),VLOOKUP($D96,'Factor Tables'!$B$89:$M$105,MATCH(CONCATENATE($CD96,\" Clg\"),'Factor Tables'!$B$88:$M$88,0),FALSE),VLOOKUP($D96,'Factor Tables'!$B$89:$M$105,MATCH($CD96,'Factor Tables'!$B$88:$M$88,0),FALSE))))","v":""},{"$f":"IF(OR($C96=\"Replace-on-Burnout\",$C96=\"New Construction\"),$DC96,IF($CD96=\"\",\"\",IF($CD96=\"DX HP\",VLOOKUP($D96,'Factor Tables'!$B$89:$M$105,MATCH(\"DX HP Htg\",'Factor Tables'!$B$88:$M$88,0),FALSE),0)))","v":""},{"$f":"IF(OR($C96=\"Replace-on-Burnout\",$C96=\"New Construction\"),$DD96,IF($CD96=\"\",\"\",IF($CD96=\"DX HP\",VLOOKUP($D96,'Factor Tables'!$N$89:$Y$105,MATCH(\"DX HP Clg\",'Factor Tables'!$N$88:$Y$88,0),FALSE),IF($CD96=\"PTHP\",VLOOKUP($D96,'Factor Tables'!$N$89:$Y$105,MATCH(\"PTHP Clg\",'Factor Tables'!$N$88:$Y$88,0),FALSE),IF(AND($CD96<>\"DX HP\",$CD96<>\"PTHP\"),VLOOKUP($D96,'Factor Tables'!$N$89:$Y$105,MATCH($CD96,'Factor Tables'!$N$88:$Y$88,0),FALSE),\"\")))))","v":""},{"$f":"IF(OR($C96=\"Replace-on-Burnout\",$C96=\"New Construction\",$CT96=\"DX HP\",$CT96=\"PTHP\"),$DE96,IF($CD96=\"\",\"\",IF($CD96=\"DX HP\",VLOOKUP($D96,'Factor Tables'!$N$89:$Y$105,MATCH(\"DX HP Htg\",'Factor Tables'!$N$88:$Y$88,0),FALSE),IF($CD96=\"PTHP\",VLOOKUP($D96,'Factor Tables'!$N$89:$Y$105,MATCH(\"PTHP Htg\",'Factor Tables'!$N$88:$Y$88,0),FALSE),0))))","v":""},"","",0,0,"kW/ton","",0,"COP",{"$f":"IF($CT96=\"\",\"\",IF(OR($CT96=\"DX HP\",$CT96=\"VRF HP\",$CT96=\"PTHP\"),VLOOKUP($D96,'Factor Tables'!$B$89:$M$105,MATCH(CONCATENATE($CT96,\" Clg\"),'Factor Tables'!$B$88:$M$88,0),FALSE),VLOOKUP($D96,'Factor Tables'!$B$89:$M$105,MATCH($CT96,'Factor Tables'!$B$88:$M$88,0),FALSE)))","v":""},{"$f":"IF($CT96=\"\",\"\",IF(OR($CT96=\"DX HP\",$CT96=\"VRF HP\",$CT96=\"PTHP\"),VLOOKUP($D96,'Factor Tables'!$B$89:$M$105,MATCH(CONCATENATE($CT96,\" Htg\"),'Factor Tables'!$B$88:$M$88,0),FALSE),0))","v":""},{"$f":"IF($CT96=\"\",\"\",IF(OR($CT96=\"DX HP\",$CT96=\"VRF HP\",$CT96=\"PTHP\"),VLOOKUP($D96,'Factor Tables'!$N$89:$Y$105,MATCH(CONCATENATE($CT96,\" Clg\"),'Factor Tables'!$N$88:$Y$88,0),FALSE),VLOOKUP($D96,'Factor Tables'!$N$89:$Y$105,MATCH($CT96,'Factor Tables'!$N$88:$Y$88,0),FALSE)))","v":""},{"$f":"IF($CT96=\"\",\"\",IF(OR($CT96=\"DX HP\",$CT96=\"VRF HP\",$CT96=\"PTHP\"),VLOOKUP($D96,'Factor Tables'!$N$89:$Y$105,MATCH(CONCATENATE($CT96,\" Htg\"),'Factor Tables'!$N$88:$Y$88,0),FALSE),0))","v":""},{"$f":"IF($AB96=\"\",0,VLOOKUP($AB96,'Utility Admin'!$E:$G,2,FALSE))","v":0},{"$f":"IF($AB96=\"\",0,VLOOKUP($AB96,'Utility Admin'!$E:$G,3,FALSE))","v":0},{"$f":"IFERROR(IF(ABS(Summary!$F$12)<=ABS(Summary!$E$12)*'Utility Admin'!$I$5,$AZ96*$DF96+$BA96*$DG96,$AZ96*$DF96+$AZ96*'Utility Admin'!$I$5*$DG96),0)","v":0},null,"Summer",null,null,null,null,null,null,null,null,null,null,{"$f":"IF(OR('Project Info'!$C$10=\"\",$C96=\"\",$D96=\"\"),\"\",VLOOKUP($D96,$DW$9:$DZ$32,MATCH($C96,$DW$9:$DZ$9,0),FALSE))","v":""},null,null,null,null,null,null,"ERROR: Contact Program Manager. Post Capacity/Unit x Post # of Units must be within +/- 20% of Pre Capacity/Unit x Pre # of Units."]
[null,88,"","",null,null,null,null,null,null,null,null,null,null,null,null,null,null,null,null,null,null,null,null,null,null,null,null,null,null,null,null,null,null,null,null,null,null,null,null,null,null,null,0,0,0,0,0,0,999999999,"",0,0,{"$f":"IFERROR(IF($DH$261>'Utility Admin'!$H$5,$BA97/$BA$5*$BB$261,$DH97),0)","v":0},"","",{"$f":"IF(AND(OR($AB97=\"DX AC Air Cooled\",$AB97=\"DX HP Air Cooled\"),OR(AND($AI97=\"Btu/hr\",$AH97<65000),AND($AI97=\"Tons\",$AH97<65000/12000)),$AC97=\"Split\",$AN97>=15.2),MAX(Baselines!$CB341,12/9.8),Baselines!$CB341)","v":0},{"$f":"Baselines!$CC341","v":0},{"$f":"Baselines!$CE341","v":0},0,0,0,0,0,0,0,0,0,0,{"$f":"IF(OR($C97<>\"Early Retirement\",$J97=\"\"),0,IF(OR($I97=\"DX AC Air Cooled\",$I97=\"DX HP Air Cooled\"),VLOOKUP($J97,'Early Retirement'!$CI$6:$CM$32,2,FALSE),IF(OR($I97=\"PTAC\",$I97=\"PTHP\"),VLOOKUP($J97,'Early Retirement'!$CI$6:$CM$32,3,FALSE),IF(AND(OR($I97=\"Air Cooled Chiller\",$I97=\"Water Cooled Chiller\"),$L97<>\"Centrifugal\"),VLOOKUP($J97,'Early Retirement'!$CI$6:$CM$32,4,FALSE),IF(AND(OR($I97=\"Air Cooled Chiller\",$I97=\"Water Cooled Chiller\"),$L97=\"Centrifugal\"),VLOOKUP($J97,'Early Retirement'!$CI$6:$CM$32,5,FALSE),\"\")))))","v":0},0,0,0,0,0,0,0,0,0,0,0,"","","",0,0,0,{"$f":"IF(AND($C97=\"Early Retirement\",$J97<>\"\",$S97<>\"\",$U97<>\"\"),$CG97,IF(AND(OR($AB97=\"DX AC Air Cooled\",$AB97=\"DX HP Air Cooled\"),OR(AND($AI97=\"Btu/hr\",$AH97<65000),AND($AI97=\"Tons\",$AH97<65000/12000)),$AC97=\"Split\",$AN97>=15.2),MAX(Baselines!$CB90,12/9.8),Baselines!$CB90))","v":0},{"$f":"IF(AND($C97=\"Early Retirement\",$J97<>\"\",$S97<>\"\",$U97<>\"\"),$CH97,Baselines!$CC90)","v":0},{"$f":"Baselines!$CD90","v":"kW/ton"},"",{"$f":"IF(AND($C97=\"Early Retirement\",$J97<>\"\",$S97<>\"\",$U97<>\"\"),$CI97,IF(AND(Baselines!$CE90=0,OR($CT97=\"DX HP\",$CT97=\"PTHP\")),$BG97,Baselines!$CE90))","v":0},"COP",{"$f":"IF(OR($C97=\"Replace-on-Burnout\",$C97=\"New Construction\"),$DB97,IF($CD97=\"\",\"\",IF(OR($CD97=\"DX HP\",$CD97=\"PTHP\"),VLOOKUP($D97,'Factor Tables'!$B$89:$M$105,MATCH(CONCATENATE($CD97,\" Clg\"),'Factor Tables'!$B$88:$M$88,0),FALSE),VLOOKUP($D97,'Factor Tables'!$B$89:$M$105,MATCH($CD97,'Factor Tables'!$B$88:$M$88,0),FALSE))))","v":""},{"$f":"IF(OR($C97=\"Replace-on-Burnout\",$C97=\"New Construction\"),$DC97,IF($CD97=\"\",\"\",IF($CD97=\"DX HP\",VLOOKUP($D97,'Factor Tables'!$B$89:$M$105,MATCH(\"DX HP Htg\",'Factor Tables'!$B$88:$M$88,0),FALSE),0)))","v":""},{"$f":"IF(OR($C97=\"Replace-on-Burnout\",$C97=\"New Construction\"),$DD97,IF($CD97=\"\",\"\",IF($CD97=\"DX HP\",VLOOKUP($D97,'Factor Tables'!$N$89:$Y$105,MATCH(\"DX HP Clg\",'Factor Tables'!$N$88:$Y$88,0),FALSE),IF($CD97=\"PTHP\",VLOOKUP($D97,'Factor Tables'!$N$89:$Y$105,MATCH(\"PTHP Clg\",'Factor Tables'!$N$88:$Y$88,0),FALSE),IF(AND($CD97<>\"DX HP\",$CD97<>\"PTHP\"),VLOOKUP($D97,'Factor Tables'!$N$89:$Y$105,MATCH($CD97,'Factor Tables'!$N$88:$Y$88,0),FALSE),\"\")))))","v":""},{"$f":"IF(OR($C97=\"Replace-on-Burnout\",$C97=\"New Construction\",$CT97=\"DX HP\",$CT97=\"PTHP\"),$DE97,IF($CD97=\"\",\"\",IF($CD97=\"DX HP\",VLOOKUP($D97,'Factor Tables'!$N$89:$Y$105,MATCH(\"DX HP Htg\",'Factor Tables'!$N$88:$Y$88,0),FALSE),IF($CD97=\"PTHP\",VLOOKUP($D97,'Factor Tables'!$N$89:$Y$105,MATCH(\"PTHP Htg\",'Factor Tables'!$N$88:$Y$88,0),FALSE),0))))","v":""},"","",0,0,"kW/ton","",0,"COP",{"$f":"IF($CT97=\"\",\"\",IF(OR($CT97=\"DX HP\",$CT97=\"VRF HP\",$CT97=\"PTHP\"),VLOOKUP($D97,'Factor Tables'!$B$89:$M$105,MATCH(CONCATENATE($CT97,\" Clg\"),'Factor Tables'!$B$88:$M$88,0),FALSE),VLOOKUP($D97,'Factor Tables'!$B$89:$M$105,MATCH($CT97,'Factor Tables'!$B$88:$M$88,0),FALSE)))","v":""},{"$f":"IF($CT97=\"\",\"\",IF(OR($CT97=\"DX HP\",$CT97=\"VRF HP\",$CT97=\"PTHP\"),VLOOKUP($D97,'Factor Tables'!$B$89:$M$105,MATCH(CONCATENATE($CT97,\" Htg\"),'Factor Tables'!$B$88:$M$88,0),FALSE),0))","v":""},{"$f":"IF($CT97=\"\",\"\",IF(OR($CT97=\"DX HP\",$CT97=\"VRF HP\",$CT97=\"PTHP\"),VLOOKUP($D97,'Factor Tables'!$N$89:$Y$105,MATCH(CONCATENATE($CT97,\" Clg\"),'Factor Tables'!$N$88:$Y$88,0),FALSE),VLOOKUP($D97,'Factor Tables'!$N$89:$Y$105,MATCH($CT97,'Factor Tables'!$N$88:$Y$88,0),FALSE)))","v":""},{"$f":"IF($CT97=\"\",\"\",IF(OR($CT97=\"DX HP\",$CT97=\"VRF HP\",$CT97=\"PTHP\"),VLOOKUP($D97,'Factor Tables'!$N$89:$Y$105,MATCH(CONCATENATE($CT97,\" Htg\"),'Factor Tables'!$N$88:$Y$88,0),FALSE),0))","v":""},{"$f":"IF($AB97=\"\",0,VLOOKUP($AB97,'Utility Admin'!$E:$G,2,FALSE))","v":0},{"$f":"IF($AB97=\"\",0,VLOOKUP($AB97,'Utility Admin'!$E:$G,3,FALSE))","v":0},{"$f":"IFERROR(IF(ABS(Summary!$F$12)<=ABS(Summary!$E$12)*'Utility Admin'!$I$5,$AZ97*$DF97+$BA97*$DG97,$AZ97*$DF97+$AZ97*'Utility Admin'!$I$5*$DG97),0)","v":0},null,"Summer",null,null,null,null,null,null,null,null,null,null,{"$f":"IF(OR('Project Info'!$C$10=\"\",$C97=\"\",$D97=\"\"),\"\",VLOOKUP($D97,$DW$9:$DZ$32,MATCH($C97,$DW$9:$DZ$9,0),FALSE))","v":""},null,null,null,null,null,null,"ERROR: Contact Program Manager. Post Capacity/Unit x Post # of Units must be within +/- 20% of Pre Capacity/Unit x Pre # of Units."]
[null,89,"","",null,null,null,null,null,null,null,null,null,null,null,null,null,null,null,null,null,null,null,null,null,null,null,null,null,null,null,null,null,null,null,null,null,null,null,null,null,null,null,0,0,0,0,0,0,999999999,"",0,0,{"$f":"IFERROR(IF($DH$261>'Utility Admin'!$H$5,$BA98/$BA$5*$BB$261,$DH98),0)","v":0},"","",{"$f":"IF(AND(OR($AB98=\"DX AC Air Cooled\",$AB98=\"DX HP Air Cooled\"),OR(AND($AI98=\"Btu/hr\",$AH98<65000),AND($AI98=\"Tons\",$AH98<65000/12000)),$AC98=\"Split\",$AN98>=15.2),MAX(Baselines!$CB342,12/9.8),Baselines!$CB342)","v":0},{"$f":"Baselines!$CC342","v":0},{"$f":"Baselines!$CE342","v":0},0,0,0,0,0,0,0,0,0,0,{"$f":"IF(OR($C98<>\"Early Retirement\",$J98=\"\"),0,IF(OR($I98=\"DX AC Air Cooled\",$I98=\"DX HP Air Cooled\"),VLOOKUP($J98,'Early Retirement'!$CI$6:$CM$32,2,FALSE),IF(OR($I98=\"PTAC\",$I98=\"PTHP\"),VLOOKUP($J98,'Early Retirement'!$CI$6:$CM$32,3,FALSE),IF(AND(OR($I98=\"Air Cooled Chiller\",$I98=\"Water Cooled Chiller\"),$L98<>\"Centrifugal\"),VLOOKUP($J98,'Early Retirement'!$CI$6:$CM$32,4,FALSE),IF(AND(OR($I98=\"Air Cooled Chiller\",$I98=\"Water Cooled Chiller\"),$L98=\"Centrifugal\"),VLOOKUP($J98,'Early Retirement'!$CI$6:$CM$32,5,FALSE),\"\")))))","v":0},0,0,0,0,0,0,0,0,0,0,0,"","","",0,0,0,{"$f":"IF(AND($C98=\"Early Retirement\",$J98<>\"\",$S98<>\"\",$U98<>\"\"),$CG98,IF(AND(OR($AB98=\"DX AC Air Cooled\",$AB98=\"DX HP Air Cooled\"),OR(AND($AI98=\"Btu/hr\",$AH98<65000),AND($AI98=\"Tons\",$AH98<65000/12000)),$AC98=\"Split\",$AN98>=15.2),MAX(Baselines!$CB91,12/9.8),Baselines!$CB91))","v":0},{"$f":"IF(AND($C98=\"Early Retirement\",$J98<>\"\",$S98<>\"\",$U98<>\"\"),$CH98,Baselines!$CC91)","v":0},{"$f":"Baselines!$CD91","v":"kW/ton"},"",{"$f":"IF(AND($C98=\"Early Retirement\",$J98<>\"\",$S98<>\"\",$U98<>\"\"),$CI98,IF(AND(Baselines!$CE91=0,OR($CT98=\"DX HP\",$CT98=\"PTHP\")),$BG98,Baselines!$CE91))","v":0},"COP",{"$f":"IF(OR($C98=\"Replace-on-Burnout\",$C98=\"New Construction\"),$DB98,IF($CD98=\"\",\"\",IF(OR($CD98=\"DX HP\",$CD98=\"PTHP\"),VLOOKUP($D98,'Factor Tables'!$B$89:$M$105,MATCH(CONCATENATE($CD98,\" Clg\"),'Factor Tables'!$B$88:$M$88,0),FALSE),VLOOKUP($D98,'Factor Tables'!$B$89:$M$105,MATCH($CD98,'Factor Tables'!$B$88:$M$88,0),FALSE))))","v":""},{"$f":"IF(OR($C98=\"Replace-on-Burnout\",$C98=\"New Construction\"),$DC98,IF($CD98=\"\",\"\",IF($CD98=\"DX HP\",VLOOKUP($D98,'Factor Tables'!$B$89:$M$105,MATCH(\"DX HP Htg\",'Factor Tables'!$B$88:$M$88,0),FALSE),0)))","v":""},{"$f":"IF(OR($C98=\"Replace-on-Burnout\",$C98=\"New Construction\"),$DD98,IF($CD98=\"\",\"\",IF($CD98=\"DX HP\",VLOOKUP($D98,'Factor Tables'!$N$89:$Y$105,MATCH(\"DX HP Clg\",'Factor Tables'!$N$88:$Y$88,0),FALSE),IF($CD98=\"PTHP\",VLOOKUP($D98,'Factor Tables'!$N$89:$Y$105,MATCH(\"PTHP Clg\",'Factor Tables'!$N$88:$Y$88,0),FALSE),IF(AND($CD98<>\"DX HP\",$CD98<>\"PTHP\"),VLOOKUP($D98,'Factor Tables'!$N$89:$Y$105,MATCH($CD98,'Factor Tables'!$N$88:$Y$88,0),FALSE),\"\")))))","v":""},{"$f":"IF(OR($C98=\"Replace-on-Burnout\",$C98=\"New Construction\",$CT98=\"DX HP\",$CT98=\"PTHP\"),$DE98,IF($CD98=\"\",\"\",IF($CD98=\"DX HP\",VLOOKUP($D98,'Factor Tables'!$N$89:$Y$105,MATCH(\"DX HP Htg\",'Factor Tables'!$N$88:$Y$88,0),FALSE),IF($CD98=\"PTHP\",VLOOKUP($D98,'Factor Tables'!$N$89:$Y$105,MATCH(\"PTHP Htg\",'Factor Tables'!$N$88:$Y$88,0),FALSE),0))))","v":""},"","",0,0,"kW/ton","",0,"COP",{"$f":"IF($CT98=\"\",\"\",IF(OR($CT98=\"DX HP\",$CT98=\"VRF HP\",$CT98=\"PTHP\"),VLOOKUP($D98,'Factor Tables'!$B$89:$M$105,MATCH(CONCATENATE($CT98,\" Clg\"),'Factor Tables'!$B$88:$M$88,0),FALSE),VLOOKUP($D98,'Factor Tables'!$B$89:$M$105,MATCH($CT98,'Factor Tables'!$B$88:$M$88,0),FALSE)))","v":""},{"$f":"IF($CT98=\"\",\"\",IF(OR($CT98=\"DX HP\",$CT98=\"VRF HP\",$CT98=\"PTHP\"),VLOOKUP($D98,'Factor Tables'!$B$89:$M$105,MATCH(CONCATENATE($CT98,\" Htg\"),'Factor Tables'!$B$88:$M$88,0),FALSE),0))","v":""},{"$f":"IF($CT98=\"\",\"\",IF(OR($CT98=\"DX HP\",$CT98=\"VRF HP\",$CT98=\"PTHP\"),VLOOKUP($D98,'Factor Tables'!$N$89:$Y$105,MATCH(CONCATENATE($CT98,\" Clg\"),'Factor Tables'!$N$88:$Y$88,0),FALSE),VLOOKUP($D98,'Factor Tables'!$N$89:$Y$105,MATCH($CT98,'Factor Tables'!$N$88:$Y$88,0),FALSE)))","v":""},{"$f":"IF($CT98=\"\",\"\",IF(OR($CT98=\"DX HP\",$CT98=\"VRF HP\",$CT98=\"PTHP\"),VLOOKUP($D98,'Factor Tables'!$N$89:$Y$105,MATCH(CONCATENATE($CT98,\" Htg\"),'Factor Tables'!$N$88:$Y$88,0),FALSE),0))","v":""},{"$f":"IF($AB98=\"\",0,VLOOKUP($AB98,'Utility Admin'!$E:$G,2,FALSE))","v":0},{"$f":"IF($AB98=\"\",0,VLOOKUP($AB98,'Utility Admin'!$E:$G,3,FALSE))","v":0},{"$f":"IFERROR(IF(ABS(Summary!$F$12)<=ABS(Summary!$E$12)*'Utility Admin'!$I$5,$AZ98*$DF98+$BA98*$DG98,$AZ98*$DF98+$AZ98*'Utility Admin'!$I$5*$DG98),0)","v":0},null,"Summer",null,null,null,null,null,null,null,null,null,null,{"$f":"IF(OR('Project Info'!$C$10=\"\",$C98=\"\",$D98=\"\"),\"\",VLOOKUP($D98,$DW$9:$DZ$32,MATCH($C98,$DW$9:$DZ$9,0),FALSE))","v":""},null,null,null,null,null,null,"ERROR: Contact Program Manager. Post Capacity/Unit x Post # of Units must be within +/- 20% of Pre Capacity/Unit x Pre # of Units."]
[null,90,"","",null,null,null,null,null,null,null,null,null,null,null,null,null,null,null,null,null,null,null,null,null,null,null,null,null,null,null,null,null,null,null,null,null,null,null,null,null,null,null,0,0,0,0,0,0,999999999,"",0,0,{"$f":"IFERROR(IF($DH$261>'Utility Admin'!$H$5,$BA99/$BA$5*$BB$261,$DH99),0)","v":0},"","",{"$f":"IF(AND(OR($AB99=\"DX AC Air Cooled\",$AB99=\"DX HP Air Cooled\"),OR(AND($AI99=\"Btu/hr\",$AH99<65000),AND($AI99=\"Tons\",$AH99<65000/12000)),$AC99=\"Split\",$AN99>=15.2),MAX(Baselines!$CB343,12/9.8),Baselines!$CB343)","v":0},{"$f":"Baselines!$CC343","v":0},{"$f":"Baselines!$CE343","v":0},0,0,0,0,0,0,0,0,0,0,{"$f":"IF(OR($C99<>\"Early Retirement\",$J99=\"\"),0,IF(OR($I99=\"DX AC Air Cooled\",$I99=\"DX HP Air Cooled\"),VLOOKUP($J99,'Early Retirement'!$CI$6:$CM$32,2,FALSE),IF(OR($I99=\"PTAC\",$I99=\"PTHP\"),VLOOKUP($J99,'Early Retirement'!$CI$6:$CM$32,3,FALSE),IF(AND(OR($I99=\"Air Cooled Chiller\",$I99=\"Water Cooled Chiller\"),$L99<>\"Centrifugal\"),VLOOKUP($J99,'Early Retirement'!$CI$6:$CM$32,4,FALSE),IF(AND(OR($I99=\"Air Cooled Chiller\",$I99=\"Water Cooled Chiller\"),$L99=\"Centrifugal\"),VLOOKUP($J99,'Early Retirement'!$CI$6:$CM$32,5,FALSE),\"\")))))","v":0},0,0,0,0,0,0,0,0,0,0,0,"","","",0,0,0,{"$f":"IF(AND($C99=\"Early Retirement\",$J99<>\"\",$S99<>\"\",$U99<>\"\"),$CG99,IF(AND(OR($AB99=\"DX AC Air Cooled\",$AB99=\"DX HP Air Cooled\"),OR(AND($AI99=\"Btu/hr\",$AH99<65000),AND($AI99=\"Tons\",$AH99<65000/12000)),$AC99=\"Split\",$AN99>=15.2),MAX(Baselines!$CB92,12/9.8),Baselines!$CB92))","v":0},{"$f":"IF(AND($C99=\"Early Retirement\",$J99<>\"\",$S99<>\"\",$U99<>\"\"),$CH99,Baselines!$CC92)","v":0},{"$f":"Baselines!$CD92","v":"kW/ton"},"",{"$f":"IF(AND($C99=\"Early Retirement\",$J99<>\"\",$S99<>\"\",$U99<>\"\"),$CI99,IF(AND(Baselines!$CE92=0,OR($CT99=\"DX HP\",$CT99=\"PTHP\")),$BG99,Baselines!$CE92))","v":0},"COP",{"$f":"IF(OR($C99=\"Replace-on-Burnout\",$C99=\"New Construction\"),$DB99,IF($CD99=\"\",\"\",IF(OR($CD99=\"DX HP\",$CD99=\"PTHP\"),VLOOKUP($D99,'Factor Tables'!$B$89:$M$105,MATCH(CONCATENATE($CD99,\" Clg\"),'Factor Tables'!$B$88:$M$88,0),FALSE),VLOOKUP($D99,'Factor Tables'!$B$89:$M$105,MATCH($CD99,'Factor Tables'!$B$88:$M$88,0),FALSE))))","v":""},{"$f":"IF(OR($C99=\"Replace-on-Burnout\",$C99=\"New Construction\"),$DC99,IF($CD99=\"\",\"\",IF($CD99=\"DX HP\",VLOOKUP($D99,'Factor Tables'!$B$89:$M$105,MATCH(\"DX HP Htg\",'Factor Tables'!$B$88:$M$88,0),FALSE),0)))","v":""},{"$f":"IF(OR($C99=\"Replace-on-Burnout\",$C99=\"New Construction\"),$DD99,IF($CD99=\"\",\"\",IF($CD99=\"DX HP\",VLOOKUP($D99,'Factor Tables'!$N$89:$Y$105,MATCH(\"DX HP Clg\",'Factor Tables'!$N$88:$Y$88,0),FALSE),IF($CD99=\"PTHP\",VLOOKUP($D99,'Factor Tables'!$N$89:$Y$105,MATCH(\"PTHP Clg\",'Factor Tables'!$N$88:$Y$88,0),FALSE),IF(AND($CD99<>\"DX HP\",$CD99<>\"PTHP\"),VLOOKUP($D99,'Factor Tables'!$N$89:$Y$105,MATCH($CD99,'Factor Tables'!$N$88:$Y$88,0),FALSE),\"\")))))","v":""},{"$f":"IF(OR($C99=\"Replace-on-Burnout\",$C99=\"New Construction\",$CT99=\"DX HP\",$CT99=\"PTHP\"),$DE99,IF($CD99=\"\",\"\",IF($CD99=\"DX HP\",VLOOKUP($D99,'Factor Tables'!$N$89:$Y$105,MATCH(\"DX HP Htg\",'Factor Tables'!$N$88:$Y$88,0),FALSE),IF($CD99=\"PTHP\",VLOOKUP($D99,'Factor Tables'!$N$89:$Y$105,MATCH(\"PTHP Htg\",'Factor Tables'!$N$88:$Y$88,0),FALSE),0))))","v":""},"","",0,0,"kW/ton","",0,"COP",{"$f":"IF($CT99=\"\",\"\",IF(OR($CT99=\"DX HP\",$CT99=\"VRF HP\",$CT99=\"PTHP\"),VLOOKUP($D99,'Factor Tables'!$B$89:$M$105,MATCH(CONCATENATE($CT99,\" Clg\"),'Factor Tables'!$B$88:$M$88,0),FALSE),VLOOKUP($D99,'Factor Tables'!$B$89:$M$105,MATCH($CT99,'Factor Tables'!$B$88:$M$88,0),FALSE)))","v":""},{"$f":"IF($CT99=\"\",\"\",IF(OR($CT99=\"DX HP\",$CT99=\"VRF HP\",$CT99=\"PTHP\"),VLOOKUP($D99,'Factor Tables'!$B$89:$M$105,MATCH(CONCATENATE($CT99,\" Htg\"),'Factor Tables'!$B$88:$M$88,0),FALSE),0))","v":""},{"$f":"IF($CT99=\"\",\"\",IF(OR($CT99=\"DX HP\",$CT99=\"VRF HP\",$CT99=\"PTHP\"),VLOOKUP($D99,'Factor Tables'!$N$89:$Y$105,MATCH(CONCATENATE($CT99,\" Clg\"),'Factor Tables'!$N$88:$Y$88,0),FALSE),VLOOKUP($D99,'Factor Tables'!$N$89:$Y$105,MATCH($CT99,'Factor Tables'!$N$88:$Y$88,0),FALSE)))","v":""},{"$f":"IF($CT99=\"\",\"\",IF(OR($CT99=\"DX HP\",$CT99=\"VRF HP\",$CT99=\"PTHP\"),VLOOKUP($D99,'Factor Tables'!$N$89:$Y$105,MATCH(CONCATENATE($CT99,\" Htg\"),'Factor Tables'!$N$88:$Y$88,0),FALSE),0))","v":""},{"$f":"IF($AB99=\"\",0,VLOOKUP($AB99,'Utility Admin'!$E:$G,2,FALSE))","v":0},{"$f":"IF($AB99=\"\",0,VLOOKUP($AB99,'Utility Admin'!$E:$G,3,FALSE))","v":0},{"$f":"IFERROR(IF(ABS(Summary!$F$12)<=ABS(Summary!$E$12)*'Utility Admin'!$I$5,$AZ99*$DF99+$BA99*$DG99,$AZ99*$DF99+$AZ99*'Utility Admin'!$I$5*$DG99),0)","v":0},null,"Summer",null,null,null,null,null,null,null,null,null,null,{"$f":"IF(OR('Project Info'!$C$10=\"\",$C99=\"\",$D99=\"\"),\"\",VLOOKUP($D99,$DW$9:$DZ$32,MATCH($C99,$DW$9:$DZ$9,0),FALSE))","v":""},null,null,null,null,null,null,"ERROR: Contact Program Manager. Post Capacity/Unit x Post # of Units must be within +/- 20% of Pre Capacity/Unit x Pre # of Units."]
[null,91,"","",null,null,null,null,null,null,null,null,null,null,null,null,null,null,null,null,null,null,null,null,null,null,null,null,null,null,null,null,null,null,null,null,null,null,null,null,null,null,null,0,0,0,0,0,0,999999999,"",0,0,{"$f":"IFERROR(IF($DH$261>'Utility Admin'!$H$5,$BA100/$BA$5*$BB$261,$DH100),0)","v":0},"","",{"$f":"IF(AND(OR($AB100=\"DX AC Air Cooled\",$AB100=\"DX HP Air Cooled\"),OR(AND($AI100=\"Btu/hr\",$AH100<65000),AND($AI100=\"Tons\",$AH100<65000/12000)),$AC100=\"Split\",$AN100>=15.2),MAX(Baselines!$CB344,12/9.8),Baselines!$CB344)","v":0},{"$f":"Baselines!$CC344","v":0},{"$f":"Baselines!$CE344","v":0},0,0,0,0,0,0,0,0,0,0,{"$f":"IF(OR($C100<>\"Early Retirement\",$J100=\"\"),0,IF(OR($I100=\"DX AC Air Cooled\",$I100=\"DX HP Air Cooled\"),VLOOKUP($J100,'Early Retirement'!$CI$6:$CM$32,2,FALSE),IF(OR($I100=\"PTAC\",$I100=\"PTHP\"),VLOOKUP($J100,'Early Retirement'!$CI$6:$CM$32,3,FALSE),IF(AND(OR($I100=\"Air Cooled Chiller\",$I100=\"Water Cooled Chiller\"),$L100<>\"Centrifugal\"),VLOOKUP($J100,'Early Retirement'!$CI$6:$CM$32,4,FALSE),IF(AND(OR($I100=\"Air Cooled Chiller\",$I100=\"Water Cooled Chiller\"),$L100=\"Centrifugal\"),VLOOKUP($J100,'Early Retirement'!$CI$6:$CM$32,5,FALSE),\"\")))))","v":0},0,0,0,0,0,0,0,0,0,0,0,"","","",0,0,0,{"$f":"IF(AND($C100=\"Early Retirement\",$J100<>\"\",$S100<>\"\",$U100<>\"\"),$CG100,IF(AND(OR($AB100=\"DX AC Air Cooled\",$AB100=\"DX HP Air Cooled\"),OR(AND($AI100=\"Btu/hr\",$AH100<65000),AND($AI100=\"Tons\",$AH100<65000/12000)),$AC100=\"Split\",$AN100>=15.2),MAX(Baselines!$CB93,12/9.8),Baselines!$CB93))","v":0},{"$f":"IF(AND($C100=\"Early Retirement\",$J100<>\"\",$S100<>\"\",$U100<>\"\"),$CH100,Baselines!$CC93)","v":0},{"$f":"Baselines!$CD93","v":"kW/ton"},"",{"$f":"IF(AND($C100=\"Early Retirement\",$J100<>\"\",$S100<>\"\",$U100<>\"\"),$CI100,IF(AND(Baselines!$CE93=0,OR($CT100=\"DX HP\",$CT100=\"PTHP\")),$BG100,Baselines!$CE93))","v":0},"COP",{"$f":"IF(OR($C100=\"Replace-on-Burnout\",$C100=\"New Construction\"),$DB100,IF($CD100=\"\",\"\",IF(OR($CD100=\"DX HP\",$CD100=\"PTHP\"),VLOOKUP($D100,'Factor Tables'!$B$89:$M$105,MATCH(CONCATENATE($CD100,\" Clg\"),'Factor Tables'!$B$88:$M$88,0),FALSE),VLOOKUP($D100,'Factor Tables'!$B$89:$M$105,MATCH($CD100,'Factor Tables'!$B$88:$M$88,0),FALSE))))","v":""},{"$f":"IF(OR($C100=\"Replace-on-Burnout\",$C100=\"New Construction\"),$DC100,IF($CD100=\"\",\"\",IF($CD100=\"DX HP\",VLOOKUP($D100,'Factor Tables'!$B$89:$M$105,MATCH(\"DX HP Htg\",'Factor Tables'!$B$88:$M$88,0),FALSE),0)))","v":""},{"$f":"IF(OR($C100=\"Replace-on-Burnout\",$C100=\"New Construction\"),$DD100,IF($CD100=\"\",\"\",IF($CD100=\"DX HP\",VLOOKUP($D100,'Factor Tables'!$N$89:$Y$105,MATCH(\"DX HP Clg\",'Factor Tables'!$N$88:$Y$88,0),FALSE),IF($CD100=\"PTHP\",VLOOKUP($D100,'Factor Tables'!$N$89:$Y$105,MATCH(\"PTHP Clg\",'Factor Tables'!$N$88:$Y$88,0),FALSE),IF(AND($CD100<>\"DX HP\",$CD100<>\"PTHP\"),VLOOKUP($D100,'Factor Tables'!$N$89:$Y$105,MATCH($CD100,'Factor Tables'!$N$88:$Y$88,0),FALSE),\"\")))))","v":""},{"$f":"IF(OR($C100=\"Replace-on-Burnout\",$C100=\"New Construction\",$CT100=\"DX HP\",$CT100=\"PTHP\"),$DE100,IF($CD100=\"\",\"\",IF($CD100=\"DX HP\",VLOOKUP($D100,'Factor Tables'!$N$89:$Y$105,MATCH(\"DX HP Htg\",'Factor Tables'!$N$88:$Y$88,0),FALSE),IF($CD100=\"PTHP\",VLOOKUP($D100,'Factor Tables'!$N$89:$Y$105,MATCH(\"PTHP Htg\",'Factor Tables'!$N$88:$Y$88,0),FALSE),0))))","v":""},"","",0,0,"kW/ton","",0,"COP",{"$f":"IF($CT100=\"\",\"\",IF(OR($CT100=\"DX HP\",$CT100=\"VRF HP\",$CT100=\"PTHP\"),VLOOKUP($D100,'Factor Tables'!$B$89:$M$105,MATCH(CONCATENATE($CT100,\" Clg\"),'Factor Tables'!$B$88:$M$88,0),FALSE),VLOOKUP($D100,'Factor Tables'!$B$89:$M$105,MATCH($CT100,'Factor Tables'!$B$88:$M$88,0),FALSE)))","v":""},{"$f":"IF($CT100=\"\",\"\",IF(OR($CT100=\"DX HP\",$CT100=\"VRF HP\",$CT100=\"PTHP\"),VLOOKUP($D100,'Factor Tables'!$B$89:$M$105,MATCH(CONCATENATE($CT100,\" Htg\"),'Factor Tables'!$B$88:$M$88,0),FALSE),0))","v":""},{"$f":"IF($CT100=\"\",\"\",IF(OR($CT100=\"DX HP\",$CT100=\"VRF HP\",$CT100=\"PTHP\"),VLOOKUP($D100,'Factor Tables'!$N$89:$Y$105,MATCH(CONCATENATE($CT100,\" Clg\"),'Factor Tables'!$N$88:$Y$88,0),FALSE),VLOOKUP($D100,'Factor Tables'!$N$89:$Y$105,MATCH($CT100,'Factor Tables'!$N$88:$Y$88,0),FALSE)))","v":""},{"$f":"IF($CT100=\"\",\"\",IF(OR($CT100=\"DX HP\",$CT100=\"VRF HP\",$CT100=\"PTHP\"),VLOOKUP($D100,'Factor Tables'!$N$89:$Y$105,MATCH(CONCATENATE($CT100,\" Htg\"),'Factor Tables'!$N$88:$Y$88,0),FALSE),0))","v":""},{"$f":"IF($AB100=\"\",0,VLOOKUP($AB100,'Utility Admin'!$E:$G,2,FALSE))","v":0},{"$f":"IF($AB100=\"\",0,VLOOKUP($AB100,'Utility Admin'!$E:$G,3,FALSE))","v":0},{"$f":"IFERROR(IF(ABS(Summary!$F$12)<=ABS(Summary!$E$12)*'Utility Admin'!$I$5,$AZ100*$DF100+$BA100*$DG100,$AZ100*$DF100+$AZ100*'Utility Admin'!$I$5*$DG100),0)","v":0},null,"Summer",null,null,null,null,null,null,null,null,null,null,{"$f":"IF(OR('Project Info'!$C$10=\"\",$C100=\"\",$D100=\"\"),\"\",VLOOKUP($D100,$DW$9:$DZ$32,MATCH($C100,$DW$9:$DZ$9,0),FALSE))","v":""},null,null,null,null,null,null,"ERROR: Contact Program Manager. Post Capacity/Unit x Post # of Units must be within +/- 20% of Pre Capacity/Unit x Pre # of Units."]
[null,92,"","",null,null,null,null,null,null,null,null,null,null,null,null,null,null,null,null,null,null,null,null,null,null,null,null,null,null,null,null,null,null,null,null,null,null,null,null,null,null,null,0,0,0,0,0,0,999999999,"",0,0,{"$f":"IFERROR(IF($DH$261>'Utility Admin'!$H$5,$BA101/$BA$5*$BB$261,$DH101),0)","v":0},"","",{"$f":"IF(AND(OR($AB101=\"DX AC Air Cooled\",$AB101=\"DX HP Air Cooled\"),OR(AND($AI101=\"Btu/hr\",$AH101<65000),AND($AI101=\"Tons\",$AH101<65000/12000)),$AC101=\"Split\",$AN101>=15.2),MAX(Baselines!$CB345,12/9.8),Baselines!$CB345)","v":0},{"$f":"Baselines!$CC345","v":0},{"$f":"Baselines!$CE345","v":0},0,0,0,0,0,0,0,0,0,0,{"$f":"IF(OR($C101<>\"Early Retirement\",$J101=\"\"),0,IF(OR($I101=\"DX AC Air Cooled\",$I101=\"DX HP Air Cooled\"),VLOOKUP($J101,'Early Retirement'!$CI$6:$CM$32,2,FALSE),IF(OR($I101=\"PTAC\",$I101=\"PTHP\"),VLOOKUP($J101,'Early Retirement'!$CI$6:$CM$32,3,FALSE),IF(AND(OR($I101=\"Air Cooled Chiller\",$I101=\"Water Cooled Chiller\"),$L101<>\"Centrifugal\"),VLOOKUP($J101,'Early Retirement'!$CI$6:$CM$32,4,FALSE),IF(AND(OR($I101=\"Air Cooled Chiller\",$I101=\"Water Cooled Chiller\"),$L101=\"Centrifugal\"),VLOOKUP($J101,'Early Retirement'!$CI$6:$CM$32,5,FALSE),\"\")))))","v":0},0,0,0,0,0,0,0,0,0,0,0,"","","",0,0,0,{"$f":"IF(AND($C101=\"Early Retirement\",$J101<>\"\",$S101<>\"\",$U101<>\"\"),$CG101,IF(AND(OR($AB101=\"DX AC Air Cooled\",$AB101=\"DX HP Air Cooled\"),OR(AND($AI101=\"Btu/hr\",$AH101<65000),AND($AI101=\"Tons\",$AH101<65000/12000)),$AC101=\"Split\",$AN101>=15.2),MAX(Baselines!$CB94,12/9.8),Baselines!$CB94))","v":0},{"$f":"IF(AND($C101=\"Early Retirement\",$J101<>\"\",$S101<>\"\",$U101<>\"\"),$CH101,Baselines!$CC94)","v":0},{"$f":"Baselines!$CD94","v":"kW/ton"},"",{"$f":"IF(AND($C101=\"Early Retirement\",$J101<>\"\",$S101<>\"\",$U101<>\"\"),$CI101,IF(AND(Baselines!$CE94=0,OR($CT101=\"DX HP\",$CT101=\"PTHP\")),$BG101,Baselines!$CE94))","v":0},"COP",{"$f":"IF(OR($C101=\"Replace-on-Burnout\",$C101=\"New Construction\"),$DB101,IF($CD101=\"\",\"\",IF(OR($CD101=\"DX HP\",$CD101=\"PTHP\"),VLOOKUP($D101,'Factor Tables'!$B$89:$M$105,MATCH(CONCATENATE($CD101,\" Clg\"),'Factor Tables'!$B$88:$M$88,0),FALSE),VLOOKUP($D101,'Factor Tables'!$B$89:$M$105,MATCH($CD101,'Factor Tables'!$B$88:$M$88,0),FALSE))))","v":""},{"$f":"IF(OR($C101=\"Replace-on-Burnout\",$C101=\"New Construction\"),$DC101,IF($CD101=\"\",\"\",IF($CD101=\"DX HP\",VLOOKUP($D101,'Factor Tables'!$B$89:$M$105,MATCH(\"DX HP Htg\",'Factor Tables'!$B$88:$M$88,0),FALSE),0)))","v":""},{"$f":"IF(OR($C101=\"Replace-on-Burnout\",$C101=\"New Construction\"),$DD101,IF($CD101=\"\",\"\",IF($CD101=\"DX HP\",VLOOKUP($D101,'Factor Tables'!$N$89:$Y$105,MATCH(\"DX HP Clg\",'Factor Tables'!$N$88:$Y$88,0),FALSE),IF($CD101=\"PTHP\",VLOOKUP($D101,'Factor Tables'!$N$89:$Y$105,MATCH(\"PTHP Clg\",'Factor Tables'!$N$88:$Y$88,0),FALSE),IF(AND($CD101<>\"DX HP\",$CD101<>\"PTHP\"),VLOOKUP($D101,'Factor Tables'!$N$89:$Y$105,MATCH($CD101,'Factor Tables'!$N$88:$Y$88,0),FALSE),\"\")))))","v":""},{"$f":"IF(OR($C101=\"Replace-on-Burnout\",$C101=\"New Construction\",$CT101=\"DX HP\",$CT101=\"PTHP\"),$DE101,IF($CD101=\"\",\"\",IF($CD101=\"DX HP\",VLOOKUP($D101,'Factor Tables'!$N$89:$Y$105,MATCH(\"DX HP Htg\",'Factor Tables'!$N$88:$Y$88,0),FALSE),IF($CD101=\"PTHP\",VLOOKUP($D101,'Factor Tables'!$N$89:$Y$105,MATCH(\"PTHP Htg\",'Factor Tables'!$N$88:$Y$88,0),FALSE),0))))","v":""},"","",0,0,"kW/ton","",0,"COP",{"$f":"IF($CT101=\"\",\"\",IF(OR($CT101=\"DX HP\",$CT101=\"VRF HP\",$CT101=\"PTHP\"),VLOOKUP($D101,'Factor Tables'!$B$89:$M$105,MATCH(CONCATENATE($CT101,\" Clg\"),'Factor Tables'!$B$88:$M$88,0),FALSE),VLOOKUP($D101,'Factor Tables'!$B$89:$M$105,MATCH($CT101,'Factor Tables'!$B$88:$M$88,0),FALSE)))","v":""},{"$f":"IF($CT101=\"\",\"\",IF(OR($CT101=\"DX HP\",$CT101=\"VRF HP\",$CT101=\"PTHP\"),VLOOKUP($D101,'Factor Tables'!$B$89:$M$105,MATCH(CONCATENATE($CT101,\" Htg\"),'Factor Tables'!$B$88:$M$88,0),FALSE),0))","v":""},{"$f":"IF($CT101=\"\",\"\",IF(OR($CT101=\"DX HP\",$CT101=\"VRF HP\",$CT101=\"PTHP\"),VLOOKUP($D101,'Factor Tables'!$N$89:$Y$105,MATCH(CONCATENATE($CT101,\" Clg\"),'Factor Tables'!$N$88:$Y$88,0),FALSE),VLOOKUP($D101,'Factor Tables'!$N$89:$Y$105,MATCH($CT101,'Factor Tables'!$N$88:$Y$88,0),FALSE)))","v":""},{"$f":"IF($CT101=\"\",\"\",IF(OR($CT101=\"DX HP\",$CT101=\"VRF HP\",$CT101=\"PTHP\"),VLOOKUP($D101,'Factor Tables'!$N$89:$Y$105,MATCH(CONCATENATE($CT101,\" Htg\"),'Factor Tables'!$N$88:$Y$88,0),FALSE),0))","v":""},{"$f":"IF($AB101=\"\",0,VLOOKUP($AB101,'Utility Admin'!$E:$G,2,FALSE))","v":0},{"$f":"IF($AB101=\"\",0,VLOOKUP($AB101,'Utility Admin'!$E:$G,3,FALSE))","v":0},{"$f":"IFERROR(IF(ABS(Summary!$F$12)<=ABS(Summary!$E$12)*'Utility Admin'!$I$5,$AZ101*$DF101+$BA101*$DG101,$AZ101*$DF101+$AZ101*'Utility Admin'!$I$5*$DG101),0)","v":0},null,"Summer",null,null,null,null,null,null,null,null,null,null,{"$f":"IF(OR('Project Info'!$C$10=\"\",$C101=\"\",$D101=\"\"),\"\",VLOOKUP($D101,$DW$9:$DZ$32,MATCH($C101,$DW$9:$DZ$9,0),FALSE))","v":""},null,null,null,null,null,null,"ERROR: Contact Program Manager. Post Capacity/Unit x Post # of Units must be within +/- 20% of Pre Capacity/Unit x Pre # of Units."]
[null,93,"","",null,null,null,null,null,null,null,null,null,null,null,null,null,null,null,null,null,null,null,null,null,null,null,null,null,null,null,null,null,null,null,null,null,null,null,null,null,null,null,0,0,0,0,0,0,999999999,"",0,0,{"$f":"IFERROR(IF($DH$261>'Utility Admin'!$H$5,$BA102/$BA$5*$BB$261,$DH102),0)","v":0},"","",{"$f":"IF(AND(OR($AB102=\"DX AC Air Cooled\",$AB102=\"DX HP Air Cooled\"),OR(AND($AI102=\"Btu/hr\",$AH102<65000),AND($AI102=\"Tons\",$AH102<65000/12000)),$AC102=\"Split\",$AN102>=15.2),MAX(Baselines!$CB346,12/9.8),Baselines!$CB346)","v":0},{"$f":"Baselines!$CC346","v":0},{"$f":"Baselines!$CE346","v":0},0,0,0,0,0,0,0,0,0,0,{"$f":"IF(OR($C102<>\"Early Retirement\",$J102=\"\"),0,IF(OR($I102=\"DX AC Air Cooled\",$I102=\"DX HP Air Cooled\"),VLOOKUP($J102,'Early Retirement'!$CI$6:$CM$32,2,FALSE),IF(OR($I102=\"PTAC\",$I102=\"PTHP\"),VLOOKUP($J102,'Early Retirement'!$CI$6:$CM$32,3,FALSE),IF(AND(OR($I102=\"Air Cooled Chiller\",$I102=\"Water Cooled Chiller\"),$L102<>\"Centrifugal\"),VLOOKUP($J102,'Early Retirement'!$CI$6:$CM$32,4,FALSE),IF(AND(OR($I102=\"Air Cooled Chiller\",$I102=\"Water Cooled Chiller\"),$L102=\"Centrifugal\"),VLOOKUP($J102,'Early Retirement'!$CI$6:$CM$32,5,FALSE),\"\")))))","v":0},0,0,0,0,0,0,0,0,0,0,0,"","","",0,0,0,{"$f":"IF(AND($C102=\"Early Retirement\",$J102<>\"\",$S102<>\"\",$U102<>\"\"),$CG102,IF(AND(OR($AB102=\"DX AC Air Cooled\",$AB102=\"DX HP Air Cooled\"),OR(AND($AI102=\"Btu/hr\",$AH102<65000),AND($AI102=\"Tons\",$AH102<65000/12000)),$AC102=\"Split\",$AN102>=15.2),MAX(Baselines!$CB95,12/9.8),Baselines!$CB95))","v":0},{"$f":"IF(AND($C102=\"Early Retirement\",$J102<>\"\",$S102<>\"\",$U102<>\"\"),$CH102,Baselines!$CC95)","v":0},{"$f":"Baselines!$CD95","v":"kW/ton"},"",{"$f":"IF(AND($C102=\"Early Retirement\",$J102<>\"\",$S102<>\"\",$U102<>\"\"),$CI102,IF(AND(Baselines!$CE95=0,OR($CT102=\"DX HP\",$CT102=\"PTHP\")),$BG102,Baselines!$CE95))","v":0},"COP",{"$f":"IF(OR($C102=\"Replace-on-Burnout\",$C102=\"New Construction\"),$DB102,IF($CD102=\"\",\"\",IF(OR($CD102=\"DX HP\",$CD102=\"PTHP\"),VLOOKUP($D102,'Factor Tables'!$B$89:$M$105,MATCH(CONCATENATE($CD102,\" Clg\"),'Factor Tables'!$B$88:$M$88,0),FALSE),VLOOKUP($D102,'Factor Tables'!$B$89:$M$105,MATCH($CD102,'Factor Tables'!$B$88:$M$88,0),FALSE))))","v":""},{"$f":"IF(OR($C102=\"Replace-on-Burnout\",$C102=\"New Construction\"),$DC102,IF($CD102=\"\",\"\",IF($CD102=\"DX HP\",VLOOKUP($D102,'Factor Tables'!$B$89:$M$105,MATCH(\"DX HP Htg\",'Factor Tables'!$B$88:$M$88,0),FALSE),0)))","v":""},{"$f":"IF(OR($C102=\"Replace-on-Burnout\",$C102=\"New Construction\"),$DD102,IF($CD102=\"\",\"\",IF($CD102=\"DX HP\",VLOOKUP($D102,'Factor Tables'!$N$89:$Y$105,MATCH(\"DX HP Clg\",'Factor Tables'!$N$88:$Y$88,0),FALSE),IF($CD102=\"PTHP\",VLOOKUP($D102,'Factor Tables'!$N$89:$Y$105,MATCH(\"PTHP Clg\",'Factor Tables'!$N$88:$Y$88,0),FALSE),IF(AND($CD102<>\"DX HP\",$CD102<>\"PTHP\"),VLOOKUP($D102,'Factor Tables'!$N$89:$Y$105,MATCH($CD102,'Factor Tables'!$N$88:$Y$88,0),FALSE),\"\")))))","v":""},{"$f":"IF(OR($C102=\"Replace-on-Burnout\",$C102=\"New Construction\",$CT102=\"DX HP\",$CT102=\"PTHP\"),$DE102,IF($CD102=\"\",\"\",IF($CD102=\"DX HP\",VLOOKUP($D102,'Factor Tables'!$N$89:$Y$105,MATCH(\"DX HP Htg\",'Factor Tables'!$N$88:$Y$88,0),FALSE),IF($CD102=\"PTHP\",VLOOKUP($D102,'Factor Tables'!$N$89:$Y$105,MATCH(\"PTHP Htg\",'Factor Tables'!$N$88:$Y$88,0),FALSE),0))))","v":""},"","",0,0,"kW/ton","",0,"COP",{"$f":"IF($CT102=\"\",\"\",IF(OR($CT102=\"DX HP\",$CT102=\"VRF HP\",$CT102=\"PTHP\"),VLOOKUP($D102,'Factor Tables'!$B$89:$M$105,MATCH(CONCATENATE($CT102,\" Clg\"),'Factor Tables'!$B$88:$M$88,0),FALSE),VLOOKUP($D102,'Factor Tables'!$B$89:$M$105,MATCH($CT102,'Factor Tables'!$B$88:$M$88,0),FALSE)))","v":""},{"$f":"IF($CT102=\"\",\"\",IF(OR($CT102=\"DX HP\",$CT102=\"VRF HP\",$CT102=\"PTHP\"),VLOOKUP($D102,'Factor Tables'!$B$89:$M$105,MATCH(CONCATENATE($CT102,\" Htg\"),'Factor Tables'!$B$88:$M$88,0),FALSE),0))","v":""},{"$f":"IF($CT102=\"\",\"\",IF(OR($CT102=\"DX HP\",$CT102=\"VRF HP\",$CT102=\"PTHP\"),VLOOKUP($D102,'Factor Tables'!$N$89:$Y$105,MATCH(CONCATENATE($CT102,\" Clg\"),'Factor Tables'!$N$88:$Y$88,0),FALSE),VLOOKUP($D102,'Factor Tables'!$N$89:$Y$105,MATCH($CT102,'Factor Tables'!$N$88:$Y$88,0),FALSE)))","v":""},{"$f":"IF($CT102=\"\",\"\",IF(OR($CT102=\"DX HP\",$CT102=\"VRF HP\",$CT102=\"PTHP\"),VLOOKUP($D102,'Factor Tables'!$N$89:$Y$105,MATCH(CONCATENATE($CT102,\" Htg\"),'Factor Tables'!$N$88:$Y$88,0),FALSE),0))","v":""},{"$f":"IF($AB102=\"\",0,VLOOKUP($AB102,'Utility Admin'!$E:$G,2,FALSE))","v":0},{"$f":"IF($AB102=\"\",0,VLOOKUP($AB102,'Utility Admin'!$E:$G,3,FALSE))","v":0},{"$f":"IFERROR(IF(ABS(Summary!$F$12)<=ABS(Summary!$E$12)*'Utility Admin'!$I$5,$AZ102*$DF102+$BA102*$DG102,$AZ102*$DF102+$AZ102*'Utility Admin'!$I$5*$DG102),0)","v":0},null,"Summer",null,null,null,null,null,null,null,null,null,null,{"$f":"IF(OR('Project Info'!$C$10=\"\",$C102=\"\",$D102=\"\"),\"\",VLOOKUP($D102,$DW$9:$DZ$32,MATCH($C102,$DW$9:$DZ$9,0),FALSE))","v":""},null,null,null,null,null,null,"ERROR: Contact Program Manager. Post Capacity/Unit x Post # of Units must be within +/- 20% of Pre Capacity/Unit x Pre # of Units."]
[null,94,"","",null,null,null,null,null,null,null,null,null,null,null,null,null,null,null,null,null,null,null,null,null,null,null,null,null,null,null,null,null,null,null,null,null,null,null,null,null,null,null,0,0,0,0,0,0,999999999,"",0,0,{"$f":"IFERROR(IF($DH$261>'Utility Admin'!$H$5,$BA103/$BA$5*$BB$261,$DH103),0)","v":0},"","",{"$f":"IF(AND(OR($AB103=\"DX AC Air Cooled\",$AB103=\"DX HP Air Cooled\"),OR(AND($AI103=\"Btu/hr\",$AH103<65000),AND($AI103=\"Tons\",$AH103<65000/12000)),$AC103=\"Split\",$AN103>=15.2),MAX(Baselines!$CB347,12/9.8),Baselines!$CB347)","v":0},{"$f":"Baselines!$CC347","v":0},{"$f":"Baselines!$CE347","v":0},0,0,0,0,0,0,0,0,0,0,{"$f":"IF(OR($C103<>\"Early Retirement\",$J103=\"\"),0,IF(OR($I103=\"DX AC Air Cooled\",$I103=\"DX HP Air Cooled\"),VLOOKUP($J103,'Early Retirement'!$CI$6:$CM$32,2,FALSE),IF(OR($I103=\"PTAC\",$I103=\"PTHP\"),VLOOKUP($J103,'Early Retirement'!$CI$6:$CM$32,3,FALSE),IF(AND(OR($I103=\"Air Cooled Chiller\",$I103=\"Water Cooled Chiller\"),$L103<>\"Centrifugal\"),VLOOKUP($J103,'Early Retirement'!$CI$6:$CM$32,4,FALSE),IF(AND(OR($I103=\"Air Cooled Chiller\",$I103=\"Water Cooled Chiller\"),$L103=\"Centrifugal\"),VLOOKUP($J103,'Early Retirement'!$CI$6:$CM$32,5,FALSE),\"\")))))","v":0},0,0,0,0,0,0,0,0,0,0,0,"","","",0,0,0,{"$f":"IF(AND($C103=\"Early Retirement\",$J103<>\"\",$S103<>\"\",$U103<>\"\"),$CG103,IF(AND(OR($AB103=\"DX AC Air Cooled\",$AB103=\"DX HP Air Cooled\"),OR(AND($AI103=\"Btu/hr\",$AH103<65000),AND($AI103=\"Tons\",$AH103<65000/12000)),$AC103=\"Split\",$AN103>=15.2),MAX(Baselines!$CB96,12/9.8),Baselines!$CB96))","v":0},{"$f":"IF(AND($C103=\"Early Retirement\",$J103<>\"\",$S103<>\"\",$U103<>\"\"),$CH103,Baselines!$CC96)","v":0},{"$f":"Baselines!$CD96","v":"kW/ton"},"",{"$f":"IF(AND($C103=\"Early Retirement\",$J103<>\"\",$S103<>\"\",$U103<>\"\"),$CI103,IF(AND(Baselines!$CE96=0,OR($CT103=\"DX HP\",$CT103=\"PTHP\")),$BG103,Baselines!$CE96))","v":0},"COP",{"$f":"IF(OR($C103=\"Replace-on-Burnout\",$C103=\"New Construction\"),$DB103,IF($CD103=\"\",\"\",IF(OR($CD103=\"DX HP\",$CD103=\"PTHP\"),VLOOKUP($D103,'Factor Tables'!$B$89:$M$105,MATCH(CONCATENATE($CD103,\" Clg\"),'Factor Tables'!$B$88:$M$88,0),FALSE),VLOOKUP($D103,'Factor Tables'!$B$89:$M$105,MATCH($CD103,'Factor Tables'!$B$88:$M$88,0),FALSE))))","v":""},{"$f":"IF(OR($C103=\"Replace-on-Burnout\",$C103=\"New Construction\"),$DC103,IF($CD103=\"\",\"\",IF($CD103=\"DX HP\",VLOOKUP($D103,'Factor Tables'!$B$89:$M$105,MATCH(\"DX HP Htg\",'Factor Tables'!$B$88:$M$88,0),FALSE),0)))","v":""},{"$f":"IF(OR($C103=\"Replace-on-Burnout\",$C103=\"New Construction\"),$DD103,IF($CD103=\"\",\"\",IF($CD103=\"DX HP\",VLOOKUP($D103,'Factor Tables'!$N$89:$Y$105,MATCH(\"DX HP Clg\",'Factor Tables'!$N$88:$Y$88,0),FALSE),IF($CD103=\"PTHP\",VLOOKUP($D103,'Factor Tables'!$N$89:$Y$105,MATCH(\"PTHP Clg\",'Factor Tables'!$N$88:$Y$88,0),FALSE),IF(AND($CD103<>\"DX HP\",$CD103<>\"PTHP\"),VLOOKUP($D103,'Factor Tables'!$N$89:$Y$105,MATCH($CD103,'Factor Tables'!$N$88:$Y$88,0),FALSE),\"\")))))","v":""},{"$f":"IF(OR($C103=\"Replace-on-Burnout\",$C103=\"New Construction\",$CT103=\"DX HP\",$CT103=\"PTHP\"),$DE103,IF($CD103=\"\",\"\",IF($CD103=\"DX HP\",VLOOKUP($D103,'Factor Tables'!$N$89:$Y$105,MATCH(\"DX HP Htg\",'Factor Tables'!$N$88:$Y$88,0),FALSE),IF($CD103=\"PTHP\",VLOOKUP($D103,'Factor Tables'!$N$89:$Y$105,MATCH(\"PTHP Htg\",'Factor Tables'!$N$88:$Y$88,0),FALSE),0))))","v":""},"","",0,0,"kW/ton","",0,"COP",{"$f":"IF($CT103=\"\",\"\",IF(OR($CT103=\"DX HP\",$CT103=\"VRF HP\",$CT103=\"PTHP\"),VLOOKUP($D103,'Factor Tables'!$B$89:$M$105,MATCH(CONCATENATE($CT103,\" Clg\"),'Factor Tables'!$B$88:$M$88,0),FALSE),VLOOKUP($D103,'Factor Tables'!$B$89:$M$105,MATCH($CT103,'Factor Tables'!$B$88:$M$88,0),FALSE)))","v":""},{"$f":"IF($CT103=\"\",\"\",IF(OR($CT103=\"DX HP\",$CT103=\"VRF HP\",$CT103=\"PTHP\"),VLOOKUP($D103,'Factor Tables'!$B$89:$M$105,MATCH(CONCATENATE($CT103,\" Htg\"),'Factor Tables'!$B$88:$M$88,0),FALSE),0))","v":""},{"$f":"IF($CT103=\"\",\"\",IF(OR($CT103=\"DX HP\",$CT103=\"VRF HP\",$CT103=\"PTHP\"),VLOOKUP($D103,'Factor Tables'!$N$89:$Y$105,MATCH(CONCATENATE($CT103,\" Clg\"),'Factor Tables'!$N$88:$Y$88,0),FALSE),VLOOKUP($D103,'Factor Tables'!$N$89:$Y$105,MATCH($CT103,'Factor Tables'!$N$88:$Y$88,0),FALSE)))","v":""},{"$f":"IF($CT103=\"\",\"\",IF(OR($CT103=\"DX HP\",$CT103=\"VRF HP\",$CT103=\"PTHP\"),VLOOKUP($D103,'Factor Tables'!$N$89:$Y$105,MATCH(CONCATENATE($CT103,\" Htg\"),'Factor Tables'!$N$88:$Y$88,0),FALSE),0))","v":""},{"$f":"IF($AB103=\"\",0,VLOOKUP($AB103,'Utility Admin'!$E:$G,2,FALSE))","v":0},{"$f":"IF($AB103=\"\",0,VLOOKUP($AB103,'Utility Admin'!$E:$G,3,FALSE))","v":0},{"$f":"IFERROR(IF(ABS(Summary!$F$12)<=ABS(Summary!$E$12)*'Utility Admin'!$I$5,$AZ103*$DF103+$BA103*$DG103,$AZ103*$DF103+$AZ103*'Utility Admin'!$I$5*$DG103),0)","v":0},null,"Summer",null,null,null,null,null,null,null,null,null,null,{"$f":"IF(OR('Project Info'!$C$10=\"\",$C103=\"\",$D103=\"\"),\"\",VLOOKUP($D103,$DW$9:$DZ$32,MATCH($C103,$DW$9:$DZ$9,0),FALSE))","v":""},null,null,null,null,null,null,"ERROR: Contact Program Manager. Post Capacity/Unit x Post # of Units must be within +/- 20% of Pre Capacity/Unit x Pre # of Units."]
[null,95,"","",null,null,null,null,null,null,null,null,null,null,null,null,null,null,null,null,null,null,null,null,null,null,null,null,null,null,null,null,null,null,null,null,null,null,null,null,null,null,null,0,0,0,0,0,0,999999999,"",0,0,{"$f":"IFERROR(IF($DH$261>'Utility Admin'!$H$5,$BA104/$BA$5*$BB$261,$DH104),0)","v":0},"","",{"$f":"IF(AND(OR($AB104=\"DX AC Air Cooled\",$AB104=\"DX HP Air Cooled\"),OR(AND($AI104=\"Btu/hr\",$AH104<65000),AND($AI104=\"Tons\",$AH104<65000/12000)),$AC104=\"Split\",$AN104>=15.2),MAX(Baselines!$CB348,12/9.8),Baselines!$CB348)","v":0},{"$f":"Baselines!$CC348","v":0},{"$f":"Baselines!$CE348","v":0},0,0,0,0,0,0,0,0,0,0,{"$f":"IF(OR($C104<>\"Early Retirement\",$J104=\"\"),0,IF(OR($I104=\"DX AC Air Cooled\",$I104=\"DX HP Air Cooled\"),VLOOKUP($J104,'Early Retirement'!$CI$6:$CM$32,2,FALSE),IF(OR($I104=\"PTAC\",$I104=\"PTHP\"),VLOOKUP($J104,'Early Retirement'!$CI$6:$CM$32,3,FALSE),IF(AND(OR($I104=\"Air Cooled Chiller\",$I104=\"Water Cooled Chiller\"),$L104<>\"Centrifugal\"),VLOOKUP($J104,'Early Retirement'!$CI$6:$CM$32,4,FALSE),IF(AND(OR($I104=\"Air Cooled Chiller\",$I104=\"Water Cooled Chiller\"),$L104=\"Centrifugal\"),VLOOKUP($J104,'Early Retirement'!$CI$6:$CM$32,5,FALSE),\"\")))))","v":0},0,0,0,0,0,0,0,0,0,0,0,"","","",0,0,0,{"$f":"IF(AND($C104=\"Early Retirement\",$J104<>\"\",$S104<>\"\",$U104<>\"\"),$CG104,IF(AND(OR($AB104=\"DX AC Air Cooled\",$AB104=\"DX HP Air Cooled\"),OR(AND($AI104=\"Btu/hr\",$AH104<65000),AND($AI104=\"Tons\",$AH104<65000/12000)),$AC104=\"Split\",$AN104>=15.2),MAX(Baselines!$CB97,12/9.8),Baselines!$CB97))","v":0},{"$f":"IF(AND($C104=\"Early Retirement\",$J104<>\"\",$S104<>\"\",$U104<>\"\"),$CH104,Baselines!$CC97)","v":0},{"$f":"Baselines!$CD97","v":"kW/ton"},"",{"$f":"IF(AND($C104=\"Early Retirement\",$J104<>\"\",$S104<>\"\",$U104<>\"\"),$CI104,IF(AND(Baselines!$CE97=0,OR($CT104=\"DX HP\",$CT104=\"PTHP\")),$BG104,Baselines!$CE97))","v":0},"COP",{"$f":"IF(OR($C104=\"Replace-on-Burnout\",$C104=\"New Construction\"),$DB104,IF($CD104=\"\",\"\",IF(OR($CD104=\"DX HP\",$CD104=\"PTHP\"),VLOOKUP($D104,'Factor Tables'!$B$89:$M$105,MATCH(CONCATENATE($CD104,\" Clg\"),'Factor Tables'!$B$88:$M$88,0),FALSE),VLOOKUP($D104,'Factor Tables'!$B$89:$M$105,MATCH($CD104,'Factor Tables'!$B$88:$M$88,0),FALSE))))","v":""},{"$f":"IF(OR($C104=\"Replace-on-Burnout\",$C104=\"New Construction\"),$DC104,IF($CD104=\"\",\"\",IF($CD104=\"DX HP\",VLOOKUP($D104,'Factor Tables'!$B$89:$M$105,MATCH(\"DX HP Htg\",'Factor Tables'!$B$88:$M$88,0),FALSE),0)))","v":""},{"$f":"IF(OR($C104=\"Replace-on-Burnout\",$C104=\"New Construction\"),$DD104,IF($CD104=\"\",\"\",IF($CD104=\"DX HP\",VLOOKUP($D104,'Factor Tables'!$N$89:$Y$105,MATCH(\"DX HP Clg\",'Factor Tables'!$N$88:$Y$88,0),FALSE),IF($CD104=\"PTHP\",VLOOKUP($D104,'Factor Tables'!$N$89:$Y$105,MATCH(\"PTHP Clg\",'Factor Tables'!$N$88:$Y$88,0),FALSE),IF(AND($CD104<>\"DX HP\",$CD104<>\"PTHP\"),VLOOKUP($D104,'Factor Tables'!$N$89:$Y$105,MATCH($CD104,'Factor Tables'!$N$88:$Y$88,0),FALSE),\"\")))))","v":""},{"$f":"IF(OR($C104=\"Replace-on-Burnout\",$C104=\"New Construction\",$CT104=\"DX HP\",$CT104=\"PTHP\"),$DE104,IF($CD104=\"\",\"\",IF($CD104=\"DX HP\",VLOOKUP($D104,'Factor Tables'!$N$89:$Y$105,MATCH(\"DX HP Htg\",'Factor Tables'!$N$88:$Y$88,0),FALSE),IF($CD104=\"PTHP\",VLOOKUP($D104,'Factor Tables'!$N$89:$Y$105,MATCH(\"PTHP Htg\",'Factor Tables'!$N$88:$Y$88,0),FALSE),0))))","v":""},"","",0,0,"kW/ton","",0,"COP",{"$f":"IF($CT104=\"\",\"\",IF(OR($CT104=\"DX HP\",$CT104=\"VRF HP\",$CT104=\"PTHP\"),VLOOKUP($D104,'Factor Tables'!$B$89:$M$105,MATCH(CONCATENATE($CT104,\" Clg\"),'Factor Tables'!$B$88:$M$88,0),FALSE),VLOOKUP($D104,'Factor Tables'!$B$89:$M$105,MATCH($CT104,'Factor Tables'!$B$88:$M$88,0),FALSE)))","v":""},{"$f":"IF($CT104=\"\",\"\",IF(OR($CT104=\"DX HP\",$CT104=\"VRF HP\",$CT104=\"PTHP\"),VLOOKUP($D104,'Factor Tables'!$B$89:$M$105,MATCH(CONCATENATE($CT104,\" Htg\"),'Factor Tables'!$B$88:$M$88,0),FALSE),0))","v":""},{"$f":"IF($CT104=\"\",\"\",IF(OR($CT104=\"DX HP\",$CT104=\"VRF HP\",$CT104=\"PTHP\"),VLOOKUP($D104,'Factor Tables'!$N$89:$Y$105,MATCH(CONCATENATE($CT104,\" Clg\"),'Factor Tables'!$N$88:$Y$88,0),FALSE),VLOOKUP($D104,'Factor Tables'!$N$89:$Y$105,MATCH($CT104,'Factor Tables'!$N$88:$Y$88,0),FALSE)))","v":""},{"$f":"IF($CT104=\"\",\"\",IF(OR($CT104=\"DX HP\",$CT104=\"VRF HP\",$CT104=\"PTHP\"),VLOOKUP($D104,'Factor Tables'!$N$89:$Y$105,MATCH(CONCATENATE($CT104,\" Htg\"),'Factor Tables'!$N$88:$Y$88,0),FALSE),0))","v":""},{"$f":"IF($AB104=\"\",0,VLOOKUP($AB104,'Utility Admin'!$E:$G,2,FALSE))","v":0},{"$f":"IF($AB104=\"\",0,VLOOKUP($AB104,'Utility Admin'!$E:$G,3,FALSE))","v":0},{"$f":"IFERROR(IF(ABS(Summary!$F$12)<=ABS(Summary!$E$12)*'Utility Admin'!$I$5,$AZ104*$DF104+$BA104*$DG104,$AZ104*$DF104+$AZ104*'Utility Admin'!$I$5*$DG104),0)","v":0},null,"Summer",null,null,null,null,null,null,null,null,null,null,{"$f":"IF(OR('Project Info'!$C$10=\"\",$C104=\"\",$D104=\"\"),\"\",VLOOKUP($D104,$DW$9:$DZ$32,MATCH($C104,$DW$9:$DZ$9,0),FALSE))","v":""},null,null,null,null,null,null,"ERROR: Contact Program Manager. Post Capacity/Unit x Post # of Units must be within +/- 20% of Pre Capacity/Unit x Pre # of Units."]
[null,96,"","",null,null,null,null,null,null,null,null,null,null,null,null,null,null,null,null,null,null,null,null,null,null,null,null,null,null,null,null,null,null,null,null,null,null,null,null,null,null,null,0,0,0,0,0,0,999999999,"",0,0,{"$f":"IFERROR(IF($DH$261>'Utility Admin'!$H$5,$BA105/$BA$5*$BB$261,$DH105),0)","v":0},"","",{"$f":"IF(AND(OR($AB105=\"DX AC Air Cooled\",$AB105=\"DX HP Air Cooled\"),OR(AND($AI105=\"Btu/hr\",$AH105<65000),AND($AI105=\"Tons\",$AH105<65000/12000)),$AC105=\"Split\",$AN105>=15.2),MAX(Baselines!$CB349,12/9.8),Baselines!$CB349)","v":0},{"$f":"Baselines!$CC349","v":0},{"$f":"Baselines!$CE349","v":0},0,0,0,0,0,0,0,0,0,0,{"$f":"IF(OR($C105<>\"Early Retirement\",$J105=\"\"),0,IF(OR($I105=\"DX AC Air Cooled\",$I105=\"DX HP Air Cooled\"),VLOOKUP($J105,'Early Retirement'!$CI$6:$CM$32,2,FALSE),IF(OR($I105=\"PTAC\",$I105=\"PTHP\"),VLOOKUP($J105,'Early Retirement'!$CI$6:$CM$32,3,FALSE),IF(AND(OR($I105=\"Air Cooled Chiller\",$I105=\"Water Cooled Chiller\"),$L105<>\"Centrifugal\"),VLOOKUP($J105,'Early Retirement'!$CI$6:$CM$32,4,FALSE),IF(AND(OR($I105=\"Air Cooled Chiller\",$I105=\"Water Cooled Chiller\"),$L105=\"Centrifugal\"),VLOOKUP($J105,'Early Retirement'!$CI$6:$CM$32,5,FALSE),\"\")))))","v":0},0,0,0,0,0,0,0,0,0,0,0,"","","",0,0,0,{"$f":"IF(AND($C105=\"Early Retirement\",$J105<>\"\",$S105<>\"\",$U105<>\"\"),$CG105,IF(AND(OR($AB105=\"DX AC Air Cooled\",$AB105=\"DX HP Air Cooled\"),OR(AND($AI105=\"Btu/hr\",$AH105<65000),AND($AI105=\"Tons\",$AH105<65000/12000)),$AC105=\"Split\",$AN105>=15.2),MAX(Baselines!$CB98,12/9.8),Baselines!$CB98))","v":0},{"$f":"IF(AND($C105=\"Early Retirement\",$J105<>\"\",$S105<>\"\",$U105<>\"\"),$CH105,Baselines!$CC98)","v":0},{"$f":"Baselines!$CD98","v":"kW/ton"},"",{"$f":"IF(AND($C105=\"Early Retirement\",$J105<>\"\",$S105<>\"\",$U105<>\"\"),$CI105,IF(AND(Baselines!$CE98=0,OR($CT105=\"DX HP\",$CT105=\"PTHP\")),$BG105,Baselines!$CE98))","v":0},"COP",{"$f":"IF(OR($C105=\"Replace-on-Burnout\",$C105=\"New Construction\"),$DB105,IF($CD105=\"\",\"\",IF(OR($CD105=\"DX HP\",$CD105=\"PTHP\"),VLOOKUP($D105,'Factor Tables'!$B$89:$M$105,MATCH(CONCATENATE($CD105,\" Clg\"),'Factor Tables'!$B$88:$M$88,0),FALSE),VLOOKUP($D105,'Factor Tables'!$B$89:$M$105,MATCH($CD105,'Factor Tables'!$B$88:$M$88,0),FALSE))))","v":""},{"$f":"IF(OR($C105=\"Replace-on-Burnout\",$C105=\"New Construction\"),$DC105,IF($CD105=\"\",\"\",IF($CD105=\"DX HP\",VLOOKUP($D105,'Factor Tables'!$B$89:$M$105,MATCH(\"DX HP Htg\",'Factor Tables'!$B$88:$M$88,0),FALSE),0)))","v":""},{"$f":"IF(OR($C105=\"Replace-on-Burnout\",$C105=\"New Construction\"),$DD105,IF($CD105=\"\",\"\",IF($CD105=\"DX HP\",VLOOKUP($D105,'Factor Tables'!$N$89:$Y$105,MATCH(\"DX HP Clg\",'Factor Tables'!$N$88:$Y$88,0),FALSE),IF($CD105=\"PTHP\",VLOOKUP($D105,'Factor Tables'!$N$89:$Y$105,MATCH(\"PTHP Clg\",'Factor Tables'!$N$88:$Y$88,0),FALSE),IF(AND($CD105<>\"DX HP\",$CD105<>\"PTHP\"),VLOOKUP($D105,'Factor Tables'!$N$89:$Y$105,MATCH($CD105,'Factor Tables'!$N$88:$Y$88,0),FALSE),\"\")))))","v":""},{"$f":"IF(OR($C105=\"Replace-on-Burnout\",$C105=\"New Construction\",$CT105=\"DX HP\",$CT105=\"PTHP\"),$DE105,IF($CD105=\"\",\"\",IF($CD105=\"DX HP\",VLOOKUP($D105,'Factor Tables'!$N$89:$Y$105,MATCH(\"DX HP Htg\",'Factor Tables'!$N$88:$Y$88,0),FALSE),IF($CD105=\"PTHP\",VLOOKUP($D105,'Factor Tables'!$N$89:$Y$105,MATCH(\"PTHP Htg\",'Factor Tables'!$N$88:$Y$88,0),FALSE),0))))","v":""},"","",0,0,"kW/ton","",0,"COP",{"$f":"IF($CT105=\"\",\"\",IF(OR($CT105=\"DX HP\",$CT105=\"VRF HP\",$CT105=\"PTHP\"),VLOOKUP($D105,'Factor Tables'!$B$89:$M$105,MATCH(CONCATENATE($CT105,\" Clg\"),'Factor Tables'!$B$88:$M$88,0),FALSE),VLOOKUP($D105,'Factor Tables'!$B$89:$M$105,MATCH($CT105,'Factor Tables'!$B$88:$M$88,0),FALSE)))","v":""},{"$f":"IF($CT105=\"\",\"\",IF(OR($CT105=\"DX HP\",$CT105=\"VRF HP\",$CT105=\"PTHP\"),VLOOKUP($D105,'Factor Tables'!$B$89:$M$105,MATCH(CONCATENATE($CT105,\" Htg\"),'Factor Tables'!$B$88:$M$88,0),FALSE),0))","v":""},{"$f":"IF($CT105=\"\",\"\",IF(OR($CT105=\"DX HP\",$CT105=\"VRF HP\",$CT105=\"PTHP\"),VLOOKUP($D105,'Factor Tables'!$N$89:$Y$105,MATCH(CONCATENATE($CT105,\" Clg\"),'Factor Tables'!$N$88:$Y$88,0),FALSE),VLOOKUP($D105,'Factor Tables'!$N$89:$Y$105,MATCH($CT105,'Factor Tables'!$N$88:$Y$88,0),FALSE)))","v":""},{"$f":"IF($CT105=\"\",\"\",IF(OR($CT105=\"DX HP\",$CT105=\"VRF HP\",$CT105=\"PTHP\"),VLOOKUP($D105,'Factor Tables'!$N$89:$Y$105,MATCH(CONCATENATE($CT105,\" Htg\"),'Factor Tables'!$N$88:$Y$88,0),FALSE),0))","v":""},{"$f":"IF($AB105=\"\",0,VLOOKUP($AB105,'Utility Admin'!$E:$G,2,FALSE))","v":0},{"$f":"IF($AB105=\"\",0,VLOOKUP($AB105,'Utility Admin'!$E:$G,3,FALSE))","v":0},{"$f":"IFERROR(IF(ABS(Summary!$F$12)<=ABS(Summary!$E$12)*'Utility Admin'!$I$5,$AZ105*$DF105+$BA105*$DG105,$AZ105*$DF105+$AZ105*'Utility Admin'!$I$5*$DG105),0)","v":0},null,"Summer",null,null,null,null,null,null,null,null,null,null,{"$f":"IF(OR('Project Info'!$C$10=\"\",$C105=\"\",$D105=\"\"),\"\",VLOOKUP($D105,$DW$9:$DZ$32,MATCH($C105,$DW$9:$DZ$9,0),FALSE))","v":""},null,null,null,null,null,null,"ERROR: Contact Program Manager. Post Capacity/Unit x Post # of Units must be within +/- 20% of Pre Capacity/Unit x Pre # of Units."]
[null,97,"","",null,null,null,null,null,null,null,null,null,null,null,null,null,null,null,null,null,null,null,null,null,null,null,null,null,null,null,null,null,null,null,null,null,null,null,null,null,null,null,0,0,0,0,0,0,999999999,"",0,0,{"$f":"IFERROR(IF($DH$261>'Utility Admin'!$H$5,$BA106/$BA$5*$BB$261,$DH106),0)","v":0},"","",{"$f":"IF(AND(OR($AB106=\"DX AC Air Cooled\",$AB106=\"DX HP Air Cooled\"),OR(AND($AI106=\"Btu/hr\",$AH106<65000),AND($AI106=\"Tons\",$AH106<65000/12000)),$AC106=\"Split\",$AN106>=15.2),MAX(Baselines!$CB350,12/9.8),Baselines!$CB350)","v":0},{"$f":"Baselines!$CC350","v":0},{"$f":"Baselines!$CE350","v":0},0,0,0,0,0,0,0,0,0,0,{"$f":"IF(OR($C106<>\"Early Retirement\",$J106=\"\"),0,IF(OR($I106=\"DX AC Air Cooled\",$I106=\"DX HP Air Cooled\"),VLOOKUP($J106,'Early Retirement'!$CI$6:$CM$32,2,FALSE),IF(OR($I106=\"PTAC\",$I106=\"PTHP\"),VLOOKUP($J106,'Early Retirement'!$CI$6:$CM$32,3,FALSE),IF(AND(OR($I106=\"Air Cooled Chiller\",$I106=\"Water Cooled Chiller\"),$L106<>\"Centrifugal\"),VLOOKUP($J106,'Early Retirement'!$CI$6:$CM$32,4,FALSE),IF(AND(OR($I106=\"Air Cooled Chiller\",$I106=\"Water Cooled Chiller\"),$L106=\"Centrifugal\"),VLOOKUP($J106,'Early Retirement'!$CI$6:$CM$32,5,FALSE),\"\")))))","v":0},0,0,0,0,0,0,0,0,0,0,0,"","","",0,0,0,{"$f":"IF(AND($C106=\"Early Retirement\",$J106<>\"\",$S106<>\"\",$U106<>\"\"),$CG106,IF(AND(OR($AB106=\"DX AC Air Cooled\",$AB106=\"DX HP Air Cooled\"),OR(AND($AI106=\"Btu/hr\",$AH106<65000),AND($AI106=\"Tons\",$AH106<65000/12000)),$AC106=\"Split\",$AN106>=15.2),MAX(Baselines!$CB99,12/9.8),Baselines!$CB99))","v":0},{"$f":"IF(AND($C106=\"Early Retirement\",$J106<>\"\",$S106<>\"\",$U106<>\"\"),$CH106,Baselines!$CC99)","v":0},{"$f":"Baselines!$CD99","v":"kW/ton"},"",{"$f":"IF(AND($C106=\"Early Retirement\",$J106<>\"\",$S106<>\"\",$U106<>\"\"),$CI106,IF(AND(Baselines!$CE99=0,OR($CT106=\"DX HP\",$CT106=\"PTHP\")),$BG106,Baselines!$CE99))","v":0},"COP",{"$f":"IF(OR($C106=\"Replace-on-Burnout\",$C106=\"New Construction\"),$DB106,IF($CD106=\"\",\"\",IF(OR($CD106=\"DX HP\",$CD106=\"PTHP\"),VLOOKUP($D106,'Factor Tables'!$B$89:$M$105,MATCH(CONCATENATE($CD106,\" Clg\"),'Factor Tables'!$B$88:$M$88,0),FALSE),VLOOKUP($D106,'Factor Tables'!$B$89:$M$105,MATCH($CD106,'Factor Tables'!$B$88:$M$88,0),FALSE))))","v":""},{"$f":"IF(OR($C106=\"Replace-on-Burnout\",$C106=\"New Construction\"),$DC106,IF($CD106=\"\",\"\",IF($CD106=\"DX HP\",VLOOKUP($D106,'Factor Tables'!$B$89:$M$105,MATCH(\"DX HP Htg\",'Factor Tables'!$B$88:$M$88,0),FALSE),0)))","v":""},{"$f":"IF(OR($C106=\"Replace-on-Burnout\",$C106=\"New Construction\"),$DD106,IF($CD106=\"\",\"\",IF($CD106=\"DX HP\",VLOOKUP($D106,'Factor Tables'!$N$89:$Y$105,MATCH(\"DX HP Clg\",'Factor Tables'!$N$88:$Y$88,0),FALSE),IF($CD106=\"PTHP\",VLOOKUP($D106,'Factor Tables'!$N$89:$Y$105,MATCH(\"PTHP Clg\",'Factor Tables'!$N$88:$Y$88,0),FALSE),IF(AND($CD106<>\"DX HP\",$CD106<>\"PTHP\"),VLOOKUP($D106,'Factor Tables'!$N$89:$Y$105,MATCH($CD106,'Factor Tables'!$N$88:$Y$88,0),FALSE),\"\")))))","v":""},{"$f":"IF(OR($C106=\"Replace-on-Burnout\",$C106=\"New Construction\",$CT106=\"DX HP\",$CT106=\"PTHP\"),$DE106,IF($CD106=\"\",\"\",IF($CD106=\"DX HP\",VLOOKUP($D106,'Factor Tables'!$N$89:$Y$105,MATCH(\"DX HP Htg\",'Factor Tables'!$N$88:$Y$88,0),FALSE),IF($CD106=\"PTHP\",VLOOKUP($D106,'Factor Tables'!$N$89:$Y$105,MATCH(\"PTHP Htg\",'Factor Tables'!$N$88:$Y$88,0),FALSE),0))))","v":""},"","",0,0,"kW/ton","",0,"COP",{"$f":"IF($CT106=\"\",\"\",IF(OR($CT106=\"DX HP\",$CT106=\"VRF HP\",$CT106=\"PTHP\"),VLOOKUP($D106,'Factor Tables'!$B$89:$M$105,MATCH(CONCATENATE($CT106,\" Clg\"),'Factor Tables'!$B$88:$M$88,0),FALSE),VLOOKUP($D106,'Factor Tables'!$B$89:$M$105,MATCH($CT106,'Factor Tables'!$B$88:$M$88,0),FALSE)))","v":""},{"$f":"IF($CT106=\"\",\"\",IF(OR($CT106=\"DX HP\",$CT106=\"VRF HP\",$CT106=\"PTHP\"),VLOOKUP($D106,'Factor Tables'!$B$89:$M$105,MATCH(CONCATENATE($CT106,\" Htg\"),'Factor Tables'!$B$88:$M$88,0),FALSE),0))","v":""},{"$f":"IF($CT106=\"\",\"\",IF(OR($CT106=\"DX HP\",$CT106=\"VRF HP\",$CT106=\"PTHP\"),VLOOKUP($D106,'Factor Tables'!$N$89:$Y$105,MATCH(CONCATENATE($CT106,\" Clg\"),'Factor Tables'!$N$88:$Y$88,0),FALSE),VLOOKUP($D106,'Factor Tables'!$N$89:$Y$105,MATCH($CT106,'Factor Tables'!$N$88:$Y$88,0),FALSE)))","v":""},{"$f":"IF($CT106=\"\",\"\",IF(OR($CT106=\"DX HP\",$CT106=\"VRF HP\",$CT106=\"PTHP\"),VLOOKUP($D106,'Factor Tables'!$N$89:$Y$105,MATCH(CONCATENATE($CT106,\" Htg\"),'Factor Tables'!$N$88:$Y$88,0),FALSE),0))","v":""},{"$f":"IF($AB106=\"\",0,VLOOKUP($AB106,'Utility Admin'!$E:$G,2,FALSE))","v":0},{"$f":"IF($AB106=\"\",0,VLOOKUP($AB106,'Utility Admin'!$E:$G,3,FALSE))","v":0},{"$f":"IFERROR(IF(ABS(Summary!$F$12)<=ABS(Summary!$E$12)*'Utility Admin'!$I$5,$AZ106*$DF106+$BA106*$DG106,$AZ106*$DF106+$AZ106*'Utility Admin'!$I$5*$DG106),0)","v":0},null,"Summer",null,null,null,null,null,null,null,null,null,null,{"$f":"IF(OR('Project Info'!$C$10=\"\",$C106=\"\",$D106=\"\"),\"\",VLOOKUP($D106,$DW$9:$DZ$32,MATCH($C106,$DW$9:$DZ$9,0),FALSE))","v":""},null,null,null,null,null,null,"ERROR: Contact Program Manager. Post Capacity/Unit x Post # of Units must be within +/- 20% of Pre Capacity/Unit x Pre # of Units."]
[null,98,"","",null,null,null,null,null,null,null,null,null,null,null,null,null,null,null,null,null,null,null,null,null,null,null,null,null,null,null,null,null,null,null,null,null,null,null,null,null,null,null,0,0,0,0,0,0,999999999,"",0,0,{"$f":"IFERROR(IF($DH$261>'Utility Admin'!$H$5,$BA107/$BA$5*$BB$261,$DH107),0)","v":0},"","",{"$f":"IF(AND(OR($AB107=\"DX AC Air Cooled\",$AB107=\"DX HP Air Cooled\"),OR(AND($AI107=\"Btu/hr\",$AH107<65000),AND($AI107=\"Tons\",$AH107<65000/12000)),$AC107=\"Split\",$AN107>=15.2),MAX(Baselines!$CB351,12/9.8),Baselines!$CB351)","v":0},{"$f":"Baselines!$CC351","v":0},{"$f":"Baselines!$CE351","v":0},0,0,0,0,0,0,0,0,0,0,{"$f":"IF(OR($C107<>\"Early Retirement\",$J107=\"\"),0,IF(OR($I107=\"DX AC Air Cooled\",$I107=\"DX HP Air Cooled\"),VLOOKUP($J107,'Early Retirement'!$CI$6:$CM$32,2,FALSE),IF(OR($I107=\"PTAC\",$I107=\"PTHP\"),VLOOKUP($J107,'Early Retirement'!$CI$6:$CM$32,3,FALSE),IF(AND(OR($I107=\"Air Cooled Chiller\",$I107=\"Water Cooled Chiller\"),$L107<>\"Centrifugal\"),VLOOKUP($J107,'Early Retirement'!$CI$6:$CM$32,4,FALSE),IF(AND(OR($I107=\"Air Cooled Chiller\",$I107=\"Water Cooled Chiller\"),$L107=\"Centrifugal\"),VLOOKUP($J107,'Early Retirement'!$CI$6:$CM$32,5,FALSE),\"\")))))","v":0},0,0,0,0,0,0,0,0,0,0,0,"","","",0,0,0,{"$f":"IF(AND($C107=\"Early Retirement\",$J107<>\"\",$S107<>\"\",$U107<>\"\"),$CG107,IF(AND(OR($AB107=\"DX AC Air Cooled\",$AB107=\"DX HP Air Cooled\"),OR(AND($AI107=\"Btu/hr\",$AH107<65000),AND($AI107=\"Tons\",$AH107<65000/12000)),$AC107=\"Split\",$AN107>=15.2),MAX(Baselines!$CB100,12/9.8),Baselines!$CB100))","v":0},{"$f":"IF(AND($C107=\"Early Retirement\",$J107<>\"\",$S107<>\"\",$U107<>\"\"),$CH107,Baselines!$CC100)","v":0},{"$f":"Baselines!$CD100","v":"kW/ton"},"",{"$f":"IF(AND($C107=\"Early Retirement\",$J107<>\"\",$S107<>\"\",$U107<>\"\"),$CI107,IF(AND(Baselines!$CE100=0,OR($CT107=\"DX HP\",$CT107=\"PTHP\")),$BG107,Baselines!$CE100))","v":0},"COP",{"$f":"IF(OR($C107=\"Replace-on-Burnout\",$C107=\"New Construction\"),$DB107,IF($CD107=\"\",\"\",IF(OR($CD107=\"DX HP\",$CD107=\"PTHP\"),VLOOKUP($D107,'Factor Tables'!$B$89:$M$105,MATCH(CONCATENATE($CD107,\" Clg\"),'Factor Tables'!$B$88:$M$88,0),FALSE),VLOOKUP($D107,'Factor Tables'!$B$89:$M$105,MATCH($CD107,'Factor Tables'!$B$88:$M$88,0),FALSE))))","v":""},{"$f":"IF(OR($C107=\"Replace-on-Burnout\",$C107=\"New Construction\"),$DC107,IF($CD107=\"\",\"\",IF($CD107=\"DX HP\",VLOOKUP($D107,'Factor Tables'!$B$89:$M$105,MATCH(\"DX HP Htg\",'Factor Tables'!$B$88:$M$88,0),FALSE),0)))","v":""},{"$f":"IF(OR($C107=\"Replace-on-Burnout\",$C107=\"New Construction\"),$DD107,IF($CD107=\"\",\"\",IF($CD107=\"DX HP\",VLOOKUP($D107,'Factor Tables'!$N$89:$Y$105,MATCH(\"DX HP Clg\",'Factor Tables'!$N$88:$Y$88,0),FALSE),IF($CD107=\"PTHP\",VLOOKUP($D107,'Factor Tables'!$N$89:$Y$105,MATCH(\"PTHP Clg\",'Factor Tables'!$N$88:$Y$88,0),FALSE),IF(AND($CD107<>\"DX HP\",$CD107<>\"PTHP\"),VLOOKUP($D107,'Factor Tables'!$N$89:$Y$105,MATCH($CD107,'Factor Tables'!$N$88:$Y$88,0),FALSE),\"\")))))","v":""},{"$f":"IF(OR($C107=\"Replace-on-Burnout\",$C107=\"New Construction\",$CT107=\"DX HP\",$CT107=\"PTHP\"),$DE107,IF($CD107=\"\",\"\",IF($CD107=\"DX HP\",VLOOKUP($D107,'Factor Tables'!$N$89:$Y$105,MATCH(\"DX HP Htg\",'Factor Tables'!$N$88:$Y$88,0),FALSE),IF($CD107=\"PTHP\",VLOOKUP($D107,'Factor Tables'!$N$89:$Y$105,MATCH(\"PTHP Htg\",'Factor Tables'!$N$88:$Y$88,0),FALSE),0))))","v":""},"","",0,0,"kW/ton","",0,"COP",{"$f":"IF($CT107=\"\",\"\",IF(OR($CT107=\"DX HP\",$CT107=\"VRF HP\",$CT107=\"PTHP\"),VLOOKUP($D107,'Factor Tables'!$B$89:$M$105,MATCH(CONCATENATE($CT107,\" Clg\"),'Factor Tables'!$B$88:$M$88,0),FALSE),VLOOKUP($D107,'Factor Tables'!$B$89:$M$105,MATCH($CT107,'Factor Tables'!$B$88:$M$88,0),FALSE)))","v":""},{"$f":"IF($CT107=\"\",\"\",IF(OR($CT107=\"DX HP\",$CT107=\"VRF HP\",$CT107=\"PTHP\"),VLOOKUP($D107,'Factor Tables'!$B$89:$M$105,MATCH(CONCATENATE($CT107,\" Htg\"),'Factor Tables'!$B$88:$M$88,0),FALSE),0))","v":""},{"$f":"IF($CT107=\"\",\"\",IF(OR($CT107=\"DX HP\",$CT107=\"VRF HP\",$CT107=\"PTHP\"),VLOOKUP($D107,'Factor Tables'!$N$89:$Y$105,MATCH(CONCATENATE($CT107,\" Clg\"),'Factor Tables'!$N$88:$Y$88,0),FALSE),VLOOKUP($D107,'Factor Tables'!$N$89:$Y$105,MATCH($CT107,'Factor Tables'!$N$88:$Y$88,0),FALSE)))","v":""},{"$f":"IF($CT107=\"\",\"\",IF(OR($CT107=\"DX HP\",$CT107=\"VRF HP\",$CT107=\"PTHP\"),VLOOKUP($D107,'Factor Tables'!$N$89:$Y$105,MATCH(CONCATENATE($CT107,\" Htg\"),'Factor Tables'!$N$88:$Y$88,0),FALSE),0))","v":""},{"$f":"IF($AB107=\"\",0,VLOOKUP($AB107,'Utility Admin'!$E:$G,2,FALSE))","v":0},{"$f":"IF($AB107=\"\",0,VLOOKUP($AB107,'Utility Admin'!$E:$G,3,FALSE))","v":0},{"$f":"IFERROR(IF(ABS(Summary!$F$12)<=ABS(Summary!$E$12)*'Utility Admin'!$I$5,$AZ107*$DF107+$BA107*$DG107,$AZ107*$DF107+$AZ107*'Utility Admin'!$I$5*$DG107),0)","v":0},null,"Summer",null,null,null,null,null,null,null,null,null,null,{"$f":"IF(OR('Project Info'!$C$10=\"\",$C107=\"\",$D107=\"\"),\"\",VLOOKUP($D107,$DW$9:$DZ$32,MATCH($C107,$DW$9:$DZ$9,0),FALSE))","v":""},null,null,null,null,null,null,"ERROR: Contact Program Manager. Post Capacity/Unit x Post # of Units must be within +/- 20% of Pre Capacity/Unit x Pre # of Units."]
[null,99,"","",null,null,null,null,null,null,null,null,null,null,null,null,null,null,null,null,null,null,null,null,null,null,null,null,null,null,null,null,null,null,null,null,null,null,null,null,null,null,null,0,0,0,0,0,0,999999999,"",0,0,{"$f":"IFERROR(IF($DH$261>'Utility Admin'!$H$5,$BA108/$BA$5*$BB$261,$DH108),0)","v":0},"","",{"$f":"IF(AND(OR($AB108=\"DX AC Air Cooled\",$AB108=\"DX HP Air Cooled\"),OR(AND($AI108=\"Btu/hr\",$AH108<65000),AND($AI108=\"Tons\",$AH108<65000/12000)),$AC108=\"Split\",$AN108>=15.2),MAX(Baselines!$CB352,12/9.8),Baselines!$CB352)","v":0},{"$f":"Baselines!$CC352","v":0},{"$f":"Baselines!$CE352","v":0},0,0,0,0,0,0,0,0,0,0,{"$f":"IF(OR($C108<>\"Early Retirement\",$J108=\"\"),0,IF(OR($I108=\"DX AC Air Cooled\",$I108=\"DX HP Air Cooled\"),VLOOKUP($J108,'Early Retirement'!$CI$6:$CM$32,2,FALSE),IF(OR($I108=\"PTAC\",$I108=\"PTHP\"),VLOOKUP($J108,'Early Retirement'!$CI$6:$CM$32,3,FALSE),IF(AND(OR($I108=\"Air Cooled Chiller\",$I108=\"Water Cooled Chiller\"),$L108<>\"Centrifugal\"),VLOOKUP($J108,'Early Retirement'!$CI$6:$CM$32,4,FALSE),IF(AND(OR($I108=\"Air Cooled Chiller\",$I108=\"Water Cooled Chiller\"),$L108=\"Centrifugal\"),VLOOKUP($J108,'Early Retirement'!$CI$6:$CM$32,5,FALSE),\"\")))))","v":0},0,0,0,0,0,0,0,0,0,0,0,"","","",0,0,0,{"$f":"IF(AND($C108=\"Early Retirement\",$J108<>\"\",$S108<>\"\",$U108<>\"\"),$CG108,IF(AND(OR($AB108=\"DX AC Air Cooled\",$AB108=\"DX HP Air Cooled\"),OR(AND($AI108=\"Btu/hr\",$AH108<65000),AND($AI108=\"Tons\",$AH108<65000/12000)),$AC108=\"Split\",$AN108>=15.2),MAX(Baselines!$CB101,12/9.8),Baselines!$CB101))","v":0},{"$f":"IF(AND($C108=\"Early Retirement\",$J108<>\"\",$S108<>\"\",$U108<>\"\"),$CH108,Baselines!$CC101)","v":0},{"$f":"Baselines!$CD101","v":"kW/ton"},"",{"$f":"IF(AND($C108=\"Early Retirement\",$J108<>\"\",$S108<>\"\",$U108<>\"\"),$CI108,IF(AND(Baselines!$CE101=0,OR($CT108=\"DX HP\",$CT108=\"PTHP\")),$BG108,Baselines!$CE101))","v":0},"COP",{"$f":"IF(OR($C108=\"Replace-on-Burnout\",$C108=\"New Construction\"),$DB108,IF($CD108=\"\",\"\",IF(OR($CD108=\"DX HP\",$CD108=\"PTHP\"),VLOOKUP($D108,'Factor Tables'!$B$89:$M$105,MATCH(CONCATENATE($CD108,\" Clg\"),'Factor Tables'!$B$88:$M$88,0),FALSE),VLOOKUP($D108,'Factor Tables'!$B$89:$M$105,MATCH($CD108,'Factor Tables'!$B$88:$M$88,0),FALSE))))","v":""},{"$f":"IF(OR($C108=\"Replace-on-Burnout\",$C108=\"New Construction\"),$DC108,IF($CD108=\"\",\"\",IF($CD108=\"DX HP\",VLOOKUP($D108,'Factor Tables'!$B$89:$M$105,MATCH(\"DX HP Htg\",'Factor Tables'!$B$88:$M$88,0),FALSE),0)))","v":""},{"$f":"IF(OR($C108=\"Replace-on-Burnout\",$C108=\"New Construction\"),$DD108,IF($CD108=\"\",\"\",IF($CD108=\"DX HP\",VLOOKUP($D108,'Factor Tables'!$N$89:$Y$105,MATCH(\"DX HP Clg\",'Factor Tables'!$N$88:$Y$88,0),FALSE),IF($CD108=\"PTHP\",VLOOKUP($D108,'Factor Tables'!$N$89:$Y$105,MATCH(\"PTHP Clg\",'Factor Tables'!$N$88:$Y$88,0),FALSE),IF(AND($CD108<>\"DX HP\",$CD108<>\"PTHP\"),VLOOKUP($D108,'Factor Tables'!$N$89:$Y$105,MATCH($CD108,'Factor Tables'!$N$88:$Y$88,0),FALSE),\"\")))))","v":""},{"$f":"IF(OR($C108=\"Replace-on-Burnout\",$C108=\"New Construction\",$CT108=\"DX HP\",$CT108=\"PTHP\"),$DE108,IF($CD108=\"\",\"\",IF($CD108=\"DX HP\",VLOOKUP($D108,'Factor Tables'!$N$89:$Y$105,MATCH(\"DX HP Htg\",'Factor Tables'!$N$88:$Y$88,0),FALSE),IF($CD108=\"PTHP\",VLOOKUP($D108,'Factor Tables'!$N$89:$Y$105,MATCH(\"PTHP Htg\",'Factor Tables'!$N$88:$Y$88,0),FALSE),0))))","v":""},"","",0,0,"kW/ton","",0,"COP",{"$f":"IF($CT108=\"\",\"\",IF(OR($CT108=\"DX HP\",$CT108=\"VRF HP\",$CT108=\"PTHP\"),VLOOKUP($D108,'Factor Tables'!$B$89:$M$105,MATCH(CONCATENATE($CT108,\" Clg\"),'Factor Tables'!$B$88:$M$88,0),FALSE),VLOOKUP($D108,'Factor Tables'!$B$89:$M$105,MATCH($CT108,'Factor Tables'!$B$88:$M$88,0),FALSE)))","v":""},{"$f":"IF($CT108=\"\",\"\",IF(OR($CT108=\"DX HP\",$CT108=\"VRF HP\",$CT108=\"PTHP\"),VLOOKUP($D108,'Factor Tables'!$B$89:$M$105,MATCH(CONCATENATE($CT108,\" Htg\"),'Factor Tables'!$B$88:$M$88,0),FALSE),0))","v":""},{"$f":"IF($CT108=\"\",\"\",IF(OR($CT108=\"DX HP\",$CT108=\"VRF HP\",$CT108=\"PTHP\"),VLOOKUP($D108,'Factor Tables'!$N$89:$Y$105,MATCH(CONCATENATE($CT108,\" Clg\"),'Factor Tables'!$N$88:$Y$88,0),FALSE),VLOOKUP($D108,'Factor Tables'!$N$89:$Y$105,MATCH($CT108,'Factor Tables'!$N$88:$Y$88,0),FALSE)))","v":""},{"$f":"IF($CT108=\"\",\"\",IF(OR($CT108=\"DX HP\",$CT108=\"VRF HP\",$CT108=\"PTHP\"),VLOOKUP($D108,'Factor Tables'!$N$89:$Y$105,MATCH(CONCATENATE($CT108,\" Htg\"),'Factor Tables'!$N$88:$Y$88,0),FALSE),0))","v":""},{"$f":"IF($AB108=\"\",0,VLOOKUP($AB108,'Utility Admin'!$E:$G,2,FALSE))","v":0},{"$f":"IF($AB108=\"\",0,VLOOKUP($AB108,'Utility Admin'!$E:$G,3,FALSE))","v":0},{"$f":"IFERROR(IF(ABS(Summary!$F$12)<=ABS(Summary!$E$12)*'Utility Admin'!$I$5,$AZ108*$DF108+$BA108*$DG108,$AZ108*$DF108+$AZ108*'Utility Admin'!$I$5*$DG108),0)","v":0},null,"Summer",null,null,null,null,null,null,null,null,null,null,{"$f":"IF(OR('Project Info'!$C$10=\"\",$C108=\"\",$D108=\"\"),\"\",VLOOKUP($D108,$DW$9:$DZ$32,MATCH($C108,$DW$9:$DZ$9,0),FALSE))","v":""},null,null,null,null,null,null,"ERROR: Contact Program Manager. Post Capacity/Unit x Post # of Units must be within +/- 20% of Pre Capacity/Unit x Pre # of Units."]
[null,100,"","",null,null,null,null,null,null,null,null,null,null,null,null,null,null,null,null,null,null,null,null,null,null,null,null,null,null,null,null,null,null,null,null,null,null,null,null,null,null,null,0,0,0,0,0,0,999999999,"",0,0,{"$f":"IFERROR(IF($DH$261>'Utility Admin'!$H$5,$BA109/$BA$5*$BB$261,$DH109),0)","v":0},"","",{"$f":"IF(AND(OR($AB109=\"DX AC Air Cooled\",$AB109=\"DX HP Air Cooled\"),OR(AND($AI109=\"Btu/hr\",$AH109<65000),AND($AI109=\"Tons\",$AH109<65000/12000)),$AC109=\"Split\",$AN109>=15.2),MAX(Baselines!$CB353,12/9.8),Baselines!$CB353)","v":0},{"$f":"Baselines!$CC353","v":0},{"$f":"Baselines!$CE353","v":0},0,0,0,0,0,0,0,0,0,0,{"$f":"IF(OR($C109<>\"Early Retirement\",$J109=\"\"),0,IF(OR($I109=\"DX AC Air Cooled\",$I109=\"DX HP Air Cooled\"),VLOOKUP($J109,'Early Retirement'!$CI$6:$CM$32,2,FALSE),IF(OR($I109=\"PTAC\",$I109=\"PTHP\"),VLOOKUP($J109,'Early Retirement'!$CI$6:$CM$32,3,FALSE),IF(AND(OR($I109=\"Air Cooled Chiller\",$I109=\"Water Cooled Chiller\"),$L109<>\"Centrifugal\"),VLOOKUP($J109,'Early Retirement'!$CI$6:$CM$32,4,FALSE),IF(AND(OR($I109=\"Air Cooled Chiller\",$I109=\"Water Cooled Chiller\"),$L109=\"Centrifugal\"),VLOOKUP($J109,'Early Retirement'!$CI$6:$CM$32,5,FALSE),\"\")))))","v":0},0,0,0,0,0,0,0,0,0,0,0,"","","",0,0,0,{"$f":"IF(AND($C109=\"Early Retirement\",$J109<>\"\",$S109<>\"\",$U109<>\"\"),$CG109,IF(AND(OR($AB109=\"DX AC Air Cooled\",$AB109=\"DX HP Air Cooled\"),OR(AND($AI109=\"Btu/hr\",$AH109<65000),AND($AI109=\"Tons\",$AH109<65000/12000)),$AC109=\"Split\",$AN109>=15.2),MAX(Baselines!$CB102,12/9.8),Baselines!$CB102))","v":0},{"$f":"IF(AND($C109=\"Early Retirement\",$J109<>\"\",$S109<>\"\",$U109<>\"\"),$CH109,Baselines!$CC102)","v":0},{"$f":"Baselines!$CD102","v":"kW/ton"},"",{"$f":"IF(AND($C109=\"Early Retirement\",$J109<>\"\",$S109<>\"\",$U109<>\"\"),$CI109,IF(AND(Baselines!$CE102=0,OR($CT109=\"DX HP\",$CT109=\"PTHP\")),$BG109,Baselines!$CE102))","v":0},"COP",{"$f":"IF(OR($C109=\"Replace-on-Burnout\",$C109=\"New Construction\"),$DB109,IF($CD109=\"\",\"\",IF(OR($CD109=\"DX HP\",$CD109=\"PTHP\"),VLOOKUP($D109,'Factor Tables'!$B$89:$M$105,MATCH(CONCATENATE($CD109,\" Clg\"),'Factor Tables'!$B$88:$M$88,0),FALSE),VLOOKUP($D109,'Factor Tables'!$B$89:$M$105,MATCH($CD109,'Factor Tables'!$B$88:$M$88,0),FALSE))))","v":""},{"$f":"IF(OR($C109=\"Replace-on-Burnout\",$C109=\"New Construction\"),$DC109,IF($CD109=\"\",\"\",IF($CD109=\"DX HP\",VLOOKUP($D109,'Factor Tables'!$B$89:$M$105,MATCH(\"DX HP Htg\",'Factor Tables'!$B$88:$M$88,0),FALSE),0)))","v":""},{"$f":"IF(OR($C109=\"Replace-on-Burnout\",$C109=\"New Construction\"),$DD109,IF($CD109=\"\",\"\",IF($CD109=\"DX HP\",VLOOKUP($D109,'Factor Tables'!$N$89:$Y$105,MATCH(\"DX HP Clg\",'Factor Tables'!$N$88:$Y$88,0),FALSE),IF($CD109=\"PTHP\",VLOOKUP($D109,'Factor Tables'!$N$89:$Y$105,MATCH(\"PTHP Clg\",'Factor Tables'!$N$88:$Y$88,0),FALSE),IF(AND($CD109<>\"DX HP\",$CD109<>\"PTHP\"),VLOOKUP($D109,'Factor Tables'!$N$89:$Y$105,MATCH($CD109,'Factor Tables'!$N$88:$Y$88,0),FALSE),\"\")))))","v":""},{"$f":"IF(OR($C109=\"Replace-on-Burnout\",$C109=\"New Construction\",$CT109=\"DX HP\",$CT109=\"PTHP\"),$DE109,IF($CD109=\"\",\"\",IF($CD109=\"DX HP\",VLOOKUP($D109,'Factor Tables'!$N$89:$Y$105,MATCH(\"DX HP Htg\",'Factor Tables'!$N$88:$Y$88,0),FALSE),IF($CD109=\"PTHP\",VLOOKUP($D109,'Factor Tables'!$N$89:$Y$105,MATCH(\"PTHP Htg\",'Factor Tables'!$N$88:$Y$88,0),FALSE),0))))","v":""},"","",0,0,"kW/ton","",0,"COP",{"$f":"IF($CT109=\"\",\"\",IF(OR($CT109=\"DX HP\",$CT109=\"VRF HP\",$CT109=\"PTHP\"),VLOOKUP($D109,'Factor Tables'!$B$89:$M$105,MATCH(CONCATENATE($CT109,\" Clg\"),'Factor Tables'!$B$88:$M$88,0),FALSE),VLOOKUP($D109,'Factor Tables'!$B$89:$M$105,MATCH($CT109,'Factor Tables'!$B$88:$M$88,0),FALSE)))","v":""},{"$f":"IF($CT109=\"\",\"\",IF(OR($CT109=\"DX HP\",$CT109=\"VRF HP\",$CT109=\"PTHP\"),VLOOKUP($D109,'Factor Tables'!$B$89:$M$105,MATCH(CONCATENATE($CT109,\" Htg\"),'Factor Tables'!$B$88:$M$88,0),FALSE),0))","v":""},{"$f":"IF($CT109=\"\",\"\",IF(OR($CT109=\"DX HP\",$CT109=\"VRF HP\",$CT109=\"PTHP\"),VLOOKUP($D109,'Factor Tables'!$N$89:$Y$105,MATCH(CONCATENATE($CT109,\" Clg\"),'Factor Tables'!$N$88:$Y$88,0),FALSE),VLOOKUP($D109,'Factor Tables'!$N$89:$Y$105,MATCH($CT109,'Factor Tables'!$N$88:$Y$88,0),FALSE)))","v":""},{"$f":"IF($CT109=\"\",\"\",IF(OR($CT109=\"DX HP\",$CT109=\"VRF HP\",$CT109=\"PTHP\"),VLOOKUP($D109,'Factor Tables'!$N$89:$Y$105,MATCH(CONCATENATE($CT109,\" Htg\"),'Factor Tables'!$N$88:$Y$88,0),FALSE),0))","v":""},{"$f":"IF($AB109=\"\",0,VLOOKUP($AB109,'Utility Admin'!$E:$G,2,FALSE))","v":0},{"$f":"IF($AB109=\"\",0,VLOOKUP($AB109,'Utility Admin'!$E:$G,3,FALSE))","v":0},{"$f":"IFERROR(IF(ABS(Summary!$F$12)<=ABS(Summary!$E$12)*'Utility Admin'!$I$5,$AZ109*$DF109+$BA109*$DG109,$AZ109*$DF109+$AZ109*'Utility Admin'!$I$5*$DG109),0)","v":0},null,"Summer",null,null,null,null,null,null,null,null,null,null,{"$f":"IF(OR('Project Info'!$C$10=\"\",$C109=\"\",$D109=\"\"),\"\",VLOOKUP($D109,$DW$9:$DZ$32,MATCH($C109,$DW$9:$DZ$9,0),FALSE))","v":""},null,null,null,null,null,null,"ERROR: Contact Program Manager. Post Capacity/Unit x Post # of Units must be within +/- 20% of Pre Capacity/Unit x Pre # of Units."]
[null,101,"","",null,null,null,null,null,null,null,null,null,null,null,null,null,null,null,null,null,null,null,null,null,null,null,null,null,null,null,null,null,null,null,null,null,null,null,null,null,null,null,0,0,0,0,0,0,999999999,"",0,0,{"$f":"IFERROR(IF($DH$261>'Utility Admin'!$H$5,$BA110/$BA$5*$BB$261,$DH110),0)","v":0},"","",{"$f":"IF(AND(OR($AB110=\"DX AC Air Cooled\",$AB110=\"DX HP Air Cooled\"),OR(AND($AI110=\"Btu/hr\",$AH110<65000),AND($AI110=\"Tons\",$AH110<65000/12000)),$AC110=\"Split\",$AN110>=15.2),MAX(Baselines!$CB354,12/9.8),Baselines!$CB354)","v":0},{"$f":"Baselines!$CC354","v":0},{"$f":"Baselines!$CE354","v":0},0,0,0,0,0,0,0,0,0,0,{"$f":"IF(OR($C110<>\"Early Retirement\",$J110=\"\"),0,IF(OR($I110=\"DX AC Air Cooled\",$I110=\"DX HP Air Cooled\"),VLOOKUP($J110,'Early Retirement'!$CI$6:$CM$32,2,FALSE),IF(OR($I110=\"PTAC\",$I110=\"PTHP\"),VLOOKUP($J110,'Early Retirement'!$CI$6:$CM$32,3,FALSE),IF(AND(OR($I110=\"Air Cooled Chiller\",$I110=\"Water Cooled Chiller\"),$L110<>\"Centrifugal\"),VLOOKUP($J110,'Early Retirement'!$CI$6:$CM$32,4,FALSE),IF(AND(OR($I110=\"Air Cooled Chiller\",$I110=\"Water Cooled Chiller\"),$L110=\"Centrifugal\"),VLOOKUP($J110,'Early Retirement'!$CI$6:$CM$32,5,FALSE),\"\")))))","v":0},0,0,0,0,0,0,0,0,0,0,0,"","","",0,0,0,{"$f":"IF(AND($C110=\"Early Retirement\",$J110<>\"\",$S110<>\"\",$U110<>\"\"),$CG110,IF(AND(OR($AB110=\"DX AC Air Cooled\",$AB110=\"DX HP Air Cooled\"),OR(AND($AI110=\"Btu/hr\",$AH110<65000),AND($AI110=\"Tons\",$AH110<65000/12000)),$AC110=\"Split\",$AN110>=15.2),MAX(Baselines!$CB103,12/9.8),Baselines!$CB103))","v":0},{"$f":"IF(AND($C110=\"Early Retirement\",$J110<>\"\",$S110<>\"\",$U110<>\"\"),$CH110,Baselines!$CC103)","v":0},{"$f":"Baselines!$CD103","v":"kW/ton"},"",{"$f":"IF(AND($C110=\"Early Retirement\",$J110<>\"\",$S110<>\"\",$U110<>\"\"),$CI110,IF(AND(Baselines!$CE103=0,OR($CT110=\"DX HP\",$CT110=\"PTHP\")),$BG110,Baselines!$CE103))","v":0},"COP",{"$f":"IF(OR($C110=\"Replace-on-Burnout\",$C110=\"New Construction\"),$DB110,IF($CD110=\"\",\"\",IF(OR($CD110=\"DX HP\",$CD110=\"PTHP\"),VLOOKUP($D110,'Factor Tables'!$B$89:$M$105,MATCH(CONCATENATE($CD110,\" Clg\"),'Factor Tables'!$B$88:$M$88,0),FALSE),VLOOKUP($D110,'Factor Tables'!$B$89:$M$105,MATCH($CD110,'Factor Tables'!$B$88:$M$88,0),FALSE))))","v":""},{"$f":"IF(OR($C110=\"Replace-on-Burnout\",$C110=\"New Construction\"),$DC110,IF($CD110=\"\",\"\",IF($CD110=\"DX HP\",VLOOKUP($D110,'Factor Tables'!$B$89:$M$105,MATCH(\"DX HP Htg\",'Factor Tables'!$B$88:$M$88,0),FALSE),0)))","v":""},{"$f":"IF(OR($C110=\"Replace-on-Burnout\",$C110=\"New Construction\"),$DD110,IF($CD110=\"\",\"\",IF($CD110=\"DX HP\",VLOOKUP($D110,'Factor Tables'!$N$89:$Y$105,MATCH(\"DX HP Clg\",'Factor Tables'!$N$88:$Y$88,0),FALSE),IF($CD110=\"PTHP\",VLOOKUP($D110,'Factor Tables'!$N$89:$Y$105,MATCH(\"PTHP Clg\",'Factor Tables'!$N$88:$Y$88,0),FALSE),IF(AND($CD110<>\"DX HP\",$CD110<>\"PTHP\"),VLOOKUP($D110,'Factor Tables'!$N$89:$Y$105,MATCH($CD110,'Factor Tables'!$N$88:$Y$88,0),FALSE),\"\")))))","v":""},{"$f":"IF(OR($C110=\"Replace-on-Burnout\",$C110=\"New Construction\",$CT110=\"DX HP\",$CT110=\"PTHP\"),$DE110,IF($CD110=\"\",\"\",IF($CD110=\"DX HP\",VLOOKUP($D110,'Factor Tables'!$N$89:$Y$105,MATCH(\"DX HP Htg\",'Factor Tables'!$N$88:$Y$88,0),FALSE),IF($CD110=\"PTHP\",VLOOKUP($D110,'Factor Tables'!$N$89:$Y$105,MATCH(\"PTHP Htg\",'Factor Tables'!$N$88:$Y$88,0),FALSE),0))))","v":""},"","",0,0,"kW/ton","",0,"COP",{"$f":"IF($CT110=\"\",\"\",IF(OR($CT110=\"DX HP\",$CT110=\"VRF HP\",$CT110=\"PTHP\"),VLOOKUP($D110,'Factor Tables'!$B$89:$M$105,MATCH(CONCATENATE($CT110,\" Clg\"),'Factor Tables'!$B$88:$M$88,0),FALSE),VLOOKUP($D110,'Factor Tables'!$B$89:$M$105,MATCH($CT110,'Factor Tables'!$B$88:$M$88,0),FALSE)))","v":""},{"$f":"IF($CT110=\"\",\"\",IF(OR($CT110=\"DX HP\",$CT110=\"VRF HP\",$CT110=\"PTHP\"),VLOOKUP($D110,'Factor Tables'!$B$89:$M$105,MATCH(CONCATENATE($CT110,\" Htg\"),'Factor Tables'!$B$88:$M$88,0),FALSE),0))","v":""},{"$f":"IF($CT110=\"\",\"\",IF(OR($CT110=\"DX HP\",$CT110=\"VRF HP\",$CT110=\"PTHP\"),VLOOKUP($D110,'Factor Tables'!$N$89:$Y$105,MATCH(CONCATENATE($CT110,\" Clg\"),'Factor Tables'!$N$88:$Y$88,0),FALSE),VLOOKUP($D110,'Factor Tables'!$N$89:$Y$105,MATCH($CT110,'Factor Tables'!$N$88:$Y$88,0),FALSE)))","v":""},{"$f":"IF($CT110=\"\",\"\",IF(OR($CT110=\"DX HP\",$CT110=\"VRF HP\",$CT110=\"PTHP\"),VLOOKUP($D110,'Factor Tables'!$N$89:$Y$105,MATCH(CONCATENATE($CT110,\" Htg\"),'Factor Tables'!$N$88:$Y$88,0),FALSE),0))","v":""},{"$f":"IF($AB110=\"\",0,VLOOKUP($AB110,'Utility Admin'!$E:$G,2,FALSE))","v":0},{"$f":"IF($AB110=\"\",0,VLOOKUP($AB110,'Utility Admin'!$E:$G,3,FALSE))","v":0},{"$f":"IFERROR(IF(ABS(Summary!$F$12)<=ABS(Summary!$E$12)*'Utility Admin'!$I$5,$AZ110*$DF110+$BA110*$DG110,$AZ110*$DF110+$AZ110*'Utility Admin'!$I$5*$DG110),0)","v":0},null,"Summer",null,null,null,null,null,null,null,null,null,null,{"$f":"IF(OR('Project Info'!$C$10=\"\",$C110=\"\",$D110=\"\"),\"\",VLOOKUP($D110,$DW$9:$DZ$32,MATCH($C110,$DW$9:$DZ$9,0),FALSE))","v":""},null,null,null,null,null,null,"ERROR: Contact Program Manager. Post Capacity/Unit x Post # of Units must be within +/- 20% of Pre Capacity/Unit x Pre # of Units."]
[null,102,"","",null,null,null,null,null,null,null,null,null,null,null,null,null,null,null,null,null,null,null,null,null,null,null,null,null,null,null,null,null,null,null,null,null,null,null,null,null,null,null,0,0,0,0,0,0,999999999,"",0,0,{"$f":"IFERROR(IF($DH$261>'Utility Admin'!$H$5,$BA111/$BA$5*$BB$261,$DH111),0)","v":0},"","",{"$f":"IF(AND(OR($AB111=\"DX AC Air Cooled\",$AB111=\"DX HP Air Cooled\"),OR(AND($AI111=\"Btu/hr\",$AH111<65000),AND($AI111=\"Tons\",$AH111<65000/12000)),$AC111=\"Split\",$AN111>=15.2),MAX(Baselines!$CB355,12/9.8),Baselines!$CB355)","v":0},{"$f":"Baselines!$CC355","v":0},{"$f":"Baselines!$CE355","v":0},0,0,0,0,0,0,0,0,0,0,{"$f":"IF(OR($C111<>\"Early Retirement\",$J111=\"\"),0,IF(OR($I111=\"DX AC Air Cooled\",$I111=\"DX HP Air Cooled\"),VLOOKUP($J111,'Early Retirement'!$CI$6:$CM$32,2,FALSE),IF(OR($I111=\"PTAC\",$I111=\"PTHP\"),VLOOKUP($J111,'Early Retirement'!$CI$6:$CM$32,3,FALSE),IF(AND(OR($I111=\"Air Cooled Chiller\",$I111=\"Water Cooled Chiller\"),$L111<>\"Centrifugal\"),VLOOKUP($J111,'Early Retirement'!$CI$6:$CM$32,4,FALSE),IF(AND(OR($I111=\"Air Cooled Chiller\",$I111=\"Water Cooled Chiller\"),$L111=\"Centrifugal\"),VLOOKUP($J111,'Early Retirement'!$CI$6:$CM$32,5,FALSE),\"\")))))","v":0},0,0,0,0,0,0,0,0,0,0,0,"","","",0,0,0,{"$f":"IF(AND($C111=\"Early Retirement\",$J111<>\"\",$S111<>\"\",$U111<>\"\"),$CG111,IF(AND(OR($AB111=\"DX AC Air Cooled\",$AB111=\"DX HP Air Cooled\"),OR(AND($AI111=\"Btu/hr\",$AH111<65000),AND($AI111=\"Tons\",$AH111<65000/12000)),$AC111=\"Split\",$AN111>=15.2),MAX(Baselines!$CB104,12/9.8),Baselines!$CB104))","v":0},{"$f":"IF(AND($C111=\"Early Retirement\",$J111<>\"\",$S111<>\"\",$U111<>\"\"),$CH111,Baselines!$CC104)","v":0},{"$f":"Baselines!$CD104","v":"kW/ton"},"",{"$f":"IF(AND($C111=\"Early Retirement\",$J111<>\"\",$S111<>\"\",$U111<>\"\"),$CI111,IF(AND(Baselines!$CE104=0,OR($CT111=\"DX HP\",$CT111=\"PTHP\")),$BG111,Baselines!$CE104))","v":0},"COP",{"$f":"IF(OR($C111=\"Replace-on-Burnout\",$C111=\"New Construction\"),$DB111,IF($CD111=\"\",\"\",IF(OR($CD111=\"DX HP\",$CD111=\"PTHP\"),VLOOKUP($D111,'Factor Tables'!$B$89:$M$105,MATCH(CONCATENATE($CD111,\" Clg\"),'Factor Tables'!$B$88:$M$88,0),FALSE),VLOOKUP($D111,'Factor Tables'!$B$89:$M$105,MATCH($CD111,'Factor Tables'!$B$88:$M$88,0),FALSE))))","v":""},{"$f":"IF(OR($C111=\"Replace-on-Burnout\",$C111=\"New Construction\"),$DC111,IF($CD111=\"\",\"\",IF($CD111=\"DX HP\",VLOOKUP($D111,'Factor Tables'!$B$89:$M$105,MATCH(\"DX HP Htg\",'Factor Tables'!$B$88:$M$88,0),FALSE),0)))","v":""},{"$f":"IF(OR($C111=\"Replace-on-Burnout\",$C111=\"New Construction\"),$DD111,IF($CD111=\"\",\"\",IF($CD111=\"DX HP\",VLOOKUP($D111,'Factor Tables'!$N$89:$Y$105,MATCH(\"DX HP Clg\",'Factor Tables'!$N$88:$Y$88,0),FALSE),IF($CD111=\"PTHP\",VLOOKUP($D111,'Factor Tables'!$N$89:$Y$105,MATCH(\"PTHP Clg\",'Factor Tables'!$N$88:$Y$88,0),FALSE),IF(AND($CD111<>\"DX HP\",$CD111<>\"PTHP\"),VLOOKUP($D111,'Factor Tables'!$N$89:$Y$105,MATCH($CD111,'Factor Tables'!$N$88:$Y$88,0),FALSE),\"\")))))","v":""},{"$f":"IF(OR($C111=\"Replace-on-Burnout\",$C111=\"New Construction\",$CT111=\"DX HP\",$CT111=\"PTHP\"),$DE111,IF($CD111=\"\",\"\",IF($CD111=\"DX HP\",VLOOKUP($D111,'Factor Tables'!$N$89:$Y$105,MATCH(\"DX HP Htg\",'Factor Tables'!$N$88:$Y$88,0),FALSE),IF($CD111=\"PTHP\",VLOOKUP($D111,'Factor Tables'!$N$89:$Y$105,MATCH(\"PTHP Htg\",'Factor Tables'!$N$88:$Y$88,0),FALSE),0))))","v":""},"","",0,0,"kW/ton","",0,"COP",{"$f":"IF($CT111=\"\",\"\",IF(OR($CT111=\"DX HP\",$CT111=\"VRF HP\",$CT111=\"PTHP\"),VLOOKUP($D111,'Factor Tables'!$B$89:$M$105,MATCH(CONCATENATE($CT111,\" Clg\"),'Factor Tables'!$B$88:$M$88,0),FALSE),VLOOKUP($D111,'Factor Tables'!$B$89:$M$105,MATCH($CT111,'Factor Tables'!$B$88:$M$88,0),FALSE)))","v":""},{"$f":"IF($CT111=\"\",\"\",IF(OR($CT111=\"DX HP\",$CT111=\"VRF HP\",$CT111=\"PTHP\"),VLOOKUP($D111,'Factor Tables'!$B$89:$M$105,MATCH(CONCATENATE($CT111,\" Htg\"),'Factor Tables'!$B$88:$M$88,0),FALSE),0))","v":""},{"$f":"IF($CT111=\"\",\"\",IF(OR($CT111=\"DX HP\",$CT111=\"VRF HP\",$CT111=\"PTHP\"),VLOOKUP($D111,'Factor Tables'!$N$89:$Y$105,MATCH(CONCATENATE($CT111,\" Clg\"),'Factor Tables'!$N$88:$Y$88,0),FALSE),VLOOKUP($D111,'Factor Tables'!$N$89:$Y$105,MATCH($CT111,'Factor Tables'!$N$88:$Y$88,0),FALSE)))","v":""},{"$f":"IF($CT111=\"\",\"\",IF(OR($CT111=\"DX HP\",$CT111=\"VRF HP\",$CT111=\"PTHP\"),VLOOKUP($D111,'Factor Tables'!$N$89:$Y$105,MATCH(CONCATENATE($CT111,\" Htg\"),'Factor Tables'!$N$88:$Y$88,0),FALSE),0))","v":""},{"$f":"IF($AB111=\"\",0,VLOOKUP($AB111,'Utility Admin'!$E:$G,2,FALSE))","v":0},{"$f":"IF($AB111=\"\",0,VLOOKUP($AB111,'Utility Admin'!$E:$G,3,FALSE))","v":0},{"$f":"IFERROR(IF(ABS(Summary!$F$12)<=ABS(Summary!$E$12)*'Utility Admin'!$I$5,$AZ111*$DF111+$BA111*$DG111,$AZ111*$DF111+$AZ111*'Utility Admin'!$I$5*$DG111),0)","v":0},null,"Summer",null,null,null,null,null,null,null,null,null,null,{"$f":"IF(OR('Project Info'!$C$10=\"\",$C111=\"\",$D111=\"\"),\"\",VLOOKUP($D111,$DW$9:$DZ$32,MATCH($C111,$DW$9:$DZ$9,0),FALSE))","v":""},null,null,null,null,null,null,"ERROR: Contact Program Manager. Post Capacity/Unit x Post # of Units must be within +/- 20% of Pre Capacity/Unit x Pre # of Units."]
[null,103,"","",null,null,null,null,null,null,null,null,null,null,null,null,null,null,null,null,null,null,null,null,null,null,null,null,null,null,null,null,null,null,null,null,null,null,null,null,null,null,null,0,0,0,0,0,0,999999999,"",0,0,{"$f":"IFERROR(IF($DH$261>'Utility Admin'!$H$5,$BA112/$BA$5*$BB$261,$DH112),0)","v":0},"","",{"$f":"IF(AND(OR($AB112=\"DX AC Air Cooled\",$AB112=\"DX HP Air Cooled\"),OR(AND($AI112=\"Btu/hr\",$AH112<65000),AND($AI112=\"Tons\",$AH112<65000/12000)),$AC112=\"Split\",$AN112>=15.2),MAX(Baselines!$CB356,12/9.8),Baselines!$CB356)","v":0},{"$f":"Baselines!$CC356","v":0},{"$f":"Baselines!$CE356","v":0},0,0,0,0,0,0,0,0,0,0,{"$f":"IF(OR($C112<>\"Early Retirement\",$J112=\"\"),0,IF(OR($I112=\"DX AC Air Cooled\",$I112=\"DX HP Air Cooled\"),VLOOKUP($J112,'Early Retirement'!$CI$6:$CM$32,2,FALSE),IF(OR($I112=\"PTAC\",$I112=\"PTHP\"),VLOOKUP($J112,'Early Retirement'!$CI$6:$CM$32,3,FALSE),IF(AND(OR($I112=\"Air Cooled Chiller\",$I112=\"Water Cooled Chiller\"),$L112<>\"Centrifugal\"),VLOOKUP($J112,'Early Retirement'!$CI$6:$CM$32,4,FALSE),IF(AND(OR($I112=\"Air Cooled Chiller\",$I112=\"Water Cooled Chiller\"),$L112=\"Centrifugal\"),VLOOKUP($J112,'Early Retirement'!$CI$6:$CM$32,5,FALSE),\"\")))))","v":0},0,0,0,0,0,0,0,0,0,0,0,"","","",0,0,0,{"$f":"IF(AND($C112=\"Early Retirement\",$J112<>\"\",$S112<>\"\",$U112<>\"\"),$CG112,IF(AND(OR($AB112=\"DX AC Air Cooled\",$AB112=\"DX HP Air Cooled\"),OR(AND($AI112=\"Btu/hr\",$AH112<65000),AND($AI112=\"Tons\",$AH112<65000/12000)),$AC112=\"Split\",$AN112>=15.2),MAX(Baselines!$CB105,12/9.8),Baselines!$CB105))","v":0},{"$f":"IF(AND($C112=\"Early Retirement\",$J112<>\"\",$S112<>\"\",$U112<>\"\"),$CH112,Baselines!$CC105)","v":0},{"$f":"Baselines!$CD105","v":"kW/ton"},"",{"$f":"IF(AND($C112=\"Early Retirement\",$J112<>\"\",$S112<>\"\",$U112<>\"\"),$CI112,IF(AND(Baselines!$CE105=0,OR($CT112=\"DX HP\",$CT112=\"PTHP\")),$BG112,Baselines!$CE105))","v":0},"COP",{"$f":"IF(OR($C112=\"Replace-on-Burnout\",$C112=\"New Construction\"),$DB112,IF($CD112=\"\",\"\",IF(OR($CD112=\"DX HP\",$CD112=\"PTHP\"),VLOOKUP($D112,'Factor Tables'!$B$89:$M$105,MATCH(CONCATENATE($CD112,\" Clg\"),'Factor Tables'!$B$88:$M$88,0),FALSE),VLOOKUP($D112,'Factor Tables'!$B$89:$M$105,MATCH($CD112,'Factor Tables'!$B$88:$M$88,0),FALSE))))","v":""},{"$f":"IF(OR($C112=\"Replace-on-Burnout\",$C112=\"New Construction\"),$DC112,IF($CD112=\"\",\"\",IF($CD112=\"DX HP\",VLOOKUP($D112,'Factor Tables'!$B$89:$M$105,MATCH(\"DX HP Htg\",'Factor Tables'!$B$88:$M$88,0),FALSE),0)))","v":""},{"$f":"IF(OR($C112=\"Replace-on-Burnout\",$C112=\"New Construction\"),$DD112,IF($CD112=\"\",\"\",IF($CD112=\"DX HP\",VLOOKUP($D112,'Factor Tables'!$N$89:$Y$105,MATCH(\"DX HP Clg\",'Factor Tables'!$N$88:$Y$88,0),FALSE),IF($CD112=\"PTHP\",VLOOKUP($D112,'Factor Tables'!$N$89:$Y$105,MATCH(\"PTHP Clg\",'Factor Tables'!$N$88:$Y$88,0),FALSE),IF(AND($CD112<>\"DX HP\",$CD112<>\"PTHP\"),VLOOKUP($D112,'Factor Tables'!$N$89:$Y$105,MATCH($CD112,'Factor Tables'!$N$88:$Y$88,0),FALSE),\"\")))))","v":""},{"$f":"IF(OR($C112=\"Replace-on-Burnout\",$C112=\"New Construction\",$CT112=\"DX HP\",$CT112=\"PTHP\"),$DE112,IF($CD112=\"\",\"\",IF($CD112=\"DX HP\",VLOOKUP($D112,'Factor Tables'!$N$89:$Y$105,MATCH(\"DX HP Htg\",'Factor Tables'!$N$88:$Y$88,0),FALSE),IF($CD112=\"PTHP\",VLOOKUP($D112,'Factor Tables'!$N$89:$Y$105,MATCH(\"PTHP Htg\",'Factor Tables'!$N$88:$Y$88,0),FALSE),0))))","v":""},"","",0,0,"kW/ton","",0,"COP",{"$f":"IF($CT112=\"\",\"\",IF(OR($CT112=\"DX HP\",$CT112=\"VRF HP\",$CT112=\"PTHP\"),VLOOKUP($D112,'Factor Tables'!$B$89:$M$105,MATCH(CONCATENATE($CT112,\" Clg\"),'Factor Tables'!$B$88:$M$88,0),FALSE),VLOOKUP($D112,'Factor Tables'!$B$89:$M$105,MATCH($CT112,'Factor Tables'!$B$88:$M$88,0),FALSE)))","v":""},{"$f":"IF($CT112=\"\",\"\",IF(OR($CT112=\"DX HP\",$CT112=\"VRF HP\",$CT112=\"PTHP\"),VLOOKUP($D112,'Factor Tables'!$B$89:$M$105,MATCH(CONCATENATE($CT112,\" Htg\"),'Factor Tables'!$B$88:$M$88,0),FALSE),0))","v":""},{"$f":"IF($CT112=\"\",\"\",IF(OR($CT112=\"DX HP\",$CT112=\"VRF HP\",$CT112=\"PTHP\"),VLOOKUP($D112,'Factor Tables'!$N$89:$Y$105,MATCH(CONCATENATE($CT112,\" Clg\"),'Factor Tables'!$N$88:$Y$88,0),FALSE),VLOOKUP($D112,'Factor Tables'!$N$89:$Y$105,MATCH($CT112,'Factor Tables'!$N$88:$Y$88,0),FALSE)))","v":""},{"$f":"IF($CT112=\"\",\"\",IF(OR($CT112=\"DX HP\",$CT112=\"VRF HP\",$CT112=\"PTHP\"),VLOOKUP($D112,'Factor Tables'!$N$89:$Y$105,MATCH(CONCATENATE($CT112,\" Htg\"),'Factor Tables'!$N$88:$Y$88,0),FALSE),0))","v":""},{"$f":"IF($AB112=\"\",0,VLOOKUP($AB112,'Utility Admin'!$E:$G,2,FALSE))","v":0},{"$f":"IF($AB112=\"\",0,VLOOKUP($AB112,'Utility Admin'!$E:$G,3,FALSE))","v":0},{"$f":"IFERROR(IF(ABS(Summary!$F$12)<=ABS(Summary!$E$12)*'Utility Admin'!$I$5,$AZ112*$DF112+$BA112*$DG112,$AZ112*$DF112+$AZ112*'Utility Admin'!$I$5*$DG112),0)","v":0},null,"Summer",null,null,null,null,null,null,null,null,null,null,{"$f":"IF(OR('Project Info'!$C$10=\"\",$C112=\"\",$D112=\"\"),\"\",VLOOKUP($D112,$DW$9:$DZ$32,MATCH($C112,$DW$9:$DZ$9,0),FALSE))","v":""},null,null,null,null,null,null,"ERROR: Contact Program Manager. Post Capacity/Unit x Post # of Units must be within +/- 20% of Pre Capacity/Unit x Pre # of Units."]
[null,104,"","",null,null,null,null,null,null,null,null,null,null,null,null,null,null,null,null,null,null,null,null,null,null,null,null,null,null,null,null,null,null,null,null,null,null,null,null,null,null,null,0,0,0,0,0,0,999999999,"",0,0,{"$f":"IFERROR(IF($DH$261>'Utility Admin'!$H$5,$BA113/$BA$5*$BB$261,$DH113),0)","v":0},"","",{"$f":"IF(AND(OR($AB113=\"DX AC Air Cooled\",$AB113=\"DX HP Air Cooled\"),OR(AND($AI113=\"Btu/hr\",$AH113<65000),AND($AI113=\"Tons\",$AH113<65000/12000)),$AC113=\"Split\",$AN113>=15.2),MAX(Baselines!$CB357,12/9.8),Baselines!$CB357)","v":0},{"$f":"Baselines!$CC357","v":0},{"$f":"Baselines!$CE357","v":0},0,0,0,0,0,0,0,0,0,0,{"$f":"IF(OR($C113<>\"Early Retirement\",$J113=\"\"),0,IF(OR($I113=\"DX AC Air Cooled\",$I113=\"DX HP Air Cooled\"),VLOOKUP($J113,'Early Retirement'!$CI$6:$CM$32,2,FALSE),IF(OR($I113=\"PTAC\",$I113=\"PTHP\"),VLOOKUP($J113,'Early Retirement'!$CI$6:$CM$32,3,FALSE),IF(AND(OR($I113=\"Air Cooled Chiller\",$I113=\"Water Cooled Chiller\"),$L113<>\"Centrifugal\"),VLOOKUP($J113,'Early Retirement'!$CI$6:$CM$32,4,FALSE),IF(AND(OR($I113=\"Air Cooled Chiller\",$I113=\"Water Cooled Chiller\"),$L113=\"Centrifugal\"),VLOOKUP($J113,'Early Retirement'!$CI$6:$CM$32,5,FALSE),\"\")))))","v":0},0,0,0,0,0,0,0,0,0,0,0,"","","",0,0,0,{"$f":"IF(AND($C113=\"Early Retirement\",$J113<>\"\",$S113<>\"\",$U113<>\"\"),$CG113,IF(AND(OR($AB113=\"DX AC Air Cooled\",$AB113=\"DX HP Air Cooled\"),OR(AND($AI113=\"Btu/hr\",$AH113<65000),AND($AI113=\"Tons\",$AH113<65000/12000)),$AC113=\"Split\",$AN113>=15.2),MAX(Baselines!$CB106,12/9.8),Baselines!$CB106))","v":0},{"$f":"IF(AND($C113=\"Early Retirement\",$J113<>\"\",$S113<>\"\",$U113<>\"\"),$CH113,Baselines!$CC106)","v":0},{"$f":"Baselines!$CD106","v":"kW/ton"},"",{"$f":"IF(AND($C113=\"Early Retirement\",$J113<>\"\",$S113<>\"\",$U113<>\"\"),$CI113,IF(AND(Baselines!$CE106=0,OR($CT113=\"DX HP\",$CT113=\"PTHP\")),$BG113,Baselines!$CE106))","v":0},"COP",{"$f":"IF(OR($C113=\"Replace-on-Burnout\",$C113=\"New Construction\"),$DB113,IF($CD113=\"\",\"\",IF(OR($CD113=\"DX HP\",$CD113=\"PTHP\"),VLOOKUP($D113,'Factor Tables'!$B$89:$M$105,MATCH(CONCATENATE($CD113,\" Clg\"),'Factor Tables'!$B$88:$M$88,0),FALSE),VLOOKUP($D113,'Factor Tables'!$B$89:$M$105,MATCH($CD113,'Factor Tables'!$B$88:$M$88,0),FALSE))))","v":""},{"$f":"IF(OR($C113=\"Replace-on-Burnout\",$C113=\"New Construction\"),$DC113,IF($CD113=\"\",\"\",IF($CD113=\"DX HP\",VLOOKUP($D113,'Factor Tables'!$B$89:$M$105,MATCH(\"DX HP Htg\",'Factor Tables'!$B$88:$M$88,0),FALSE),0)))","v":""},{"$f":"IF(OR($C113=\"Replace-on-Burnout\",$C113=\"New Construction\"),$DD113,IF($CD113=\"\",\"\",IF($CD113=\"DX HP\",VLOOKUP($D113,'Factor Tables'!$N$89:$Y$105,MATCH(\"DX HP Clg\",'Factor Tables'!$N$88:$Y$88,0),FALSE),IF($CD113=\"PTHP\",VLOOKUP($D113,'Factor Tables'!$N$89:$Y$105,MATCH(\"PTHP Clg\",'Factor Tables'!$N$88:$Y$88,0),FALSE),IF(AND($CD113<>\"DX HP\",$CD113<>\"PTHP\"),VLOOKUP($D113,'Factor Tables'!$N$89:$Y$105,MATCH($CD113,'Factor Tables'!$N$88:$Y$88,0),FALSE),\"\")))))","v":""},{"$f":"IF(OR($C113=\"Replace-on-Burnout\",$C113=\"New Construction\",$CT113=\"DX HP\",$CT113=\"PTHP\"),$DE113,IF($CD113=\"\",\"\",IF($CD113=\"DX HP\",VLOOKUP($D113,'Factor Tables'!$N$89:$Y$105,MATCH(\"DX HP Htg\",'Factor Tables'!$N$88:$Y$88,0),FALSE),IF($CD113=\"PTHP\",VLOOKUP($D113,'Factor Tables'!$N$89:$Y$105,MATCH(\"PTHP Htg\",'Factor Tables'!$N$88:$Y$88,0),FALSE),0))))","v":""},"","",0,0,"kW/ton","",0,"COP",{"$f":"IF($CT113=\"\",\"\",IF(OR($CT113=\"DX HP\",$CT113=\"VRF HP\",$CT113=\"PTHP\"),VLOOKUP($D113,'Factor Tables'!$B$89:$M$105,MATCH(CONCATENATE($CT113,\" Clg\"),'Factor Tables'!$B$88:$M$88,0),FALSE),VLOOKUP($D113,'Factor Tables'!$B$89:$M$105,MATCH($CT113,'Factor Tables'!$B$88:$M$88,0),FALSE)))","v":""},{"$f":"IF($CT113=\"\",\"\",IF(OR($CT113=\"DX HP\",$CT113=\"VRF HP\",$CT113=\"PTHP\"),VLOOKUP($D113,'Factor Tables'!$B$89:$M$105,MATCH(CONCATENATE($CT113,\" Htg\"),'Factor Tables'!$B$88:$M$88,0),FALSE),0))","v":""},{"$f":"IF($CT113=\"\",\"\",IF(OR($CT113=\"DX HP\",$CT113=\"VRF HP\",$CT113=\"PTHP\"),VLOOKUP($D113,'Factor Tables'!$N$89:$Y$105,MATCH(CONCATENATE($CT113,\" Clg\"),'Factor Tables'!$N$88:$Y$88,0),FALSE),VLOOKUP($D113,'Factor Tables'!$N$89:$Y$105,MATCH($CT113,'Factor Tables'!$N$88:$Y$88,0),FALSE)))","v":""},{"$f":"IF($CT113=\"\",\"\",IF(OR($CT113=\"DX HP\",$CT113=\"VRF HP\",$CT113=\"PTHP\"),VLOOKUP($D113,'Factor Tables'!$N$89:$Y$105,MATCH(CONCATENATE($CT113,\" Htg\"),'Factor Tables'!$N$88:$Y$88,0),FALSE),0))","v":""},{"$f":"IF($AB113=\"\",0,VLOOKUP($AB113,'Utility Admin'!$E:$G,2,FALSE))","v":0},{"$f":"IF($AB113=\"\",0,VLOOKUP($AB113,'Utility Admin'!$E:$G,3,FALSE))","v":0},{"$f":"IFERROR(IF(ABS(Summary!$F$12)<=ABS(Summary!$E$12)*'Utility Admin'!$I$5,$AZ113*$DF113+$BA113*$DG113,$AZ113*$DF113+$AZ113*'Utility Admin'!$I$5*$DG113),0)","v":0},null,"Summer",null,null,null,null,null,null,null,null,null,null,{"$f":"IF(OR('Project Info'!$C$10=\"\",$C113=\"\",$D113=\"\"),\"\",VLOOKUP($D113,$DW$9:$DZ$32,MATCH($C113,$DW$9:$DZ$9,0),FALSE))","v":""},null,null,null,null,null,null,"ERROR: Contact Program Manager. Post Capacity/Unit x Post # of Units must be within +/- 20% of Pre Capacity/Unit x Pre # of Units."]
[null,105,"","",null,null,null,null,null,null,null,null,null,null,null,null,null,null,null,null,null,null,null,null,null,null,null,null,null,null,null,null,null,null,null,null,null,null,null,null,null,null,null,0,0,0,0,0,0,999999999,"",0,0,{"$f":"IFERROR(IF($DH$261>'Utility Admin'!$H$5,$BA114/$BA$5*$BB$261,$DH114),0)","v":0},"","",{"$f":"IF(AND(OR($AB114=\"DX AC Air Cooled\",$AB114=\"DX HP Air Cooled\"),OR(AND($AI114=\"Btu/hr\",$AH114<65000),AND($AI114=\"Tons\",$AH114<65000/12000)),$AC114=\"Split\",$AN114>=15.2),MAX(Baselines!$CB358,12/9.8),Baselines!$CB358)","v":0},{"$f":"Baselines!$CC358","v":0},{"$f":"Baselines!$CE358","v":0},0,0,0,0,0,0,0,0,0,0,{"$f":"IF(OR($C114<>\"Early Retirement\",$J114=\"\"),0,IF(OR($I114=\"DX AC Air Cooled\",$I114=\"DX HP Air Cooled\"),VLOOKUP($J114,'Early Retirement'!$CI$6:$CM$32,2,FALSE),IF(OR($I114=\"PTAC\",$I114=\"PTHP\"),VLOOKUP($J114,'Early Retirement'!$CI$6:$CM$32,3,FALSE),IF(AND(OR($I114=\"Air Cooled Chiller\",$I114=\"Water Cooled Chiller\"),$L114<>\"Centrifugal\"),VLOOKUP($J114,'Early Retirement'!$CI$6:$CM$32,4,FALSE),IF(AND(OR($I114=\"Air Cooled Chiller\",$I114=\"Water Cooled Chiller\"),$L114=\"Centrifugal\"),VLOOKUP($J114,'Early Retirement'!$CI$6:$CM$32,5,FALSE),\"\")))))","v":0},0,0,0,0,0,0,0,0,0,0,0,"","","",0,0,0,{"$f":"IF(AND($C114=\"Early Retirement\",$J114<>\"\",$S114<>\"\",$U114<>\"\"),$CG114,IF(AND(OR($AB114=\"DX AC Air Cooled\",$AB114=\"DX HP Air Cooled\"),OR(AND($AI114=\"Btu/hr\",$AH114<65000),AND($AI114=\"Tons\",$AH114<65000/12000)),$AC114=\"Split\",$AN114>=15.2),MAX(Baselines!$CB107,12/9.8),Baselines!$CB107))","v":0},{"$f":"IF(AND($C114=\"Early Retirement\",$J114<>\"\",$S114<>\"\",$U114<>\"\"),$CH114,Baselines!$CC107)","v":0},{"$f":"Baselines!$CD107","v":"kW/ton"},"",{"$f":"IF(AND($C114=\"Early Retirement\",$J114<>\"\",$S114<>\"\",$U114<>\"\"),$CI114,IF(AND(Baselines!$CE107=0,OR($CT114=\"DX HP\",$CT114=\"PTHP\")),$BG114,Baselines!$CE107))","v":0},"COP",{"$f":"IF(OR($C114=\"Replace-on-Burnout\",$C114=\"New Construction\"),$DB114,IF($CD114=\"\",\"\",IF(OR($CD114=\"DX HP\",$CD114=\"PTHP\"),VLOOKUP($D114,'Factor Tables'!$B$89:$M$105,MATCH(CONCATENATE($CD114,\" Clg\"),'Factor Tables'!$B$88:$M$88,0),FALSE),VLOOKUP($D114,'Factor Tables'!$B$89:$M$105,MATCH($CD114,'Factor Tables'!$B$88:$M$88,0),FALSE))))","v":""},{"$f":"IF(OR($C114=\"Replace-on-Burnout\",$C114=\"New Construction\"),$DC114,IF($CD114=\"\",\"\",IF($CD114=\"DX HP\",VLOOKUP($D114,'Factor Tables'!$B$89:$M$105,MATCH(\"DX HP Htg\",'Factor Tables'!$B$88:$M$88,0),FALSE),0)))","v":""},{"$f":"IF(OR($C114=\"Replace-on-Burnout\",$C114=\"New Construction\"),$DD114,IF($CD114=\"\",\"\",IF($CD114=\"DX HP\",VLOOKUP($D114,'Factor Tables'!$N$89:$Y$105,MATCH(\"DX HP Clg\",'Factor Tables'!$N$88:$Y$88,0),FALSE),IF($CD114=\"PTHP\",VLOOKUP($D114,'Factor Tables'!$N$89:$Y$105,MATCH(\"PTHP Clg\",'Factor Tables'!$N$88:$Y$88,0),FALSE),IF(AND($CD114<>\"DX HP\",$CD114<>\"PTHP\"),VLOOKUP($D114,'Factor Tables'!$N$89:$Y$105,MATCH($CD114,'Factor Tables'!$N$88:$Y$88,0),FALSE),\"\")))))","v":""},{"$f":"IF(OR($C114=\"Replace-on-Burnout\",$C114=\"New Construction\",$CT114=\"DX HP\",$CT114=\"PTHP\"),$DE114,IF($CD114=\"\",\"\",IF($CD114=\"DX HP\",VLOOKUP($D114,'Factor Tables'!$N$89:$Y$105,MATCH(\"DX HP Htg\",'Factor Tables'!$N$88:$Y$88,0),FALSE),IF($CD114=\"PTHP\",VLOOKUP($D114,'Factor Tables'!$N$89:$Y$105,MATCH(\"PTHP Htg\",'Factor Tables'!$N$88:$Y$88,0),FALSE),0))))","v":""},"","",0,0,"kW/ton","",0,"COP",{"$f":"IF($CT114=\"\",\"\",IF(OR($CT114=\"DX HP\",$CT114=\"VRF HP\",$CT114=\"PTHP\"),VLOOKUP($D114,'Factor Tables'!$B$89:$M$105,MATCH(CONCATENATE($CT114,\" Clg\"),'Factor Tables'!$B$88:$M$88,0),FALSE),VLOOKUP($D114,'Factor Tables'!$B$89:$M$105,MATCH($CT114,'Factor Tables'!$B$88:$M$88,0),FALSE)))","v":""},{"$f":"IF($CT114=\"\",\"\",IF(OR($CT114=\"DX HP\",$CT114=\"VRF HP\",$CT114=\"PTHP\"),VLOOKUP($D114,'Factor Tables'!$B$89:$M$105,MATCH(CONCATENATE($CT114,\" Htg\"),'Factor Tables'!$B$88:$M$88,0),FALSE),0))","v":""},{"$f":"IF($CT114=\"\",\"\",IF(OR($CT114=\"DX HP\",$CT114=\"VRF HP\",$CT114=\"PTHP\"),VLOOKUP($D114,'Factor Tables'!$N$89:$Y$105,MATCH(CONCATENATE($CT114,\" Clg\"),'Factor Tables'!$N$88:$Y$88,0),FALSE),VLOOKUP($D114,'Factor Tables'!$N$89:$Y$105,MATCH($CT114,'Factor Tables'!$N$88:$Y$88,0),FALSE)))","v":""},{"$f":"IF($CT114=\"\",\"\",IF(OR($CT114=\"DX HP\",$CT114=\"VRF HP\",$CT114=\"PTHP\"),VLOOKUP($D114,'Factor Tables'!$N$89:$Y$105,MATCH(CONCATENATE($CT114,\" Htg\"),'Factor Tables'!$N$88:$Y$88,0),FALSE),0))","v":""},{"$f":"IF($AB114=\"\",0,VLOOKUP($AB114,'Utility Admin'!$E:$G,2,FALSE))","v":0},{"$f":"IF($AB114=\"\",0,VLOOKUP($AB114,'Utility Admin'!$E:$G,3,FALSE))","v":0},{"$f":"IFERROR(IF(ABS(Summary!$F$12)<=ABS(Summary!$E$12)*'Utility Admin'!$I$5,$AZ114*$DF114+$BA114*$DG114,$AZ114*$DF114+$AZ114*'Utility Admin'!$I$5*$DG114),0)","v":0},null,"Summer",null,null,null,null,null,null,null,null,null,null,{"$f":"IF(OR('Project Info'!$C$10=\"\",$C114=\"\",$D114=\"\"),\"\",VLOOKUP($D114,$DW$9:$DZ$32,MATCH($C114,$DW$9:$DZ$9,0),FALSE))","v":""},null,null,null,null,null,null,"ERROR: Contact Program Manager. Post Capacity/Unit x Post # of Units must be within +/- 20% of Pre Capacity/Unit x Pre # of Units."]
[null,106,"","",null,null,null,null,null,null,null,null,null,null,null,null,null,null,null,null,null,null,null,null,null,null,null,null,null,null,null,null,null,null,null,null,null,null,null,null,null,null,null,0,0,0,0,0,0,999999999,"",0,0,{"$f":"IFERROR(IF($DH$261>'Utility Admin'!$H$5,$BA115/$BA$5*$BB$261,$DH115),0)","v":0},"","",{"$f":"IF(AND(OR($AB115=\"DX AC Air Cooled\",$AB115=\"DX HP Air Cooled\"),OR(AND($AI115=\"Btu/hr\",$AH115<65000),AND($AI115=\"Tons\",$AH115<65000/12000)),$AC115=\"Split\",$AN115>=15.2),MAX(Baselines!$CB359,12/9.8),Baselines!$CB359)","v":0},{"$f":"Baselines!$CC359","v":0},{"$f":"Baselines!$CE359","v":0},0,0,0,0,0,0,0,0,0,0,{"$f":"IF(OR($C115<>\"Early Retirement\",$J115=\"\"),0,IF(OR($I115=\"DX AC Air Cooled\",$I115=\"DX HP Air Cooled\"),VLOOKUP($J115,'Early Retirement'!$CI$6:$CM$32,2,FALSE),IF(OR($I115=\"PTAC\",$I115=\"PTHP\"),VLOOKUP($J115,'Early Retirement'!$CI$6:$CM$32,3,FALSE),IF(AND(OR($I115=\"Air Cooled Chiller\",$I115=\"Water Cooled Chiller\"),$L115<>\"Centrifugal\"),VLOOKUP($J115,'Early Retirement'!$CI$6:$CM$32,4,FALSE),IF(AND(OR($I115=\"Air Cooled Chiller\",$I115=\"Water Cooled Chiller\"),$L115=\"Centrifugal\"),VLOOKUP($J115,'Early Retirement'!$CI$6:$CM$32,5,FALSE),\"\")))))","v":0},0,0,0,0,0,0,0,0,0,0,0,"","","",0,0,0,{"$f":"IF(AND($C115=\"Early Retirement\",$J115<>\"\",$S115<>\"\",$U115<>\"\"),$CG115,IF(AND(OR($AB115=\"DX AC Air Cooled\",$AB115=\"DX HP Air Cooled\"),OR(AND($AI115=\"Btu/hr\",$AH115<65000),AND($AI115=\"Tons\",$AH115<65000/12000)),$AC115=\"Split\",$AN115>=15.2),MAX(Baselines!$CB108,12/9.8),Baselines!$CB108))","v":0},{"$f":"IF(AND($C115=\"Early Retirement\",$J115<>\"\",$S115<>\"\",$U115<>\"\"),$CH115,Baselines!$CC108)","v":0},{"$f":"Baselines!$CD108","v":"kW/ton"},"",{"$f":"IF(AND($C115=\"Early Retirement\",$J115<>\"\",$S115<>\"\",$U115<>\"\"),$CI115,IF(AND(Baselines!$CE108=0,OR($CT115=\"DX HP\",$CT115=\"PTHP\")),$BG115,Baselines!$CE108))","v":0},"COP",{"$f":"IF(OR($C115=\"Replace-on-Burnout\",$C115=\"New Construction\"),$DB115,IF($CD115=\"\",\"\",IF(OR($CD115=\"DX HP\",$CD115=\"PTHP\"),VLOOKUP($D115,'Factor Tables'!$B$89:$M$105,MATCH(CONCATENATE($CD115,\" Clg\"),'Factor Tables'!$B$88:$M$88,0),FALSE),VLOOKUP($D115,'Factor Tables'!$B$89:$M$105,MATCH($CD115,'Factor Tables'!$B$88:$M$88,0),FALSE))))","v":""},{"$f":"IF(OR($C115=\"Replace-on-Burnout\",$C115=\"New Construction\"),$DC115,IF($CD115=\"\",\"\",IF($CD115=\"DX HP\",VLOOKUP($D115,'Factor Tables'!$B$89:$M$105,MATCH(\"DX HP Htg\",'Factor Tables'!$B$88:$M$88,0),FALSE),0)))","v":""},{"$f":"IF(OR($C115=\"Replace-on-Burnout\",$C115=\"New Construction\"),$DD115,IF($CD115=\"\",\"\",IF($CD115=\"DX HP\",VLOOKUP($D115,'Factor Tables'!$N$89:$Y$105,MATCH(\"DX HP Clg\",'Factor Tables'!$N$88:$Y$88,0),FALSE),IF($CD115=\"PTHP\",VLOOKUP($D115,'Factor Tables'!$N$89:$Y$105,MATCH(\"PTHP Clg\",'Factor Tables'!$N$88:$Y$88,0),FALSE),IF(AND($CD115<>\"DX HP\",$CD115<>\"PTHP\"),VLOOKUP($D115,'Factor Tables'!$N$89:$Y$105,MATCH($CD115,'Factor Tables'!$N$88:$Y$88,0),FALSE),\"\")))))","v":""},{"$f":"IF(OR($C115=\"Replace-on-Burnout\",$C115=\"New Construction\",$CT115=\"DX HP\",$CT115=\"PTHP\"),$DE115,IF($CD115=\"\",\"\",IF($CD115=\"DX HP\",VLOOKUP($D115,'Factor Tables'!$N$89:$Y$105,MATCH(\"DX HP Htg\",'Factor Tables'!$N$88:$Y$88,0),FALSE),IF($CD115=\"PTHP\",VLOOKUP($D115,'Factor Tables'!$N$89:$Y$105,MATCH(\"PTHP Htg\",'Factor Tables'!$N$88:$Y$88,0),FALSE),0))))","v":""},"","",0,0,"kW/ton","",0,"COP",{"$f":"IF($CT115=\"\",\"\",IF(OR($CT115=\"DX HP\",$CT115=\"VRF HP\",$CT115=\"PTHP\"),VLOOKUP($D115,'Factor Tables'!$B$89:$M$105,MATCH(CONCATENATE($CT115,\" Clg\"),'Factor Tables'!$B$88:$M$88,0),FALSE),VLOOKUP($D115,'Factor Tables'!$B$89:$M$105,MATCH($CT115,'Factor Tables'!$B$88:$M$88,0),FALSE)))","v":""},{"$f":"IF($CT115=\"\",\"\",IF(OR($CT115=\"DX HP\",$CT115=\"VRF HP\",$CT115=\"PTHP\"),VLOOKUP($D115,'Factor Tables'!$B$89:$M$105,MATCH(CONCATENATE($CT115,\" Htg\"),'Factor Tables'!$B$88:$M$88,0),FALSE),0))","v":""},{"$f":"IF($CT115=\"\",\"\",IF(OR($CT115=\"DX HP\",$CT115=\"VRF HP\",$CT115=\"PTHP\"),VLOOKUP($D115,'Factor Tables'!$N$89:$Y$105,MATCH(CONCATENATE($CT115,\" Clg\"),'Factor Tables'!$N$88:$Y$88,0),FALSE),VLOOKUP($D115,'Factor Tables'!$N$89:$Y$105,MATCH($CT115,'Factor Tables'!$N$88:$Y$88,0),FALSE)))","v":""},{"$f":"IF($CT115=\"\",\"\",IF(OR($CT115=\"DX HP\",$CT115=\"VRF HP\",$CT115=\"PTHP\"),VLOOKUP($D115,'Factor Tables'!$N$89:$Y$105,MATCH(CONCATENATE($CT115,\" Htg\"),'Factor Tables'!$N$88:$Y$88,0),FALSE),0))","v":""},{"$f":"IF($AB115=\"\",0,VLOOKUP($AB115,'Utility Admin'!$E:$G,2,FALSE))","v":0},{"$f":"IF($AB115=\"\",0,VLOOKUP($AB115,'Utility Admin'!$E:$G,3,FALSE))","v":0},{"$f":"IFERROR(IF(ABS(Summary!$F$12)<=ABS(Summary!$E$12)*'Utility Admin'!$I$5,$AZ115*$DF115+$BA115*$DG115,$AZ115*$DF115+$AZ115*'Utility Admin'!$I$5*$DG115),0)","v":0},null,"Summer",null,null,null,null,null,null,null,null,null,null,{"$f":"IF(OR('Project Info'!$C$10=\"\",$C115=\"\",$D115=\"\"),\"\",VLOOKUP($D115,$DW$9:$DZ$32,MATCH($C115,$DW$9:$DZ$9,0),FALSE))","v":""},null,null,null,null,null,null,"ERROR: Contact Program Manager. Post Capacity/Unit x Post # of Units must be within +/- 20% of Pre Capacity/Unit x Pre # of Units."]
[null,107,"","",null,null,null,null,null,null,null,null,null,null,null,null,null,null,null,null,null,null,null,null,null,null,null,null,null,null,null,null,null,null,null,null,null,null,null,null,null,null,null,0,0,0,0,0,0,999999999,"",0,0,{"$f":"IFERROR(IF($DH$261>'Utility Admin'!$H$5,$BA116/$BA$5*$BB$261,$DH116),0)","v":0},"","",{"$f":"IF(AND(OR($AB116=\"DX AC Air Cooled\",$AB116=\"DX HP Air Cooled\"),OR(AND($AI116=\"Btu/hr\",$AH116<65000),AND($AI116=\"Tons\",$AH116<65000/12000)),$AC116=\"Split\",$AN116>=15.2),MAX(Baselines!$CB360,12/9.8),Baselines!$CB360)","v":0},{"$f":"Baselines!$CC360","v":0},{"$f":"Baselines!$CE360","v":0},0,0,0,0,0,0,0,0,0,0,{"$f":"IF(OR($C116<>\"Early Retirement\",$J116=\"\"),0,IF(OR($I116=\"DX AC Air Cooled\",$I116=\"DX HP Air Cooled\"),VLOOKUP($J116,'Early Retirement'!$CI$6:$CM$32,2,FALSE),IF(OR($I116=\"PTAC\",$I116=\"PTHP\"),VLOOKUP($J116,'Early Retirement'!$CI$6:$CM$32,3,FALSE),IF(AND(OR($I116=\"Air Cooled Chiller\",$I116=\"Water Cooled Chiller\"),$L116<>\"Centrifugal\"),VLOOKUP($J116,'Early Retirement'!$CI$6:$CM$32,4,FALSE),IF(AND(OR($I116=\"Air Cooled Chiller\",$I116=\"Water Cooled Chiller\"),$L116=\"Centrifugal\"),VLOOKUP($J116,'Early Retirement'!$CI$6:$CM$32,5,FALSE),\"\")))))","v":0},0,0,0,0,0,0,0,0,0,0,0,"","","",0,0,0,{"$f":"IF(AND($C116=\"Early Retirement\",$J116<>\"\",$S116<>\"\",$U116<>\"\"),$CG116,IF(AND(OR($AB116=\"DX AC Air Cooled\",$AB116=\"DX HP Air Cooled\"),OR(AND($AI116=\"Btu/hr\",$AH116<65000),AND($AI116=\"Tons\",$AH116<65000/12000)),$AC116=\"Split\",$AN116>=15.2),MAX(Baselines!$CB109,12/9.8),Baselines!$CB109))","v":0},{"$f":"IF(AND($C116=\"Early Retirement\",$J116<>\"\",$S116<>\"\",$U116<>\"\"),$CH116,Baselines!$CC109)","v":0},{"$f":"Baselines!$CD109","v":"kW/ton"},"",{"$f":"IF(AND($C116=\"Early Retirement\",$J116<>\"\",$S116<>\"\",$U116<>\"\"),$CI116,IF(AND(Baselines!$CE109=0,OR($CT116=\"DX HP\",$CT116=\"PTHP\")),$BG116,Baselines!$CE109))","v":0},"COP",{"$f":"IF(OR($C116=\"Replace-on-Burnout\",$C116=\"New Construction\"),$DB116,IF($CD116=\"\",\"\",IF(OR($CD116=\"DX HP\",$CD116=\"PTHP\"),VLOOKUP($D116,'Factor Tables'!$B$89:$M$105,MATCH(CONCATENATE($CD116,\" Clg\"),'Factor Tables'!$B$88:$M$88,0),FALSE),VLOOKUP($D116,'Factor Tables'!$B$89:$M$105,MATCH($CD116,'Factor Tables'!$B$88:$M$88,0),FALSE))))","v":""},{"$f":"IF(OR($C116=\"Replace-on-Burnout\",$C116=\"New Construction\"),$DC116,IF($CD116=\"\",\"\",IF($CD116=\"DX HP\",VLOOKUP($D116,'Factor Tables'!$B$89:$M$105,MATCH(\"DX HP Htg\",'Factor Tables'!$B$88:$M$88,0),FALSE),0)))","v":""},{"$f":"IF(OR($C116=\"Replace-on-Burnout\",$C116=\"New Construction\"),$DD116,IF($CD116=\"\",\"\",IF($CD116=\"DX HP\",VLOOKUP($D116,'Factor Tables'!$N$89:$Y$105,MATCH(\"DX HP Clg\",'Factor Tables'!$N$88:$Y$88,0),FALSE),IF($CD116=\"PTHP\",VLOOKUP($D116,'Factor Tables'!$N$89:$Y$105,MATCH(\"PTHP Clg\",'Factor Tables'!$N$88:$Y$88,0),FALSE),IF(AND($CD116<>\"DX HP\",$CD116<>\"PTHP\"),VLOOKUP($D116,'Factor Tables'!$N$89:$Y$105,MATCH($CD116,'Factor Tables'!$N$88:$Y$88,0),FALSE),\"\")))))","v":""},{"$f":"IF(OR($C116=\"Replace-on-Burnout\",$C116=\"New Construction\",$CT116=\"DX HP\",$CT116=\"PTHP\"),$DE116,IF($CD116=\"\",\"\",IF($CD116=\"DX HP\",VLOOKUP($D116,'Factor Tables'!$N$89:$Y$105,MATCH(\"DX HP Htg\",'Factor Tables'!$N$88:$Y$88,0),FALSE),IF($CD116=\"PTHP\",VLOOKUP($D116,'Factor Tables'!$N$89:$Y$105,MATCH(\"PTHP Htg\",'Factor Tables'!$N$88:$Y$88,0),FALSE),0))))","v":""},"","",0,0,"kW/ton","",0,"COP",{"$f":"IF($CT116=\"\",\"\",IF(OR($CT116=\"DX HP\",$CT116=\"VRF HP\",$CT116=\"PTHP\"),VLOOKUP($D116,'Factor Tables'!$B$89:$M$105,MATCH(CONCATENATE($CT116,\" Clg\"),'Factor Tables'!$B$88:$M$88,0),FALSE),VLOOKUP($D116,'Factor Tables'!$B$89:$M$105,MATCH($CT116,'Factor Tables'!$B$88:$M$88,0),FALSE)))","v":""},{"$f":"IF($CT116=\"\",\"\",IF(OR($CT116=\"DX HP\",$CT116=\"VRF HP\",$CT116=\"PTHP\"),VLOOKUP($D116,'Factor Tables'!$B$89:$M$105,MATCH(CONCATENATE($CT116,\" Htg\"),'Factor Tables'!$B$88:$M$88,0),FALSE),0))","v":""},{"$f":"IF($CT116=\"\",\"\",IF(OR($CT116=\"DX HP\",$CT116=\"VRF HP\",$CT116=\"PTHP\"),VLOOKUP($D116,'Factor Tables'!$N$89:$Y$105,MATCH(CONCATENATE($CT116,\" Clg\"),'Factor Tables'!$N$88:$Y$88,0),FALSE),VLOOKUP($D116,'Factor Tables'!$N$89:$Y$105,MATCH($CT116,'Factor Tables'!$N$88:$Y$88,0),FALSE)))","v":""},{"$f":"IF($CT116=\"\",\"\",IF(OR($CT116=\"DX HP\",$CT116=\"VRF HP\",$CT116=\"PTHP\"),VLOOKUP($D116,'Factor Tables'!$N$89:$Y$105,MATCH(CONCATENATE($CT116,\" Htg\"),'Factor Tables'!$N$88:$Y$88,0),FALSE),0))","v":""},{"$f":"IF($AB116=\"\",0,VLOOKUP($AB116,'Utility Admin'!$E:$G,2,FALSE))","v":0},{"$f":"IF($AB116=\"\",0,VLOOKUP($AB116,'Utility Admin'!$E:$G,3,FALSE))","v":0},{"$f":"IFERROR(IF(ABS(Summary!$F$12)<=ABS(Summary!$E$12)*'Utility Admin'!$I$5,$AZ116*$DF116+$BA116*$DG116,$AZ116*$DF116+$AZ116*'Utility Admin'!$I$5*$DG116),0)","v":0},null,"Summer",null,null,null,null,null,null,null,null,null,null,{"$f":"IF(OR('Project Info'!$C$10=\"\",$C116=\"\",$D116=\"\"),\"\",VLOOKUP($D116,$DW$9:$DZ$32,MATCH($C116,$DW$9:$DZ$9,0),FALSE))","v":""},null,null,null,null,null,null,"ERROR: Contact Program Manager. Post Capacity/Unit x Post # of Units must be within +/- 20% of Pre Capacity/Unit x Pre # of Units."]
[null,108,"","",null,null,null,null,null,null,null,null,null,null,null,null,null,null,null,null,null,null,null,null,null,null,null,null,null,null,null,null,null,null,null,null,null,null,null,null,null,null,null,0,0,0,0,0,0,999999999,"",0,0,{"$f":"IFERROR(IF($DH$261>'Utility Admin'!$H$5,$BA117/$BA$5*$BB$261,$DH117),0)","v":0},"","",{"$f":"IF(AND(OR($AB117=\"DX AC Air Cooled\",$AB117=\"DX HP Air Cooled\"),OR(AND($AI117=\"Btu/hr\",$AH117<65000),AND($AI117=\"Tons\",$AH117<65000/12000)),$AC117=\"Split\",$AN117>=15.2),MAX(Baselines!$CB361,12/9.8),Baselines!$CB361)","v":0},{"$f":"Baselines!$CC361","v":0},{"$f":"Baselines!$CE361","v":0},0,0,0,0,0,0,0,0,0,0,{"$f":"IF(OR($C117<>\"Early Retirement\",$J117=\"\"),0,IF(OR($I117=\"DX AC Air Cooled\",$I117=\"DX HP Air Cooled\"),VLOOKUP($J117,'Early Retirement'!$CI$6:$CM$32,2,FALSE),IF(OR($I117=\"PTAC\",$I117=\"PTHP\"),VLOOKUP($J117,'Early Retirement'!$CI$6:$CM$32,3,FALSE),IF(AND(OR($I117=\"Air Cooled Chiller\",$I117=\"Water Cooled Chiller\"),$L117<>\"Centrifugal\"),VLOOKUP($J117,'Early Retirement'!$CI$6:$CM$32,4,FALSE),IF(AND(OR($I117=\"Air Cooled Chiller\",$I117=\"Water Cooled Chiller\"),$L117=\"Centrifugal\"),VLOOKUP($J117,'Early Retirement'!$CI$6:$CM$32,5,FALSE),\"\")))))","v":0},0,0,0,0,0,0,0,0,0,0,0,"","","",0,0,0,{"$f":"IF(AND($C117=\"Early Retirement\",$J117<>\"\",$S117<>\"\",$U117<>\"\"),$CG117,IF(AND(OR($AB117=\"DX AC Air Cooled\",$AB117=\"DX HP Air Cooled\"),OR(AND($AI117=\"Btu/hr\",$AH117<65000),AND($AI117=\"Tons\",$AH117<65000/12000)),$AC117=\"Split\",$AN117>=15.2),MAX(Baselines!$CB110,12/9.8),Baselines!$CB110))","v":0},{"$f":"IF(AND($C117=\"Early Retirement\",$J117<>\"\",$S117<>\"\",$U117<>\"\"),$CH117,Baselines!$CC110)","v":0},{"$f":"Baselines!$CD110","v":"kW/ton"},"",{"$f":"IF(AND($C117=\"Early Retirement\",$J117<>\"\",$S117<>\"\",$U117<>\"\"),$CI117,IF(AND(Baselines!$CE110=0,OR($CT117=\"DX HP\",$CT117=\"PTHP\")),$BG117,Baselines!$CE110))","v":0},"COP",{"$f":"IF(OR($C117=\"Replace-on-Burnout\",$C117=\"New Construction\"),$DB117,IF($CD117=\"\",\"\",IF(OR($CD117=\"DX HP\",$CD117=\"PTHP\"),VLOOKUP($D117,'Factor Tables'!$B$89:$M$105,MATCH(CONCATENATE($CD117,\" Clg\"),'Factor Tables'!$B$88:$M$88,0),FALSE),VLOOKUP($D117,'Factor Tables'!$B$89:$M$105,MATCH($CD117,'Factor Tables'!$B$88:$M$88,0),FALSE))))","v":""},{"$f":"IF(OR($C117=\"Replace-on-Burnout\",$C117=\"New Construction\"),$DC117,IF($CD117=\"\",\"\",IF($CD117=\"DX HP\",VLOOKUP($D117,'Factor Tables'!$B$89:$M$105,MATCH(\"DX HP Htg\",'Factor Tables'!$B$88:$M$88,0),FALSE),0)))","v":""},{"$f":"IF(OR($C117=\"Replace-on-Burnout\",$C117=\"New Construction\"),$DD117,IF($CD117=\"\",\"\",IF($CD117=\"DX HP\",VLOOKUP($D117,'Factor Tables'!$N$89:$Y$105,MATCH(\"DX HP Clg\",'Factor Tables'!$N$88:$Y$88,0),FALSE),IF($CD117=\"PTHP\",VLOOKUP($D117,'Factor Tables'!$N$89:$Y$105,MATCH(\"PTHP Clg\",'Factor Tables'!$N$88:$Y$88,0),FALSE),IF(AND($CD117<>\"DX HP\",$CD117<>\"PTHP\"),VLOOKUP($D117,'Factor Tables'!$N$89:$Y$105,MATCH($CD117,'Factor Tables'!$N$88:$Y$88,0),FALSE),\"\")))))","v":""},{"$f":"IF(OR($C117=\"Replace-on-Burnout\",$C117=\"New Construction\",$CT117=\"DX HP\",$CT117=\"PTHP\"),$DE117,IF($CD117=\"\",\"\",IF($CD117=\"DX HP\",VLOOKUP($D117,'Factor Tables'!$N$89:$Y$105,MATCH(\"DX HP Htg\",'Factor Tables'!$N$88:$Y$88,0),FALSE),IF($CD117=\"PTHP\",VLOOKUP($D117,'Factor Tables'!$N$89:$Y$105,MATCH(\"PTHP Htg\",'Factor Tables'!$N$88:$Y$88,0),FALSE),0))))","v":""},"","",0,0,"kW/ton","",0,"COP",{"$f":"IF($CT117=\"\",\"\",IF(OR($CT117=\"DX HP\",$CT117=\"VRF HP\",$CT117=\"PTHP\"),VLOOKUP($D117,'Factor Tables'!$B$89:$M$105,MATCH(CONCATENATE($CT117,\" Clg\"),'Factor Tables'!$B$88:$M$88,0),FALSE),VLOOKUP($D117,'Factor Tables'!$B$89:$M$105,MATCH($CT117,'Factor Tables'!$B$88:$M$88,0),FALSE)))","v":""},{"$f":"IF($CT117=\"\",\"\",IF(OR($CT117=\"DX HP\",$CT117=\"VRF HP\",$CT117=\"PTHP\"),VLOOKUP($D117,'Factor Tables'!$B$89:$M$105,MATCH(CONCATENATE($CT117,\" Htg\"),'Factor Tables'!$B$88:$M$88,0),FALSE),0))","v":""},{"$f":"IF($CT117=\"\",\"\",IF(OR($CT117=\"DX HP\",$CT117=\"VRF HP\",$CT117=\"PTHP\"),VLOOKUP($D117,'Factor Tables'!$N$89:$Y$105,MATCH(CONCATENATE($CT117,\" Clg\"),'Factor Tables'!$N$88:$Y$88,0),FALSE),VLOOKUP($D117,'Factor Tables'!$N$89:$Y$105,MATCH($CT117,'Factor Tables'!$N$88:$Y$88,0),FALSE)))","v":""},{"$f":"IF($CT117=\"\",\"\",IF(OR($CT117=\"DX HP\",$CT117=\"VRF HP\",$CT117=\"PTHP\"),VLOOKUP($D117,'Factor Tables'!$N$89:$Y$105,MATCH(CONCATENATE($CT117,\" Htg\"),'Factor Tables'!$N$88:$Y$88,0),FALSE),0))","v":""},{"$f":"IF($AB117=\"\",0,VLOOKUP($AB117,'Utility Admin'!$E:$G,2,FALSE))","v":0},{"$f":"IF($AB117=\"\",0,VLOOKUP($AB117,'Utility Admin'!$E:$G,3,FALSE))","v":0},{"$f":"IFERROR(IF(ABS(Summary!$F$12)<=ABS(Summary!$E$12)*'Utility Admin'!$I$5,$AZ117*$DF117+$BA117*$DG117,$AZ117*$DF117+$AZ117*'Utility Admin'!$I$5*$DG117),0)","v":0},null,"Summer",null,null,null,null,null,null,null,null,null,null,{"$f":"IF(OR('Project Info'!$C$10=\"\",$C117=\"\",$D117=\"\"),\"\",VLOOKUP($D117,$DW$9:$DZ$32,MATCH($C117,$DW$9:$DZ$9,0),FALSE))","v":""},null,null,null,null,null,null,"ERROR: Contact Program Manager. Post Capacity/Unit x Post # of Units must be within +/- 20% of Pre Capacity/Unit x Pre # of Units."]
[null,109,"","",null,null,null,null,null,null,null,null,null,null,null,null,null,null,null,null,null,null,null,null,null,null,null,null,null,null,null,null,null,null,null,null,null,null,null,null,null,null,null,0,0,0,0,0,0,999999999,"",0,0,{"$f":"IFERROR(IF($DH$261>'Utility Admin'!$H$5,$BA118/$BA$5*$BB$261,$DH118),0)","v":0},"","",{"$f":"IF(AND(OR($AB118=\"DX AC Air Cooled\",$AB118=\"DX HP Air Cooled\"),OR(AND($AI118=\"Btu/hr\",$AH118<65000),AND($AI118=\"Tons\",$AH118<65000/12000)),$AC118=\"Split\",$AN118>=15.2),MAX(Baselines!$CB362,12/9.8),Baselines!$CB362)","v":0},{"$f":"Baselines!$CC362","v":0},{"$f":"Baselines!$CE362","v":0},0,0,0,0,0,0,0,0,0,0,{"$f":"IF(OR($C118<>\"Early Retirement\",$J118=\"\"),0,IF(OR($I118=\"DX AC Air Cooled\",$I118=\"DX HP Air Cooled\"),VLOOKUP($J118,'Early Retirement'!$CI$6:$CM$32,2,FALSE),IF(OR($I118=\"PTAC\",$I118=\"PTHP\"),VLOOKUP($J118,'Early Retirement'!$CI$6:$CM$32,3,FALSE),IF(AND(OR($I118=\"Air Cooled Chiller\",$I118=\"Water Cooled Chiller\"),$L118<>\"Centrifugal\"),VLOOKUP($J118,'Early Retirement'!$CI$6:$CM$32,4,FALSE),IF(AND(OR($I118=\"Air Cooled Chiller\",$I118=\"Water Cooled Chiller\"),$L118=\"Centrifugal\"),VLOOKUP($J118,'Early Retirement'!$CI$6:$CM$32,5,FALSE),\"\")))))","v":0},0,0,0,0,0,0,0,0,0,0,0,"","","",0,0,0,{"$f":"IF(AND($C118=\"Early Retirement\",$J118<>\"\",$S118<>\"\",$U118<>\"\"),$CG118,IF(AND(OR($AB118=\"DX AC Air Cooled\",$AB118=\"DX HP Air Cooled\"),OR(AND($AI118=\"Btu/hr\",$AH118<65000),AND($AI118=\"Tons\",$AH118<65000/12000)),$AC118=\"Split\",$AN118>=15.2),MAX(Baselines!$CB111,12/9.8),Baselines!$CB111))","v":0},{"$f":"IF(AND($C118=\"Early Retirement\",$J118<>\"\",$S118<>\"\",$U118<>\"\"),$CH118,Baselines!$CC111)","v":0},{"$f":"Baselines!$CD111","v":"kW/ton"},"",{"$f":"IF(AND($C118=\"Early Retirement\",$J118<>\"\",$S118<>\"\",$U118<>\"\"),$CI118,IF(AND(Baselines!$CE111=0,OR($CT118=\"DX HP\",$CT118=\"PTHP\")),$BG118,Baselines!$CE111))","v":0},"COP",{"$f":"IF(OR($C118=\"Replace-on-Burnout\",$C118=\"New Construction\"),$DB118,IF($CD118=\"\",\"\",IF(OR($CD118=\"DX HP\",$CD118=\"PTHP\"),VLOOKUP($D118,'Factor Tables'!$B$89:$M$105,MATCH(CONCATENATE($CD118,\" Clg\"),'Factor Tables'!$B$88:$M$88,0),FALSE),VLOOKUP($D118,'Factor Tables'!$B$89:$M$105,MATCH($CD118,'Factor Tables'!$B$88:$M$88,0),FALSE))))","v":""},{"$f":"IF(OR($C118=\"Replace-on-Burnout\",$C118=\"New Construction\"),$DC118,IF($CD118=\"\",\"\",IF($CD118=\"DX HP\",VLOOKUP($D118,'Factor Tables'!$B$89:$M$105,MATCH(\"DX HP Htg\",'Factor Tables'!$B$88:$M$88,0),FALSE),0)))","v":""},{"$f":"IF(OR($C118=\"Replace-on-Burnout\",$C118=\"New Construction\"),$DD118,IF($CD118=\"\",\"\",IF($CD118=\"DX HP\",VLOOKUP($D118,'Factor Tables'!$N$89:$Y$105,MATCH(\"DX HP Clg\",'Factor Tables'!$N$88:$Y$88,0),FALSE),IF($CD118=\"PTHP\",VLOOKUP($D118,'Factor Tables'!$N$89:$Y$105,MATCH(\"PTHP Clg\",'Factor Tables'!$N$88:$Y$88,0),FALSE),IF(AND($CD118<>\"DX HP\",$CD118<>\"PTHP\"),VLOOKUP($D118,'Factor Tables'!$N$89:$Y$105,MATCH($CD118,'Factor Tables'!$N$88:$Y$88,0),FALSE),\"\")))))","v":""},{"$f":"IF(OR($C118=\"Replace-on-Burnout\",$C118=\"New Construction\",$CT118=\"DX HP\",$CT118=\"PTHP\"),$DE118,IF($CD118=\"\",\"\",IF($CD118=\"DX HP\",VLOOKUP($D118,'Factor Tables'!$N$89:$Y$105,MATCH(\"DX HP Htg\",'Factor Tables'!$N$88:$Y$88,0),FALSE),IF($CD118=\"PTHP\",VLOOKUP($D118,'Factor Tables'!$N$89:$Y$105,MATCH(\"PTHP Htg\",'Factor Tables'!$N$88:$Y$88,0),FALSE),0))))","v":""},"","",0,0,"kW/ton","",0,"COP",{"$f":"IF($CT118=\"\",\"\",IF(OR($CT118=\"DX HP\",$CT118=\"VRF HP\",$CT118=\"PTHP\"),VLOOKUP($D118,'Factor Tables'!$B$89:$M$105,MATCH(CONCATENATE($CT118,\" Clg\"),'Factor Tables'!$B$88:$M$88,0),FALSE),VLOOKUP($D118,'Factor Tables'!$B$89:$M$105,MATCH($CT118,'Factor Tables'!$B$88:$M$88,0),FALSE)))","v":""},{"$f":"IF($CT118=\"\",\"\",IF(OR($CT118=\"DX HP\",$CT118=\"VRF HP\",$CT118=\"PTHP\"),VLOOKUP($D118,'Factor Tables'!$B$89:$M$105,MATCH(CONCATENATE($CT118,\" Htg\"),'Factor Tables'!$B$88:$M$88,0),FALSE),0))","v":""},{"$f":"IF($CT118=\"\",\"\",IF(OR($CT118=\"DX HP\",$CT118=\"VRF HP\",$CT118=\"PTHP\"),VLOOKUP($D118,'Factor Tables'!$N$89:$Y$105,MATCH(CONCATENATE($CT118,\" Clg\"),'Factor Tables'!$N$88:$Y$88,0),FALSE),VLOOKUP($D118,'Factor Tables'!$N$89:$Y$105,MATCH($CT118,'Factor Tables'!$N$88:$Y$88,0),FALSE)))","v":""},{"$f":"IF($CT118=\"\",\"\",IF(OR($CT118=\"DX HP\",$CT118=\"VRF HP\",$CT118=\"PTHP\"),VLOOKUP($D118,'Factor Tables'!$N$89:$Y$105,MATCH(CONCATENATE($CT118,\" Htg\"),'Factor Tables'!$N$88:$Y$88,0),FALSE),0))","v":""},{"$f":"IF($AB118=\"\",0,VLOOKUP($AB118,'Utility Admin'!$E:$G,2,FALSE))","v":0},{"$f":"IF($AB118=\"\",0,VLOOKUP($AB118,'Utility Admin'!$E:$G,3,FALSE))","v":0},{"$f":"IFERROR(IF(ABS(Summary!$F$12)<=ABS(Summary!$E$12)*'Utility Admin'!$I$5,$AZ118*$DF118+$BA118*$DG118,$AZ118*$DF118+$AZ118*'Utility Admin'!$I$5*$DG118),0)","v":0},null,"Summer",null,null,null,null,null,null,null,null,null,null,{"$f":"IF(OR('Project Info'!$C$10=\"\",$C118=\"\",$D118=\"\"),\"\",VLOOKUP($D118,$DW$9:$DZ$32,MATCH($C118,$DW$9:$DZ$9,0),FALSE))","v":""},null,null,null,null,null,null,"ERROR: Contact Program Manager. Post Capacity/Unit x Post # of Units must be within +/- 20% of Pre Capacity/Unit x Pre # of Units."]
[null,110,"","",null,null,null,null,null,null,null,null,null,null,null,null,null,null,null,null,null,null,null,null,null,null,null,null,null,null,null,null,null,null,null,null,null,null,null,null,null,null,null,0,0,0,0,0,0,999999999,"",0,0,{"$f":"IFERROR(IF($DH$261>'Utility Admin'!$H$5,$BA119/$BA$5*$BB$261,$DH119),0)","v":0},"","",{"$f":"IF(AND(OR($AB119=\"DX AC Air Cooled\",$AB119=\"DX HP Air Cooled\"),OR(AND($AI119=\"Btu/hr\",$AH119<65000),AND($AI119=\"Tons\",$AH119<65000/12000)),$AC119=\"Split\",$AN119>=15.2),MAX(Baselines!$CB363,12/9.8),Baselines!$CB363)","v":0},{"$f":"Baselines!$CC363","v":0},{"$f":"Baselines!$CE363","v":0},0,0,0,0,0,0,0,0,0,0,{"$f":"IF(OR($C119<>\"Early Retirement\",$J119=\"\"),0,IF(OR($I119=\"DX AC Air Cooled\",$I119=\"DX HP Air Cooled\"),VLOOKUP($J119,'Early Retirement'!$CI$6:$CM$32,2,FALSE),IF(OR($I119=\"PTAC\",$I119=\"PTHP\"),VLOOKUP($J119,'Early Retirement'!$CI$6:$CM$32,3,FALSE),IF(AND(OR($I119=\"Air Cooled Chiller\",$I119=\"Water Cooled Chiller\"),$L119<>\"Centrifugal\"),VLOOKUP($J119,'Early Retirement'!$CI$6:$CM$32,4,FALSE),IF(AND(OR($I119=\"Air Cooled Chiller\",$I119=\"Water Cooled Chiller\"),$L119=\"Centrifugal\"),VLOOKUP($J119,'Early Retirement'!$CI$6:$CM$32,5,FALSE),\"\")))))","v":0},0,0,0,0,0,0,0,0,0,0,0,"","","",0,0,0,{"$f":"IF(AND($C119=\"Early Retirement\",$J119<>\"\",$S119<>\"\",$U119<>\"\"),$CG119,IF(AND(OR($AB119=\"DX AC Air Cooled\",$AB119=\"DX HP Air Cooled\"),OR(AND($AI119=\"Btu/hr\",$AH119<65000),AND($AI119=\"Tons\",$AH119<65000/12000)),$AC119=\"Split\",$AN119>=15.2),MAX(Baselines!$CB112,12/9.8),Baselines!$CB112))","v":0},{"$f":"IF(AND($C119=\"Early Retirement\",$J119<>\"\",$S119<>\"\",$U119<>\"\"),$CH119,Baselines!$CC112)","v":0},{"$f":"Baselines!$CD112","v":"kW/ton"},"",{"$f":"IF(AND($C119=\"Early Retirement\",$J119<>\"\",$S119<>\"\",$U119<>\"\"),$CI119,IF(AND(Baselines!$CE112=0,OR($CT119=\"DX HP\",$CT119=\"PTHP\")),$BG119,Baselines!$CE112))","v":0},"COP",{"$f":"IF(OR($C119=\"Replace-on-Burnout\",$C119=\"New Construction\"),$DB119,IF($CD119=\"\",\"\",IF(OR($CD119=\"DX HP\",$CD119=\"PTHP\"),VLOOKUP($D119,'Factor Tables'!$B$89:$M$105,MATCH(CONCATENATE($CD119,\" Clg\"),'Factor Tables'!$B$88:$M$88,0),FALSE),VLOOKUP($D119,'Factor Tables'!$B$89:$M$105,MATCH($CD119,'Factor Tables'!$B$88:$M$88,0),FALSE))))","v":""},{"$f":"IF(OR($C119=\"Replace-on-Burnout\",$C119=\"New Construction\"),$DC119,IF($CD119=\"\",\"\",IF($CD119=\"DX HP\",VLOOKUP($D119,'Factor Tables'!$B$89:$M$105,MATCH(\"DX HP Htg\",'Factor Tables'!$B$88:$M$88,0),FALSE),0)))","v":""},{"$f":"IF(OR($C119=\"Replace-on-Burnout\",$C119=\"New Construction\"),$DD119,IF($CD119=\"\",\"\",IF($CD119=\"DX HP\",VLOOKUP($D119,'Factor Tables'!$N$89:$Y$105,MATCH(\"DX HP Clg\",'Factor Tables'!$N$88:$Y$88,0),FALSE),IF($CD119=\"PTHP\",VLOOKUP($D119,'Factor Tables'!$N$89:$Y$105,MATCH(\"PTHP Clg\",'Factor Tables'!$N$88:$Y$88,0),FALSE),IF(AND($CD119<>\"DX HP\",$CD119<>\"PTHP\"),VLOOKUP($D119,'Factor Tables'!$N$89:$Y$105,MATCH($CD119,'Factor Tables'!$N$88:$Y$88,0),FALSE),\"\")))))","v":""},{"$f":"IF(OR($C119=\"Replace-on-Burnout\",$C119=\"New Construction\",$CT119=\"DX HP\",$CT119=\"PTHP\"),$DE119,IF($CD119=\"\",\"\",IF($CD119=\"DX HP\",VLOOKUP($D119,'Factor Tables'!$N$89:$Y$105,MATCH(\"DX HP Htg\",'Factor Tables'!$N$88:$Y$88,0),FALSE),IF($CD119=\"PTHP\",VLOOKUP($D119,'Factor Tables'!$N$89:$Y$105,MATCH(\"PTHP Htg\",'Factor Tables'!$N$88:$Y$88,0),FALSE),0))))","v":""},"","",0,0,"kW/ton","",0,"COP",{"$f":"IF($CT119=\"\",\"\",IF(OR($CT119=\"DX HP\",$CT119=\"VRF HP\",$CT119=\"PTHP\"),VLOOKUP($D119,'Factor Tables'!$B$89:$M$105,MATCH(CONCATENATE($CT119,\" Clg\"),'Factor Tables'!$B$88:$M$88,0),FALSE),VLOOKUP($D119,'Factor Tables'!$B$89:$M$105,MATCH($CT119,'Factor Tables'!$B$88:$M$88,0),FALSE)))","v":""},{"$f":"IF($CT119=\"\",\"\",IF(OR($CT119=\"DX HP\",$CT119=\"VRF HP\",$CT119=\"PTHP\"),VLOOKUP($D119,'Factor Tables'!$B$89:$M$105,MATCH(CONCATENATE($CT119,\" Htg\"),'Factor Tables'!$B$88:$M$88,0),FALSE),0))","v":""},{"$f":"IF($CT119=\"\",\"\",IF(OR($CT119=\"DX HP\",$CT119=\"VRF HP\",$CT119=\"PTHP\"),VLOOKUP($D119,'Factor Tables'!$N$89:$Y$105,MATCH(CONCATENATE($CT119,\" Clg\"),'Factor Tables'!$N$88:$Y$88,0),FALSE),VLOOKUP($D119,'Factor Tables'!$N$89:$Y$105,MATCH($CT119,'Factor Tables'!$N$88:$Y$88,0),FALSE)))","v":""},{"$f":"IF($CT119=\"\",\"\",IF(OR($CT119=\"DX HP\",$CT119=\"VRF HP\",$CT119=\"PTHP\"),VLOOKUP($D119,'Factor Tables'!$N$89:$Y$105,MATCH(CONCATENATE($CT119,\" Htg\"),'Factor Tables'!$N$88:$Y$88,0),FALSE),0))","v":""},{"$f":"IF($AB119=\"\",0,VLOOKUP($AB119,'Utility Admin'!$E:$G,2,FALSE))","v":0},{"$f":"IF($AB119=\"\",0,VLOOKUP($AB119,'Utility Admin'!$E:$G,3,FALSE))","v":0},{"$f":"IFERROR(IF(ABS(Summary!$F$12)<=ABS(Summary!$E$12)*'Utility Admin'!$I$5,$AZ119*$DF119+$BA119*$DG119,$AZ119*$DF119+$AZ119*'Utility Admin'!$I$5*$DG119),0)","v":0},null,"Summer",null,null,null,null,null,null,null,null,null,null,{"$f":"IF(OR('Project Info'!$C$10=\"\",$C119=\"\",$D119=\"\"),\"\",VLOOKUP($D119,$DW$9:$DZ$32,MATCH($C119,$DW$9:$DZ$9,0),FALSE))","v":""},null,null,null,null,null,null,"ERROR: Contact Program Manager. Post Capacity/Unit x Post # of Units must be within +/- 20% of Pre Capacity/Unit x Pre # of Units."]
[null,111,"","",null,null,null,null,null,null,null,null,null,null,null,null,null,null,null,null,null,null,null,null,null,null,null,null,null,null,null,null,null,null,null,null,null,null,null,null,null,null,null,0,0,0,0,0,0,999999999,"",0,0,{"$f":"IFERROR(IF($DH$261>'Utility Admin'!$H$5,$BA120/$BA$5*$BB$261,$DH120),0)","v":0},"","",{"$f":"IF(AND(OR($AB120=\"DX AC Air Cooled\",$AB120=\"DX HP Air Cooled\"),OR(AND($AI120=\"Btu/hr\",$AH120<65000),AND($AI120=\"Tons\",$AH120<65000/12000)),$AC120=\"Split\",$AN120>=15.2),MAX(Baselines!$CB364,12/9.8),Baselines!$CB364)","v":0},{"$f":"Baselines!$CC364","v":0},{"$f":"Baselines!$CE364","v":0},0,0,0,0,0,0,0,0,0,0,{"$f":"IF(OR($C120<>\"Early Retirement\",$J120=\"\"),0,IF(OR($I120=\"DX AC Air Cooled\",$I120=\"DX HP Air Cooled\"),VLOOKUP($J120,'Early Retirement'!$CI$6:$CM$32,2,FALSE),IF(OR($I120=\"PTAC\",$I120=\"PTHP\"),VLOOKUP($J120,'Early Retirement'!$CI$6:$CM$32,3,FALSE),IF(AND(OR($I120=\"Air Cooled Chiller\",$I120=\"Water Cooled Chiller\"),$L120<>\"Centrifugal\"),VLOOKUP($J120,'Early Retirement'!$CI$6:$CM$32,4,FALSE),IF(AND(OR($I120=\"Air Cooled Chiller\",$I120=\"Water Cooled Chiller\"),$L120=\"Centrifugal\"),VLOOKUP($J120,'Early Retirement'!$CI$6:$CM$32,5,FALSE),\"\")))))","v":0},0,0,0,0,0,0,0,0,0,0,0,"","","",0,0,0,{"$f":"IF(AND($C120=\"Early Retirement\",$J120<>\"\",$S120<>\"\",$U120<>\"\"),$CG120,IF(AND(OR($AB120=\"DX AC Air Cooled\",$AB120=\"DX HP Air Cooled\"),OR(AND($AI120=\"Btu/hr\",$AH120<65000),AND($AI120=\"Tons\",$AH120<65000/12000)),$AC120=\"Split\",$AN120>=15.2),MAX(Baselines!$CB113,12/9.8),Baselines!$CB113))","v":0},{"$f":"IF(AND($C120=\"Early Retirement\",$J120<>\"\",$S120<>\"\",$U120<>\"\"),$CH120,Baselines!$CC113)","v":0},{"$f":"Baselines!$CD113","v":"kW/ton"},"",{"$f":"IF(AND($C120=\"Early Retirement\",$J120<>\"\",$S120<>\"\",$U120<>\"\"),$CI120,IF(AND(Baselines!$CE113=0,OR($CT120=\"DX HP\",$CT120=\"PTHP\")),$BG120,Baselines!$CE113))","v":0},"COP",{"$f":"IF(OR($C120=\"Replace-on-Burnout\",$C120=\"New Construction\"),$DB120,IF($CD120=\"\",\"\",IF(OR($CD120=\"DX HP\",$CD120=\"PTHP\"),VLOOKUP($D120,'Factor Tables'!$B$89:$M$105,MATCH(CONCATENATE($CD120,\" Clg\"),'Factor Tables'!$B$88:$M$88,0),FALSE),VLOOKUP($D120,'Factor Tables'!$B$89:$M$105,MATCH($CD120,'Factor Tables'!$B$88:$M$88,0),FALSE))))","v":""},{"$f":"IF(OR($C120=\"Replace-on-Burnout\",$C120=\"New Construction\"),$DC120,IF($CD120=\"\",\"\",IF($CD120=\"DX HP\",VLOOKUP($D120,'Factor Tables'!$B$89:$M$105,MATCH(\"DX HP Htg\",'Factor Tables'!$B$88:$M$88,0),FALSE),0)))","v":""},{"$f":"IF(OR($C120=\"Replace-on-Burnout\",$C120=\"New Construction\"),$DD120,IF($CD120=\"\",\"\",IF($CD120=\"DX HP\",VLOOKUP($D120,'Factor Tables'!$N$89:$Y$105,MATCH(\"DX HP Clg\",'Factor Tables'!$N$88:$Y$88,0),FALSE),IF($CD120=\"PTHP\",VLOOKUP($D120,'Factor Tables'!$N$89:$Y$105,MATCH(\"PTHP Clg\",'Factor Tables'!$N$88:$Y$88,0),FALSE),IF(AND($CD120<>\"DX HP\",$CD120<>\"PTHP\"),VLOOKUP($D120,'Factor Tables'!$N$89:$Y$105,MATCH($CD120,'Factor Tables'!$N$88:$Y$88,0),FALSE),\"\")))))","v":""},{"$f":"IF(OR($C120=\"Replace-on-Burnout\",$C120=\"New Construction\",$CT120=\"DX HP\",$CT120=\"PTHP\"),$DE120,IF($CD120=\"\",\"\",IF($CD120=\"DX HP\",VLOOKUP($D120,'Factor Tables'!$N$89:$Y$105,MATCH(\"DX HP Htg\",'Factor Tables'!$N$88:$Y$88,0),FALSE),IF($CD120=\"PTHP\",VLOOKUP($D120,'Factor Tables'!$N$89:$Y$105,MATCH(\"PTHP Htg\",'Factor Tables'!$N$88:$Y$88,0),FALSE),0))))","v":""},"","",0,0,"kW/ton","",0,"COP",{"$f":"IF($CT120=\"\",\"\",IF(OR($CT120=\"DX HP\",$CT120=\"VRF HP\",$CT120=\"PTHP\"),VLOOKUP($D120,'Factor Tables'!$B$89:$M$105,MATCH(CONCATENATE($CT120,\" Clg\"),'Factor Tables'!$B$88:$M$88,0),FALSE),VLOOKUP($D120,'Factor Tables'!$B$89:$M$105,MATCH($CT120,'Factor Tables'!$B$88:$M$88,0),FALSE)))","v":""},{"$f":"IF($CT120=\"\",\"\",IF(OR($CT120=\"DX HP\",$CT120=\"VRF HP\",$CT120=\"PTHP\"),VLOOKUP($D120,'Factor Tables'!$B$89:$M$105,MATCH(CONCATENATE($CT120,\" Htg\"),'Factor Tables'!$B$88:$M$88,0),FALSE),0))","v":""},{"$f":"IF($CT120=\"\",\"\",IF(OR($CT120=\"DX HP\",$CT120=\"VRF HP\",$CT120=\"PTHP\"),VLOOKUP($D120,'Factor Tables'!$N$89:$Y$105,MATCH(CONCATENATE($CT120,\" Clg\"),'Factor Tables'!$N$88:$Y$88,0),FALSE),VLOOKUP($D120,'Factor Tables'!$N$89:$Y$105,MATCH($CT120,'Factor Tables'!$N$88:$Y$88,0),FALSE)))","v":""},{"$f":"IF($CT120=\"\",\"\",IF(OR($CT120=\"DX HP\",$CT120=\"VRF HP\",$CT120=\"PTHP\"),VLOOKUP($D120,'Factor Tables'!$N$89:$Y$105,MATCH(CONCATENATE($CT120,\" Htg\"),'Factor Tables'!$N$88:$Y$88,0),FALSE),0))","v":""},{"$f":"IF($AB120=\"\",0,VLOOKUP($AB120,'Utility Admin'!$E:$G,2,FALSE))","v":0},{"$f":"IF($AB120=\"\",0,VLOOKUP($AB120,'Utility Admin'!$E:$G,3,FALSE))","v":0},{"$f":"IFERROR(IF(ABS(Summary!$F$12)<=ABS(Summary!$E$12)*'Utility Admin'!$I$5,$AZ120*$DF120+$BA120*$DG120,$AZ120*$DF120+$AZ120*'Utility Admin'!$I$5*$DG120),0)","v":0},null,"Summer",null,null,null,null,null,null,null,null,null,null,{"$f":"IF(OR('Project Info'!$C$10=\"\",$C120=\"\",$D120=\"\"),\"\",VLOOKUP($D120,$DW$9:$DZ$32,MATCH($C120,$DW$9:$DZ$9,0),FALSE))","v":""},null,null,null,null,null,null,"ERROR: Contact Program Manager. Post Capacity/Unit x Post # of Units must be within +/- 20% of Pre Capacity/Unit x Pre # of Units."]
[null,112,"","",null,null,null,null,null,null,null,null,null,null,null,null,null,null,null,null,null,null,null,null,null,null,null,null,null,null,null,null,null,null,null,null,null,null,null,null,null,null,null,0,0,0,0,0,0,999999999,"",0,0,{"$f":"IFERROR(IF($DH$261>'Utility Admin'!$H$5,$BA121/$BA$5*$BB$261,$DH121),0)","v":0},"","",{"$f":"IF(AND(OR($AB121=\"DX AC Air Cooled\",$AB121=\"DX HP Air Cooled\"),OR(AND($AI121=\"Btu/hr\",$AH121<65000),AND($AI121=\"Tons\",$AH121<65000/12000)),$AC121=\"Split\",$AN121>=15.2),MAX(Baselines!$CB365,12/9.8),Baselines!$CB365)","v":0},{"$f":"Baselines!$CC365","v":0},{"$f":"Baselines!$CE365","v":0},0,0,0,0,0,0,0,0,0,0,{"$f":"IF(OR($C121<>\"Early Retirement\",$J121=\"\"),0,IF(OR($I121=\"DX AC Air Cooled\",$I121=\"DX HP Air Cooled\"),VLOOKUP($J121,'Early Retirement'!$CI$6:$CM$32,2,FALSE),IF(OR($I121=\"PTAC\",$I121=\"PTHP\"),VLOOKUP($J121,'Early Retirement'!$CI$6:$CM$32,3,FALSE),IF(AND(OR($I121=\"Air Cooled Chiller\",$I121=\"Water Cooled Chiller\"),$L121<>\"Centrifugal\"),VLOOKUP($J121,'Early Retirement'!$CI$6:$CM$32,4,FALSE),IF(AND(OR($I121=\"Air Cooled Chiller\",$I121=\"Water Cooled Chiller\"),$L121=\"Centrifugal\"),VLOOKUP($J121,'Early Retirement'!$CI$6:$CM$32,5,FALSE),\"\")))))","v":0},0,0,0,0,0,0,0,0,0,0,0,"","","",0,0,0,{"$f":"IF(AND($C121=\"Early Retirement\",$J121<>\"\",$S121<>\"\",$U121<>\"\"),$CG121,IF(AND(OR($AB121=\"DX AC Air Cooled\",$AB121=\"DX HP Air Cooled\"),OR(AND($AI121=\"Btu/hr\",$AH121<65000),AND($AI121=\"Tons\",$AH121<65000/12000)),$AC121=\"Split\",$AN121>=15.2),MAX(Baselines!$CB114,12/9.8),Baselines!$CB114))","v":0},{"$f":"IF(AND($C121=\"Early Retirement\",$J121<>\"\",$S121<>\"\",$U121<>\"\"),$CH121,Baselines!$CC114)","v":0},{"$f":"Baselines!$CD114","v":"kW/ton"},"",{"$f":"IF(AND($C121=\"Early Retirement\",$J121<>\"\",$S121<>\"\",$U121<>\"\"),$CI121,IF(AND(Baselines!$CE114=0,OR($CT121=\"DX HP\",$CT121=\"PTHP\")),$BG121,Baselines!$CE114))","v":0},"COP",{"$f":"IF(OR($C121=\"Replace-on-Burnout\",$C121=\"New Construction\"),$DB121,IF($CD121=\"\",\"\",IF(OR($CD121=\"DX HP\",$CD121=\"PTHP\"),VLOOKUP($D121,'Factor Tables'!$B$89:$M$105,MATCH(CONCATENATE($CD121,\" Clg\"),'Factor Tables'!$B$88:$M$88,0),FALSE),VLOOKUP($D121,'Factor Tables'!$B$89:$M$105,MATCH($CD121,'Factor Tables'!$B$88:$M$88,0),FALSE))))","v":""},{"$f":"IF(OR($C121=\"Replace-on-Burnout\",$C121=\"New Construction\"),$DC121,IF($CD121=\"\",\"\",IF($CD121=\"DX HP\",VLOOKUP($D121,'Factor Tables'!$B$89:$M$105,MATCH(\"DX HP Htg\",'Factor Tables'!$B$88:$M$88,0),FALSE),0)))","v":""},{"$f":"IF(OR($C121=\"Replace-on-Burnout\",$C121=\"New Construction\"),$DD121,IF($CD121=\"\",\"\",IF($CD121=\"DX HP\",VLOOKUP($D121,'Factor Tables'!$N$89:$Y$105,MATCH(\"DX HP Clg\",'Factor Tables'!$N$88:$Y$88,0),FALSE),IF($CD121=\"PTHP\",VLOOKUP($D121,'Factor Tables'!$N$89:$Y$105,MATCH(\"PTHP Clg\",'Factor Tables'!$N$88:$Y$88,0),FALSE),IF(AND($CD121<>\"DX HP\",$CD121<>\"PTHP\"),VLOOKUP($D121,'Factor Tables'!$N$89:$Y$105,MATCH($CD121,'Factor Tables'!$N$88:$Y$88,0),FALSE),\"\")))))","v":""},{"$f":"IF(OR($C121=\"Replace-on-Burnout\",$C121=\"New Construction\",$CT121=\"DX HP\",$CT121=\"PTHP\"),$DE121,IF($CD121=\"\",\"\",IF($CD121=\"DX HP\",VLOOKUP($D121,'Factor Tables'!$N$89:$Y$105,MATCH(\"DX HP Htg\",'Factor Tables'!$N$88:$Y$88,0),FALSE),IF($CD121=\"PTHP\",VLOOKUP($D121,'Factor Tables'!$N$89:$Y$105,MATCH(\"PTHP Htg\",'Factor Tables'!$N$88:$Y$88,0),FALSE),0))))","v":""},"","",0,0,"kW/ton","",0,"COP",{"$f":"IF($CT121=\"\",\"\",IF(OR($CT121=\"DX HP\",$CT121=\"VRF HP\",$CT121=\"PTHP\"),VLOOKUP($D121,'Factor Tables'!$B$89:$M$105,MATCH(CONCATENATE($CT121,\" Clg\"),'Factor Tables'!$B$88:$M$88,0),FALSE),VLOOKUP($D121,'Factor Tables'!$B$89:$M$105,MATCH($CT121,'Factor Tables'!$B$88:$M$88,0),FALSE)))","v":""},{"$f":"IF($CT121=\"\",\"\",IF(OR($CT121=\"DX HP\",$CT121=\"VRF HP\",$CT121=\"PTHP\"),VLOOKUP($D121,'Factor Tables'!$B$89:$M$105,MATCH(CONCATENATE($CT121,\" Htg\"),'Factor Tables'!$B$88:$M$88,0),FALSE),0))","v":""},{"$f":"IF($CT121=\"\",\"\",IF(OR($CT121=\"DX HP\",$CT121=\"VRF HP\",$CT121=\"PTHP\"),VLOOKUP($D121,'Factor Tables'!$N$89:$Y$105,MATCH(CONCATENATE($CT121,\" Clg\"),'Factor Tables'!$N$88:$Y$88,0),FALSE),VLOOKUP($D121,'Factor Tables'!$N$89:$Y$105,MATCH($CT121,'Factor Tables'!$N$88:$Y$88,0),FALSE)))","v":""},{"$f":"IF($CT121=\"\",\"\",IF(OR($CT121=\"DX HP\",$CT121=\"VRF HP\",$CT121=\"PTHP\"),VLOOKUP($D121,'Factor Tables'!$N$89:$Y$105,MATCH(CONCATENATE($CT121,\" Htg\"),'Factor Tables'!$N$88:$Y$88,0),FALSE),0))","v":""},{"$f":"IF($AB121=\"\",0,VLOOKUP($AB121,'Utility Admin'!$E:$G,2,FALSE))","v":0},{"$f":"IF($AB121=\"\",0,VLOOKUP($AB121,'Utility Admin'!$E:$G,3,FALSE))","v":0},{"$f":"IFERROR(IF(ABS(Summary!$F$12)<=ABS(Summary!$E$12)*'Utility Admin'!$I$5,$AZ121*$DF121+$BA121*$DG121,$AZ121*$DF121+$AZ121*'Utility Admin'!$I$5*$DG121),0)","v":0},null,"Summer",null,null,null,null,null,null,null,null,null,null,{"$f":"IF(OR('Project Info'!$C$10=\"\",$C121=\"\",$D121=\"\"),\"\",VLOOKUP($D121,$DW$9:$DZ$32,MATCH($C121,$DW$9:$DZ$9,0),FALSE))","v":""},null,null,null,null,null,null,"ERROR: Contact Program Manager. Post Capacity/Unit x Post # of Units must be within +/- 20% of Pre Capacity/Unit x Pre # of Units."]
[null,113,"","",null,null,null,null,null,null,null,null,null,null,null,null,null,null,null,null,null,null,null,null,null,null,null,null,null,null,null,null,null,null,null,null,null,null,null,null,null,null,null,0,0,0,0,0,0,999999999,"",0,0,{"$f":"IFERROR(IF($DH$261>'Utility Admin'!$H$5,$BA122/$BA$5*$BB$261,$DH122),0)","v":0},"","",{"$f":"IF(AND(OR($AB122=\"DX AC Air Cooled\",$AB122=\"DX HP Air Cooled\"),OR(AND($AI122=\"Btu/hr\",$AH122<65000),AND($AI122=\"Tons\",$AH122<65000/12000)),$AC122=\"Split\",$AN122>=15.2),MAX(Baselines!$CB366,12/9.8),Baselines!$CB366)","v":0},{"$f":"Baselines!$CC366","v":0},{"$f":"Baselines!$CE366","v":0},0,0,0,0,0,0,0,0,0,0,{"$f":"IF(OR($C122<>\"Early Retirement\",$J122=\"\"),0,IF(OR($I122=\"DX AC Air Cooled\",$I122=\"DX HP Air Cooled\"),VLOOKUP($J122,'Early Retirement'!$CI$6:$CM$32,2,FALSE),IF(OR($I122=\"PTAC\",$I122=\"PTHP\"),VLOOKUP($J122,'Early Retirement'!$CI$6:$CM$32,3,FALSE),IF(AND(OR($I122=\"Air Cooled Chiller\",$I122=\"Water Cooled Chiller\"),$L122<>\"Centrifugal\"),VLOOKUP($J122,'Early Retirement'!$CI$6:$CM$32,4,FALSE),IF(AND(OR($I122=\"Air Cooled Chiller\",$I122=\"Water Cooled Chiller\"),$L122=\"Centrifugal\"),VLOOKUP($J122,'Early Retirement'!$CI$6:$CM$32,5,FALSE),\"\")))))","v":0},0,0,0,0,0,0,0,0,0,0,0,"","","",0,0,0,{"$f":"IF(AND($C122=\"Early Retirement\",$J122<>\"\",$S122<>\"\",$U122<>\"\"),$CG122,IF(AND(OR($AB122=\"DX AC Air Cooled\",$AB122=\"DX HP Air Cooled\"),OR(AND($AI122=\"Btu/hr\",$AH122<65000),AND($AI122=\"Tons\",$AH122<65000/12000)),$AC122=\"Split\",$AN122>=15.2),MAX(Baselines!$CB115,12/9.8),Baselines!$CB115))","v":0},{"$f":"IF(AND($C122=\"Early Retirement\",$J122<>\"\",$S122<>\"\",$U122<>\"\"),$CH122,Baselines!$CC115)","v":0},{"$f":"Baselines!$CD115","v":"kW/ton"},"",{"$f":"IF(AND($C122=\"Early Retirement\",$J122<>\"\",$S122<>\"\",$U122<>\"\"),$CI122,IF(AND(Baselines!$CE115=0,OR($CT122=\"DX HP\",$CT122=\"PTHP\")),$BG122,Baselines!$CE115))","v":0},"COP",{"$f":"IF(OR($C122=\"Replace-on-Burnout\",$C122=\"New Construction\"),$DB122,IF($CD122=\"\",\"\",IF(OR($CD122=\"DX HP\",$CD122=\"PTHP\"),VLOOKUP($D122,'Factor Tables'!$B$89:$M$105,MATCH(CONCATENATE($CD122,\" Clg\"),'Factor Tables'!$B$88:$M$88,0),FALSE),VLOOKUP($D122,'Factor Tables'!$B$89:$M$105,MATCH($CD122,'Factor Tables'!$B$88:$M$88,0),FALSE))))","v":""},{"$f":"IF(OR($C122=\"Replace-on-Burnout\",$C122=\"New Construction\"),$DC122,IF($CD122=\"\",\"\",IF($CD122=\"DX HP\",VLOOKUP($D122,'Factor Tables'!$B$89:$M$105,MATCH(\"DX HP Htg\",'Factor Tables'!$B$88:$M$88,0),FALSE),0)))","v":""},{"$f":"IF(OR($C122=\"Replace-on-Burnout\",$C122=\"New Construction\"),$DD122,IF($CD122=\"\",\"\",IF($CD122=\"DX HP\",VLOOKUP($D122,'Factor Tables'!$N$89:$Y$105,MATCH(\"DX HP Clg\",'Factor Tables'!$N$88:$Y$88,0),FALSE),IF($CD122=\"PTHP\",VLOOKUP($D122,'Factor Tables'!$N$89:$Y$105,MATCH(\"PTHP Clg\",'Factor Tables'!$N$88:$Y$88,0),FALSE),IF(AND($CD122<>\"DX HP\",$CD122<>\"PTHP\"),VLOOKUP($D122,'Factor Tables'!$N$89:$Y$105,MATCH($CD122,'Factor Tables'!$N$88:$Y$88,0),FALSE),\"\")))))","v":""},{"$f":"IF(OR($C122=\"Replace-on-Burnout\",$C122=\"New Construction\",$CT122=\"DX HP\",$CT122=\"PTHP\"),$DE122,IF($CD122=\"\",\"\",IF($CD122=\"DX HP\",VLOOKUP($D122,'Factor Tables'!$N$89:$Y$105,MATCH(\"DX HP Htg\",'Factor Tables'!$N$88:$Y$88,0),FALSE),IF($CD122=\"PTHP\",VLOOKUP($D122,'Factor Tables'!$N$89:$Y$105,MATCH(\"PTHP Htg\",'Factor Tables'!$N$88:$Y$88,0),FALSE),0))))","v":""},"","",0,0,"kW/ton","",0,"COP",{"$f":"IF($CT122=\"\",\"\",IF(OR($CT122=\"DX HP\",$CT122=\"VRF HP\",$CT122=\"PTHP\"),VLOOKUP($D122,'Factor Tables'!$B$89:$M$105,MATCH(CONCATENATE($CT122,\" Clg\"),'Factor Tables'!$B$88:$M$88,0),FALSE),VLOOKUP($D122,'Factor Tables'!$B$89:$M$105,MATCH($CT122,'Factor Tables'!$B$88:$M$88,0),FALSE)))","v":""},{"$f":"IF($CT122=\"\",\"\",IF(OR($CT122=\"DX HP\",$CT122=\"VRF HP\",$CT122=\"PTHP\"),VLOOKUP($D122,'Factor Tables'!$B$89:$M$105,MATCH(CONCATENATE($CT122,\" Htg\"),'Factor Tables'!$B$88:$M$88,0),FALSE),0))","v":""},{"$f":"IF($CT122=\"\",\"\",IF(OR($CT122=\"DX HP\",$CT122=\"VRF HP\",$CT122=\"PTHP\"),VLOOKUP($D122,'Factor Tables'!$N$89:$Y$105,MATCH(CONCATENATE($CT122,\" Clg\"),'Factor Tables'!$N$88:$Y$88,0),FALSE),VLOOKUP($D122,'Factor Tables'!$N$89:$Y$105,MATCH($CT122,'Factor Tables'!$N$88:$Y$88,0),FALSE)))","v":""},{"$f":"IF($CT122=\"\",\"\",IF(OR($CT122=\"DX HP\",$CT122=\"VRF HP\",$CT122=\"PTHP\"),VLOOKUP($D122,'Factor Tables'!$N$89:$Y$105,MATCH(CONCATENATE($CT122,\" Htg\"),'Factor Tables'!$N$88:$Y$88,0),FALSE),0))","v":""},{"$f":"IF($AB122=\"\",0,VLOOKUP($AB122,'Utility Admin'!$E:$G,2,FALSE))","v":0},{"$f":"IF($AB122=\"\",0,VLOOKUP($AB122,'Utility Admin'!$E:$G,3,FALSE))","v":0},{"$f":"IFERROR(IF(ABS(Summary!$F$12)<=ABS(Summary!$E$12)*'Utility Admin'!$I$5,$AZ122*$DF122+$BA122*$DG122,$AZ122*$DF122+$AZ122*'Utility Admin'!$I$5*$DG122),0)","v":0},null,"Summer",null,null,null,null,null,null,null,null,null,null,{"$f":"IF(OR('Project Info'!$C$10=\"\",$C122=\"\",$D122=\"\"),\"\",VLOOKUP($D122,$DW$9:$DZ$32,MATCH($C122,$DW$9:$DZ$9,0),FALSE))","v":""},null,null,null,null,null,null,"ERROR: Contact Program Manager. Post Capacity/Unit x Post # of Units must be within +/- 20% of Pre Capacity/Unit x Pre # of Units."]
[null,114,"","",null,null,null,null,null,null,null,null,null,null,null,null,null,null,null,null,null,null,null,null,null,null,null,null,null,null,null,null,null,null,null,null,null,null,null,null,null,null,null,0,0,0,0,0,0,999999999,"",0,0,{"$f":"IFERROR(IF($DH$261>'Utility Admin'!$H$5,$BA123/$BA$5*$BB$261,$DH123),0)","v":0},"","",{"$f":"IF(AND(OR($AB123=\"DX AC Air Cooled\",$AB123=\"DX HP Air Cooled\"),OR(AND($AI123=\"Btu/hr\",$AH123<65000),AND($AI123=\"Tons\",$AH123<65000/12000)),$AC123=\"Split\",$AN123>=15.2),MAX(Baselines!$CB367,12/9.8),Baselines!$CB367)","v":0},{"$f":"Baselines!$CC367","v":0},{"$f":"Baselines!$CE367","v":0},0,0,0,0,0,0,0,0,0,0,{"$f":"IF(OR($C123<>\"Early Retirement\",$J123=\"\"),0,IF(OR($I123=\"DX AC Air Cooled\",$I123=\"DX HP Air Cooled\"),VLOOKUP($J123,'Early Retirement'!$CI$6:$CM$32,2,FALSE),IF(OR($I123=\"PTAC\",$I123=\"PTHP\"),VLOOKUP($J123,'Early Retirement'!$CI$6:$CM$32,3,FALSE),IF(AND(OR($I123=\"Air Cooled Chiller\",$I123=\"Water Cooled Chiller\"),$L123<>\"Centrifugal\"),VLOOKUP($J123,'Early Retirement'!$CI$6:$CM$32,4,FALSE),IF(AND(OR($I123=\"Air Cooled Chiller\",$I123=\"Water Cooled Chiller\"),$L123=\"Centrifugal\"),VLOOKUP($J123,'Early Retirement'!$CI$6:$CM$32,5,FALSE),\"\")))))","v":0},0,0,0,0,0,0,0,0,0,0,0,"","","",0,0,0,{"$f":"IF(AND($C123=\"Early Retirement\",$J123<>\"\",$S123<>\"\",$U123<>\"\"),$CG123,IF(AND(OR($AB123=\"DX AC Air Cooled\",$AB123=\"DX HP Air Cooled\"),OR(AND($AI123=\"Btu/hr\",$AH123<65000),AND($AI123=\"Tons\",$AH123<65000/12000)),$AC123=\"Split\",$AN123>=15.2),MAX(Baselines!$CB116,12/9.8),Baselines!$CB116))","v":0},{"$f":"IF(AND($C123=\"Early Retirement\",$J123<>\"\",$S123<>\"\",$U123<>\"\"),$CH123,Baselines!$CC116)","v":0},{"$f":"Baselines!$CD116","v":"kW/ton"},"",{"$f":"IF(AND($C123=\"Early Retirement\",$J123<>\"\",$S123<>\"\",$U123<>\"\"),$CI123,IF(AND(Baselines!$CE116=0,OR($CT123=\"DX HP\",$CT123=\"PTHP\")),$BG123,Baselines!$CE116))","v":0},"COP",{"$f":"IF(OR($C123=\"Replace-on-Burnout\",$C123=\"New Construction\"),$DB123,IF($CD123=\"\",\"\",IF(OR($CD123=\"DX HP\",$CD123=\"PTHP\"),VLOOKUP($D123,'Factor Tables'!$B$89:$M$105,MATCH(CONCATENATE($CD123,\" Clg\"),'Factor Tables'!$B$88:$M$88,0),FALSE),VLOOKUP($D123,'Factor Tables'!$B$89:$M$105,MATCH($CD123,'Factor Tables'!$B$88:$M$88,0),FALSE))))","v":""},{"$f":"IF(OR($C123=\"Replace-on-Burnout\",$C123=\"New Construction\"),$DC123,IF($CD123=\"\",\"\",IF($CD123=\"DX HP\",VLOOKUP($D123,'Factor Tables'!$B$89:$M$105,MATCH(\"DX HP Htg\",'Factor Tables'!$B$88:$M$88,0),FALSE),0)))","v":""},{"$f":"IF(OR($C123=\"Replace-on-Burnout\",$C123=\"New Construction\"),$DD123,IF($CD123=\"\",\"\",IF($CD123=\"DX HP\",VLOOKUP($D123,'Factor Tables'!$N$89:$Y$105,MATCH(\"DX HP Clg\",'Factor Tables'!$N$88:$Y$88,0),FALSE),IF($CD123=\"PTHP\",VLOOKUP($D123,'Factor Tables'!$N$89:$Y$105,MATCH(\"PTHP Clg\",'Factor Tables'!$N$88:$Y$88,0),FALSE),IF(AND($CD123<>\"DX HP\",$CD123<>\"PTHP\"),VLOOKUP($D123,'Factor Tables'!$N$89:$Y$105,MATCH($CD123,'Factor Tables'!$N$88:$Y$88,0),FALSE),\"\")))))","v":""},{"$f":"IF(OR($C123=\"Replace-on-Burnout\",$C123=\"New Construction\",$CT123=\"DX HP\",$CT123=\"PTHP\"),$DE123,IF($CD123=\"\",\"\",IF($CD123=\"DX HP\",VLOOKUP($D123,'Factor Tables'!$N$89:$Y$105,MATCH(\"DX HP Htg\",'Factor Tables'!$N$88:$Y$88,0),FALSE),IF($CD123=\"PTHP\",VLOOKUP($D123,'Factor Tables'!$N$89:$Y$105,MATCH(\"PTHP Htg\",'Factor Tables'!$N$88:$Y$88,0),FALSE),0))))","v":""},"","",0,0,"kW/ton","",0,"COP",{"$f":"IF($CT123=\"\",\"\",IF(OR($CT123=\"DX HP\",$CT123=\"VRF HP\",$CT123=\"PTHP\"),VLOOKUP($D123,'Factor Tables'!$B$89:$M$105,MATCH(CONCATENATE($CT123,\" Clg\"),'Factor Tables'!$B$88:$M$88,0),FALSE),VLOOKUP($D123,'Factor Tables'!$B$89:$M$105,MATCH($CT123,'Factor Tables'!$B$88:$M$88,0),FALSE)))","v":""},{"$f":"IF($CT123=\"\",\"\",IF(OR($CT123=\"DX HP\",$CT123=\"VRF HP\",$CT123=\"PTHP\"),VLOOKUP($D123,'Factor Tables'!$B$89:$M$105,MATCH(CONCATENATE($CT123,\" Htg\"),'Factor Tables'!$B$88:$M$88,0),FALSE),0))","v":""},{"$f":"IF($CT123=\"\",\"\",IF(OR($CT123=\"DX HP\",$CT123=\"VRF HP\",$CT123=\"PTHP\"),VLOOKUP($D123,'Factor Tables'!$N$89:$Y$105,MATCH(CONCATENATE($CT123,\" Clg\"),'Factor Tables'!$N$88:$Y$88,0),FALSE),VLOOKUP($D123,'Factor Tables'!$N$89:$Y$105,MATCH($CT123,'Factor Tables'!$N$88:$Y$88,0),FALSE)))","v":""},{"$f":"IF($CT123=\"\",\"\",IF(OR($CT123=\"DX HP\",$CT123=\"VRF HP\",$CT123=\"PTHP\"),VLOOKUP($D123,'Factor Tables'!$N$89:$Y$105,MATCH(CONCATENATE($CT123,\" Htg\"),'Factor Tables'!$N$88:$Y$88,0),FALSE),0))","v":""},{"$f":"IF($AB123=\"\",0,VLOOKUP($AB123,'Utility Admin'!$E:$G,2,FALSE))","v":0},{"$f":"IF($AB123=\"\",0,VLOOKUP($AB123,'Utility Admin'!$E:$G,3,FALSE))","v":0},{"$f":"IFERROR(IF(ABS(Summary!$F$12)<=ABS(Summary!$E$12)*'Utility Admin'!$I$5,$AZ123*$DF123+$BA123*$DG123,$AZ123*$DF123+$AZ123*'Utility Admin'!$I$5*$DG123),0)","v":0},null,"Summer",null,null,null,null,null,null,null,null,null,null,{"$f":"IF(OR('Project Info'!$C$10=\"\",$C123=\"\",$D123=\"\"),\"\",VLOOKUP($D123,$DW$9:$DZ$32,MATCH($C123,$DW$9:$DZ$9,0),FALSE))","v":""},null,null,null,null,null,null,"ERROR: Contact Program Manager. Post Capacity/Unit x Post # of Units must be within +/- 20% of Pre Capacity/Unit x Pre # of Units."]
[null,115,"","",null,null,null,null,null,null,null,null,null,null,null,null,null,null,null,null,null,null,null,null,null,null,null,null,null,null,null,null,null,null,null,null,null,null,null,null,null,null,null,0,0,0,0,0,0,999999999,"",0,0,{"$f":"IFERROR(IF($DH$261>'Utility Admin'!$H$5,$BA124/$BA$5*$BB$261,$DH124),0)","v":0},"","",{"$f":"IF(AND(OR($AB124=\"DX AC Air Cooled\",$AB124=\"DX HP Air Cooled\"),OR(AND($AI124=\"Btu/hr\",$AH124<65000),AND($AI124=\"Tons\",$AH124<65000/12000)),$AC124=\"Split\",$AN124>=15.2),MAX(Baselines!$CB368,12/9.8),Baselines!$CB368)","v":0},{"$f":"Baselines!$CC368","v":0},{"$f":"Baselines!$CE368","v":0},0,0,0,0,0,0,0,0,0,0,{"$f":"IF(OR($C124<>\"Early Retirement\",$J124=\"\"),0,IF(OR($I124=\"DX AC Air Cooled\",$I124=\"DX HP Air Cooled\"),VLOOKUP($J124,'Early Retirement'!$CI$6:$CM$32,2,FALSE),IF(OR($I124=\"PTAC\",$I124=\"PTHP\"),VLOOKUP($J124,'Early Retirement'!$CI$6:$CM$32,3,FALSE),IF(AND(OR($I124=\"Air Cooled Chiller\",$I124=\"Water Cooled Chiller\"),$L124<>\"Centrifugal\"),VLOOKUP($J124,'Early Retirement'!$CI$6:$CM$32,4,FALSE),IF(AND(OR($I124=\"Air Cooled Chiller\",$I124=\"Water Cooled Chiller\"),$L124=\"Centrifugal\"),VLOOKUP($J124,'Early Retirement'!$CI$6:$CM$32,5,FALSE),\"\")))))","v":0},0,0,0,0,0,0,0,0,0,0,0,"","","",0,0,0,{"$f":"IF(AND($C124=\"Early Retirement\",$J124<>\"\",$S124<>\"\",$U124<>\"\"),$CG124,IF(AND(OR($AB124=\"DX AC Air Cooled\",$AB124=\"DX HP Air Cooled\"),OR(AND($AI124=\"Btu/hr\",$AH124<65000),AND($AI124=\"Tons\",$AH124<65000/12000)),$AC124=\"Split\",$AN124>=15.2),MAX(Baselines!$CB117,12/9.8),Baselines!$CB117))","v":0},{"$f":"IF(AND($C124=\"Early Retirement\",$J124<>\"\",$S124<>\"\",$U124<>\"\"),$CH124,Baselines!$CC117)","v":0},{"$f":"Baselines!$CD117","v":"kW/ton"},"",{"$f":"IF(AND($C124=\"Early Retirement\",$J124<>\"\",$S124<>\"\",$U124<>\"\"),$CI124,IF(AND(Baselines!$CE117=0,OR($CT124=\"DX HP\",$CT124=\"PTHP\")),$BG124,Baselines!$CE117))","v":0},"COP",{"$f":"IF(OR($C124=\"Replace-on-Burnout\",$C124=\"New Construction\"),$DB124,IF($CD124=\"\",\"\",IF(OR($CD124=\"DX HP\",$CD124=\"PTHP\"),VLOOKUP($D124,'Factor Tables'!$B$89:$M$105,MATCH(CONCATENATE($CD124,\" Clg\"),'Factor Tables'!$B$88:$M$88,0),FALSE),VLOOKUP($D124,'Factor Tables'!$B$89:$M$105,MATCH($CD124,'Factor Tables'!$B$88:$M$88,0),FALSE))))","v":""},{"$f":"IF(OR($C124=\"Replace-on-Burnout\",$C124=\"New Construction\"),$DC124,IF($CD124=\"\",\"\",IF($CD124=\"DX HP\",VLOOKUP($D124,'Factor Tables'!$B$89:$M$105,MATCH(\"DX HP Htg\",'Factor Tables'!$B$88:$M$88,0),FALSE),0)))","v":""},{"$f":"IF(OR($C124=\"Replace-on-Burnout\",$C124=\"New Construction\"),$DD124,IF($CD124=\"\",\"\",IF($CD124=\"DX HP\",VLOOKUP($D124,'Factor Tables'!$N$89:$Y$105,MATCH(\"DX HP Clg\",'Factor Tables'!$N$88:$Y$88,0),FALSE),IF($CD124=\"PTHP\",VLOOKUP($D124,'Factor Tables'!$N$89:$Y$105,MATCH(\"PTHP Clg\",'Factor Tables'!$N$88:$Y$88,0),FALSE),IF(AND($CD124<>\"DX HP\",$CD124<>\"PTHP\"),VLOOKUP($D124,'Factor Tables'!$N$89:$Y$105,MATCH($CD124,'Factor Tables'!$N$88:$Y$88,0),FALSE),\"\")))))","v":""},{"$f":"IF(OR($C124=\"Replace-on-Burnout\",$C124=\"New Construction\",$CT124=\"DX HP\",$CT124=\"PTHP\"),$DE124,IF($CD124=\"\",\"\",IF($CD124=\"DX HP\",VLOOKUP($D124,'Factor Tables'!$N$89:$Y$105,MATCH(\"DX HP Htg\",'Factor Tables'!$N$88:$Y$88,0),FALSE),IF($CD124=\"PTHP\",VLOOKUP($D124,'Factor Tables'!$N$89:$Y$105,MATCH(\"PTHP Htg\",'Factor Tables'!$N$88:$Y$88,0),FALSE),0))))","v":""},"","",0,0,"kW/ton","",0,"COP",{"$f":"IF($CT124=\"\",\"\",IF(OR($CT124=\"DX HP\",$CT124=\"VRF HP\",$CT124=\"PTHP\"),VLOOKUP($D124,'Factor Tables'!$B$89:$M$105,MATCH(CONCATENATE($CT124,\" Clg\"),'Factor Tables'!$B$88:$M$88,0),FALSE),VLOOKUP($D124,'Factor Tables'!$B$89:$M$105,MATCH($CT124,'Factor Tables'!$B$88:$M$88,0),FALSE)))","v":""},{"$f":"IF($CT124=\"\",\"\",IF(OR($CT124=\"DX HP\",$CT124=\"VRF HP\",$CT124=\"PTHP\"),VLOOKUP($D124,'Factor Tables'!$B$89:$M$105,MATCH(CONCATENATE($CT124,\" Htg\"),'Factor Tables'!$B$88:$M$88,0),FALSE),0))","v":""},{"$f":"IF($CT124=\"\",\"\",IF(OR($CT124=\"DX HP\",$CT124=\"VRF HP\",$CT124=\"PTHP\"),VLOOKUP($D124,'Factor Tables'!$N$89:$Y$105,MATCH(CONCATENATE($CT124,\" Clg\"),'Factor Tables'!$N$88:$Y$88,0),FALSE),VLOOKUP($D124,'Factor Tables'!$N$89:$Y$105,MATCH($CT124,'Factor Tables'!$N$88:$Y$88,0),FALSE)))","v":""},{"$f":"IF($CT124=\"\",\"\",IF(OR($CT124=\"DX HP\",$CT124=\"VRF HP\",$CT124=\"PTHP\"),VLOOKUP($D124,'Factor Tables'!$N$89:$Y$105,MATCH(CONCATENATE($CT124,\" Htg\"),'Factor Tables'!$N$88:$Y$88,0),FALSE),0))","v":""},{"$f":"IF($AB124=\"\",0,VLOOKUP($AB124,'Utility Admin'!$E:$G,2,FALSE))","v":0},{"$f":"IF($AB124=\"\",0,VLOOKUP($AB124,'Utility Admin'!$E:$G,3,FALSE))","v":0},{"$f":"IFERROR(IF(ABS(Summary!$F$12)<=ABS(Summary!$E$12)*'Utility Admin'!$I$5,$AZ124*$DF124+$BA124*$DG124,$AZ124*$DF124+$AZ124*'Utility Admin'!$I$5*$DG124),0)","v":0},null,"Summer",null,null,null,null,null,null,null,null,null,null,{"$f":"IF(OR('Project Info'!$C$10=\"\",$C124=\"\",$D124=\"\"),\"\",VLOOKUP($D124,$DW$9:$DZ$32,MATCH($C124,$DW$9:$DZ$9,0),FALSE))","v":""},null,null,null,null,null,null,"ERROR: Contact Program Manager. Post Capacity/Unit x Post # of Units must be within +/- 20% of Pre Capacity/Unit x Pre # of Units."]
[null,116,"","",null,null,null,null,null,null,null,null,null,null,null,null,null,null,null,null,null,null,null,null,null,null,null,null,null,null,null,null,null,null,null,null,null,null,null,null,null,null,null,0,0,0,0,0,0,999999999,"",0,0,{"$f":"IFERROR(IF($DH$261>'Utility Admin'!$H$5,$BA125/$BA$5*$BB$261,$DH125),0)","v":0},"","",{"$f":"IF(AND(OR($AB125=\"DX AC Air Cooled\",$AB125=\"DX HP Air Cooled\"),OR(AND($AI125=\"Btu/hr\",$AH125<65000),AND($AI125=\"Tons\",$AH125<65000/12000)),$AC125=\"Split\",$AN125>=15.2),MAX(Baselines!$CB369,12/9.8),Baselines!$CB369)","v":0},{"$f":"Baselines!$CC369","v":0},{"$f":"Baselines!$CE369","v":0},0,0,0,0,0,0,0,0,0,0,{"$f":"IF(OR($C125<>\"Early Retirement\",$J125=\"\"),0,IF(OR($I125=\"DX AC Air Cooled\",$I125=\"DX HP Air Cooled\"),VLOOKUP($J125,'Early Retirement'!$CI$6:$CM$32,2,FALSE),IF(OR($I125=\"PTAC\",$I125=\"PTHP\"),VLOOKUP($J125,'Early Retirement'!$CI$6:$CM$32,3,FALSE),IF(AND(OR($I125=\"Air Cooled Chiller\",$I125=\"Water Cooled Chiller\"),$L125<>\"Centrifugal\"),VLOOKUP($J125,'Early Retirement'!$CI$6:$CM$32,4,FALSE),IF(AND(OR($I125=\"Air Cooled Chiller\",$I125=\"Water Cooled Chiller\"),$L125=\"Centrifugal\"),VLOOKUP($J125,'Early Retirement'!$CI$6:$CM$32,5,FALSE),\"\")))))","v":0},0,0,0,0,0,0,0,0,0,0,0,"","","",0,0,0,{"$f":"IF(AND($C125=\"Early Retirement\",$J125<>\"\",$S125<>\"\",$U125<>\"\"),$CG125,IF(AND(OR($AB125=\"DX AC Air Cooled\",$AB125=\"DX HP Air Cooled\"),OR(AND($AI125=\"Btu/hr\",$AH125<65000),AND($AI125=\"Tons\",$AH125<65000/12000)),$AC125=\"Split\",$AN125>=15.2),MAX(Baselines!$CB118,12/9.8),Baselines!$CB118))","v":0},{"$f":"IF(AND($C125=\"Early Retirement\",$J125<>\"\",$S125<>\"\",$U125<>\"\"),$CH125,Baselines!$CC118)","v":0},{"$f":"Baselines!$CD118","v":"kW/ton"},"",{"$f":"IF(AND($C125=\"Early Retirement\",$J125<>\"\",$S125<>\"\",$U125<>\"\"),$CI125,IF(AND(Baselines!$CE118=0,OR($CT125=\"DX HP\",$CT125=\"PTHP\")),$BG125,Baselines!$CE118))","v":0},"COP",{"$f":"IF(OR($C125=\"Replace-on-Burnout\",$C125=\"New Construction\"),$DB125,IF($CD125=\"\",\"\",IF(OR($CD125=\"DX HP\",$CD125=\"PTHP\"),VLOOKUP($D125,'Factor Tables'!$B$89:$M$105,MATCH(CONCATENATE($CD125,\" Clg\"),'Factor Tables'!$B$88:$M$88,0),FALSE),VLOOKUP($D125,'Factor Tables'!$B$89:$M$105,MATCH($CD125,'Factor Tables'!$B$88:$M$88,0),FALSE))))","v":""},{"$f":"IF(OR($C125=\"Replace-on-Burnout\",$C125=\"New Construction\"),$DC125,IF($CD125=\"\",\"\",IF($CD125=\"DX HP\",VLOOKUP($D125,'Factor Tables'!$B$89:$M$105,MATCH(\"DX HP Htg\",'Factor Tables'!$B$88:$M$88,0),FALSE),0)))","v":""},{"$f":"IF(OR($C125=\"Replace-on-Burnout\",$C125=\"New Construction\"),$DD125,IF($CD125=\"\",\"\",IF($CD125=\"DX HP\",VLOOKUP($D125,'Factor Tables'!$N$89:$Y$105,MATCH(\"DX HP Clg\",'Factor Tables'!$N$88:$Y$88,0),FALSE),IF($CD125=\"PTHP\",VLOOKUP($D125,'Factor Tables'!$N$89:$Y$105,MATCH(\"PTHP Clg\",'Factor Tables'!$N$88:$Y$88,0),FALSE),IF(AND($CD125<>\"DX HP\",$CD125<>\"PTHP\"),VLOOKUP($D125,'Factor Tables'!$N$89:$Y$105,MATCH($CD125,'Factor Tables'!$N$88:$Y$88,0),FALSE),\"\")))))","v":""},{"$f":"IF(OR($C125=\"Replace-on-Burnout\",$C125=\"New Construction\",$CT125=\"DX HP\",$CT125=\"PTHP\"),$DE125,IF($CD125=\"\",\"\",IF($CD125=\"DX HP\",VLOOKUP($D125,'Factor Tables'!$N$89:$Y$105,MATCH(\"DX HP Htg\",'Factor Tables'!$N$88:$Y$88,0),FALSE),IF($CD125=\"PTHP\",VLOOKUP($D125,'Factor Tables'!$N$89:$Y$105,MATCH(\"PTHP Htg\",'Factor Tables'!$N$88:$Y$88,0),FALSE),0))))","v":""},"","",0,0,"kW/ton","",0,"COP",{"$f":"IF($CT125=\"\",\"\",IF(OR($CT125=\"DX HP\",$CT125=\"VRF HP\",$CT125=\"PTHP\"),VLOOKUP($D125,'Factor Tables'!$B$89:$M$105,MATCH(CONCATENATE($CT125,\" Clg\"),'Factor Tables'!$B$88:$M$88,0),FALSE),VLOOKUP($D125,'Factor Tables'!$B$89:$M$105,MATCH($CT125,'Factor Tables'!$B$88:$M$88,0),FALSE)))","v":""},{"$f":"IF($CT125=\"\",\"\",IF(OR($CT125=\"DX HP\",$CT125=\"VRF HP\",$CT125=\"PTHP\"),VLOOKUP($D125,'Factor Tables'!$B$89:$M$105,MATCH(CONCATENATE($CT125,\" Htg\"),'Factor Tables'!$B$88:$M$88,0),FALSE),0))","v":""},{"$f":"IF($CT125=\"\",\"\",IF(OR($CT125=\"DX HP\",$CT125=\"VRF HP\",$CT125=\"PTHP\"),VLOOKUP($D125,'Factor Tables'!$N$89:$Y$105,MATCH(CONCATENATE($CT125,\" Clg\"),'Factor Tables'!$N$88:$Y$88,0),FALSE),VLOOKUP($D125,'Factor Tables'!$N$89:$Y$105,MATCH($CT125,'Factor Tables'!$N$88:$Y$88,0),FALSE)))","v":""},{"$f":"IF($CT125=\"\",\"\",IF(OR($CT125=\"DX HP\",$CT125=\"VRF HP\",$CT125=\"PTHP\"),VLOOKUP($D125,'Factor Tables'!$N$89:$Y$105,MATCH(CONCATENATE($CT125,\" Htg\"),'Factor Tables'!$N$88:$Y$88,0),FALSE),0))","v":""},{"$f":"IF($AB125=\"\",0,VLOOKUP($AB125,'Utility Admin'!$E:$G,2,FALSE))","v":0},{"$f":"IF($AB125=\"\",0,VLOOKUP($AB125,'Utility Admin'!$E:$G,3,FALSE))","v":0},{"$f":"IFERROR(IF(ABS(Summary!$F$12)<=ABS(Summary!$E$12)*'Utility Admin'!$I$5,$AZ125*$DF125+$BA125*$DG125,$AZ125*$DF125+$AZ125*'Utility Admin'!$I$5*$DG125),0)","v":0},null,"Summer",null,null,null,null,null,null,null,null,null,null,{"$f":"IF(OR('Project Info'!$C$10=\"\",$C125=\"\",$D125=\"\"),\"\",VLOOKUP($D125,$DW$9:$DZ$32,MATCH($C125,$DW$9:$DZ$9,0),FALSE))","v":""},null,null,null,null,null,null,"ERROR: Contact Program Manager. Post Capacity/Unit x Post # of Units must be within +/- 20% of Pre Capacity/Unit x Pre # of Units."]
[null,117,"","",null,null,null,null,null,null,null,null,null,null,null,null,null,null,null,null,null,null,null,null,null,null,null,null,null,null,null,null,null,null,null,null,null,null,null,null,null,null,null,0,0,0,0,0,0,999999999,"",0,0,{"$f":"IFERROR(IF($DH$261>'Utility Admin'!$H$5,$BA126/$BA$5*$BB$261,$DH126),0)","v":0},"","",{"$f":"IF(AND(OR($AB126=\"DX AC Air Cooled\",$AB126=\"DX HP Air Cooled\"),OR(AND($AI126=\"Btu/hr\",$AH126<65000),AND($AI126=\"Tons\",$AH126<65000/12000)),$AC126=\"Split\",$AN126>=15.2),MAX(Baselines!$CB370,12/9.8),Baselines!$CB370)","v":0},{"$f":"Baselines!$CC370","v":0},{"$f":"Baselines!$CE370","v":0},0,0,0,0,0,0,0,0,0,0,{"$f":"IF(OR($C126<>\"Early Retirement\",$J126=\"\"),0,IF(OR($I126=\"DX AC Air Cooled\",$I126=\"DX HP Air Cooled\"),VLOOKUP($J126,'Early Retirement'!$CI$6:$CM$32,2,FALSE),IF(OR($I126=\"PTAC\",$I126=\"PTHP\"),VLOOKUP($J126,'Early Retirement'!$CI$6:$CM$32,3,FALSE),IF(AND(OR($I126=\"Air Cooled Chiller\",$I126=\"Water Cooled Chiller\"),$L126<>\"Centrifugal\"),VLOOKUP($J126,'Early Retirement'!$CI$6:$CM$32,4,FALSE),IF(AND(OR($I126=\"Air Cooled Chiller\",$I126=\"Water Cooled Chiller\"),$L126=\"Centrifugal\"),VLOOKUP($J126,'Early Retirement'!$CI$6:$CM$32,5,FALSE),\"\")))))","v":0},0,0,0,0,0,0,0,0,0,0,0,"","","",0,0,0,{"$f":"IF(AND($C126=\"Early Retirement\",$J126<>\"\",$S126<>\"\",$U126<>\"\"),$CG126,IF(AND(OR($AB126=\"DX AC Air Cooled\",$AB126=\"DX HP Air Cooled\"),OR(AND($AI126=\"Btu/hr\",$AH126<65000),AND($AI126=\"Tons\",$AH126<65000/12000)),$AC126=\"Split\",$AN126>=15.2),MAX(Baselines!$CB119,12/9.8),Baselines!$CB119))","v":0},{"$f":"IF(AND($C126=\"Early Retirement\",$J126<>\"\",$S126<>\"\",$U126<>\"\"),$CH126,Baselines!$CC119)","v":0},{"$f":"Baselines!$CD119","v":"kW/ton"},"",{"$f":"IF(AND($C126=\"Early Retirement\",$J126<>\"\",$S126<>\"\",$U126<>\"\"),$CI126,IF(AND(Baselines!$CE119=0,OR($CT126=\"DX HP\",$CT126=\"PTHP\")),$BG126,Baselines!$CE119))","v":0},"COP",{"$f":"IF(OR($C126=\"Replace-on-Burnout\",$C126=\"New Construction\"),$DB126,IF($CD126=\"\",\"\",IF(OR($CD126=\"DX HP\",$CD126=\"PTHP\"),VLOOKUP($D126,'Factor Tables'!$B$89:$M$105,MATCH(CONCATENATE($CD126,\" Clg\"),'Factor Tables'!$B$88:$M$88,0),FALSE),VLOOKUP($D126,'Factor Tables'!$B$89:$M$105,MATCH($CD126,'Factor Tables'!$B$88:$M$88,0),FALSE))))","v":""},{"$f":"IF(OR($C126=\"Replace-on-Burnout\",$C126=\"New Construction\"),$DC126,IF($CD126=\"\",\"\",IF($CD126=\"DX HP\",VLOOKUP($D126,'Factor Tables'!$B$89:$M$105,MATCH(\"DX HP Htg\",'Factor Tables'!$B$88:$M$88,0),FALSE),0)))","v":""},{"$f":"IF(OR($C126=\"Replace-on-Burnout\",$C126=\"New Construction\"),$DD126,IF($CD126=\"\",\"\",IF($CD126=\"DX HP\",VLOOKUP($D126,'Factor Tables'!$N$89:$Y$105,MATCH(\"DX HP Clg\",'Factor Tables'!$N$88:$Y$88,0),FALSE),IF($CD126=\"PTHP\",VLOOKUP($D126,'Factor Tables'!$N$89:$Y$105,MATCH(\"PTHP Clg\",'Factor Tables'!$N$88:$Y$88,0),FALSE),IF(AND($CD126<>\"DX HP\",$CD126<>\"PTHP\"),VLOOKUP($D126,'Factor Tables'!$N$89:$Y$105,MATCH($CD126,'Factor Tables'!$N$88:$Y$88,0),FALSE),\"\")))))","v":""},{"$f":"IF(OR($C126=\"Replace-on-Burnout\",$C126=\"New Construction\",$CT126=\"DX HP\",$CT126=\"PTHP\"),$DE126,IF($CD126=\"\",\"\",IF($CD126=\"DX HP\",VLOOKUP($D126,'Factor Tables'!$N$89:$Y$105,MATCH(\"DX HP Htg\",'Factor Tables'!$N$88:$Y$88,0),FALSE),IF($CD126=\"PTHP\",VLOOKUP($D126,'Factor Tables'!$N$89:$Y$105,MATCH(\"PTHP Htg\",'Factor Tables'!$N$88:$Y$88,0),FALSE),0))))","v":""},"","",0,0,"kW/ton","",0,"COP",{"$f":"IF($CT126=\"\",\"\",IF(OR($CT126=\"DX HP\",$CT126=\"VRF HP\",$CT126=\"PTHP\"),VLOOKUP($D126,'Factor Tables'!$B$89:$M$105,MATCH(CONCATENATE($CT126,\" Clg\"),'Factor Tables'!$B$88:$M$88,0),FALSE),VLOOKUP($D126,'Factor Tables'!$B$89:$M$105,MATCH($CT126,'Factor Tables'!$B$88:$M$88,0),FALSE)))","v":""},{"$f":"IF($CT126=\"\",\"\",IF(OR($CT126=\"DX HP\",$CT126=\"VRF HP\",$CT126=\"PTHP\"),VLOOKUP($D126,'Factor Tables'!$B$89:$M$105,MATCH(CONCATENATE($CT126,\" Htg\"),'Factor Tables'!$B$88:$M$88,0),FALSE),0))","v":""},{"$f":"IF($CT126=\"\",\"\",IF(OR($CT126=\"DX HP\",$CT126=\"VRF HP\",$CT126=\"PTHP\"),VLOOKUP($D126,'Factor Tables'!$N$89:$Y$105,MATCH(CONCATENATE($CT126,\" Clg\"),'Factor Tables'!$N$88:$Y$88,0),FALSE),VLOOKUP($D126,'Factor Tables'!$N$89:$Y$105,MATCH($CT126,'Factor Tables'!$N$88:$Y$88,0),FALSE)))","v":""},{"$f":"IF($CT126=\"\",\"\",IF(OR($CT126=\"DX HP\",$CT126=\"VRF HP\",$CT126=\"PTHP\"),VLOOKUP($D126,'Factor Tables'!$N$89:$Y$105,MATCH(CONCATENATE($CT126,\" Htg\"),'Factor Tables'!$N$88:$Y$88,0),FALSE),0))","v":""},{"$f":"IF($AB126=\"\",0,VLOOKUP($AB126,'Utility Admin'!$E:$G,2,FALSE))","v":0},{"$f":"IF($AB126=\"\",0,VLOOKUP($AB126,'Utility Admin'!$E:$G,3,FALSE))","v":0},{"$f":"IFERROR(IF(ABS(Summary!$F$12)<=ABS(Summary!$E$12)*'Utility Admin'!$I$5,$AZ126*$DF126+$BA126*$DG126,$AZ126*$DF126+$AZ126*'Utility Admin'!$I$5*$DG126),0)","v":0},null,"Summer",null,null,null,null,null,null,null,null,null,null,{"$f":"IF(OR('Project Info'!$C$10=\"\",$C126=\"\",$D126=\"\"),\"\",VLOOKUP($D126,$DW$9:$DZ$32,MATCH($C126,$DW$9:$DZ$9,0),FALSE))","v":""},null,null,null,null,null,null,"ERROR: Contact Program Manager. Post Capacity/Unit x Post # of Units must be within +/- 20% of Pre Capacity/Unit x Pre # of Units."]
[null,118,"","",null,null,null,null,null,null,null,null,null,null,null,null,null,null,null,null,null,null,null,null,null,null,null,null,null,null,null,null,null,null,null,null,null,null,null,null,null,null,null,0,0,0,0,0,0,999999999,"",0,0,{"$f":"IFERROR(IF($DH$261>'Utility Admin'!$H$5,$BA127/$BA$5*$BB$261,$DH127),0)","v":0},"","",{"$f":"IF(AND(OR($AB127=\"DX AC Air Cooled\",$AB127=\"DX HP Air Cooled\"),OR(AND($AI127=\"Btu/hr\",$AH127<65000),AND($AI127=\"Tons\",$AH127<65000/12000)),$AC127=\"Split\",$AN127>=15.2),MAX(Baselines!$CB371,12/9.8),Baselines!$CB371)","v":0},{"$f":"Baselines!$CC371","v":0},{"$f":"Baselines!$CE371","v":0},0,0,0,0,0,0,0,0,0,0,{"$f":"IF(OR($C127<>\"Early Retirement\",$J127=\"\"),0,IF(OR($I127=\"DX AC Air Cooled\",$I127=\"DX HP Air Cooled\"),VLOOKUP($J127,'Early Retirement'!$CI$6:$CM$32,2,FALSE),IF(OR($I127=\"PTAC\",$I127=\"PTHP\"),VLOOKUP($J127,'Early Retirement'!$CI$6:$CM$32,3,FALSE),IF(AND(OR($I127=\"Air Cooled Chiller\",$I127=\"Water Cooled Chiller\"),$L127<>\"Centrifugal\"),VLOOKUP($J127,'Early Retirement'!$CI$6:$CM$32,4,FALSE),IF(AND(OR($I127=\"Air Cooled Chiller\",$I127=\"Water Cooled Chiller\"),$L127=\"Centrifugal\"),VLOOKUP($J127,'Early Retirement'!$CI$6:$CM$32,5,FALSE),\"\")))))","v":0},0,0,0,0,0,0,0,0,0,0,0,"","","",0,0,0,{"$f":"IF(AND($C127=\"Early Retirement\",$J127<>\"\",$S127<>\"\",$U127<>\"\"),$CG127,IF(AND(OR($AB127=\"DX AC Air Cooled\",$AB127=\"DX HP Air Cooled\"),OR(AND($AI127=\"Btu/hr\",$AH127<65000),AND($AI127=\"Tons\",$AH127<65000/12000)),$AC127=\"Split\",$AN127>=15.2),MAX(Baselines!$CB120,12/9.8),Baselines!$CB120))","v":0},{"$f":"IF(AND($C127=\"Early Retirement\",$J127<>\"\",$S127<>\"\",$U127<>\"\"),$CH127,Baselines!$CC120)","v":0},{"$f":"Baselines!$CD120","v":"kW/ton"},"",{"$f":"IF(AND($C127=\"Early Retirement\",$J127<>\"\",$S127<>\"\",$U127<>\"\"),$CI127,IF(AND(Baselines!$CE120=0,OR($CT127=\"DX HP\",$CT127=\"PTHP\")),$BG127,Baselines!$CE120))","v":0},"COP",{"$f":"IF(OR($C127=\"Replace-on-Burnout\",$C127=\"New Construction\"),$DB127,IF($CD127=\"\",\"\",IF(OR($CD127=\"DX HP\",$CD127=\"PTHP\"),VLOOKUP($D127,'Factor Tables'!$B$89:$M$105,MATCH(CONCATENATE($CD127,\" Clg\"),'Factor Tables'!$B$88:$M$88,0),FALSE),VLOOKUP($D127,'Factor Tables'!$B$89:$M$105,MATCH($CD127,'Factor Tables'!$B$88:$M$88,0),FALSE))))","v":""},{"$f":"IF(OR($C127=\"Replace-on-Burnout\",$C127=\"New Construction\"),$DC127,IF($CD127=\"\",\"\",IF($CD127=\"DX HP\",VLOOKUP($D127,'Factor Tables'!$B$89:$M$105,MATCH(\"DX HP Htg\",'Factor Tables'!$B$88:$M$88,0),FALSE),0)))","v":""},{"$f":"IF(OR($C127=\"Replace-on-Burnout\",$C127=\"New Construction\"),$DD127,IF($CD127=\"\",\"\",IF($CD127=\"DX HP\",VLOOKUP($D127,'Factor Tables'!$N$89:$Y$105,MATCH(\"DX HP Clg\",'Factor Tables'!$N$88:$Y$88,0),FALSE),IF($CD127=\"PTHP\",VLOOKUP($D127,'Factor Tables'!$N$89:$Y$105,MATCH(\"PTHP Clg\",'Factor Tables'!$N$88:$Y$88,0),FALSE),IF(AND($CD127<>\"DX HP\",$CD127<>\"PTHP\"),VLOOKUP($D127,'Factor Tables'!$N$89:$Y$105,MATCH($CD127,'Factor Tables'!$N$88:$Y$88,0),FALSE),\"\")))))","v":""},{"$f":"IF(OR($C127=\"Replace-on-Burnout\",$C127=\"New Construction\",$CT127=\"DX HP\",$CT127=\"PTHP\"),$DE127,IF($CD127=\"\",\"\",IF($CD127=\"DX HP\",VLOOKUP($D127,'Factor Tables'!$N$89:$Y$105,MATCH(\"DX HP Htg\",'Factor Tables'!$N$88:$Y$88,0),FALSE),IF($CD127=\"PTHP\",VLOOKUP($D127,'Factor Tables'!$N$89:$Y$105,MATCH(\"PTHP Htg\",'Factor Tables'!$N$88:$Y$88,0),FALSE),0))))","v":""},"","",0,0,"kW/ton","",0,"COP",{"$f":"IF($CT127=\"\",\"\",IF(OR($CT127=\"DX HP\",$CT127=\"VRF HP\",$CT127=\"PTHP\"),VLOOKUP($D127,'Factor Tables'!$B$89:$M$105,MATCH(CONCATENATE($CT127,\" Clg\"),'Factor Tables'!$B$88:$M$88,0),FALSE),VLOOKUP($D127,'Factor Tables'!$B$89:$M$105,MATCH($CT127,'Factor Tables'!$B$88:$M$88,0),FALSE)))","v":""},{"$f":"IF($CT127=\"\",\"\",IF(OR($CT127=\"DX HP\",$CT127=\"VRF HP\",$CT127=\"PTHP\"),VLOOKUP($D127,'Factor Tables'!$B$89:$M$105,MATCH(CONCATENATE($CT127,\" Htg\"),'Factor Tables'!$B$88:$M$88,0),FALSE),0))","v":""},{"$f":"IF($CT127=\"\",\"\",IF(OR($CT127=\"DX HP\",$CT127=\"VRF HP\",$CT127=\"PTHP\"),VLOOKUP($D127,'Factor Tables'!$N$89:$Y$105,MATCH(CONCATENATE($CT127,\" Clg\"),'Factor Tables'!$N$88:$Y$88,0),FALSE),VLOOKUP($D127,'Factor Tables'!$N$89:$Y$105,MATCH($CT127,'Factor Tables'!$N$88:$Y$88,0),FALSE)))","v":""},{"$f":"IF($CT127=\"\",\"\",IF(OR($CT127=\"DX HP\",$CT127=\"VRF HP\",$CT127=\"PTHP\"),VLOOKUP($D127,'Factor Tables'!$N$89:$Y$105,MATCH(CONCATENATE($CT127,\" Htg\"),'Factor Tables'!$N$88:$Y$88,0),FALSE),0))","v":""},{"$f":"IF($AB127=\"\",0,VLOOKUP($AB127,'Utility Admin'!$E:$G,2,FALSE))","v":0},{"$f":"IF($AB127=\"\",0,VLOOKUP($AB127,'Utility Admin'!$E:$G,3,FALSE))","v":0},{"$f":"IFERROR(IF(ABS(Summary!$F$12)<=ABS(Summary!$E$12)*'Utility Admin'!$I$5,$AZ127*$DF127+$BA127*$DG127,$AZ127*$DF127+$AZ127*'Utility Admin'!$I$5*$DG127),0)","v":0},null,"Summer",null,null,null,null,null,null,null,null,null,null,{"$f":"IF(OR('Project Info'!$C$10=\"\",$C127=\"\",$D127=\"\"),\"\",VLOOKUP($D127,$DW$9:$DZ$32,MATCH($C127,$DW$9:$DZ$9,0),FALSE))","v":""},null,null,null,null,null,null,"ERROR: Contact Program Manager. Post Capacity/Unit x Post # of Units must be within +/- 20% of Pre Capacity/Unit x Pre # of Units."]
[null,119,"","",null,null,null,null,null,null,null,null,null,null,null,null,null,null,null,null,null,null,null,null,null,null,null,null,null,null,null,null,null,null,null,null,null,null,null,null,null,null,null,0,0,0,0,0,0,999999999,"",0,0,{"$f":"IFERROR(IF($DH$261>'Utility Admin'!$H$5,$BA128/$BA$5*$BB$261,$DH128),0)","v":0},"","",{"$f":"IF(AND(OR($AB128=\"DX AC Air Cooled\",$AB128=\"DX HP Air Cooled\"),OR(AND($AI128=\"Btu/hr\",$AH128<65000),AND($AI128=\"Tons\",$AH128<65000/12000)),$AC128=\"Split\",$AN128>=15.2),MAX(Baselines!$CB372,12/9.8),Baselines!$CB372)","v":0},{"$f":"Baselines!$CC372","v":0},{"$f":"Baselines!$CE372","v":0},0,0,0,0,0,0,0,0,0,0,{"$f":"IF(OR($C128<>\"Early Retirement\",$J128=\"\"),0,IF(OR($I128=\"DX AC Air Cooled\",$I128=\"DX HP Air Cooled\"),VLOOKUP($J128,'Early Retirement'!$CI$6:$CM$32,2,FALSE),IF(OR($I128=\"PTAC\",$I128=\"PTHP\"),VLOOKUP($J128,'Early Retirement'!$CI$6:$CM$32,3,FALSE),IF(AND(OR($I128=\"Air Cooled Chiller\",$I128=\"Water Cooled Chiller\"),$L128<>\"Centrifugal\"),VLOOKUP($J128,'Early Retirement'!$CI$6:$CM$32,4,FALSE),IF(AND(OR($I128=\"Air Cooled Chiller\",$I128=\"Water Cooled Chiller\"),$L128=\"Centrifugal\"),VLOOKUP($J128,'Early Retirement'!$CI$6:$CM$32,5,FALSE),\"\")))))","v":0},0,0,0,0,0,0,0,0,0,0,0,"","","",0,0,0,{"$f":"IF(AND($C128=\"Early Retirement\",$J128<>\"\",$S128<>\"\",$U128<>\"\"),$CG128,IF(AND(OR($AB128=\"DX AC Air Cooled\",$AB128=\"DX HP Air Cooled\"),OR(AND($AI128=\"Btu/hr\",$AH128<65000),AND($AI128=\"Tons\",$AH128<65000/12000)),$AC128=\"Split\",$AN128>=15.2),MAX(Baselines!$CB121,12/9.8),Baselines!$CB121))","v":0},{"$f":"IF(AND($C128=\"Early Retirement\",$J128<>\"\",$S128<>\"\",$U128<>\"\"),$CH128,Baselines!$CC121)","v":0},{"$f":"Baselines!$CD121","v":"kW/ton"},"",{"$f":"IF(AND($C128=\"Early Retirement\",$J128<>\"\",$S128<>\"\",$U128<>\"\"),$CI128,IF(AND(Baselines!$CE121=0,OR($CT128=\"DX HP\",$CT128=\"PTHP\")),$BG128,Baselines!$CE121))","v":0},"COP",{"$f":"IF(OR($C128=\"Replace-on-Burnout\",$C128=\"New Construction\"),$DB128,IF($CD128=\"\",\"\",IF(OR($CD128=\"DX HP\",$CD128=\"PTHP\"),VLOOKUP($D128,'Factor Tables'!$B$89:$M$105,MATCH(CONCATENATE($CD128,\" Clg\"),'Factor Tables'!$B$88:$M$88,0),FALSE),VLOOKUP($D128,'Factor Tables'!$B$89:$M$105,MATCH($CD128,'Factor Tables'!$B$88:$M$88,0),FALSE))))","v":""},{"$f":"IF(OR($C128=\"Replace-on-Burnout\",$C128=\"New Construction\"),$DC128,IF($CD128=\"\",\"\",IF($CD128=\"DX HP\",VLOOKUP($D128,'Factor Tables'!$B$89:$M$105,MATCH(\"DX HP Htg\",'Factor Tables'!$B$88:$M$88,0),FALSE),0)))","v":""},{"$f":"IF(OR($C128=\"Replace-on-Burnout\",$C128=\"New Construction\"),$DD128,IF($CD128=\"\",\"\",IF($CD128=\"DX HP\",VLOOKUP($D128,'Factor Tables'!$N$89:$Y$105,MATCH(\"DX HP Clg\",'Factor Tables'!$N$88:$Y$88,0),FALSE),IF($CD128=\"PTHP\",VLOOKUP($D128,'Factor Tables'!$N$89:$Y$105,MATCH(\"PTHP Clg\",'Factor Tables'!$N$88:$Y$88,0),FALSE),IF(AND($CD128<>\"DX HP\",$CD128<>\"PTHP\"),VLOOKUP($D128,'Factor Tables'!$N$89:$Y$105,MATCH($CD128,'Factor Tables'!$N$88:$Y$88,0),FALSE),\"\")))))","v":""},{"$f":"IF(OR($C128=\"Replace-on-Burnout\",$C128=\"New Construction\",$CT128=\"DX HP\",$CT128=\"PTHP\"),$DE128,IF($CD128=\"\",\"\",IF($CD128=\"DX HP\",VLOOKUP($D128,'Factor Tables'!$N$89:$Y$105,MATCH(\"DX HP Htg\",'Factor Tables'!$N$88:$Y$88,0),FALSE),IF($CD128=\"PTHP\",VLOOKUP($D128,'Factor Tables'!$N$89:$Y$105,MATCH(\"PTHP Htg\",'Factor Tables'!$N$88:$Y$88,0),FALSE),0))))","v":""},"","",0,0,"kW/ton","",0,"COP",{"$f":"IF($CT128=\"\",\"\",IF(OR($CT128=\"DX HP\",$CT128=\"VRF HP\",$CT128=\"PTHP\"),VLOOKUP($D128,'Factor Tables'!$B$89:$M$105,MATCH(CONCATENATE($CT128,\" Clg\"),'Factor Tables'!$B$88:$M$88,0),FALSE),VLOOKUP($D128,'Factor Tables'!$B$89:$M$105,MATCH($CT128,'Factor Tables'!$B$88:$M$88,0),FALSE)))","v":""},{"$f":"IF($CT128=\"\",\"\",IF(OR($CT128=\"DX HP\",$CT128=\"VRF HP\",$CT128=\"PTHP\"),VLOOKUP($D128,'Factor Tables'!$B$89:$M$105,MATCH(CONCATENATE($CT128,\" Htg\"),'Factor Tables'!$B$88:$M$88,0),FALSE),0))","v":""},{"$f":"IF($CT128=\"\",\"\",IF(OR($CT128=\"DX HP\",$CT128=\"VRF HP\",$CT128=\"PTHP\"),VLOOKUP($D128,'Factor Tables'!$N$89:$Y$105,MATCH(CONCATENATE($CT128,\" Clg\"),'Factor Tables'!$N$88:$Y$88,0),FALSE),VLOOKUP($D128,'Factor Tables'!$N$89:$Y$105,MATCH($CT128,'Factor Tables'!$N$88:$Y$88,0),FALSE)))","v":""},{"$f":"IF($CT128=\"\",\"\",IF(OR($CT128=\"DX HP\",$CT128=\"VRF HP\",$CT128=\"PTHP\"),VLOOKUP($D128,'Factor Tables'!$N$89:$Y$105,MATCH(CONCATENATE($CT128,\" Htg\"),'Factor Tables'!$N$88:$Y$88,0),FALSE),0))","v":""},{"$f":"IF($AB128=\"\",0,VLOOKUP($AB128,'Utility Admin'!$E:$G,2,FALSE))","v":0},{"$f":"IF($AB128=\"\",0,VLOOKUP($AB128,'Utility Admin'!$E:$G,3,FALSE))","v":0},{"$f":"IFERROR(IF(ABS(Summary!$F$12)<=ABS(Summary!$E$12)*'Utility Admin'!$I$5,$AZ128*$DF128+$BA128*$DG128,$AZ128*$DF128+$AZ128*'Utility Admin'!$I$5*$DG128),0)","v":0},null,"Summer",null,null,null,null,null,null,null,null,null,null,{"$f":"IF(OR('Project Info'!$C$10=\"\",$C128=\"\",$D128=\"\"),\"\",VLOOKUP($D128,$DW$9:$DZ$32,MATCH($C128,$DW$9:$DZ$9,0),FALSE))","v":""},null,null,null,null,null,null,"ERROR: Contact Program Manager. Post Capacity/Unit x Post # of Units must be within +/- 20% of Pre Capacity/Unit x Pre # of Units."]
[null,120,"","",null,null,null,null,null,null,null,null,null,null,null,null,null,null,null,null,null,null,null,null,null,null,null,null,null,null,null,null,null,null,null,null,null,null,null,null,null,null,null,0,0,0,0,0,0,999999999,"",0,0,{"$f":"IFERROR(IF($DH$261>'Utility Admin'!$H$5,$BA129/$BA$5*$BB$261,$DH129),0)","v":0},"","",{"$f":"IF(AND(OR($AB129=\"DX AC Air Cooled\",$AB129=\"DX HP Air Cooled\"),OR(AND($AI129=\"Btu/hr\",$AH129<65000),AND($AI129=\"Tons\",$AH129<65000/12000)),$AC129=\"Split\",$AN129>=15.2),MAX(Baselines!$CB373,12/9.8),Baselines!$CB373)","v":0},{"$f":"Baselines!$CC373","v":0},{"$f":"Baselines!$CE373","v":0},0,0,0,0,0,0,0,0,0,0,{"$f":"IF(OR($C129<>\"Early Retirement\",$J129=\"\"),0,IF(OR($I129=\"DX AC Air Cooled\",$I129=\"DX HP Air Cooled\"),VLOOKUP($J129,'Early Retirement'!$CI$6:$CM$32,2,FALSE),IF(OR($I129=\"PTAC\",$I129=\"PTHP\"),VLOOKUP($J129,'Early Retirement'!$CI$6:$CM$32,3,FALSE),IF(AND(OR($I129=\"Air Cooled Chiller\",$I129=\"Water Cooled Chiller\"),$L129<>\"Centrifugal\"),VLOOKUP($J129,'Early Retirement'!$CI$6:$CM$32,4,FALSE),IF(AND(OR($I129=\"Air Cooled Chiller\",$I129=\"Water Cooled Chiller\"),$L129=\"Centrifugal\"),VLOOKUP($J129,'Early Retirement'!$CI$6:$CM$32,5,FALSE),\"\")))))","v":0},0,0,0,0,0,0,0,0,0,0,0,"","","",0,0,0,{"$f":"IF(AND($C129=\"Early Retirement\",$J129<>\"\",$S129<>\"\",$U129<>\"\"),$CG129,IF(AND(OR($AB129=\"DX AC Air Cooled\",$AB129=\"DX HP Air Cooled\"),OR(AND($AI129=\"Btu/hr\",$AH129<65000),AND($AI129=\"Tons\",$AH129<65000/12000)),$AC129=\"Split\",$AN129>=15.2),MAX(Baselines!$CB122,12/9.8),Baselines!$CB122))","v":0},{"$f":"IF(AND($C129=\"Early Retirement\",$J129<>\"\",$S129<>\"\",$U129<>\"\"),$CH129,Baselines!$CC122)","v":0},{"$f":"Baselines!$CD122","v":"kW/ton"},"",{"$f":"IF(AND($C129=\"Early Retirement\",$J129<>\"\",$S129<>\"\",$U129<>\"\"),$CI129,IF(AND(Baselines!$CE122=0,OR($CT129=\"DX HP\",$CT129=\"PTHP\")),$BG129,Baselines!$CE122))","v":0},"COP",{"$f":"IF(OR($C129=\"Replace-on-Burnout\",$C129=\"New Construction\"),$DB129,IF($CD129=\"\",\"\",IF(OR($CD129=\"DX HP\",$CD129=\"PTHP\"),VLOOKUP($D129,'Factor Tables'!$B$89:$M$105,MATCH(CONCATENATE($CD129,\" Clg\"),'Factor Tables'!$B$88:$M$88,0),FALSE),VLOOKUP($D129,'Factor Tables'!$B$89:$M$105,MATCH($CD129,'Factor Tables'!$B$88:$M$88,0),FALSE))))","v":""},{"$f":"IF(OR($C129=\"Replace-on-Burnout\",$C129=\"New Construction\"),$DC129,IF($CD129=\"\",\"\",IF($CD129=\"DX HP\",VLOOKUP($D129,'Factor Tables'!$B$89:$M$105,MATCH(\"DX HP Htg\",'Factor Tables'!$B$88:$M$88,0),FALSE),0)))","v":""},{"$f":"IF(OR($C129=\"Replace-on-Burnout\",$C129=\"New Construction\"),$DD129,IF($CD129=\"\",\"\",IF($CD129=\"DX HP\",VLOOKUP($D129,'Factor Tables'!$N$89:$Y$105,MATCH(\"DX HP Clg\",'Factor Tables'!$N$88:$Y$88,0),FALSE),IF($CD129=\"PTHP\",VLOOKUP($D129,'Factor Tables'!$N$89:$Y$105,MATCH(\"PTHP Clg\",'Factor Tables'!$N$88:$Y$88,0),FALSE),IF(AND($CD129<>\"DX HP\",$CD129<>\"PTHP\"),VLOOKUP($D129,'Factor Tables'!$N$89:$Y$105,MATCH($CD129,'Factor Tables'!$N$88:$Y$88,0),FALSE),\"\")))))","v":""},{"$f":"IF(OR($C129=\"Replace-on-Burnout\",$C129=\"New Construction\",$CT129=\"DX HP\",$CT129=\"PTHP\"),$DE129,IF($CD129=\"\",\"\",IF($CD129=\"DX HP\",VLOOKUP($D129,'Factor Tables'!$N$89:$Y$105,MATCH(\"DX HP Htg\",'Factor Tables'!$N$88:$Y$88,0),FALSE),IF($CD129=\"PTHP\",VLOOKUP($D129,'Factor Tables'!$N$89:$Y$105,MATCH(\"PTHP Htg\",'Factor Tables'!$N$88:$Y$88,0),FALSE),0))))","v":""},"","",0,0,"kW/ton","",0,"COP",{"$f":"IF($CT129=\"\",\"\",IF(OR($CT129=\"DX HP\",$CT129=\"VRF HP\",$CT129=\"PTHP\"),VLOOKUP($D129,'Factor Tables'!$B$89:$M$105,MATCH(CONCATENATE($CT129,\" Clg\"),'Factor Tables'!$B$88:$M$88,0),FALSE),VLOOKUP($D129,'Factor Tables'!$B$89:$M$105,MATCH($CT129,'Factor Tables'!$B$88:$M$88,0),FALSE)))","v":""},{"$f":"IF($CT129=\"\",\"\",IF(OR($CT129=\"DX HP\",$CT129=\"VRF HP\",$CT129=\"PTHP\"),VLOOKUP($D129,'Factor Tables'!$B$89:$M$105,MATCH(CONCATENATE($CT129,\" Htg\"),'Factor Tables'!$B$88:$M$88,0),FALSE),0))","v":""},{"$f":"IF($CT129=\"\",\"\",IF(OR($CT129=\"DX HP\",$CT129=\"VRF HP\",$CT129=\"PTHP\"),VLOOKUP($D129,'Factor Tables'!$N$89:$Y$105,MATCH(CONCATENATE($CT129,\" Clg\"),'Factor Tables'!$N$88:$Y$88,0),FALSE),VLOOKUP($D129,'Factor Tables'!$N$89:$Y$105,MATCH($CT129,'Factor Tables'!$N$88:$Y$88,0),FALSE)))","v":""},{"$f":"IF($CT129=\"\",\"\",IF(OR($CT129=\"DX HP\",$CT129=\"VRF HP\",$CT129=\"PTHP\"),VLOOKUP($D129,'Factor Tables'!$N$89:$Y$105,MATCH(CONCATENATE($CT129,\" Htg\"),'Factor Tables'!$N$88:$Y$88,0),FALSE),0))","v":""},{"$f":"IF($AB129=\"\",0,VLOOKUP($AB129,'Utility Admin'!$E:$G,2,FALSE))","v":0},{"$f":"IF($AB129=\"\",0,VLOOKUP($AB129,'Utility Admin'!$E:$G,3,FALSE))","v":0},{"$f":"IFERROR(IF(ABS(Summary!$F$12)<=ABS(Summary!$E$12)*'Utility Admin'!$I$5,$AZ129*$DF129+$BA129*$DG129,$AZ129*$DF129+$AZ129*'Utility Admin'!$I$5*$DG129),0)","v":0},null,"Summer",null,null,null,null,null,null,null,null,null,null,{"$f":"IF(OR('Project Info'!$C$10=\"\",$C129=\"\",$D129=\"\"),\"\",VLOOKUP($D129,$DW$9:$DZ$32,MATCH($C129,$DW$9:$DZ$9,0),FALSE))","v":""},null,null,null,null,null,null,"ERROR: Contact Program Manager. Post Capacity/Unit x Post # of Units must be within +/- 20% of Pre Capacity/Unit x Pre # of Units."]
[null,121,"","",null,null,null,null,null,null,null,null,null,null,null,null,null,null,null,null,null,null,null,null,null,null,null,null,null,null,null,null,null,null,null,null,null,null,null,null,null,null,null,0,0,0,0,0,0,999999999,"",0,0,{"$f":"IFERROR(IF($DH$261>'Utility Admin'!$H$5,$BA130/$BA$5*$BB$261,$DH130),0)","v":0},"","",{"$f":"IF(AND(OR($AB130=\"DX AC Air Cooled\",$AB130=\"DX HP Air Cooled\"),OR(AND($AI130=\"Btu/hr\",$AH130<65000),AND($AI130=\"Tons\",$AH130<65000/12000)),$AC130=\"Split\",$AN130>=15.2),MAX(Baselines!$CB374,12/9.8),Baselines!$CB374)","v":0},{"$f":"Baselines!$CC374","v":0},{"$f":"Baselines!$CE374","v":0},0,0,0,0,0,0,0,0,0,0,{"$f":"IF(OR($C130<>\"Early Retirement\",$J130=\"\"),0,IF(OR($I130=\"DX AC Air Cooled\",$I130=\"DX HP Air Cooled\"),VLOOKUP($J130,'Early Retirement'!$CI$6:$CM$32,2,FALSE),IF(OR($I130=\"PTAC\",$I130=\"PTHP\"),VLOOKUP($J130,'Early Retirement'!$CI$6:$CM$32,3,FALSE),IF(AND(OR($I130=\"Air Cooled Chiller\",$I130=\"Water Cooled Chiller\"),$L130<>\"Centrifugal\"),VLOOKUP($J130,'Early Retirement'!$CI$6:$CM$32,4,FALSE),IF(AND(OR($I130=\"Air Cooled Chiller\",$I130=\"Water Cooled Chiller\"),$L130=\"Centrifugal\"),VLOOKUP($J130,'Early Retirement'!$CI$6:$CM$32,5,FALSE),\"\")))))","v":0},0,0,0,0,0,0,0,0,0,0,0,"","","",0,0,0,{"$f":"IF(AND($C130=\"Early Retirement\",$J130<>\"\",$S130<>\"\",$U130<>\"\"),$CG130,IF(AND(OR($AB130=\"DX AC Air Cooled\",$AB130=\"DX HP Air Cooled\"),OR(AND($AI130=\"Btu/hr\",$AH130<65000),AND($AI130=\"Tons\",$AH130<65000/12000)),$AC130=\"Split\",$AN130>=15.2),MAX(Baselines!$CB123,12/9.8),Baselines!$CB123))","v":0},{"$f":"IF(AND($C130=\"Early Retirement\",$J130<>\"\",$S130<>\"\",$U130<>\"\"),$CH130,Baselines!$CC123)","v":0},{"$f":"Baselines!$CD123","v":"kW/ton"},"",{"$f":"IF(AND($C130=\"Early Retirement\",$J130<>\"\",$S130<>\"\",$U130<>\"\"),$CI130,IF(AND(Baselines!$CE123=0,OR($CT130=\"DX HP\",$CT130=\"PTHP\")),$BG130,Baselines!$CE123))","v":0},"COP",{"$f":"IF(OR($C130=\"Replace-on-Burnout\",$C130=\"New Construction\"),$DB130,IF($CD130=\"\",\"\",IF(OR($CD130=\"DX HP\",$CD130=\"PTHP\"),VLOOKUP($D130,'Factor Tables'!$B$89:$M$105,MATCH(CONCATENATE($CD130,\" Clg\"),'Factor Tables'!$B$88:$M$88,0),FALSE),VLOOKUP($D130,'Factor Tables'!$B$89:$M$105,MATCH($CD130,'Factor Tables'!$B$88:$M$88,0),FALSE))))","v":""},{"$f":"IF(OR($C130=\"Replace-on-Burnout\",$C130=\"New Construction\"),$DC130,IF($CD130=\"\",\"\",IF($CD130=\"DX HP\",VLOOKUP($D130,'Factor Tables'!$B$89:$M$105,MATCH(\"DX HP Htg\",'Factor Tables'!$B$88:$M$88,0),FALSE),0)))","v":""},{"$f":"IF(OR($C130=\"Replace-on-Burnout\",$C130=\"New Construction\"),$DD130,IF($CD130=\"\",\"\",IF($CD130=\"DX HP\",VLOOKUP($D130,'Factor Tables'!$N$89:$Y$105,MATCH(\"DX HP Clg\",'Factor Tables'!$N$88:$Y$88,0),FALSE),IF($CD130=\"PTHP\",VLOOKUP($D130,'Factor Tables'!$N$89:$Y$105,MATCH(\"PTHP Clg\",'Factor Tables'!$N$88:$Y$88,0),FALSE),IF(AND($CD130<>\"DX HP\",$CD130<>\"PTHP\"),VLOOKUP($D130,'Factor Tables'!$N$89:$Y$105,MATCH($CD130,'Factor Tables'!$N$88:$Y$88,0),FALSE),\"\")))))","v":""},{"$f":"IF(OR($C130=\"Replace-on-Burnout\",$C130=\"New Construction\",$CT130=\"DX HP\",$CT130=\"PTHP\"),$DE130,IF($CD130=\"\",\"\",IF($CD130=\"DX HP\",VLOOKUP($D130,'Factor Tables'!$N$89:$Y$105,MATCH(\"DX HP Htg\",'Factor Tables'!$N$88:$Y$88,0),FALSE),IF($CD130=\"PTHP\",VLOOKUP($D130,'Factor Tables'!$N$89:$Y$105,MATCH(\"PTHP Htg\",'Factor Tables'!$N$88:$Y$88,0),FALSE),0))))","v":""},"","",0,0,"kW/ton","",0,"COP",{"$f":"IF($CT130=\"\",\"\",IF(OR($CT130=\"DX HP\",$CT130=\"VRF HP\",$CT130=\"PTHP\"),VLOOKUP($D130,'Factor Tables'!$B$89:$M$105,MATCH(CONCATENATE($CT130,\" Clg\"),'Factor Tables'!$B$88:$M$88,0),FALSE),VLOOKUP($D130,'Factor Tables'!$B$89:$M$105,MATCH($CT130,'Factor Tables'!$B$88:$M$88,0),FALSE)))","v":""},{"$f":"IF($CT130=\"\",\"\",IF(OR($CT130=\"DX HP\",$CT130=\"VRF HP\",$CT130=\"PTHP\"),VLOOKUP($D130,'Factor Tables'!$B$89:$M$105,MATCH(CONCATENATE($CT130,\" Htg\"),'Factor Tables'!$B$88:$M$88,0),FALSE),0))","v":""},{"$f":"IF($CT130=\"\",\"\",IF(OR($CT130=\"DX HP\",$CT130=\"VRF HP\",$CT130=\"PTHP\"),VLOOKUP($D130,'Factor Tables'!$N$89:$Y$105,MATCH(CONCATENATE($CT130,\" Clg\"),'Factor Tables'!$N$88:$Y$88,0),FALSE),VLOOKUP($D130,'Factor Tables'!$N$89:$Y$105,MATCH($CT130,'Factor Tables'!$N$88:$Y$88,0),FALSE)))","v":""},{"$f":"IF($CT130=\"\",\"\",IF(OR($CT130=\"DX HP\",$CT130=\"VRF HP\",$CT130=\"PTHP\"),VLOOKUP($D130,'Factor Tables'!$N$89:$Y$105,MATCH(CONCATENATE($CT130,\" Htg\"),'Factor Tables'!$N$88:$Y$88,0),FALSE),0))","v":""},{"$f":"IF($AB130=\"\",0,VLOOKUP($AB130,'Utility Admin'!$E:$G,2,FALSE))","v":0},{"$f":"IF($AB130=\"\",0,VLOOKUP($AB130,'Utility Admin'!$E:$G,3,FALSE))","v":0},{"$f":"IFERROR(IF(ABS(Summary!$F$12)<=ABS(Summary!$E$12)*'Utility Admin'!$I$5,$AZ130*$DF130+$BA130*$DG130,$AZ130*$DF130+$AZ130*'Utility Admin'!$I$5*$DG130),0)","v":0},null,"Summer",null,null,null,null,null,null,null,null,null,null,{"$f":"IF(OR('Project Info'!$C$10=\"\",$C130=\"\",$D130=\"\"),\"\",VLOOKUP($D130,$DW$9:$DZ$32,MATCH($C130,$DW$9:$DZ$9,0),FALSE))","v":""},null,null,null,null,null,null,"ERROR: Contact Program Manager. Post Capacity/Unit x Post # of Units must be within +/- 20% of Pre Capacity/Unit x Pre # of Units."]
[null,122,"","",null,null,null,null,null,null,null,null,null,null,null,null,null,null,null,null,null,null,null,null,null,null,null,null,null,null,null,null,null,null,null,null,null,null,null,null,null,null,null,0,0,0,0,0,0,999999999,"",0,0,{"$f":"IFERROR(IF($DH$261>'Utility Admin'!$H$5,$BA131/$BA$5*$BB$261,$DH131),0)","v":0},"","",{"$f":"IF(AND(OR($AB131=\"DX AC Air Cooled\",$AB131=\"DX HP Air Cooled\"),OR(AND($AI131=\"Btu/hr\",$AH131<65000),AND($AI131=\"Tons\",$AH131<65000/12000)),$AC131=\"Split\",$AN131>=15.2),MAX(Baselines!$CB375,12/9.8),Baselines!$CB375)","v":0},{"$f":"Baselines!$CC375","v":0},{"$f":"Baselines!$CE375","v":0},0,0,0,0,0,0,0,0,0,0,{"$f":"IF(OR($C131<>\"Early Retirement\",$J131=\"\"),0,IF(OR($I131=\"DX AC Air Cooled\",$I131=\"DX HP Air Cooled\"),VLOOKUP($J131,'Early Retirement'!$CI$6:$CM$32,2,FALSE),IF(OR($I131=\"PTAC\",$I131=\"PTHP\"),VLOOKUP($J131,'Early Retirement'!$CI$6:$CM$32,3,FALSE),IF(AND(OR($I131=\"Air Cooled Chiller\",$I131=\"Water Cooled Chiller\"),$L131<>\"Centrifugal\"),VLOOKUP($J131,'Early Retirement'!$CI$6:$CM$32,4,FALSE),IF(AND(OR($I131=\"Air Cooled Chiller\",$I131=\"Water Cooled Chiller\"),$L131=\"Centrifugal\"),VLOOKUP($J131,'Early Retirement'!$CI$6:$CM$32,5,FALSE),\"\")))))","v":0},0,0,0,0,0,0,0,0,0,0,0,"","","",0,0,0,{"$f":"IF(AND($C131=\"Early Retirement\",$J131<>\"\",$S131<>\"\",$U131<>\"\"),$CG131,IF(AND(OR($AB131=\"DX AC Air Cooled\",$AB131=\"DX HP Air Cooled\"),OR(AND($AI131=\"Btu/hr\",$AH131<65000),AND($AI131=\"Tons\",$AH131<65000/12000)),$AC131=\"Split\",$AN131>=15.2),MAX(Baselines!$CB124,12/9.8),Baselines!$CB124))","v":0},{"$f":"IF(AND($C131=\"Early Retirement\",$J131<>\"\",$S131<>\"\",$U131<>\"\"),$CH131,Baselines!$CC124)","v":0},{"$f":"Baselines!$CD124","v":"kW/ton"},"",{"$f":"IF(AND($C131=\"Early Retirement\",$J131<>\"\",$S131<>\"\",$U131<>\"\"),$CI131,IF(AND(Baselines!$CE124=0,OR($CT131=\"DX HP\",$CT131=\"PTHP\")),$BG131,Baselines!$CE124))","v":0},"COP",{"$f":"IF(OR($C131=\"Replace-on-Burnout\",$C131=\"New Construction\"),$DB131,IF($CD131=\"\",\"\",IF(OR($CD131=\"DX HP\",$CD131=\"PTHP\"),VLOOKUP($D131,'Factor Tables'!$B$89:$M$105,MATCH(CONCATENATE($CD131,\" Clg\"),'Factor Tables'!$B$88:$M$88,0),FALSE),VLOOKUP($D131,'Factor Tables'!$B$89:$M$105,MATCH($CD131,'Factor Tables'!$B$88:$M$88,0),FALSE))))","v":""},{"$f":"IF(OR($C131=\"Replace-on-Burnout\",$C131=\"New Construction\"),$DC131,IF($CD131=\"\",\"\",IF($CD131=\"DX HP\",VLOOKUP($D131,'Factor Tables'!$B$89:$M$105,MATCH(\"DX HP Htg\",'Factor Tables'!$B$88:$M$88,0),FALSE),0)))","v":""},{"$f":"IF(OR($C131=\"Replace-on-Burnout\",$C131=\"New Construction\"),$DD131,IF($CD131=\"\",\"\",IF($CD131=\"DX HP\",VLOOKUP($D131,'Factor Tables'!$N$89:$Y$105,MATCH(\"DX HP Clg\",'Factor Tables'!$N$88:$Y$88,0),FALSE),IF($CD131=\"PTHP\",VLOOKUP($D131,'Factor Tables'!$N$89:$Y$105,MATCH(\"PTHP Clg\",'Factor Tables'!$N$88:$Y$88,0),FALSE),IF(AND($CD131<>\"DX HP\",$CD131<>\"PTHP\"),VLOOKUP($D131,'Factor Tables'!$N$89:$Y$105,MATCH($CD131,'Factor Tables'!$N$88:$Y$88,0),FALSE),\"\")))))","v":""},{"$f":"IF(OR($C131=\"Replace-on-Burnout\",$C131=\"New Construction\",$CT131=\"DX HP\",$CT131=\"PTHP\"),$DE131,IF($CD131=\"\",\"\",IF($CD131=\"DX HP\",VLOOKUP($D131,'Factor Tables'!$N$89:$Y$105,MATCH(\"DX HP Htg\",'Factor Tables'!$N$88:$Y$88,0),FALSE),IF($CD131=\"PTHP\",VLOOKUP($D131,'Factor Tables'!$N$89:$Y$105,MATCH(\"PTHP Htg\",'Factor Tables'!$N$88:$Y$88,0),FALSE),0))))","v":""},"","",0,0,"kW/ton","",0,"COP",{"$f":"IF($CT131=\"\",\"\",IF(OR($CT131=\"DX HP\",$CT131=\"VRF HP\",$CT131=\"PTHP\"),VLOOKUP($D131,'Factor Tables'!$B$89:$M$105,MATCH(CONCATENATE($CT131,\" Clg\"),'Factor Tables'!$B$88:$M$88,0),FALSE),VLOOKUP($D131,'Factor Tables'!$B$89:$M$105,MATCH($CT131,'Factor Tables'!$B$88:$M$88,0),FALSE)))","v":""},{"$f":"IF($CT131=\"\",\"\",IF(OR($CT131=\"DX HP\",$CT131=\"VRF HP\",$CT131=\"PTHP\"),VLOOKUP($D131,'Factor Tables'!$B$89:$M$105,MATCH(CONCATENATE($CT131,\" Htg\"),'Factor Tables'!$B$88:$M$88,0),FALSE),0))","v":""},{"$f":"IF($CT131=\"\",\"\",IF(OR($CT131=\"DX HP\",$CT131=\"VRF HP\",$CT131=\"PTHP\"),VLOOKUP($D131,'Factor Tables'!$N$89:$Y$105,MATCH(CONCATENATE($CT131,\" Clg\"),'Factor Tables'!$N$88:$Y$88,0),FALSE),VLOOKUP($D131,'Factor Tables'!$N$89:$Y$105,MATCH($CT131,'Factor Tables'!$N$88:$Y$88,0),FALSE)))","v":""},{"$f":"IF($CT131=\"\",\"\",IF(OR($CT131=\"DX HP\",$CT131=\"VRF HP\",$CT131=\"PTHP\"),VLOOKUP($D131,'Factor Tables'!$N$89:$Y$105,MATCH(CONCATENATE($CT131,\" Htg\"),'Factor Tables'!$N$88:$Y$88,0),FALSE),0))","v":""},{"$f":"IF($AB131=\"\",0,VLOOKUP($AB131,'Utility Admin'!$E:$G,2,FALSE))","v":0},{"$f":"IF($AB131=\"\",0,VLOOKUP($AB131,'Utility Admin'!$E:$G,3,FALSE))","v":0},{"$f":"IFERROR(IF(ABS(Summary!$F$12)<=ABS(Summary!$E$12)*'Utility Admin'!$I$5,$AZ131*$DF131+$BA131*$DG131,$AZ131*$DF131+$AZ131*'Utility Admin'!$I$5*$DG131),0)","v":0},null,"Summer",null,null,null,null,null,null,null,null,null,null,{"$f":"IF(OR('Project Info'!$C$10=\"\",$C131=\"\",$D131=\"\"),\"\",VLOOKUP($D131,$DW$9:$DZ$32,MATCH($C131,$DW$9:$DZ$9,0),FALSE))","v":""},null,null,null,null,null,null,"ERROR: Contact Program Manager. Post Capacity/Unit x Post # of Units must be within +/- 20% of Pre Capacity/Unit x Pre # of Units."]
[null,123,"","",null,null,null,null,null,null,null,null,null,null,null,null,null,null,null,null,null,null,null,null,null,null,null,null,null,null,null,null,null,null,null,null,null,null,null,null,null,null,null,0,0,0,0,0,0,999999999,"",0,0,{"$f":"IFERROR(IF($DH$261>'Utility Admin'!$H$5,$BA132/$BA$5*$BB$261,$DH132),0)","v":0},"","",{"$f":"IF(AND(OR($AB132=\"DX AC Air Cooled\",$AB132=\"DX HP Air Cooled\"),OR(AND($AI132=\"Btu/hr\",$AH132<65000),AND($AI132=\"Tons\",$AH132<65000/12000)),$AC132=\"Split\",$AN132>=15.2),MAX(Baselines!$CB376,12/9.8),Baselines!$CB376)","v":0},{"$f":"Baselines!$CC376","v":0},{"$f":"Baselines!$CE376","v":0},0,0,0,0,0,0,0,0,0,0,{"$f":"IF(OR($C132<>\"Early Retirement\",$J132=\"\"),0,IF(OR($I132=\"DX AC Air Cooled\",$I132=\"DX HP Air Cooled\"),VLOOKUP($J132,'Early Retirement'!$CI$6:$CM$32,2,FALSE),IF(OR($I132=\"PTAC\",$I132=\"PTHP\"),VLOOKUP($J132,'Early Retirement'!$CI$6:$CM$32,3,FALSE),IF(AND(OR($I132=\"Air Cooled Chiller\",$I132=\"Water Cooled Chiller\"),$L132<>\"Centrifugal\"),VLOOKUP($J132,'Early Retirement'!$CI$6:$CM$32,4,FALSE),IF(AND(OR($I132=\"Air Cooled Chiller\",$I132=\"Water Cooled Chiller\"),$L132=\"Centrifugal\"),VLOOKUP($J132,'Early Retirement'!$CI$6:$CM$32,5,FALSE),\"\")))))","v":0},0,0,0,0,0,0,0,0,0,0,0,"","","",0,0,0,{"$f":"IF(AND($C132=\"Early Retirement\",$J132<>\"\",$S132<>\"\",$U132<>\"\"),$CG132,IF(AND(OR($AB132=\"DX AC Air Cooled\",$AB132=\"DX HP Air Cooled\"),OR(AND($AI132=\"Btu/hr\",$AH132<65000),AND($AI132=\"Tons\",$AH132<65000/12000)),$AC132=\"Split\",$AN132>=15.2),MAX(Baselines!$CB125,12/9.8),Baselines!$CB125))","v":0},{"$f":"IF(AND($C132=\"Early Retirement\",$J132<>\"\",$S132<>\"\",$U132<>\"\"),$CH132,Baselines!$CC125)","v":0},{"$f":"Baselines!$CD125","v":"kW/ton"},"",{"$f":"IF(AND($C132=\"Early Retirement\",$J132<>\"\",$S132<>\"\",$U132<>\"\"),$CI132,IF(AND(Baselines!$CE125=0,OR($CT132=\"DX HP\",$CT132=\"PTHP\")),$BG132,Baselines!$CE125))","v":0},"COP",{"$f":"IF(OR($C132=\"Replace-on-Burnout\",$C132=\"New Construction\"),$DB132,IF($CD132=\"\",\"\",IF(OR($CD132=\"DX HP\",$CD132=\"PTHP\"),VLOOKUP($D132,'Factor Tables'!$B$89:$M$105,MATCH(CONCATENATE($CD132,\" Clg\"),'Factor Tables'!$B$88:$M$88,0),FALSE),VLOOKUP($D132,'Factor Tables'!$B$89:$M$105,MATCH($CD132,'Factor Tables'!$B$88:$M$88,0),FALSE))))","v":""},{"$f":"IF(OR($C132=\"Replace-on-Burnout\",$C132=\"New Construction\"),$DC132,IF($CD132=\"\",\"\",IF($CD132=\"DX HP\",VLOOKUP($D132,'Factor Tables'!$B$89:$M$105,MATCH(\"DX HP Htg\",'Factor Tables'!$B$88:$M$88,0),FALSE),0)))","v":""},{"$f":"IF(OR($C132=\"Replace-on-Burnout\",$C132=\"New Construction\"),$DD132,IF($CD132=\"\",\"\",IF($CD132=\"DX HP\",VLOOKUP($D132,'Factor Tables'!$N$89:$Y$105,MATCH(\"DX HP Clg\",'Factor Tables'!$N$88:$Y$88,0),FALSE),IF($CD132=\"PTHP\",VLOOKUP($D132,'Factor Tables'!$N$89:$Y$105,MATCH(\"PTHP Clg\",'Factor Tables'!$N$88:$Y$88,0),FALSE),IF(AND($CD132<>\"DX HP\",$CD132<>\"PTHP\"),VLOOKUP($D132,'Factor Tables'!$N$89:$Y$105,MATCH($CD132,'Factor Tables'!$N$88:$Y$88,0),FALSE),\"\")))))","v":""},{"$f":"IF(OR($C132=\"Replace-on-Burnout\",$C132=\"New Construction\",$CT132=\"DX HP\",$CT132=\"PTHP\"),$DE132,IF($CD132=\"\",\"\",IF($CD132=\"DX HP\",VLOOKUP($D132,'Factor Tables'!$N$89:$Y$105,MATCH(\"DX HP Htg\",'Factor Tables'!$N$88:$Y$88,0),FALSE),IF($CD132=\"PTHP\",VLOOKUP($D132,'Factor Tables'!$N$89:$Y$105,MATCH(\"PTHP Htg\",'Factor Tables'!$N$88:$Y$88,0),FALSE),0))))","v":""},"","",0,0,"kW/ton","",0,"COP",{"$f":"IF($CT132=\"\",\"\",IF(OR($CT132=\"DX HP\",$CT132=\"VRF HP\",$CT132=\"PTHP\"),VLOOKUP($D132,'Factor Tables'!$B$89:$M$105,MATCH(CONCATENATE($CT132,\" Clg\"),'Factor Tables'!$B$88:$M$88,0),FALSE),VLOOKUP($D132,'Factor Tables'!$B$89:$M$105,MATCH($CT132,'Factor Tables'!$B$88:$M$88,0),FALSE)))","v":""},{"$f":"IF($CT132=\"\",\"\",IF(OR($CT132=\"DX HP\",$CT132=\"VRF HP\",$CT132=\"PTHP\"),VLOOKUP($D132,'Factor Tables'!$B$89:$M$105,MATCH(CONCATENATE($CT132,\" Htg\"),'Factor Tables'!$B$88:$M$88,0),FALSE),0))","v":""},{"$f":"IF($CT132=\"\",\"\",IF(OR($CT132=\"DX HP\",$CT132=\"VRF HP\",$CT132=\"PTHP\"),VLOOKUP($D132,'Factor Tables'!$N$89:$Y$105,MATCH(CONCATENATE($CT132,\" Clg\"),'Factor Tables'!$N$88:$Y$88,0),FALSE),VLOOKUP($D132,'Factor Tables'!$N$89:$Y$105,MATCH($CT132,'Factor Tables'!$N$88:$Y$88,0),FALSE)))","v":""},{"$f":"IF($CT132=\"\",\"\",IF(OR($CT132=\"DX HP\",$CT132=\"VRF HP\",$CT132=\"PTHP\"),VLOOKUP($D132,'Factor Tables'!$N$89:$Y$105,MATCH(CONCATENATE($CT132,\" Htg\"),'Factor Tables'!$N$88:$Y$88,0),FALSE),0))","v":""},{"$f":"IF($AB132=\"\",0,VLOOKUP($AB132,'Utility Admin'!$E:$G,2,FALSE))","v":0},{"$f":"IF($AB132=\"\",0,VLOOKUP($AB132,'Utility Admin'!$E:$G,3,FALSE))","v":0},{"$f":"IFERROR(IF(ABS(Summary!$F$12)<=ABS(Summary!$E$12)*'Utility Admin'!$I$5,$AZ132*$DF132+$BA132*$DG132,$AZ132*$DF132+$AZ132*'Utility Admin'!$I$5*$DG132),0)","v":0},null,"Summer",null,null,null,null,null,null,null,null,null,null,{"$f":"IF(OR('Project Info'!$C$10=\"\",$C132=\"\",$D132=\"\"),\"\",VLOOKUP($D132,$DW$9:$DZ$32,MATCH($C132,$DW$9:$DZ$9,0),FALSE))","v":""},null,null,null,null,null,null,"ERROR: Contact Program Manager. Post Capacity/Unit x Post # of Units must be within +/- 20% of Pre Capacity/Unit x Pre # of Units."]
[null,124,"","",null,null,null,null,null,null,null,null,null,null,null,null,null,null,null,null,null,null,null,null,null,null,null,null,null,null,null,null,null,null,null,null,null,null,null,null,null,null,null,0,0,0,0,0,0,999999999,"",0,0,{"$f":"IFERROR(IF($DH$261>'Utility Admin'!$H$5,$BA133/$BA$5*$BB$261,$DH133),0)","v":0},"","",{"$f":"IF(AND(OR($AB133=\"DX AC Air Cooled\",$AB133=\"DX HP Air Cooled\"),OR(AND($AI133=\"Btu/hr\",$AH133<65000),AND($AI133=\"Tons\",$AH133<65000/12000)),$AC133=\"Split\",$AN133>=15.2),MAX(Baselines!$CB377,12/9.8),Baselines!$CB377)","v":0},{"$f":"Baselines!$CC377","v":0},{"$f":"Baselines!$CE377","v":0},0,0,0,0,0,0,0,0,0,0,{"$f":"IF(OR($C133<>\"Early Retirement\",$J133=\"\"),0,IF(OR($I133=\"DX AC Air Cooled\",$I133=\"DX HP Air Cooled\"),VLOOKUP($J133,'Early Retirement'!$CI$6:$CM$32,2,FALSE),IF(OR($I133=\"PTAC\",$I133=\"PTHP\"),VLOOKUP($J133,'Early Retirement'!$CI$6:$CM$32,3,FALSE),IF(AND(OR($I133=\"Air Cooled Chiller\",$I133=\"Water Cooled Chiller\"),$L133<>\"Centrifugal\"),VLOOKUP($J133,'Early Retirement'!$CI$6:$CM$32,4,FALSE),IF(AND(OR($I133=\"Air Cooled Chiller\",$I133=\"Water Cooled Chiller\"),$L133=\"Centrifugal\"),VLOOKUP($J133,'Early Retirement'!$CI$6:$CM$32,5,FALSE),\"\")))))","v":0},0,0,0,0,0,0,0,0,0,0,0,"","","",0,0,0,{"$f":"IF(AND($C133=\"Early Retirement\",$J133<>\"\",$S133<>\"\",$U133<>\"\"),$CG133,IF(AND(OR($AB133=\"DX AC Air Cooled\",$AB133=\"DX HP Air Cooled\"),OR(AND($AI133=\"Btu/hr\",$AH133<65000),AND($AI133=\"Tons\",$AH133<65000/12000)),$AC133=\"Split\",$AN133>=15.2),MAX(Baselines!$CB126,12/9.8),Baselines!$CB126))","v":0},{"$f":"IF(AND($C133=\"Early Retirement\",$J133<>\"\",$S133<>\"\",$U133<>\"\"),$CH133,Baselines!$CC126)","v":0},{"$f":"Baselines!$CD126","v":"kW/ton"},"",{"$f":"IF(AND($C133=\"Early Retirement\",$J133<>\"\",$S133<>\"\",$U133<>\"\"),$CI133,IF(AND(Baselines!$CE126=0,OR($CT133=\"DX HP\",$CT133=\"PTHP\")),$BG133,Baselines!$CE126))","v":0},"COP",{"$f":"IF(OR($C133=\"Replace-on-Burnout\",$C133=\"New Construction\"),$DB133,IF($CD133=\"\",\"\",IF(OR($CD133=\"DX HP\",$CD133=\"PTHP\"),VLOOKUP($D133,'Factor Tables'!$B$89:$M$105,MATCH(CONCATENATE($CD133,\" Clg\"),'Factor Tables'!$B$88:$M$88,0),FALSE),VLOOKUP($D133,'Factor Tables'!$B$89:$M$105,MATCH($CD133,'Factor Tables'!$B$88:$M$88,0),FALSE))))","v":""},{"$f":"IF(OR($C133=\"Replace-on-Burnout\",$C133=\"New Construction\"),$DC133,IF($CD133=\"\",\"\",IF($CD133=\"DX HP\",VLOOKUP($D133,'Factor Tables'!$B$89:$M$105,MATCH(\"DX HP Htg\",'Factor Tables'!$B$88:$M$88,0),FALSE),0)))","v":""},{"$f":"IF(OR($C133=\"Replace-on-Burnout\",$C133=\"New Construction\"),$DD133,IF($CD133=\"\",\"\",IF($CD133=\"DX HP\",VLOOKUP($D133,'Factor Tables'!$N$89:$Y$105,MATCH(\"DX HP Clg\",'Factor Tables'!$N$88:$Y$88,0),FALSE),IF($CD133=\"PTHP\",VLOOKUP($D133,'Factor Tables'!$N$89:$Y$105,MATCH(\"PTHP Clg\",'Factor Tables'!$N$88:$Y$88,0),FALSE),IF(AND($CD133<>\"DX HP\",$CD133<>\"PTHP\"),VLOOKUP($D133,'Factor Tables'!$N$89:$Y$105,MATCH($CD133,'Factor Tables'!$N$88:$Y$88,0),FALSE),\"\")))))","v":""},{"$f":"IF(OR($C133=\"Replace-on-Burnout\",$C133=\"New Construction\",$CT133=\"DX HP\",$CT133=\"PTHP\"),$DE133,IF($CD133=\"\",\"\",IF($CD133=\"DX HP\",VLOOKUP($D133,'Factor Tables'!$N$89:$Y$105,MATCH(\"DX HP Htg\",'Factor Tables'!$N$88:$Y$88,0),FALSE),IF($CD133=\"PTHP\",VLOOKUP($D133,'Factor Tables'!$N$89:$Y$105,MATCH(\"PTHP Htg\",'Factor Tables'!$N$88:$Y$88,0),FALSE),0))))","v":""},"","",0,0,"kW/ton","",0,"COP",{"$f":"IF($CT133=\"\",\"\",IF(OR($CT133=\"DX HP\",$CT133=\"VRF HP\",$CT133=\"PTHP\"),VLOOKUP($D133,'Factor Tables'!$B$89:$M$105,MATCH(CONCATENATE($CT133,\" Clg\"),'Factor Tables'!$B$88:$M$88,0),FALSE),VLOOKUP($D133,'Factor Tables'!$B$89:$M$105,MATCH($CT133,'Factor Tables'!$B$88:$M$88,0),FALSE)))","v":""},{"$f":"IF($CT133=\"\",\"\",IF(OR($CT133=\"DX HP\",$CT133=\"VRF HP\",$CT133=\"PTHP\"),VLOOKUP($D133,'Factor Tables'!$B$89:$M$105,MATCH(CONCATENATE($CT133,\" Htg\"),'Factor Tables'!$B$88:$M$88,0),FALSE),0))","v":""},{"$f":"IF($CT133=\"\",\"\",IF(OR($CT133=\"DX HP\",$CT133=\"VRF HP\",$CT133=\"PTHP\"),VLOOKUP($D133,'Factor Tables'!$N$89:$Y$105,MATCH(CONCATENATE($CT133,\" Clg\"),'Factor Tables'!$N$88:$Y$88,0),FALSE),VLOOKUP($D133,'Factor Tables'!$N$89:$Y$105,MATCH($CT133,'Factor Tables'!$N$88:$Y$88,0),FALSE)))","v":""},{"$f":"IF($CT133=\"\",\"\",IF(OR($CT133=\"DX HP\",$CT133=\"VRF HP\",$CT133=\"PTHP\"),VLOOKUP($D133,'Factor Tables'!$N$89:$Y$105,MATCH(CONCATENATE($CT133,\" Htg\"),'Factor Tables'!$N$88:$Y$88,0),FALSE),0))","v":""},{"$f":"IF($AB133=\"\",0,VLOOKUP($AB133,'Utility Admin'!$E:$G,2,FALSE))","v":0},{"$f":"IF($AB133=\"\",0,VLOOKUP($AB133,'Utility Admin'!$E:$G,3,FALSE))","v":0},{"$f":"IFERROR(IF(ABS(Summary!$F$12)<=ABS(Summary!$E$12)*'Utility Admin'!$I$5,$AZ133*$DF133+$BA133*$DG133,$AZ133*$DF133+$AZ133*'Utility Admin'!$I$5*$DG133),0)","v":0},null,"Summer",null,null,null,null,null,null,null,null,null,null,{"$f":"IF(OR('Project Info'!$C$10=\"\",$C133=\"\",$D133=\"\"),\"\",VLOOKUP($D133,$DW$9:$DZ$32,MATCH($C133,$DW$9:$DZ$9,0),FALSE))","v":""},null,null,null,null,null,null,"ERROR: Contact Program Manager. Post Capacity/Unit x Post # of Units must be within +/- 20% of Pre Capacity/Unit x Pre # of Units."]
[null,125,"","",null,null,null,null,null,null,null,null,null,null,null,null,null,null,null,null,null,null,null,null,null,null,null,null,null,null,null,null,null,null,null,null,null,null,null,null,null,null,null,0,0,0,0,0,0,999999999,"",0,0,{"$f":"IFERROR(IF($DH$261>'Utility Admin'!$H$5,$BA134/$BA$5*$BB$261,$DH134),0)","v":0},"","",{"$f":"IF(AND(OR($AB134=\"DX AC Air Cooled\",$AB134=\"DX HP Air Cooled\"),OR(AND($AI134=\"Btu/hr\",$AH134<65000),AND($AI134=\"Tons\",$AH134<65000/12000)),$AC134=\"Split\",$AN134>=15.2),MAX(Baselines!$CB378,12/9.8),Baselines!$CB378)","v":0},{"$f":"Baselines!$CC378","v":0},{"$f":"Baselines!$CE378","v":0},0,0,0,0,0,0,0,0,0,0,{"$f":"IF(OR($C134<>\"Early Retirement\",$J134=\"\"),0,IF(OR($I134=\"DX AC Air Cooled\",$I134=\"DX HP Air Cooled\"),VLOOKUP($J134,'Early Retirement'!$CI$6:$CM$32,2,FALSE),IF(OR($I134=\"PTAC\",$I134=\"PTHP\"),VLOOKUP($J134,'Early Retirement'!$CI$6:$CM$32,3,FALSE),IF(AND(OR($I134=\"Air Cooled Chiller\",$I134=\"Water Cooled Chiller\"),$L134<>\"Centrifugal\"),VLOOKUP($J134,'Early Retirement'!$CI$6:$CM$32,4,FALSE),IF(AND(OR($I134=\"Air Cooled Chiller\",$I134=\"Water Cooled Chiller\"),$L134=\"Centrifugal\"),VLOOKUP($J134,'Early Retirement'!$CI$6:$CM$32,5,FALSE),\"\")))))","v":0},0,0,0,0,0,0,0,0,0,0,0,"","","",0,0,0,{"$f":"IF(AND($C134=\"Early Retirement\",$J134<>\"\",$S134<>\"\",$U134<>\"\"),$CG134,IF(AND(OR($AB134=\"DX AC Air Cooled\",$AB134=\"DX HP Air Cooled\"),OR(AND($AI134=\"Btu/hr\",$AH134<65000),AND($AI134=\"Tons\",$AH134<65000/12000)),$AC134=\"Split\",$AN134>=15.2),MAX(Baselines!$CB127,12/9.8),Baselines!$CB127))","v":0},{"$f":"IF(AND($C134=\"Early Retirement\",$J134<>\"\",$S134<>\"\",$U134<>\"\"),$CH134,Baselines!$CC127)","v":0},{"$f":"Baselines!$CD127","v":"kW/ton"},"",{"$f":"IF(AND($C134=\"Early Retirement\",$J134<>\"\",$S134<>\"\",$U134<>\"\"),$CI134,IF(AND(Baselines!$CE127=0,OR($CT134=\"DX HP\",$CT134=\"PTHP\")),$BG134,Baselines!$CE127))","v":0},"COP",{"$f":"IF(OR($C134=\"Replace-on-Burnout\",$C134=\"New Construction\"),$DB134,IF($CD134=\"\",\"\",IF(OR($CD134=\"DX HP\",$CD134=\"PTHP\"),VLOOKUP($D134,'Factor Tables'!$B$89:$M$105,MATCH(CONCATENATE($CD134,\" Clg\"),'Factor Tables'!$B$88:$M$88,0),FALSE),VLOOKUP($D134,'Factor Tables'!$B$89:$M$105,MATCH($CD134,'Factor Tables'!$B$88:$M$88,0),FALSE))))","v":""},{"$f":"IF(OR($C134=\"Replace-on-Burnout\",$C134=\"New Construction\"),$DC134,IF($CD134=\"\",\"\",IF($CD134=\"DX HP\",VLOOKUP($D134,'Factor Tables'!$B$89:$M$105,MATCH(\"DX HP Htg\",'Factor Tables'!$B$88:$M$88,0),FALSE),0)))","v":""},{"$f":"IF(OR($C134=\"Replace-on-Burnout\",$C134=\"New Construction\"),$DD134,IF($CD134=\"\",\"\",IF($CD134=\"DX HP\",VLOOKUP($D134,'Factor Tables'!$N$89:$Y$105,MATCH(\"DX HP Clg\",'Factor Tables'!$N$88:$Y$88,0),FALSE),IF($CD134=\"PTHP\",VLOOKUP($D134,'Factor Tables'!$N$89:$Y$105,MATCH(\"PTHP Clg\",'Factor Tables'!$N$88:$Y$88,0),FALSE),IF(AND($CD134<>\"DX HP\",$CD134<>\"PTHP\"),VLOOKUP($D134,'Factor Tables'!$N$89:$Y$105,MATCH($CD134,'Factor Tables'!$N$88:$Y$88,0),FALSE),\"\")))))","v":""},{"$f":"IF(OR($C134=\"Replace-on-Burnout\",$C134=\"New Construction\",$CT134=\"DX HP\",$CT134=\"PTHP\"),$DE134,IF($CD134=\"\",\"\",IF($CD134=\"DX HP\",VLOOKUP($D134,'Factor Tables'!$N$89:$Y$105,MATCH(\"DX HP Htg\",'Factor Tables'!$N$88:$Y$88,0),FALSE),IF($CD134=\"PTHP\",VLOOKUP($D134,'Factor Tables'!$N$89:$Y$105,MATCH(\"PTHP Htg\",'Factor Tables'!$N$88:$Y$88,0),FALSE),0))))","v":""},"","",0,0,"kW/ton","",0,"COP",{"$f":"IF($CT134=\"\",\"\",IF(OR($CT134=\"DX HP\",$CT134=\"VRF HP\",$CT134=\"PTHP\"),VLOOKUP($D134,'Factor Tables'!$B$89:$M$105,MATCH(CONCATENATE($CT134,\" Clg\"),'Factor Tables'!$B$88:$M$88,0),FALSE),VLOOKUP($D134,'Factor Tables'!$B$89:$M$105,MATCH($CT134,'Factor Tables'!$B$88:$M$88,0),FALSE)))","v":""},{"$f":"IF($CT134=\"\",\"\",IF(OR($CT134=\"DX HP\",$CT134=\"VRF HP\",$CT134=\"PTHP\"),VLOOKUP($D134,'Factor Tables'!$B$89:$M$105,MATCH(CONCATENATE($CT134,\" Htg\"),'Factor Tables'!$B$88:$M$88,0),FALSE),0))","v":""},{"$f":"IF($CT134=\"\",\"\",IF(OR($CT134=\"DX HP\",$CT134=\"VRF HP\",$CT134=\"PTHP\"),VLOOKUP($D134,'Factor Tables'!$N$89:$Y$105,MATCH(CONCATENATE($CT134,\" Clg\"),'Factor Tables'!$N$88:$Y$88,0),FALSE),VLOOKUP($D134,'Factor Tables'!$N$89:$Y$105,MATCH($CT134,'Factor Tables'!$N$88:$Y$88,0),FALSE)))","v":""},{"$f":"IF($CT134=\"\",\"\",IF(OR($CT134=\"DX HP\",$CT134=\"VRF HP\",$CT134=\"PTHP\"),VLOOKUP($D134,'Factor Tables'!$N$89:$Y$105,MATCH(CONCATENATE($CT134,\" Htg\"),'Factor Tables'!$N$88:$Y$88,0),FALSE),0))","v":""},{"$f":"IF($AB134=\"\",0,VLOOKUP($AB134,'Utility Admin'!$E:$G,2,FALSE))","v":0},{"$f":"IF($AB134=\"\",0,VLOOKUP($AB134,'Utility Admin'!$E:$G,3,FALSE))","v":0},{"$f":"IFERROR(IF(ABS(Summary!$F$12)<=ABS(Summary!$E$12)*'Utility Admin'!$I$5,$AZ134*$DF134+$BA134*$DG134,$AZ134*$DF134+$AZ134*'Utility Admin'!$I$5*$DG134),0)","v":0},null,"Summer",null,null,null,null,null,null,null,null,null,null,{"$f":"IF(OR('Project Info'!$C$10=\"\",$C134=\"\",$D134=\"\"),\"\",VLOOKUP($D134,$DW$9:$DZ$32,MATCH($C134,$DW$9:$DZ$9,0),FALSE))","v":""},null,null,null,null,null,null,"ERROR: Contact Program Manager. Post Capacity/Unit x Post # of Units must be within +/- 20% of Pre Capacity/Unit x Pre # of Units."]
[null,126,"","",null,null,null,null,null,null,null,null,null,null,null,null,null,null,null,null,null,null,null,null,null,null,null,null,null,null,null,null,null,null,null,null,null,null,null,null,null,null,null,0,0,0,0,0,0,999999999,"",0,0,{"$f":"IFERROR(IF($DH$261>'Utility Admin'!$H$5,$BA135/$BA$5*$BB$261,$DH135),0)","v":0},"","",{"$f":"IF(AND(OR($AB135=\"DX AC Air Cooled\",$AB135=\"DX HP Air Cooled\"),OR(AND($AI135=\"Btu/hr\",$AH135<65000),AND($AI135=\"Tons\",$AH135<65000/12000)),$AC135=\"Split\",$AN135>=15.2),MAX(Baselines!$CB379,12/9.8),Baselines!$CB379)","v":0},{"$f":"Baselines!$CC379","v":0},{"$f":"Baselines!$CE379","v":0},0,0,0,0,0,0,0,0,0,0,{"$f":"IF(OR($C135<>\"Early Retirement\",$J135=\"\"),0,IF(OR($I135=\"DX AC Air Cooled\",$I135=\"DX HP Air Cooled\"),VLOOKUP($J135,'Early Retirement'!$CI$6:$CM$32,2,FALSE),IF(OR($I135=\"PTAC\",$I135=\"PTHP\"),VLOOKUP($J135,'Early Retirement'!$CI$6:$CM$32,3,FALSE),IF(AND(OR($I135=\"Air Cooled Chiller\",$I135=\"Water Cooled Chiller\"),$L135<>\"Centrifugal\"),VLOOKUP($J135,'Early Retirement'!$CI$6:$CM$32,4,FALSE),IF(AND(OR($I135=\"Air Cooled Chiller\",$I135=\"Water Cooled Chiller\"),$L135=\"Centrifugal\"),VLOOKUP($J135,'Early Retirement'!$CI$6:$CM$32,5,FALSE),\"\")))))","v":0},0,0,0,0,0,0,0,0,0,0,0,"","","",0,0,0,{"$f":"IF(AND($C135=\"Early Retirement\",$J135<>\"\",$S135<>\"\",$U135<>\"\"),$CG135,IF(AND(OR($AB135=\"DX AC Air Cooled\",$AB135=\"DX HP Air Cooled\"),OR(AND($AI135=\"Btu/hr\",$AH135<65000),AND($AI135=\"Tons\",$AH135<65000/12000)),$AC135=\"Split\",$AN135>=15.2),MAX(Baselines!$CB128,12/9.8),Baselines!$CB128))","v":0},{"$f":"IF(AND($C135=\"Early Retirement\",$J135<>\"\",$S135<>\"\",$U135<>\"\"),$CH135,Baselines!$CC128)","v":0},{"$f":"Baselines!$CD128","v":"kW/ton"},"",{"$f":"IF(AND($C135=\"Early Retirement\",$J135<>\"\",$S135<>\"\",$U135<>\"\"),$CI135,IF(AND(Baselines!$CE128=0,OR($CT135=\"DX HP\",$CT135=\"PTHP\")),$BG135,Baselines!$CE128))","v":0},"COP",{"$f":"IF(OR($C135=\"Replace-on-Burnout\",$C135=\"New Construction\"),$DB135,IF($CD135=\"\",\"\",IF(OR($CD135=\"DX HP\",$CD135=\"PTHP\"),VLOOKUP($D135,'Factor Tables'!$B$89:$M$105,MATCH(CONCATENATE($CD135,\" Clg\"),'Factor Tables'!$B$88:$M$88,0),FALSE),VLOOKUP($D135,'Factor Tables'!$B$89:$M$105,MATCH($CD135,'Factor Tables'!$B$88:$M$88,0),FALSE))))","v":""},{"$f":"IF(OR($C135=\"Replace-on-Burnout\",$C135=\"New Construction\"),$DC135,IF($CD135=\"\",\"\",IF($CD135=\"DX HP\",VLOOKUP($D135,'Factor Tables'!$B$89:$M$105,MATCH(\"DX HP Htg\",'Factor Tables'!$B$88:$M$88,0),FALSE),0)))","v":""},{"$f":"IF(OR($C135=\"Replace-on-Burnout\",$C135=\"New Construction\"),$DD135,IF($CD135=\"\",\"\",IF($CD135=\"DX HP\",VLOOKUP($D135,'Factor Tables'!$N$89:$Y$105,MATCH(\"DX HP Clg\",'Factor Tables'!$N$88:$Y$88,0),FALSE),IF($CD135=\"PTHP\",VLOOKUP($D135,'Factor Tables'!$N$89:$Y$105,MATCH(\"PTHP Clg\",'Factor Tables'!$N$88:$Y$88,0),FALSE),IF(AND($CD135<>\"DX HP\",$CD135<>\"PTHP\"),VLOOKUP($D135,'Factor Tables'!$N$89:$Y$105,MATCH($CD135,'Factor Tables'!$N$88:$Y$88,0),FALSE),\"\")))))","v":""},{"$f":"IF(OR($C135=\"Replace-on-Burnout\",$C135=\"New Construction\",$CT135=\"DX HP\",$CT135=\"PTHP\"),$DE135,IF($CD135=\"\",\"\",IF($CD135=\"DX HP\",VLOOKUP($D135,'Factor Tables'!$N$89:$Y$105,MATCH(\"DX HP Htg\",'Factor Tables'!$N$88:$Y$88,0),FALSE),IF($CD135=\"PTHP\",VLOOKUP($D135,'Factor Tables'!$N$89:$Y$105,MATCH(\"PTHP Htg\",'Factor Tables'!$N$88:$Y$88,0),FALSE),0))))","v":""},"","",0,0,"kW/ton","",0,"COP",{"$f":"IF($CT135=\"\",\"\",IF(OR($CT135=\"DX HP\",$CT135=\"VRF HP\",$CT135=\"PTHP\"),VLOOKUP($D135,'Factor Tables'!$B$89:$M$105,MATCH(CONCATENATE($CT135,\" Clg\"),'Factor Tables'!$B$88:$M$88,0),FALSE),VLOOKUP($D135,'Factor Tables'!$B$89:$M$105,MATCH($CT135,'Factor Tables'!$B$88:$M$88,0),FALSE)))","v":""},{"$f":"IF($CT135=\"\",\"\",IF(OR($CT135=\"DX HP\",$CT135=\"VRF HP\",$CT135=\"PTHP\"),VLOOKUP($D135,'Factor Tables'!$B$89:$M$105,MATCH(CONCATENATE($CT135,\" Htg\"),'Factor Tables'!$B$88:$M$88,0),FALSE),0))","v":""},{"$f":"IF($CT135=\"\",\"\",IF(OR($CT135=\"DX HP\",$CT135=\"VRF HP\",$CT135=\"PTHP\"),VLOOKUP($D135,'Factor Tables'!$N$89:$Y$105,MATCH(CONCATENATE($CT135,\" Clg\"),'Factor Tables'!$N$88:$Y$88,0),FALSE),VLOOKUP($D135,'Factor Tables'!$N$89:$Y$105,MATCH($CT135,'Factor Tables'!$N$88:$Y$88,0),FALSE)))","v":""},{"$f":"IF($CT135=\"\",\"\",IF(OR($CT135=\"DX HP\",$CT135=\"VRF HP\",$CT135=\"PTHP\"),VLOOKUP($D135,'Factor Tables'!$N$89:$Y$105,MATCH(CONCATENATE($CT135,\" Htg\"),'Factor Tables'!$N$88:$Y$88,0),FALSE),0))","v":""},{"$f":"IF($AB135=\"\",0,VLOOKUP($AB135,'Utility Admin'!$E:$G,2,FALSE))","v":0},{"$f":"IF($AB135=\"\",0,VLOOKUP($AB135,'Utility Admin'!$E:$G,3,FALSE))","v":0},{"$f":"IFERROR(IF(ABS(Summary!$F$12)<=ABS(Summary!$E$12)*'Utility Admin'!$I$5,$AZ135*$DF135+$BA135*$DG135,$AZ135*$DF135+$AZ135*'Utility Admin'!$I$5*$DG135),0)","v":0},null,"Summer",null,null,null,null,null,null,null,null,null,null,{"$f":"IF(OR('Project Info'!$C$10=\"\",$C135=\"\",$D135=\"\"),\"\",VLOOKUP($D135,$DW$9:$DZ$32,MATCH($C135,$DW$9:$DZ$9,0),FALSE))","v":""},null,null,null,null,null,null,"ERROR: Contact Program Manager. Post Capacity/Unit x Post # of Units must be within +/- 20% of Pre Capacity/Unit x Pre # of Units."]
[null,127,"","",null,null,null,null,null,null,null,null,null,null,null,null,null,null,null,null,null,null,null,null,null,null,null,null,null,null,null,null,null,null,null,null,null,null,null,null,null,null,null,0,0,0,0,0,0,999999999,"",0,0,{"$f":"IFERROR(IF($DH$261>'Utility Admin'!$H$5,$BA136/$BA$5*$BB$261,$DH136),0)","v":0},"","",{"$f":"IF(AND(OR($AB136=\"DX AC Air Cooled\",$AB136=\"DX HP Air Cooled\"),OR(AND($AI136=\"Btu/hr\",$AH136<65000),AND($AI136=\"Tons\",$AH136<65000/12000)),$AC136=\"Split\",$AN136>=15.2),MAX(Baselines!$CB380,12/9.8),Baselines!$CB380)","v":0},{"$f":"Baselines!$CC380","v":0},{"$f":"Baselines!$CE380","v":0},0,0,0,0,0,0,0,0,0,0,{"$f":"IF(OR($C136<>\"Early Retirement\",$J136=\"\"),0,IF(OR($I136=\"DX AC Air Cooled\",$I136=\"DX HP Air Cooled\"),VLOOKUP($J136,'Early Retirement'!$CI$6:$CM$32,2,FALSE),IF(OR($I136=\"PTAC\",$I136=\"PTHP\"),VLOOKUP($J136,'Early Retirement'!$CI$6:$CM$32,3,FALSE),IF(AND(OR($I136=\"Air Cooled Chiller\",$I136=\"Water Cooled Chiller\"),$L136<>\"Centrifugal\"),VLOOKUP($J136,'Early Retirement'!$CI$6:$CM$32,4,FALSE),IF(AND(OR($I136=\"Air Cooled Chiller\",$I136=\"Water Cooled Chiller\"),$L136=\"Centrifugal\"),VLOOKUP($J136,'Early Retirement'!$CI$6:$CM$32,5,FALSE),\"\")))))","v":0},0,0,0,0,0,0,0,0,0,0,0,"","","",0,0,0,{"$f":"IF(AND($C136=\"Early Retirement\",$J136<>\"\",$S136<>\"\",$U136<>\"\"),$CG136,IF(AND(OR($AB136=\"DX AC Air Cooled\",$AB136=\"DX HP Air Cooled\"),OR(AND($AI136=\"Btu/hr\",$AH136<65000),AND($AI136=\"Tons\",$AH136<65000/12000)),$AC136=\"Split\",$AN136>=15.2),MAX(Baselines!$CB129,12/9.8),Baselines!$CB129))","v":0},{"$f":"IF(AND($C136=\"Early Retirement\",$J136<>\"\",$S136<>\"\",$U136<>\"\"),$CH136,Baselines!$CC129)","v":0},{"$f":"Baselines!$CD129","v":"kW/ton"},"",{"$f":"IF(AND($C136=\"Early Retirement\",$J136<>\"\",$S136<>\"\",$U136<>\"\"),$CI136,IF(AND(Baselines!$CE129=0,OR($CT136=\"DX HP\",$CT136=\"PTHP\")),$BG136,Baselines!$CE129))","v":0},"COP",{"$f":"IF(OR($C136=\"Replace-on-Burnout\",$C136=\"New Construction\"),$DB136,IF($CD136=\"\",\"\",IF(OR($CD136=\"DX HP\",$CD136=\"PTHP\"),VLOOKUP($D136,'Factor Tables'!$B$89:$M$105,MATCH(CONCATENATE($CD136,\" Clg\"),'Factor Tables'!$B$88:$M$88,0),FALSE),VLOOKUP($D136,'Factor Tables'!$B$89:$M$105,MATCH($CD136,'Factor Tables'!$B$88:$M$88,0),FALSE))))","v":""},{"$f":"IF(OR($C136=\"Replace-on-Burnout\",$C136=\"New Construction\"),$DC136,IF($CD136=\"\",\"\",IF($CD136=\"DX HP\",VLOOKUP($D136,'Factor Tables'!$B$89:$M$105,MATCH(\"DX HP Htg\",'Factor Tables'!$B$88:$M$88,0),FALSE),0)))","v":""},{"$f":"IF(OR($C136=\"Replace-on-Burnout\",$C136=\"New Construction\"),$DD136,IF($CD136=\"\",\"\",IF($CD136=\"DX HP\",VLOOKUP($D136,'Factor Tables'!$N$89:$Y$105,MATCH(\"DX HP Clg\",'Factor Tables'!$N$88:$Y$88,0),FALSE),IF($CD136=\"PTHP\",VLOOKUP($D136,'Factor Tables'!$N$89:$Y$105,MATCH(\"PTHP Clg\",'Factor Tables'!$N$88:$Y$88,0),FALSE),IF(AND($CD136<>\"DX HP\",$CD136<>\"PTHP\"),VLOOKUP($D136,'Factor Tables'!$N$89:$Y$105,MATCH($CD136,'Factor Tables'!$N$88:$Y$88,0),FALSE),\"\")))))","v":""},{"$f":"IF(OR($C136=\"Replace-on-Burnout\",$C136=\"New Construction\",$CT136=\"DX HP\",$CT136=\"PTHP\"),$DE136,IF($CD136=\"\",\"\",IF($CD136=\"DX HP\",VLOOKUP($D136,'Factor Tables'!$N$89:$Y$105,MATCH(\"DX HP Htg\",'Factor Tables'!$N$88:$Y$88,0),FALSE),IF($CD136=\"PTHP\",VLOOKUP($D136,'Factor Tables'!$N$89:$Y$105,MATCH(\"PTHP Htg\",'Factor Tables'!$N$88:$Y$88,0),FALSE),0))))","v":""},"","",0,0,"kW/ton","",0,"COP",{"$f":"IF($CT136=\"\",\"\",IF(OR($CT136=\"DX HP\",$CT136=\"VRF HP\",$CT136=\"PTHP\"),VLOOKUP($D136,'Factor Tables'!$B$89:$M$105,MATCH(CONCATENATE($CT136,\" Clg\"),'Factor Tables'!$B$88:$M$88,0),FALSE),VLOOKUP($D136,'Factor Tables'!$B$89:$M$105,MATCH($CT136,'Factor Tables'!$B$88:$M$88,0),FALSE)))","v":""},{"$f":"IF($CT136=\"\",\"\",IF(OR($CT136=\"DX HP\",$CT136=\"VRF HP\",$CT136=\"PTHP\"),VLOOKUP($D136,'Factor Tables'!$B$89:$M$105,MATCH(CONCATENATE($CT136,\" Htg\"),'Factor Tables'!$B$88:$M$88,0),FALSE),0))","v":""},{"$f":"IF($CT136=\"\",\"\",IF(OR($CT136=\"DX HP\",$CT136=\"VRF HP\",$CT136=\"PTHP\"),VLOOKUP($D136,'Factor Tables'!$N$89:$Y$105,MATCH(CONCATENATE($CT136,\" Clg\"),'Factor Tables'!$N$88:$Y$88,0),FALSE),VLOOKUP($D136,'Factor Tables'!$N$89:$Y$105,MATCH($CT136,'Factor Tables'!$N$88:$Y$88,0),FALSE)))","v":""},{"$f":"IF($CT136=\"\",\"\",IF(OR($CT136=\"DX HP\",$CT136=\"VRF HP\",$CT136=\"PTHP\"),VLOOKUP($D136,'Factor Tables'!$N$89:$Y$105,MATCH(CONCATENATE($CT136,\" Htg\"),'Factor Tables'!$N$88:$Y$88,0),FALSE),0))","v":""},{"$f":"IF($AB136=\"\",0,VLOOKUP($AB136,'Utility Admin'!$E:$G,2,FALSE))","v":0},{"$f":"IF($AB136=\"\",0,VLOOKUP($AB136,'Utility Admin'!$E:$G,3,FALSE))","v":0},{"$f":"IFERROR(IF(ABS(Summary!$F$12)<=ABS(Summary!$E$12)*'Utility Admin'!$I$5,$AZ136*$DF136+$BA136*$DG136,$AZ136*$DF136+$AZ136*'Utility Admin'!$I$5*$DG136),0)","v":0},null,"Summer",null,null,null,null,null,null,null,null,null,null,{"$f":"IF(OR('Project Info'!$C$10=\"\",$C136=\"\",$D136=\"\"),\"\",VLOOKUP($D136,$DW$9:$DZ$32,MATCH($C136,$DW$9:$DZ$9,0),FALSE))","v":""},null,null,null,null,null,null,"ERROR: Contact Program Manager. Post Capacity/Unit x Post # of Units must be within +/- 20% of Pre Capacity/Unit x Pre # of Units."]
[null,128,"","",null,null,null,null,null,null,null,null,null,null,null,null,null,null,null,null,null,null,null,null,null,null,null,null,null,null,null,null,null,null,null,null,null,null,null,null,null,null,null,0,0,0,0,0,0,999999999,"",0,0,{"$f":"IFERROR(IF($DH$261>'Utility Admin'!$H$5,$BA137/$BA$5*$BB$261,$DH137),0)","v":0},"","",{"$f":"IF(AND(OR($AB137=\"DX AC Air Cooled\",$AB137=\"DX HP Air Cooled\"),OR(AND($AI137=\"Btu/hr\",$AH137<65000),AND($AI137=\"Tons\",$AH137<65000/12000)),$AC137=\"Split\",$AN137>=15.2),MAX(Baselines!$CB381,12/9.8),Baselines!$CB381)","v":0},{"$f":"Baselines!$CC381","v":0},{"$f":"Baselines!$CE381","v":0},0,0,0,0,0,0,0,0,0,0,{"$f":"IF(OR($C137<>\"Early Retirement\",$J137=\"\"),0,IF(OR($I137=\"DX AC Air Cooled\",$I137=\"DX HP Air Cooled\"),VLOOKUP($J137,'Early Retirement'!$CI$6:$CM$32,2,FALSE),IF(OR($I137=\"PTAC\",$I137=\"PTHP\"),VLOOKUP($J137,'Early Retirement'!$CI$6:$CM$32,3,FALSE),IF(AND(OR($I137=\"Air Cooled Chiller\",$I137=\"Water Cooled Chiller\"),$L137<>\"Centrifugal\"),VLOOKUP($J137,'Early Retirement'!$CI$6:$CM$32,4,FALSE),IF(AND(OR($I137=\"Air Cooled Chiller\",$I137=\"Water Cooled Chiller\"),$L137=\"Centrifugal\"),VLOOKUP($J137,'Early Retirement'!$CI$6:$CM$32,5,FALSE),\"\")))))","v":0},0,0,0,0,0,0,0,0,0,0,0,"","","",0,0,0,{"$f":"IF(AND($C137=\"Early Retirement\",$J137<>\"\",$S137<>\"\",$U137<>\"\"),$CG137,IF(AND(OR($AB137=\"DX AC Air Cooled\",$AB137=\"DX HP Air Cooled\"),OR(AND($AI137=\"Btu/hr\",$AH137<65000),AND($AI137=\"Tons\",$AH137<65000/12000)),$AC137=\"Split\",$AN137>=15.2),MAX(Baselines!$CB130,12/9.8),Baselines!$CB130))","v":0},{"$f":"IF(AND($C137=\"Early Retirement\",$J137<>\"\",$S137<>\"\",$U137<>\"\"),$CH137,Baselines!$CC130)","v":0},{"$f":"Baselines!$CD130","v":"kW/ton"},"",{"$f":"IF(AND($C137=\"Early Retirement\",$J137<>\"\",$S137<>\"\",$U137<>\"\"),$CI137,IF(AND(Baselines!$CE130=0,OR($CT137=\"DX HP\",$CT137=\"PTHP\")),$BG137,Baselines!$CE130))","v":0},"COP",{"$f":"IF(OR($C137=\"Replace-on-Burnout\",$C137=\"New Construction\"),$DB137,IF($CD137=\"\",\"\",IF(OR($CD137=\"DX HP\",$CD137=\"PTHP\"),VLOOKUP($D137,'Factor Tables'!$B$89:$M$105,MATCH(CONCATENATE($CD137,\" Clg\"),'Factor Tables'!$B$88:$M$88,0),FALSE),VLOOKUP($D137,'Factor Tables'!$B$89:$M$105,MATCH($CD137,'Factor Tables'!$B$88:$M$88,0),FALSE))))","v":""},{"$f":"IF(OR($C137=\"Replace-on-Burnout\",$C137=\"New Construction\"),$DC137,IF($CD137=\"\",\"\",IF($CD137=\"DX HP\",VLOOKUP($D137,'Factor Tables'!$B$89:$M$105,MATCH(\"DX HP Htg\",'Factor Tables'!$B$88:$M$88,0),FALSE),0)))","v":""},{"$f":"IF(OR($C137=\"Replace-on-Burnout\",$C137=\"New Construction\"),$DD137,IF($CD137=\"\",\"\",IF($CD137=\"DX HP\",VLOOKUP($D137,'Factor Tables'!$N$89:$Y$105,MATCH(\"DX HP Clg\",'Factor Tables'!$N$88:$Y$88,0),FALSE),IF($CD137=\"PTHP\",VLOOKUP($D137,'Factor Tables'!$N$89:$Y$105,MATCH(\"PTHP Clg\",'Factor Tables'!$N$88:$Y$88,0),FALSE),IF(AND($CD137<>\"DX HP\",$CD137<>\"PTHP\"),VLOOKUP($D137,'Factor Tables'!$N$89:$Y$105,MATCH($CD137,'Factor Tables'!$N$88:$Y$88,0),FALSE),\"\")))))","v":""},{"$f":"IF(OR($C137=\"Replace-on-Burnout\",$C137=\"New Construction\",$CT137=\"DX HP\",$CT137=\"PTHP\"),$DE137,IF($CD137=\"\",\"\",IF($CD137=\"DX HP\",VLOOKUP($D137,'Factor Tables'!$N$89:$Y$105,MATCH(\"DX HP Htg\",'Factor Tables'!$N$88:$Y$88,0),FALSE),IF($CD137=\"PTHP\",VLOOKUP($D137,'Factor Tables'!$N$89:$Y$105,MATCH(\"PTHP Htg\",'Factor Tables'!$N$88:$Y$88,0),FALSE),0))))","v":""},"","",0,0,"kW/ton","",0,"COP",{"$f":"IF($CT137=\"\",\"\",IF(OR($CT137=\"DX HP\",$CT137=\"VRF HP\",$CT137=\"PTHP\"),VLOOKUP($D137,'Factor Tables'!$B$89:$M$105,MATCH(CONCATENATE($CT137,\" Clg\"),'Factor Tables'!$B$88:$M$88,0),FALSE),VLOOKUP($D137,'Factor Tables'!$B$89:$M$105,MATCH($CT137,'Factor Tables'!$B$88:$M$88,0),FALSE)))","v":""},{"$f":"IF($CT137=\"\",\"\",IF(OR($CT137=\"DX HP\",$CT137=\"VRF HP\",$CT137=\"PTHP\"),VLOOKUP($D137,'Factor Tables'!$B$89:$M$105,MATCH(CONCATENATE($CT137,\" Htg\"),'Factor Tables'!$B$88:$M$88,0),FALSE),0))","v":""},{"$f":"IF($CT137=\"\",\"\",IF(OR($CT137=\"DX HP\",$CT137=\"VRF HP\",$CT137=\"PTHP\"),VLOOKUP($D137,'Factor Tables'!$N$89:$Y$105,MATCH(CONCATENATE($CT137,\" Clg\"),'Factor Tables'!$N$88:$Y$88,0),FALSE),VLOOKUP($D137,'Factor Tables'!$N$89:$Y$105,MATCH($CT137,'Factor Tables'!$N$88:$Y$88,0),FALSE)))","v":""},{"$f":"IF($CT137=\"\",\"\",IF(OR($CT137=\"DX HP\",$CT137=\"VRF HP\",$CT137=\"PTHP\"),VLOOKUP($D137,'Factor Tables'!$N$89:$Y$105,MATCH(CONCATENATE($CT137,\" Htg\"),'Factor Tables'!$N$88:$Y$88,0),FALSE),0))","v":""},{"$f":"IF($AB137=\"\",0,VLOOKUP($AB137,'Utility Admin'!$E:$G,2,FALSE))","v":0},{"$f":"IF($AB137=\"\",0,VLOOKUP($AB137,'Utility Admin'!$E:$G,3,FALSE))","v":0},{"$f":"IFERROR(IF(ABS(Summary!$F$12)<=ABS(Summary!$E$12)*'Utility Admin'!$I$5,$AZ137*$DF137+$BA137*$DG137,$AZ137*$DF137+$AZ137*'Utility Admin'!$I$5*$DG137),0)","v":0},null,"Summer",null,null,null,null,null,null,null,null,null,null,{"$f":"IF(OR('Project Info'!$C$10=\"\",$C137=\"\",$D137=\"\"),\"\",VLOOKUP($D137,$DW$9:$DZ$32,MATCH($C137,$DW$9:$DZ$9,0),FALSE))","v":""},null,null,null,null,null,null,"ERROR: Contact Program Manager. Post Capacity/Unit x Post # of Units must be within +/- 20% of Pre Capacity/Unit x Pre # of Units."]
[null,129,"","",null,null,null,null,null,null,null,null,null,null,null,null,null,null,null,null,null,null,null,null,null,null,null,null,null,null,null,null,null,null,null,null,null,null,null,null,null,null,null,0,{"$f":"IF(OR($AH138=\"\",$AI138=\"\"),0,IF($AI138=\"Tons\",$AH138,IF($AI138=\"Btu/hr\",$AH138/12000,\"\")))","v":0},0,{"$f":"IF(OR($C138=\"New Construction\",$C138=\"Replace-on-Burnout\",$AI138=\"\",$AL138=\"\"),0,(0.8*$AR138*$R138)/$AL138)","v":0},{"$f":"IF(OR($C138=\"New Construction\",$C138=\"Replace-on-Burnout\"),999999999,IF(OR($AI138=\"\",$AL138=\"\"),0,(1.2*$AR138*$R138)/$AL138))","v":0},{"$f":"IF(OR($C138=\"New Construction\",$C138=\"Replace-on-Burnout\",$AI138=\"\",$AL138=\"\"),0,IF($AI138=\"Tons\",$AU138,IF($AI138=\"Btu/hr\",$AU138*12000,0)))","v":0},{"$f":"IF(OR($C138=\"New Construction\",$C138=\"Replace-on-Burnout\",$AI138=\"\",$AL138=\"\"),999999999,IF($AI138=\"Tons\",$AV138,IF($AI138=\"Btu/hr\",$AV138*12000,0)))","v":999999999},{"$f":"IF(OR($AB138=\"\",AND(OR($AB138=\"Air Cooled Chiller\",$AB138=\"Water Cooled Chiller\"),$AD138=\"\")),\"\",IF(OR($AB138=\"Air Cooled Chiller\",$AB138=\"Water Cooled Chiller\"),VLOOKUP(CONCATENATE($AD138,\" \",$AB138),$DM$10:$DP$22,4,FALSE),VLOOKUP($AB138,$DM$10:$DP$22,4,FALSE)))","v":""},{"$f":"ROUND(IF($C138=\"Early Retirement\",$CB138,IFERROR(IF(OR($AB138=\"\",$AH138=\"\",$AI138=\"\",$AL138=\"\",$AM138=\"\",$AO138=\"\",$CP138=0,$DB138=0,OR($CV138>$CJ138,$CW138>$CK138,$CZ138<$CN138)),0,IF(OR($AB138=\"DX HP Air Cooled\",$AB138=\"PTHP\"),MAX(($CF138*$CJ138*$CP138)-($CU138*$CV138*$DB138),($CM138/$CN138*$CQ138-$CY138/$CZ138*$DC138)/3412),($CF138*$CJ138*$CP138)-($CU138*$CV138*$DB138))),0)),2)","v":0},{"$f":"ROUND(IF($C138=\"Early Retirement\",$CC138,IFERROR(IF(OR($AB138=\"\",$AH138=\"\",$AI138=\"\",$AL138=\"\",$AM138=\"\",AND(OR($AB138=\"Air Cooled Chiller\",$AB138=\"Water Cooled Chiller\",$AB138=\"DX AC Air Cooled\",$AB138=\"DX HP Air Cooled\"),$AN138=\"\"),$AO138=\"\",AND(OR($AB138=\"DX HP Air Cooled\",$AB138=\"PTHP\"),OR($AP138=\"\",$AQ138=\"\")),$CR138=0,$DD138=0,OR($CV138>$CJ138,$CW138>$CK138,$CZ138<$CN138)),0,IF(OR($AB138=\"DX HP Air Cooled\",$AB138=\"VRF HP Air Cooled\",$AB138=\"VRF HP Water Cooled\",$AB138=\"PTHP\"),(($CF138*$CK138*$CR138)-($CU138*$CW138*$DD138))+((($CM138*(1/$CN138)*$CS138)-($CY138*(1/$CZ138)*$DE138))*(1/3412)),($CF138*$CK138*$CR138)-($CU138*$CW138*$DD138))),0)),0)","v":0},{"$f":"IFERROR(IF($DH$261>'Utility Admin'!$H$5,$BA138/$BA$5*$BB$261,$DH138),0)","v":0},{"$f":"IF(OR($AB138=\"\",AND(OR($AB138=\"Air Cooled Chiller\",$AB138=\"Water Cooled Chiller\"),$AD138=\"\")),\"\",IF(OR($AB138=\"Air Cooled Chiller\",$AB138=\"Water Cooled Chiller\"),VLOOKUP(CONCATENATE($AD138,\" \",$AB138),$DM$10:$DO$22,3,FALSE),VLOOKUP($AB138,$DM$10:$DO$22,3,FALSE)))","v":""},"",{"$f":"IF(AND(OR($AB138=\"DX AC Air Cooled\",$AB138=\"DX HP Air Cooled\"),OR(AND($AI138=\"Btu/hr\",$AH138<65000),AND($AI138=\"Tons\",$AH138<65000/12000)),$AC138=\"Split\",$AN138>=15.2),MAX(Baselines!$CB382,12/9.8),Baselines!$CB382)","v":0},{"$f":"Baselines!$CC382","v":0},{"$f":"Baselines!$CE382","v":0},{"$f":"IF(OR($D138=\"\",$AB138=\"\",$AH138=\"\",$AI138=\"\",$AL138=\"\",$AM138=\"\",$AO138=\"\",$BD138=\"\"),0,IFERROR(IF(OR($CP138=0,$DB138=0),0,($CF138*$BE138*$CP138)-($CU138*$CV138*$DB138)),0))","v":0},{"$f":"IF(OR($D138=\"\",$AB138=\"\",$AH138=\"\",$AI138=\"\",$AL138=\"\",$AM138=\"\",$AO138=\"\",$BD138=\"\"),0,IFERROR(IF(OR($CQ138=0,$DC138=0),0,($CM138/$BG138*$CQ138-$CY138/$CZ138*$DC138)/3412),0))","v":0},{"$f":"IF(OR($D138=\"\",$AB138=\"\",$AH138=\"\",$AI138=\"\",$AL138=\"\",AND($AB138<>\"PTAC\",$AB138<>\"PTHP\",$AN138=\"\"),AND(OR($AB138=\"PTAC\",$AB138=\"PTHP\"),$AM138=\"\"),$AO138=\"\",$BD138=\"\"),0,IFERROR(IF(OR($CR138=0,$DD138=0),0,($CF138*$BF138*$CR138)-($CU138*$CW138*$DD138)),0))","v":0},{"$f":"IF(OR($D138=\"\",$AB138=\"\",$AJ138=\"\",$AK138=\"\",$AL138=\"\",$AP138=\"\",$AQ138=\"\",$BD138=\"\"),0,IFERROR(IF(OR($CS138=0,$DE138=0),0,(($CM138*(1/$BG138)*$CS138)-($CY138*(1/$CZ138)*$DE138))*(1/3412)),0))","v":0},0,{"$f":"IF(OR($C138<>\"Early Retirement\",$D138=\"\",$J138=\"\",$AB138=\"\",$AH138=\"\",$AI138=\"\",$AL138=\"\",$AM138=\"\",$AO138=\"\"),0,IF(AND($C138=\"Early Retirement\",OR($AB138=\"PTAC\",$AB138=\"PTHP\"),OR($AG138<>\"Yes\",$AH138>$N138)),$BH138,IFERROR(IF(OR($CP138=0,$DB138=0),0,($CF138*$CJ138*$CP138)-($CU138*$CV138*$DB138)),0)))","v":0},{"$f":"IF(OR($C138<>\"Early Retirement\",$D138=\"\",$J138=\"\",$AB138=\"\",$AH138=\"\",$AI138=\"\",$AL138=\"\",$AM138=\"\",$AO138=\"\"),0,IF(AND($C138=\"Early Retirement\",OR($AB138=\"PTAC\",$AB138=\"PTHP\"),OR($AG138<>\"Yes\",$AH138>$N138)),$BI138,IFERROR(IF(OR($CQ138=0,$DC138=0),0,($CM138/$CN138*$CQ138-$CY138/$CZ138*$DC138)/3412),0)))","v":0},{"$f":"IF(OR($C138<>\"Early Retirement\",$D138=\"\",$J138=\"\",$AB138=\"\",$AH138=\"\",$AI138=\"\",$AL138=\"\",AND($AM138=\"\",$AN138=\"\"),$AO138=\"\"),0,IF(AND($C138=\"Early Retirement\",OR($AB138=\"PTAC\",$AB138=\"PTHP\"),OR($AG138<>\"Yes\",$AH138>$N138)),$BJ138,IFERROR(IF(OR($CR138=0,$DD138=0),0,($CF138*$CK138*$CR138)-($CU138*$CW138*$DD138)),0)))","v":0},{"$f":"IF(OR($C138<>\"Early Retirement\",$D138=\"\",$J138=\"\",$AB138=\"\",$AJ138=\"\",$AK138=\"\",$AL138=\"\",$AP138=\"\",$AQ138=\"\"),0,IF(AND($C138=\"Early Retirement\",OR($AB138=\"PTAC\",$AB138=\"PTHP\"),OR($AG138<>\"Yes\",$AH138>$N138)),$BK138,IFERROR(IF(OR($CS138=0,$DE138=0),0,(($CM138*(1/$CN138)*$CS138)-($CY138*(1/$CZ138)*$DE138))*(1/3412)),0)))","v":0},0,{"$f":"IF(OR($C138<>\"Early Retirement\",$J138=\"\"),0,IF(OR($I138=\"DX AC Air Cooled\",$I138=\"DX HP Air Cooled\"),VLOOKUP($J138,'Early Retirement'!$CI$6:$CM$32,2,FALSE),IF(OR($I138=\"PTAC\",$I138=\"PTHP\"),VLOOKUP($J138,'Early Retirement'!$CI$6:$CM$32,3,FALSE),IF(AND(OR($I138=\"Air Cooled Chiller\",$I138=\"Water Cooled Chiller\"),$L138<>\"Centrifugal\"),VLOOKUP($J138,'Early Retirement'!$CI$6:$CM$32,4,FALSE),IF(AND(OR($I138=\"Air Cooled Chiller\",$I138=\"Water Cooled Chiller\"),$L138=\"Centrifugal\"),VLOOKUP($J138,'Early Retirement'!$CI$6:$CM$32,5,FALSE),\"\")))))","v":0},{"$f":"IF(OR($C138<>\"Early Retirement\",$J138=\"\",$AB138=\"\",$AY138=\"\"),0,$AY138-$BR138)","v":0},0,0,{"$f":"IF(OR($CV138>$BE138,$CW138>$BF138,$CZ138<$BG138),0,MAX(BT138,BU138))","v":0},0,{"$f":"IF($AE138=\"\",0,$BV138-$BW138)","v":0},0,0,{"$f":"IF($AE138=\"\",0,$BY138-$BZ138)","v":0},{"$f":"IF(OR($CV138>$BE138,$CW138>$BF138,$CZ138<$BG138),0,IF(AND($C138=\"Early Retirement\",$I138=\"Air Cooled Chiller\",$AB138=\"Water Cooled Chiller\"),$BX138,MAX(BT138,BU138)))","v":0},0,{"$f":"IF($C138=\"New Construction\",$CT138,IF($I138=\"\",\"\",VLOOKUP($I138,$DL$10:$DN$22,3,FALSE)))","v":""},"","",0,0,0,{"$f":"IF(AND($C138=\"Early Retirement\",$J138<>\"\",$S138<>\"\",$U138<>\"\"),$CG138,IF(AND(OR($AB138=\"DX AC Air Cooled\",$AB138=\"DX HP Air Cooled\"),OR(AND($AI138=\"Btu/hr\",$AH138<65000),AND($AI138=\"Tons\",$AH138<65000/12000)),$AC138=\"Split\",$AN138>=15.2),MAX(Baselines!$CB131,12/9.8),Baselines!$CB131))","v":0},{"$f":"IF(AND($C138=\"Early Retirement\",$J138<>\"\",$S138<>\"\",$U138<>\"\"),$CH138,Baselines!$CC131)","v":0},{"$f":"Baselines!$CD131","v":"kW/ton"},"",{"$f":"IF(AND($C138=\"Early Retirement\",$J138<>\"\",$S138<>\"\",$U138<>\"\"),$CI138,IF(AND(Baselines!$CE131=0,OR($CT138=\"DX HP\",$CT138=\"PTHP\")),$BG138,Baselines!$CE131))","v":0},"COP",{"$f":"IF(OR($C138=\"Replace-on-Burnout\",$C138=\"New Construction\"),$DB138,IF($CD138=\"\",\"\",IF(OR($CD138=\"DX HP\",$CD138=\"PTHP\"),VLOOKUP($D138,'Factor Tables'!$B$89:$M$105,MATCH(CONCATENATE($CD138,\" Clg\"),'Factor Tables'!$B$88:$M$88,0),FALSE),VLOOKUP($D138,'Factor Tables'!$B$89:$M$105,MATCH($CD138,'Factor Tables'!$B$88:$M$88,0),FALSE))))","v":""},{"$f":"IF(OR($C138=\"Replace-on-Burnout\",$C138=\"New Construction\"),$DC138,IF($CD138=\"\",\"\",IF($CD138=\"DX HP\",VLOOKUP($D138,'Factor Tables'!$B$89:$M$105,MATCH(\"DX HP Htg\",'Factor Tables'!$B$88:$M$88,0),FALSE),0)))","v":""},{"$f":"IF(OR($C138=\"Replace-on-Burnout\",$C138=\"New Construction\"),$DD138,IF($CD138=\"\",\"\",IF($CD138=\"DX HP\",VLOOKUP($D138,'Factor Tables'!$N$89:$Y$105,MATCH(\"DX HP Clg\",'Factor Tables'!$N$88:$Y$88,0),FALSE),IF($CD138=\"PTHP\",VLOOKUP($D138,'Factor Tables'!$N$89:$Y$105,MATCH(\"PTHP Clg\",'Factor Tables'!$N$88:$Y$88,0),FALSE),IF(AND($CD138<>\"DX HP\",$CD138<>\"PTHP\"),VLOOKUP($D138,'Factor Tables'!$N$89:$Y$105,MATCH($CD138,'Factor Tables'!$N$88:$Y$88,0),FALSE),\"\")))))","v":""},{"$f":"IF(OR($C138=\"Replace-on-Burnout\",$C138=\"New Construction\",$CT138=\"DX HP\",$CT138=\"PTHP\"),$DE138,IF($CD138=\"\",\"\",IF($CD138=\"DX HP\",VLOOKUP($D138,'Factor Tables'!$N$89:$Y$105,MATCH(\"DX HP Htg\",'Factor Tables'!$N$88:$Y$88,0),FALSE),IF($CD138=\"PTHP\",VLOOKUP($D138,'Factor Tables'!$N$89:$Y$105,MATCH(\"PTHP Htg\",'Factor Tables'!$N$88:$Y$88,0),FALSE),0))))","v":""},{"$f":"IF($AB138=\"\",\"\",VLOOKUP($AB138,$DL$10:$DN$22,3,FALSE))","v":""},{"$f":"IF(OR($AH138=\"\",$AI138=\"\",$AL138=\"\"),\"\",IF($AI138=\"Btu/hr\",($AH138/12000)*$AL138,IF($AI138=\"Tons\",$AH138*$AL138,\"\")))","v":""},0,0,"kW/ton",{"$f":"IF(OR($AJ138=\"\",$AK138=\"\",$AL138=\"\"),\"\",IF($AK138=\"Tons\",($AJ138*12000)*$AL138,IF($AK138=\"Btu/hr\",$AJ138*$AL138,\"\")))","v":""},0,"COP",{"$f":"IF($CT138=\"\",\"\",IF(OR($CT138=\"DX HP\",$CT138=\"VRF HP\",$CT138=\"PTHP\"),VLOOKUP($D138,'Factor Tables'!$B$89:$M$105,MATCH(CONCATENATE($CT138,\" Clg\"),'Factor Tables'!$B$88:$M$88,0),FALSE),VLOOKUP($D138,'Factor Tables'!$B$89:$M$105,MATCH($CT138,'Factor Tables'!$B$88:$M$88,0),FALSE)))","v":""},{"$f":"IF($CT138=\"\",\"\",IF(OR($CT138=\"DX HP\",$CT138=\"VRF HP\",$CT138=\"PTHP\"),VLOOKUP($D138,'Factor Tables'!$B$89:$M$105,MATCH(CONCATENATE($CT138,\" Htg\"),'Factor Tables'!$B$88:$M$88,0),FALSE),0))","v":""},{"$f":"IF($CT138=\"\",\"\",IF(OR($CT138=\"DX HP\",$CT138=\"VRF HP\",$CT138=\"PTHP\"),VLOOKUP($D138,'Factor Tables'!$N$89:$Y$105,MATCH(CONCATENATE($CT138,\" Clg\"),'Factor Tables'!$N$88:$Y$88,0),FALSE),VLOOKUP($D138,'Factor Tables'!$N$89:$Y$105,MATCH($CT138,'Factor Tables'!$N$88:$Y$88,0),FALSE)))","v":""},{"$f":"IF($CT138=\"\",\"\",IF(OR($CT138=\"DX HP\",$CT138=\"VRF HP\",$CT138=\"PTHP\"),VLOOKUP($D138,'Factor Tables'!$N$89:$Y$105,MATCH(CONCATENATE($CT138,\" Htg\"),'Factor Tables'!$N$88:$Y$88,0),FALSE),0))","v":""},{"$f":"IF($AB138=\"\",0,VLOOKUP($AB138,'Utility Admin'!$E:$G,2,FALSE))","v":0},{"$f":"IF($AB138=\"\",0,VLOOKUP($AB138,'Utility Admin'!$E:$G,3,FALSE))","v":0},{"$f":"IFERROR(IF(ABS(Summary!$F$12)<=ABS(Summary!$E$12)*'Utility Admin'!$I$5,$AZ138*$DF138+$BA138*$DG138,$AZ138*$DF138+$AZ138*'Utility Admin'!$I$5*$DG138),0)","v":0},null,{"$f":"IF(AND($AB138<>\"DX HP Air Cooled\",$AB138<>\"PTHP\"),\"Summer\",IF(AND($C138=\"Early Retirement\",$BU138>$BT138),\"Winter\",IF(AND($C138=\"Early Retirement\",$BU138<=$BT138),\"Summer\",IF((($CM138/$CN138*$CQ138-$CY138/$CZ138*$DC138)/3412)>(($CF138*$CJ138*$CP138)-($CU138*$CV138*$DB138)),\"Winter\",\"Summer\"))))","v":"Summer"},null,null,null,null,null,null,null,null,null,null,{"$f":"IF(OR('Project Info'!$C$10=\"\",$C138=\"\",$D138=\"\"),\"\",VLOOKUP($D138,$DW$9:$DZ$32,MATCH($C138,$DW$9:$DZ$9,0),FALSE))","v":""},null,null,null,null,null,null,"ERROR: Contact Program Manager. Post Capacity/Unit x Post # of Units must be within +/- 20% of Pre Capacity/Unit x Pre # of Units."]
[null,130,{"$f":"IF($C138=\"\",\"\",$C138)","v":""},{"$f":"IF($D138=\"\",\"\",$D138)","v":""},null,null,null,null,null,null,null,null,null,null,null,null,null,null,null,null,null,null,null,null,null,null,null,null,null,null,null,null,null,null,null,null,null,null,null,null,null,null,null,0,0,{"$f":"IF(OR($AJ139=\"\",$AK139=\"\"),0,IF($AK139=\"Tons\",$AJ139,IF($AK139=\"Btu/hr\",$AJ139/12000,\"\")))","v":0},0,0,0,999999999,"",0,0,{"$f":"IFERROR(IF($DH$261>'Utility Admin'!$H$5,$BA139/$BA$5*$BB$261,$DH139),0)","v":0},"","",{"$f":"IF(AND(OR($AB139=\"DX AC Air Cooled\",$AB139=\"DX HP Air Cooled\"),OR(AND($AI139=\"Btu/hr\",$AH139<65000),AND($AI139=\"Tons\",$AH139<65000/12000)),$AC139=\"Split\",$AN139>=15.2),MAX(Baselines!$CB383,12/9.8),Baselines!$CB383)","v":0},{"$f":"Baselines!$CC383","v":0},{"$f":"Baselines!$CE383","v":0},0,0,0,0,{"$f":"BJ139+BK139","v":0},0,0,0,0,{"$f":"BO139+BP139","v":0},{"$f":"IF(OR($C139<>\"Early Retirement\",$J139=\"\"),0,IF(OR($I139=\"DX AC Air Cooled\",$I139=\"DX HP Air Cooled\"),VLOOKUP($J139,'Early Retirement'!$CI$6:$CM$32,2,FALSE),IF(OR($I139=\"PTAC\",$I139=\"PTHP\"),VLOOKUP($J139,'Early Retirement'!$CI$6:$CM$32,3,FALSE),IF(AND(OR($I139=\"Air Cooled Chiller\",$I139=\"Water Cooled Chiller\"),$L139<>\"Centrifugal\"),VLOOKUP($J139,'Early Retirement'!$CI$6:$CM$32,4,FALSE),IF(AND(OR($I139=\"Air Cooled Chiller\",$I139=\"Water Cooled Chiller\"),$L139=\"Centrifugal\"),VLOOKUP($J139,'Early Retirement'!$CI$6:$CM$32,5,FALSE),\"\")))))","v":0},0,{"$f":"IF(OR($C139<>\"Early Retirement\",$AM139=\"\",AND($AB139<>\"PTAC\",$AB139<>\"PTHP\",$AN139=\"\"),$AO139=\"\"),0,($BM139*$BR139+$BH139*$BS139)/SUM($BR139:$BS139))","v":0},{"$f":"IF(OR($C139<>\"Early Retirement\",$AM139=\"\",AND($AB139<>\"PTAC\",$AB139<>\"PTHP\",$AN139=\"\"),$AO139=\"\"),0,($BN139*$BR139+$BI139*$BS139)/SUM($BR139:$BS139))","v":0},0,{"$f":"$AE139*(0.746/0.86)*0.8","v":0},0,{"$f":"IF(OR($C139<>\"Early Retirement\",$AM139=\"\",AND($AB139<>\"PTAC\",$AB139<>\"PTHP\",$AN139=\"\"),$AO139=\"\",OR($CV139>$BE139,$CW139>$BF139,$CZ139<$BG139)),0,($BQ139*$BR139+$BL139*$BS139)/SUM($BR139:$BS139))","v":0},{"$f":"$BW139*8760","v":0},0,0,{"$f":"IF(OR($C139<>\"Early Retirement\",$AM139=\"\",AND($AB139<>\"PTAC\",$AB139<>\"PTHP\",$AN139=\"\"),$AO139=\"\",OR($CV139>$BE139,$CW139>$BF139,$CZ139<$BG139)),0,IF(AND($C139=\"Early Retirement\",$I139=\"Air Cooled Chiller\",$AB139=\"Water Cooled Chiller\"),$CA139,($BQ139*$BR139+$BL139*$BS139)/SUM($BR139:$BS139)))","v":0},"",{"$f":"IF(OR($N139=\"\",$O139=\"\",$R139=\"\"),\"\",IF($O139=\"Btu/hr\",($N139/12000)*$R139,IF($O139=\"Tons\",$N139*$R139,\"\")))","v":""},{"$f":"CU139","v":""},{"$f":"IF($U139=\"EER\",12/$S139,IF($U139=\"kW/ton\",$S139,0))","v":0},{"$f":"IF(AND(OR($I139=\"PTAC\",$I139=\"PTHP\"),$U139=\"EER\"),12/$S139,IF(AND(OR($I139=\"PTAC\",$I139=\"PTHP\"),$U139=\"kW/ton\"),$S139,IF($U139=\"EER\",12/$T139,IF($U139=\"kW/ton\",$T139,0))))","v":0},{"$f":"IF($W139=\"HSPF\",$V139/3.214,IF($W139=\"COP\",$V139,0))","v":0},{"$f":"IF(AND($C139=\"Early Retirement\",$J139<>\"\",$S139<>\"\",$U139<>\"\"),$CG139,IF(AND(OR($AB139=\"DX AC Air Cooled\",$AB139=\"DX HP Air Cooled\"),OR(AND($AI139=\"Btu/hr\",$AH139<65000),AND($AI139=\"Tons\",$AH139<65000/12000)),$AC139=\"Split\",$AN139>=15.2),MAX(Baselines!$CB132,12/9.8),Baselines!$CB132))","v":0},{"$f":"IF(AND($C139=\"Early Retirement\",$J139<>\"\",$S139<>\"\",$U139<>\"\"),$CH139,Baselines!$CC132)","v":0},{"$f":"Baselines!$CD132","v":"kW/ton"},{"$f":"CY139","v":""},{"$f":"IF(AND($C139=\"Early Retirement\",$J139<>\"\",$S139<>\"\",$U139<>\"\"),$CI139,IF(AND(Baselines!$CE132=0,OR($CT139=\"DX HP\",$CT139=\"PTHP\")),$BG139,Baselines!$CE132))","v":0},"COP",{"$f":"IF(OR($C139=\"Replace-on-Burnout\",$C139=\"New Construction\"),$DB139,IF($CD139=\"\",\"\",IF(OR($CD139=\"DX HP\",$CD139=\"PTHP\"),VLOOKUP($D139,'Factor Tables'!$B$89:$M$105,MATCH(CONCATENATE($CD139,\" Clg\"),'Factor Tables'!$B$88:$M$88,0),FALSE),VLOOKUP($D139,'Factor Tables'!$B$89:$M$105,MATCH($CD139,'Factor Tables'!$B$88:$M$88,0),FALSE))))","v":""},{"$f":"IF(OR($C139=\"Replace-on-Burnout\",$C139=\"New Construction\"),$DC139,IF($CD139=\"\",\"\",IF($CD139=\"DX HP\",VLOOKUP($D139,'Factor Tables'!$B$89:$M$105,MATCH(\"DX HP Htg\",'Factor Tables'!$B$88:$M$88,0),FALSE),0)))","v":""},{"$f":"IF(OR($C139=\"Replace-on-Burnout\",$C139=\"New Construction\"),$DD139,IF($CD139=\"\",\"\",IF($CD139=\"DX HP\",VLOOKUP($D139,'Factor Tables'!$N$89:$Y$105,MATCH(\"DX HP Clg\",'Factor Tables'!$N$88:$Y$88,0),FALSE),IF($CD139=\"PTHP\",VLOOKUP($D139,'Factor Tables'!$N$89:$Y$105,MATCH(\"PTHP Clg\",'Factor Tables'!$N$88:$Y$88,0),FALSE),IF(AND($CD139<>\"DX HP\",$CD139<>\"PTHP\"),VLOOKUP($D139,'Factor Tables'!$N$89:$Y$105,MATCH($CD139,'Factor Tables'!$N$88:$Y$88,0),FALSE),\"\")))))","v":""},{"$f":"IF(OR($C139=\"Replace-on-Burnout\",$C139=\"New Construction\",$CT139=\"DX HP\",$CT139=\"PTHP\"),$DE139,IF($CD139=\"\",\"\",IF($CD139=\"DX HP\",VLOOKUP($D139,'Factor Tables'!$N$89:$Y$105,MATCH(\"DX HP Htg\",'Factor Tables'!$N$88:$Y$88,0),FALSE),IF($CD139=\"PTHP\",VLOOKUP($D139,'Factor Tables'!$N$89:$Y$105,MATCH(\"PTHP Htg\",'Factor Tables'!$N$88:$Y$88,0),FALSE),0))))","v":""},"","",{"$f":"IF($AO139=\"EER\",12/$AM139,IF($AO139=\"kW/ton\",$AM139,0))","v":0},{"$f":"IF(AND(OR($AB139=\"VRF HP Water Cooled\",$AB139=\"PTAC\",$AB139=\"PTHP\"),$AO139=\"EER\"),12/$AM139,IF(AND(OR($AB139=\"VRF HP Water Cooled\",$AB139=\"PTAC\",$AB139=\"PTHP\"),$AO139=\"kW/ton\"),$AM139,IF($AO139=\"EER\",12/$AN139,IF($AO139=\"kW/ton\",$AN139,0))))","v":0},"kW/ton","",{"$f":"IF($AQ139=\"HSPF\",$AP139/3.412,IF($AQ139=\"COP\",$AP139,0))","v":0},"COP",{"$f":"IF($CT139=\"\",\"\",IF(OR($CT139=\"DX HP\",$CT139=\"VRF HP\",$CT139=\"PTHP\"),VLOOKUP($D139,'Factor Tables'!$B$89:$M$105,MATCH(CONCATENATE($CT139,\" Clg\"),'Factor Tables'!$B$88:$M$88,0),FALSE),VLOOKUP($D139,'Factor Tables'!$B$89:$M$105,MATCH($CT139,'Factor Tables'!$B$88:$M$88,0),FALSE)))","v":""},{"$f":"IF($CT139=\"\",\"\",IF(OR($CT139=\"DX HP\",$CT139=\"VRF HP\",$CT139=\"PTHP\"),VLOOKUP($D139,'Factor Tables'!$B$89:$M$105,MATCH(CONCATENATE($CT139,\" Htg\"),'Factor Tables'!$B$88:$M$88,0),FALSE),0))","v":""},{"$f":"IF($CT139=\"\",\"\",IF(OR($CT139=\"DX HP\",$CT139=\"VRF HP\",$CT139=\"PTHP\"),VLOOKUP($D139,'Factor Tables'!$N$89:$Y$105,MATCH(CONCATENATE($CT139,\" Clg\"),'Factor Tables'!$N$88:$Y$88,0),FALSE),VLOOKUP($D139,'Factor Tables'!$N$89:$Y$105,MATCH($CT139,'Factor Tables'!$N$88:$Y$88,0),FALSE)))","v":""},{"$f":"IF($CT139=\"\",\"\",IF(OR($CT139=\"DX HP\",$CT139=\"VRF HP\",$CT139=\"PTHP\"),VLOOKUP($D139,'Factor Tables'!$N$89:$Y$105,MATCH(CONCATENATE($CT139,\" Htg\"),'Factor Tables'!$N$88:$Y$88,0),FALSE),0))","v":""},{"$f":"IF($AB139=\"\",0,VLOOKUP($AB139,'Utility Admin'!$E:$G,2,FALSE))","v":0},{"$f":"IF($AB139=\"\",0,VLOOKUP($AB139,'Utility Admin'!$E:$G,3,FALSE))","v":0},{"$f":"IFERROR(IF(ABS(Summary!$F$12)<=ABS(Summary!$E$12)*'Utility Admin'!$I$5,$AZ139*$DF139+$BA139*$DG139,$AZ139*$DF139+$AZ139*'Utility Admin'!$I$5*$DG139),0)","v":0},null,"Summer",null,null,null,null,null,null,null,null,null,null,{"$f":"IF(OR('Project Info'!$C$10=\"\",$C139=\"\",$D139=\"\"),\"\",VLOOKUP($D139,$DW$9:$DZ$32,MATCH($C139,$DW$9:$DZ$9,0),FALSE))","v":""},null,null,null,null,null,null,"ERROR: Contact Program Manager. Post Capacity/Unit x Post # of Units must be within +/- 20% of Pre Capacity/Unit x Pre # of Units."]
[null,131,"","",null,null,null,null,null,null,null,null,null,null,null,null,null,null,null,null,null,null,null,null,null,null,null,null,null,null,null,null,null,null,null,null,null,null,null,null,null,null,null,0,0,0,0,0,0,999999999,"",0,0,{"$f":"IFERROR(IF($DH$261>'Utility Admin'!$H$5,$BA140/$BA$5*$BB$261,$DH140),0)","v":0},"","",{"$f":"IF(AND(OR($AB140=\"DX AC Air Cooled\",$AB140=\"DX HP Air Cooled\"),OR(AND($AI140=\"Btu/hr\",$AH140<65000),AND($AI140=\"Tons\",$AH140<65000/12000)),$AC140=\"Split\",$AN140>=15.2),MAX(Baselines!$CB384,12/9.8),Baselines!$CB384)","v":0},{"$f":"Baselines!$CC384","v":0},{"$f":"Baselines!$CE384","v":0},0,0,0,0,0,0,0,0,0,0,{"$f":"IF(OR($C140<>\"Early Retirement\",$J140=\"\"),0,IF(OR($I140=\"DX AC Air Cooled\",$I140=\"DX HP Air Cooled\"),VLOOKUP($J140,'Early Retirement'!$CI$6:$CM$32,2,FALSE),IF(OR($I140=\"PTAC\",$I140=\"PTHP\"),VLOOKUP($J140,'Early Retirement'!$CI$6:$CM$32,3,FALSE),IF(AND(OR($I140=\"Air Cooled Chiller\",$I140=\"Water Cooled Chiller\"),$L140<>\"Centrifugal\"),VLOOKUP($J140,'Early Retirement'!$CI$6:$CM$32,4,FALSE),IF(AND(OR($I140=\"Air Cooled Chiller\",$I140=\"Water Cooled Chiller\"),$L140=\"Centrifugal\"),VLOOKUP($J140,'Early Retirement'!$CI$6:$CM$32,5,FALSE),\"\")))))","v":0},0,0,0,0,0,0,0,0,0,0,0,"","","",0,0,0,{"$f":"IF(AND($C140=\"Early Retirement\",$J140<>\"\",$S140<>\"\",$U140<>\"\"),$CG140,IF(AND(OR($AB140=\"DX AC Air Cooled\",$AB140=\"DX HP Air Cooled\"),OR(AND($AI140=\"Btu/hr\",$AH140<65000),AND($AI140=\"Tons\",$AH140<65000/12000)),$AC140=\"Split\",$AN140>=15.2),MAX(Baselines!$CB133,12/9.8),Baselines!$CB133))","v":0},{"$f":"IF(AND($C140=\"Early Retirement\",$J140<>\"\",$S140<>\"\",$U140<>\"\"),$CH140,Baselines!$CC133)","v":0},{"$f":"Baselines!$CD133","v":"kW/ton"},"",{"$f":"IF(AND($C140=\"Early Retirement\",$J140<>\"\",$S140<>\"\",$U140<>\"\"),$CI140,IF(AND(Baselines!$CE133=0,OR($CT140=\"DX HP\",$CT140=\"PTHP\")),$BG140,Baselines!$CE133))","v":0},"COP",{"$f":"IF(OR($C140=\"Replace-on-Burnout\",$C140=\"New Construction\"),$DB140,IF($CD140=\"\",\"\",IF(OR($CD140=\"DX HP\",$CD140=\"PTHP\"),VLOOKUP($D140,'Factor Tables'!$B$89:$M$105,MATCH(CONCATENATE($CD140,\" Clg\"),'Factor Tables'!$B$88:$M$88,0),FALSE),VLOOKUP($D140,'Factor Tables'!$B$89:$M$105,MATCH($CD140,'Factor Tables'!$B$88:$M$88,0),FALSE))))","v":""},{"$f":"IF(OR($C140=\"Replace-on-Burnout\",$C140=\"New Construction\"),$DC140,IF($CD140=\"\",\"\",IF($CD140=\"DX HP\",VLOOKUP($D140,'Factor Tables'!$B$89:$M$105,MATCH(\"DX HP Htg\",'Factor Tables'!$B$88:$M$88,0),FALSE),0)))","v":""},{"$f":"IF(OR($C140=\"Replace-on-Burnout\",$C140=\"New Construction\"),$DD140,IF($CD140=\"\",\"\",IF($CD140=\"DX HP\",VLOOKUP($D140,'Factor Tables'!$N$89:$Y$105,MATCH(\"DX HP Clg\",'Factor Tables'!$N$88:$Y$88,0),FALSE),IF($CD140=\"PTHP\",VLOOKUP($D140,'Factor Tables'!$N$89:$Y$105,MATCH(\"PTHP Clg\",'Factor Tables'!$N$88:$Y$88,0),FALSE),IF(AND($CD140<>\"DX HP\",$CD140<>\"PTHP\"),VLOOKUP($D140,'Factor Tables'!$N$89:$Y$105,MATCH($CD140,'Factor Tables'!$N$88:$Y$88,0),FALSE),\"\")))))","v":""},{"$f":"IF(OR($C140=\"Replace-on-Burnout\",$C140=\"New Construction\",$CT140=\"DX HP\",$CT140=\"PTHP\"),$DE140,IF($CD140=\"\",\"\",IF($CD140=\"DX HP\",VLOOKUP($D140,'Factor Tables'!$N$89:$Y$105,MATCH(\"DX HP Htg\",'Factor Tables'!$N$88:$Y$88,0),FALSE),IF($CD140=\"PTHP\",VLOOKUP($D140,'Factor Tables'!$N$89:$Y$105,MATCH(\"PTHP Htg\",'Factor Tables'!$N$88:$Y$88,0),FALSE),0))))","v":""},"","",0,0,"kW/ton","",0,"COP",{"$f":"IF($CT140=\"\",\"\",IF(OR($CT140=\"DX HP\",$CT140=\"VRF HP\",$CT140=\"PTHP\"),VLOOKUP($D140,'Factor Tables'!$B$89:$M$105,MATCH(CONCATENATE($CT140,\" Clg\"),'Factor Tables'!$B$88:$M$88,0),FALSE),VLOOKUP($D140,'Factor Tables'!$B$89:$M$105,MATCH($CT140,'Factor Tables'!$B$88:$M$88,0),FALSE)))","v":""},{"$f":"IF($CT140=\"\",\"\",IF(OR($CT140=\"DX HP\",$CT140=\"VRF HP\",$CT140=\"PTHP\"),VLOOKUP($D140,'Factor Tables'!$B$89:$M$105,MATCH(CONCATENATE($CT140,\" Htg\"),'Factor Tables'!$B$88:$M$88,0),FALSE),0))","v":""},{"$f":"IF($CT140=\"\",\"\",IF(OR($CT140=\"DX HP\",$CT140=\"VRF HP\",$CT140=\"PTHP\"),VLOOKUP($D140,'Factor Tables'!$N$89:$Y$105,MATCH(CONCATENATE($CT140,\" Clg\"),'Factor Tables'!$N$88:$Y$88,0),FALSE),VLOOKUP($D140,'Factor Tables'!$N$89:$Y$105,MATCH($CT140,'Factor Tables'!$N$88:$Y$88,0),FALSE)))","v":""},{"$f":"IF($CT140=\"\",\"\",IF(OR($CT140=\"DX HP\",$CT140=\"VRF HP\",$CT140=\"PTHP\"),VLOOKUP($D140,'Factor Tables'!$N$89:$Y$105,MATCH(CONCATENATE($CT140,\" Htg\"),'Factor Tables'!$N$88:$Y$88,0),FALSE),0))","v":""},{"$f":"IF($AB140=\"\",0,VLOOKUP($AB140,'Utility Admin'!$E:$G,2,FALSE))","v":0},{"$f":"IF($AB140=\"\",0,VLOOKUP($AB140,'Utility Admin'!$E:$G,3,FALSE))","v":0},{"$f":"IFERROR(IF(ABS(Summary!$F$12)<=ABS(Summary!$E$12)*'Utility Admin'!$I$5,$AZ140*$DF140+$BA140*$DG140,$AZ140*$DF140+$AZ140*'Utility Admin'!$I$5*$DG140),0)","v":0},null,"Summer",null,null,null,null,null,null,null,null,null,null,{"$f":"IF(OR('Project Info'!$C$10=\"\",$C140=\"\",$D140=\"\"),\"\",VLOOKUP($D140,$DW$9:$DZ$32,MATCH($C140,$DW$9:$DZ$9,0),FALSE))","v":""},null,null,null,null,null,null,"ERROR: Contact Program Manager. Post Capacity/Unit x Post # of Units must be within +/- 20% of Pre Capacity/Unit x Pre # of Units."]
[null,132,"","",null,null,null,null,null,null,null,null,null,null,null,null,null,null,null,null,null,null,null,null,null,null,null,null,null,null,null,null,null,null,null,null,null,null,null,null,null,null,null,0,0,0,0,0,0,999999999,"",0,0,{"$f":"IFERROR(IF($DH$261>'Utility Admin'!$H$5,$BA141/$BA$5*$BB$261,$DH141),0)","v":0},"","",{"$f":"IF(AND(OR($AB141=\"DX AC Air Cooled\",$AB141=\"DX HP Air Cooled\"),OR(AND($AI141=\"Btu/hr\",$AH141<65000),AND($AI141=\"Tons\",$AH141<65000/12000)),$AC141=\"Split\",$AN141>=15.2),MAX(Baselines!$CB385,12/9.8),Baselines!$CB385)","v":0},{"$f":"Baselines!$CC385","v":0},{"$f":"Baselines!$CE385","v":0},0,0,0,0,0,0,0,0,0,0,{"$f":"IF(OR($C141<>\"Early Retirement\",$J141=\"\"),0,IF(OR($I141=\"DX AC Air Cooled\",$I141=\"DX HP Air Cooled\"),VLOOKUP($J141,'Early Retirement'!$CI$6:$CM$32,2,FALSE),IF(OR($I141=\"PTAC\",$I141=\"PTHP\"),VLOOKUP($J141,'Early Retirement'!$CI$6:$CM$32,3,FALSE),IF(AND(OR($I141=\"Air Cooled Chiller\",$I141=\"Water Cooled Chiller\"),$L141<>\"Centrifugal\"),VLOOKUP($J141,'Early Retirement'!$CI$6:$CM$32,4,FALSE),IF(AND(OR($I141=\"Air Cooled Chiller\",$I141=\"Water Cooled Chiller\"),$L141=\"Centrifugal\"),VLOOKUP($J141,'Early Retirement'!$CI$6:$CM$32,5,FALSE),\"\")))))","v":0},0,0,0,0,0,0,0,0,0,0,0,"","","",0,0,0,{"$f":"IF(AND($C141=\"Early Retirement\",$J141<>\"\",$S141<>\"\",$U141<>\"\"),$CG141,IF(AND(OR($AB141=\"DX AC Air Cooled\",$AB141=\"DX HP Air Cooled\"),OR(AND($AI141=\"Btu/hr\",$AH141<65000),AND($AI141=\"Tons\",$AH141<65000/12000)),$AC141=\"Split\",$AN141>=15.2),MAX(Baselines!$CB134,12/9.8),Baselines!$CB134))","v":0},{"$f":"IF(AND($C141=\"Early Retirement\",$J141<>\"\",$S141<>\"\",$U141<>\"\"),$CH141,Baselines!$CC134)","v":0},{"$f":"Baselines!$CD134","v":"kW/ton"},"",{"$f":"IF(AND($C141=\"Early Retirement\",$J141<>\"\",$S141<>\"\",$U141<>\"\"),$CI141,IF(AND(Baselines!$CE134=0,OR($CT141=\"DX HP\",$CT141=\"PTHP\")),$BG141,Baselines!$CE134))","v":0},"COP",{"$f":"IF(OR($C141=\"Replace-on-Burnout\",$C141=\"New Construction\"),$DB141,IF($CD141=\"\",\"\",IF(OR($CD141=\"DX HP\",$CD141=\"PTHP\"),VLOOKUP($D141,'Factor Tables'!$B$89:$M$105,MATCH(CONCATENATE($CD141,\" Clg\"),'Factor Tables'!$B$88:$M$88,0),FALSE),VLOOKUP($D141,'Factor Tables'!$B$89:$M$105,MATCH($CD141,'Factor Tables'!$B$88:$M$88,0),FALSE))))","v":""},{"$f":"IF(OR($C141=\"Replace-on-Burnout\",$C141=\"New Construction\"),$DC141,IF($CD141=\"\",\"\",IF($CD141=\"DX HP\",VLOOKUP($D141,'Factor Tables'!$B$89:$M$105,MATCH(\"DX HP Htg\",'Factor Tables'!$B$88:$M$88,0),FALSE),0)))","v":""},{"$f":"IF(OR($C141=\"Replace-on-Burnout\",$C141=\"New Construction\"),$DD141,IF($CD141=\"\",\"\",IF($CD141=\"DX HP\",VLOOKUP($D141,'Factor Tables'!$N$89:$Y$105,MATCH(\"DX HP Clg\",'Factor Tables'!$N$88:$Y$88,0),FALSE),IF($CD141=\"PTHP\",VLOOKUP($D141,'Factor Tables'!$N$89:$Y$105,MATCH(\"PTHP Clg\",'Factor Tables'!$N$88:$Y$88,0),FALSE),IF(AND($CD141<>\"DX HP\",$CD141<>\"PTHP\"),VLOOKUP($D141,'Factor Tables'!$N$89:$Y$105,MATCH($CD141,'Factor Tables'!$N$88:$Y$88,0),FALSE),\"\")))))","v":""},{"$f":"IF(OR($C141=\"Replace-on-Burnout\",$C141=\"New Construction\",$CT141=\"DX HP\",$CT141=\"PTHP\"),$DE141,IF($CD141=\"\",\"\",IF($CD141=\"DX HP\",VLOOKUP($D141,'Factor Tables'!$N$89:$Y$105,MATCH(\"DX HP Htg\",'Factor Tables'!$N$88:$Y$88,0),FALSE),IF($CD141=\"PTHP\",VLOOKUP($D141,'Factor Tables'!$N$89:$Y$105,MATCH(\"PTHP Htg\",'Factor Tables'!$N$88:$Y$88,0),FALSE),0))))","v":""},"","",0,0,"kW/ton","",0,"COP",{"$f":"IF($CT141=\"\",\"\",IF(OR($CT141=\"DX HP\",$CT141=\"VRF HP\",$CT141=\"PTHP\"),VLOOKUP($D141,'Factor Tables'!$B$89:$M$105,MATCH(CONCATENATE($CT141,\" Clg\"),'Factor Tables'!$B$88:$M$88,0),FALSE),VLOOKUP($D141,'Factor Tables'!$B$89:$M$105,MATCH($CT141,'Factor Tables'!$B$88:$M$88,0),FALSE)))","v":""},{"$f":"IF($CT141=\"\",\"\",IF(OR($CT141=\"DX HP\",$CT141=\"VRF HP\",$CT141=\"PTHP\"),VLOOKUP($D141,'Factor Tables'!$B$89:$M$105,MATCH(CONCATENATE($CT141,\" Htg\"),'Factor Tables'!$B$88:$M$88,0),FALSE),0))","v":""},{"$f":"IF($CT141=\"\",\"\",IF(OR($CT141=\"DX HP\",$CT141=\"VRF HP\",$CT141=\"PTHP\"),VLOOKUP($D141,'Factor Tables'!$N$89:$Y$105,MATCH(CONCATENATE($CT141,\" Clg\"),'Factor Tables'!$N$88:$Y$88,0),FALSE),VLOOKUP($D141,'Factor Tables'!$N$89:$Y$105,MATCH($CT141,'Factor Tables'!$N$88:$Y$88,0),FALSE)))","v":""},{"$f":"IF($CT141=\"\",\"\",IF(OR($CT141=\"DX HP\",$CT141=\"VRF HP\",$CT141=\"PTHP\"),VLOOKUP($D141,'Factor Tables'!$N$89:$Y$105,MATCH(CONCATENATE($CT141,\" Htg\"),'Factor Tables'!$N$88:$Y$88,0),FALSE),0))","v":""},{"$f":"IF($AB141=\"\",0,VLOOKUP($AB141,'Utility Admin'!$E:$G,2,FALSE))","v":0},{"$f":"IF($AB141=\"\",0,VLOOKUP($AB141,'Utility Admin'!$E:$G,3,FALSE))","v":0},{"$f":"IFERROR(IF(ABS(Summary!$F$12)<=ABS(Summary!$E$12)*'Utility Admin'!$I$5,$AZ141*$DF141+$BA141*$DG141,$AZ141*$DF141+$AZ141*'Utility Admin'!$I$5*$DG141),0)","v":0},null,"Summer",null,null,null,null,null,null,null,null,null,null,{"$f":"IF(OR('Project Info'!$C$10=\"\",$C141=\"\",$D141=\"\"),\"\",VLOOKUP($D141,$DW$9:$DZ$32,MATCH($C141,$DW$9:$DZ$9,0),FALSE))","v":""},null,null,null,null,null,null,"ERROR: Contact Program Manager. Post Capacity/Unit x Post # of Units must be within +/- 20% of Pre Capacity/Unit x Pre # of Units."]
[null,133,"","",null,null,null,null,null,null,null,null,null,null,null,null,null,null,null,null,null,null,null,null,null,null,null,null,null,null,null,null,null,null,null,null,null,null,null,null,null,null,null,0,0,0,0,0,0,999999999,"",0,0,{"$f":"IFERROR(IF($DH$261>'Utility Admin'!$H$5,$BA142/$BA$5*$BB$261,$DH142),0)","v":0},"","",{"$f":"IF(AND(OR($AB142=\"DX AC Air Cooled\",$AB142=\"DX HP Air Cooled\"),OR(AND($AI142=\"Btu/hr\",$AH142<65000),AND($AI142=\"Tons\",$AH142<65000/12000)),$AC142=\"Split\",$AN142>=15.2),MAX(Baselines!$CB386,12/9.8),Baselines!$CB386)","v":0},{"$f":"Baselines!$CC386","v":0},{"$f":"Baselines!$CE386","v":0},0,0,0,0,0,0,0,0,0,0,{"$f":"IF(OR($C142<>\"Early Retirement\",$J142=\"\"),0,IF(OR($I142=\"DX AC Air Cooled\",$I142=\"DX HP Air Cooled\"),VLOOKUP($J142,'Early Retirement'!$CI$6:$CM$32,2,FALSE),IF(OR($I142=\"PTAC\",$I142=\"PTHP\"),VLOOKUP($J142,'Early Retirement'!$CI$6:$CM$32,3,FALSE),IF(AND(OR($I142=\"Air Cooled Chiller\",$I142=\"Water Cooled Chiller\"),$L142<>\"Centrifugal\"),VLOOKUP($J142,'Early Retirement'!$CI$6:$CM$32,4,FALSE),IF(AND(OR($I142=\"Air Cooled Chiller\",$I142=\"Water Cooled Chiller\"),$L142=\"Centrifugal\"),VLOOKUP($J142,'Early Retirement'!$CI$6:$CM$32,5,FALSE),\"\")))))","v":0},0,0,0,0,0,0,0,0,0,0,0,"","","",0,0,0,{"$f":"IF(AND($C142=\"Early Retirement\",$J142<>\"\",$S142<>\"\",$U142<>\"\"),$CG142,IF(AND(OR($AB142=\"DX AC Air Cooled\",$AB142=\"DX HP Air Cooled\"),OR(AND($AI142=\"Btu/hr\",$AH142<65000),AND($AI142=\"Tons\",$AH142<65000/12000)),$AC142=\"Split\",$AN142>=15.2),MAX(Baselines!$CB135,12/9.8),Baselines!$CB135))","v":0},{"$f":"IF(AND($C142=\"Early Retirement\",$J142<>\"\",$S142<>\"\",$U142<>\"\"),$CH142,Baselines!$CC135)","v":0},{"$f":"Baselines!$CD135","v":"kW/ton"},"",{"$f":"IF(AND($C142=\"Early Retirement\",$J142<>\"\",$S142<>\"\",$U142<>\"\"),$CI142,IF(AND(Baselines!$CE135=0,OR($CT142=\"DX HP\",$CT142=\"PTHP\")),$BG142,Baselines!$CE135))","v":0},"COP",{"$f":"IF(OR($C142=\"Replace-on-Burnout\",$C142=\"New Construction\"),$DB142,IF($CD142=\"\",\"\",IF(OR($CD142=\"DX HP\",$CD142=\"PTHP\"),VLOOKUP($D142,'Factor Tables'!$B$89:$M$105,MATCH(CONCATENATE($CD142,\" Clg\"),'Factor Tables'!$B$88:$M$88,0),FALSE),VLOOKUP($D142,'Factor Tables'!$B$89:$M$105,MATCH($CD142,'Factor Tables'!$B$88:$M$88,0),FALSE))))","v":""},{"$f":"IF(OR($C142=\"Replace-on-Burnout\",$C142=\"New Construction\"),$DC142,IF($CD142=\"\",\"\",IF($CD142=\"DX HP\",VLOOKUP($D142,'Factor Tables'!$B$89:$M$105,MATCH(\"DX HP Htg\",'Factor Tables'!$B$88:$M$88,0),FALSE),0)))","v":""},{"$f":"IF(OR($C142=\"Replace-on-Burnout\",$C142=\"New Construction\"),$DD142,IF($CD142=\"\",\"\",IF($CD142=\"DX HP\",VLOOKUP($D142,'Factor Tables'!$N$89:$Y$105,MATCH(\"DX HP Clg\",'Factor Tables'!$N$88:$Y$88,0),FALSE),IF($CD142=\"PTHP\",VLOOKUP($D142,'Factor Tables'!$N$89:$Y$105,MATCH(\"PTHP Clg\",'Factor Tables'!$N$88:$Y$88,0),FALSE),IF(AND($CD142<>\"DX HP\",$CD142<>\"PTHP\"),VLOOKUP($D142,'Factor Tables'!$N$89:$Y$105,MATCH($CD142,'Factor Tables'!$N$88:$Y$88,0),FALSE),\"\")))))","v":""},{"$f":"IF(OR($C142=\"Replace-on-Burnout\",$C142=\"New Construction\",$CT142=\"DX HP\",$CT142=\"PTHP\"),$DE142,IF($CD142=\"\",\"\",IF($CD142=\"DX HP\",VLOOKUP($D142,'Factor Tables'!$N$89:$Y$105,MATCH(\"DX HP Htg\",'Factor Tables'!$N$88:$Y$88,0),FALSE),IF($CD142=\"PTHP\",VLOOKUP($D142,'Factor Tables'!$N$89:$Y$105,MATCH(\"PTHP Htg\",'Factor Tables'!$N$88:$Y$88,0),FALSE),0))))","v":""},"","",0,0,"kW/ton","",0,"COP",{"$f":"IF($CT142=\"\",\"\",IF(OR($CT142=\"DX HP\",$CT142=\"VRF HP\",$CT142=\"PTHP\"),VLOOKUP($D142,'Factor Tables'!$B$89:$M$105,MATCH(CONCATENATE($CT142,\" Clg\"),'Factor Tables'!$B$88:$M$88,0),FALSE),VLOOKUP($D142,'Factor Tables'!$B$89:$M$105,MATCH($CT142,'Factor Tables'!$B$88:$M$88,0),FALSE)))","v":""},{"$f":"IF($CT142=\"\",\"\",IF(OR($CT142=\"DX HP\",$CT142=\"VRF HP\",$CT142=\"PTHP\"),VLOOKUP($D142,'Factor Tables'!$B$89:$M$105,MATCH(CONCATENATE($CT142,\" Htg\"),'Factor Tables'!$B$88:$M$88,0),FALSE),0))","v":""},{"$f":"IF($CT142=\"\",\"\",IF(OR($CT142=\"DX HP\",$CT142=\"VRF HP\",$CT142=\"PTHP\"),VLOOKUP($D142,'Factor Tables'!$N$89:$Y$105,MATCH(CONCATENATE($CT142,\" Clg\"),'Factor Tables'!$N$88:$Y$88,0),FALSE),VLOOKUP($D142,'Factor Tables'!$N$89:$Y$105,MATCH($CT142,'Factor Tables'!$N$88:$Y$88,0),FALSE)))","v":""},{"$f":"IF($CT142=\"\",\"\",IF(OR($CT142=\"DX HP\",$CT142=\"VRF HP\",$CT142=\"PTHP\"),VLOOKUP($D142,'Factor Tables'!$N$89:$Y$105,MATCH(CONCATENATE($CT142,\" Htg\"),'Factor Tables'!$N$88:$Y$88,0),FALSE),0))","v":""},{"$f":"IF($AB142=\"\",0,VLOOKUP($AB142,'Utility Admin'!$E:$G,2,FALSE))","v":0},{"$f":"IF($AB142=\"\",0,VLOOKUP($AB142,'Utility Admin'!$E:$G,3,FALSE))","v":0},{"$f":"IFERROR(IF(ABS(Summary!$F$12)<=ABS(Summary!$E$12)*'Utility Admin'!$I$5,$AZ142*$DF142+$BA142*$DG142,$AZ142*$DF142+$AZ142*'Utility Admin'!$I$5*$DG142),0)","v":0},null,"Summer",null,null,null,null,null,null,null,null,null,null,{"$f":"IF(OR('Project Info'!$C$10=\"\",$C142=\"\",$D142=\"\"),\"\",VLOOKUP($D142,$DW$9:$DZ$32,MATCH($C142,$DW$9:$DZ$9,0),FALSE))","v":""},null,null,null,null,null,null,"ERROR: Contact Program Manager. Post Capacity/Unit x Post # of Units must be within +/- 20% of Pre Capacity/Unit x Pre # of Units."]
[null,134,"","",null,null,null,null,null,null,null,null,null,null,null,null,null,null,null,null,null,null,null,null,null,null,null,null,null,null,null,null,null,null,null,null,null,null,null,null,null,null,null,0,0,0,0,0,0,999999999,"",0,0,{"$f":"IFERROR(IF($DH$261>'Utility Admin'!$H$5,$BA143/$BA$5*$BB$261,$DH143),0)","v":0},"","",{"$f":"IF(AND(OR($AB143=\"DX AC Air Cooled\",$AB143=\"DX HP Air Cooled\"),OR(AND($AI143=\"Btu/hr\",$AH143<65000),AND($AI143=\"Tons\",$AH143<65000/12000)),$AC143=\"Split\",$AN143>=15.2),MAX(Baselines!$CB387,12/9.8),Baselines!$CB387)","v":0},{"$f":"Baselines!$CC387","v":0},{"$f":"Baselines!$CE387","v":0},0,0,0,0,0,0,0,0,0,0,{"$f":"IF(OR($C143<>\"Early Retirement\",$J143=\"\"),0,IF(OR($I143=\"DX AC Air Cooled\",$I143=\"DX HP Air Cooled\"),VLOOKUP($J143,'Early Retirement'!$CI$6:$CM$32,2,FALSE),IF(OR($I143=\"PTAC\",$I143=\"PTHP\"),VLOOKUP($J143,'Early Retirement'!$CI$6:$CM$32,3,FALSE),IF(AND(OR($I143=\"Air Cooled Chiller\",$I143=\"Water Cooled Chiller\"),$L143<>\"Centrifugal\"),VLOOKUP($J143,'Early Retirement'!$CI$6:$CM$32,4,FALSE),IF(AND(OR($I143=\"Air Cooled Chiller\",$I143=\"Water Cooled Chiller\"),$L143=\"Centrifugal\"),VLOOKUP($J143,'Early Retirement'!$CI$6:$CM$32,5,FALSE),\"\")))))","v":0},0,0,0,0,0,0,0,0,0,0,0,"","","",0,0,0,{"$f":"IF(AND($C143=\"Early Retirement\",$J143<>\"\",$S143<>\"\",$U143<>\"\"),$CG143,IF(AND(OR($AB143=\"DX AC Air Cooled\",$AB143=\"DX HP Air Cooled\"),OR(AND($AI143=\"Btu/hr\",$AH143<65000),AND($AI143=\"Tons\",$AH143<65000/12000)),$AC143=\"Split\",$AN143>=15.2),MAX(Baselines!$CB136,12/9.8),Baselines!$CB136))","v":0},{"$f":"IF(AND($C143=\"Early Retirement\",$J143<>\"\",$S143<>\"\",$U143<>\"\"),$CH143,Baselines!$CC136)","v":0},{"$f":"Baselines!$CD136","v":"kW/ton"},"",{"$f":"IF(AND($C143=\"Early Retirement\",$J143<>\"\",$S143<>\"\",$U143<>\"\"),$CI143,IF(AND(Baselines!$CE136=0,OR($CT143=\"DX HP\",$CT143=\"PTHP\")),$BG143,Baselines!$CE136))","v":0},"COP",{"$f":"IF(OR($C143=\"Replace-on-Burnout\",$C143=\"New Construction\"),$DB143,IF($CD143=\"\",\"\",IF(OR($CD143=\"DX HP\",$CD143=\"PTHP\"),VLOOKUP($D143,'Factor Tables'!$B$89:$M$105,MATCH(CONCATENATE($CD143,\" Clg\"),'Factor Tables'!$B$88:$M$88,0),FALSE),VLOOKUP($D143,'Factor Tables'!$B$89:$M$105,MATCH($CD143,'Factor Tables'!$B$88:$M$88,0),FALSE))))","v":""},{"$f":"IF(OR($C143=\"Replace-on-Burnout\",$C143=\"New Construction\"),$DC143,IF($CD143=\"\",\"\",IF($CD143=\"DX HP\",VLOOKUP($D143,'Factor Tables'!$B$89:$M$105,MATCH(\"DX HP Htg\",'Factor Tables'!$B$88:$M$88,0),FALSE),0)))","v":""},{"$f":"IF(OR($C143=\"Replace-on-Burnout\",$C143=\"New Construction\"),$DD143,IF($CD143=\"\",\"\",IF($CD143=\"DX HP\",VLOOKUP($D143,'Factor Tables'!$N$89:$Y$105,MATCH(\"DX HP Clg\",'Factor Tables'!$N$88:$Y$88,0),FALSE),IF($CD143=\"PTHP\",VLOOKUP($D143,'Factor Tables'!$N$89:$Y$105,MATCH(\"PTHP Clg\",'Factor Tables'!$N$88:$Y$88,0),FALSE),IF(AND($CD143<>\"DX HP\",$CD143<>\"PTHP\"),VLOOKUP($D143,'Factor Tables'!$N$89:$Y$105,MATCH($CD143,'Factor Tables'!$N$88:$Y$88,0),FALSE),\"\")))))","v":""},{"$f":"IF(OR($C143=\"Replace-on-Burnout\",$C143=\"New Construction\",$CT143=\"DX HP\",$CT143=\"PTHP\"),$DE143,IF($CD143=\"\",\"\",IF($CD143=\"DX HP\",VLOOKUP($D143,'Factor Tables'!$N$89:$Y$105,MATCH(\"DX HP Htg\",'Factor Tables'!$N$88:$Y$88,0),FALSE),IF($CD143=\"PTHP\",VLOOKUP($D143,'Factor Tables'!$N$89:$Y$105,MATCH(\"PTHP Htg\",'Factor Tables'!$N$88:$Y$88,0),FALSE),0))))","v":""},"","",0,0,"kW/ton","",0,"COP",{"$f":"IF($CT143=\"\",\"\",IF(OR($CT143=\"DX HP\",$CT143=\"VRF HP\",$CT143=\"PTHP\"),VLOOKUP($D143,'Factor Tables'!$B$89:$M$105,MATCH(CONCATENATE($CT143,\" Clg\"),'Factor Tables'!$B$88:$M$88,0),FALSE),VLOOKUP($D143,'Factor Tables'!$B$89:$M$105,MATCH($CT143,'Factor Tables'!$B$88:$M$88,0),FALSE)))","v":""},{"$f":"IF($CT143=\"\",\"\",IF(OR($CT143=\"DX HP\",$CT143=\"VRF HP\",$CT143=\"PTHP\"),VLOOKUP($D143,'Factor Tables'!$B$89:$M$105,MATCH(CONCATENATE($CT143,\" Htg\"),'Factor Tables'!$B$88:$M$88,0),FALSE),0))","v":""},{"$f":"IF($CT143=\"\",\"\",IF(OR($CT143=\"DX HP\",$CT143=\"VRF HP\",$CT143=\"PTHP\"),VLOOKUP($D143,'Factor Tables'!$N$89:$Y$105,MATCH(CONCATENATE($CT143,\" Clg\"),'Factor Tables'!$N$88:$Y$88,0),FALSE),VLOOKUP($D143,'Factor Tables'!$N$89:$Y$105,MATCH($CT143,'Factor Tables'!$N$88:$Y$88,0),FALSE)))","v":""},{"$f":"IF($CT143=\"\",\"\",IF(OR($CT143=\"DX HP\",$CT143=\"VRF HP\",$CT143=\"PTHP\"),VLOOKUP($D143,'Factor Tables'!$N$89:$Y$105,MATCH(CONCATENATE($CT143,\" Htg\"),'Factor Tables'!$N$88:$Y$88,0),FALSE),0))","v":""},{"$f":"IF($AB143=\"\",0,VLOOKUP($AB143,'Utility Admin'!$E:$G,2,FALSE))","v":0},{"$f":"IF($AB143=\"\",0,VLOOKUP($AB143,'Utility Admin'!$E:$G,3,FALSE))","v":0},{"$f":"IFERROR(IF(ABS(Summary!$F$12)<=ABS(Summary!$E$12)*'Utility Admin'!$I$5,$AZ143*$DF143+$BA143*$DG143,$AZ143*$DF143+$AZ143*'Utility Admin'!$I$5*$DG143),0)","v":0},null,"Summer",null,null,null,null,null,null,null,null,null,null,{"$f":"IF(OR('Project Info'!$C$10=\"\",$C143=\"\",$D143=\"\"),\"\",VLOOKUP($D143,$DW$9:$DZ$32,MATCH($C143,$DW$9:$DZ$9,0),FALSE))","v":""},null,null,null,null,null,null,"ERROR: Contact Program Manager. Post Capacity/Unit x Post # of Units must be within +/- 20% of Pre Capacity/Unit x Pre # of Units."]
[null,135,"","",null,null,null,null,null,null,null,null,null,null,null,null,null,null,null,null,null,null,null,null,null,null,null,null,null,null,null,null,null,null,null,null,null,null,null,null,null,null,null,0,0,0,0,0,0,999999999,"",0,0,{"$f":"IFERROR(IF($DH$261>'Utility Admin'!$H$5,$BA144/$BA$5*$BB$261,$DH144),0)","v":0},"","",{"$f":"IF(AND(OR($AB144=\"DX AC Air Cooled\",$AB144=\"DX HP Air Cooled\"),OR(AND($AI144=\"Btu/hr\",$AH144<65000),AND($AI144=\"Tons\",$AH144<65000/12000)),$AC144=\"Split\",$AN144>=15.2),MAX(Baselines!$CB388,12/9.8),Baselines!$CB388)","v":0},{"$f":"Baselines!$CC388","v":0},{"$f":"Baselines!$CE388","v":0},0,0,0,0,0,0,0,0,0,0,{"$f":"IF(OR($C144<>\"Early Retirement\",$J144=\"\"),0,IF(OR($I144=\"DX AC Air Cooled\",$I144=\"DX HP Air Cooled\"),VLOOKUP($J144,'Early Retirement'!$CI$6:$CM$32,2,FALSE),IF(OR($I144=\"PTAC\",$I144=\"PTHP\"),VLOOKUP($J144,'Early Retirement'!$CI$6:$CM$32,3,FALSE),IF(AND(OR($I144=\"Air Cooled Chiller\",$I144=\"Water Cooled Chiller\"),$L144<>\"Centrifugal\"),VLOOKUP($J144,'Early Retirement'!$CI$6:$CM$32,4,FALSE),IF(AND(OR($I144=\"Air Cooled Chiller\",$I144=\"Water Cooled Chiller\"),$L144=\"Centrifugal\"),VLOOKUP($J144,'Early Retirement'!$CI$6:$CM$32,5,FALSE),\"\")))))","v":0},0,0,0,0,0,0,0,0,0,0,0,"","","",0,0,0,{"$f":"IF(AND($C144=\"Early Retirement\",$J144<>\"\",$S144<>\"\",$U144<>\"\"),$CG144,IF(AND(OR($AB144=\"DX AC Air Cooled\",$AB144=\"DX HP Air Cooled\"),OR(AND($AI144=\"Btu/hr\",$AH144<65000),AND($AI144=\"Tons\",$AH144<65000/12000)),$AC144=\"Split\",$AN144>=15.2),MAX(Baselines!$CB137,12/9.8),Baselines!$CB137))","v":0},{"$f":"IF(AND($C144=\"Early Retirement\",$J144<>\"\",$S144<>\"\",$U144<>\"\"),$CH144,Baselines!$CC137)","v":0},{"$f":"Baselines!$CD137","v":"kW/ton"},"",{"$f":"IF(AND($C144=\"Early Retirement\",$J144<>\"\",$S144<>\"\",$U144<>\"\"),$CI144,IF(AND(Baselines!$CE137=0,OR($CT144=\"DX HP\",$CT144=\"PTHP\")),$BG144,Baselines!$CE137))","v":0},"COP",{"$f":"IF(OR($C144=\"Replace-on-Burnout\",$C144=\"New Construction\"),$DB144,IF($CD144=\"\",\"\",IF(OR($CD144=\"DX HP\",$CD144=\"PTHP\"),VLOOKUP($D144,'Factor Tables'!$B$89:$M$105,MATCH(CONCATENATE($CD144,\" Clg\"),'Factor Tables'!$B$88:$M$88,0),FALSE),VLOOKUP($D144,'Factor Tables'!$B$89:$M$105,MATCH($CD144,'Factor Tables'!$B$88:$M$88,0),FALSE))))","v":""},{"$f":"IF(OR($C144=\"Replace-on-Burnout\",$C144=\"New Construction\"),$DC144,IF($CD144=\"\",\"\",IF($CD144=\"DX HP\",VLOOKUP($D144,'Factor Tables'!$B$89:$M$105,MATCH(\"DX HP Htg\",'Factor Tables'!$B$88:$M$88,0),FALSE),0)))","v":""},{"$f":"IF(OR($C144=\"Replace-on-Burnout\",$C144=\"New Construction\"),$DD144,IF($CD144=\"\",\"\",IF($CD144=\"DX HP\",VLOOKUP($D144,'Factor Tables'!$N$89:$Y$105,MATCH(\"DX HP Clg\",'Factor Tables'!$N$88:$Y$88,0),FALSE),IF($CD144=\"PTHP\",VLOOKUP($D144,'Factor Tables'!$N$89:$Y$105,MATCH(\"PTHP Clg\",'Factor Tables'!$N$88:$Y$88,0),FALSE),IF(AND($CD144<>\"DX HP\",$CD144<>\"PTHP\"),VLOOKUP($D144,'Factor Tables'!$N$89:$Y$105,MATCH($CD144,'Factor Tables'!$N$88:$Y$88,0),FALSE),\"\")))))","v":""},{"$f":"IF(OR($C144=\"Replace-on-Burnout\",$C144=\"New Construction\",$CT144=\"DX HP\",$CT144=\"PTHP\"),$DE144,IF($CD144=\"\",\"\",IF($CD144=\"DX HP\",VLOOKUP($D144,'Factor Tables'!$N$89:$Y$105,MATCH(\"DX HP Htg\",'Factor Tables'!$N$88:$Y$88,0),FALSE),IF($CD144=\"PTHP\",VLOOKUP($D144,'Factor Tables'!$N$89:$Y$105,MATCH(\"PTHP Htg\",'Factor Tables'!$N$88:$Y$88,0),FALSE),0))))","v":""},"","",0,0,"kW/ton","",0,"COP",{"$f":"IF($CT144=\"\",\"\",IF(OR($CT144=\"DX HP\",$CT144=\"VRF HP\",$CT144=\"PTHP\"),VLOOKUP($D144,'Factor Tables'!$B$89:$M$105,MATCH(CONCATENATE($CT144,\" Clg\"),'Factor Tables'!$B$88:$M$88,0),FALSE),VLOOKUP($D144,'Factor Tables'!$B$89:$M$105,MATCH($CT144,'Factor Tables'!$B$88:$M$88,0),FALSE)))","v":""},{"$f":"IF($CT144=\"\",\"\",IF(OR($CT144=\"DX HP\",$CT144=\"VRF HP\",$CT144=\"PTHP\"),VLOOKUP($D144,'Factor Tables'!$B$89:$M$105,MATCH(CONCATENATE($CT144,\" Htg\"),'Factor Tables'!$B$88:$M$88,0),FALSE),0))","v":""},{"$f":"IF($CT144=\"\",\"\",IF(OR($CT144=\"DX HP\",$CT144=\"VRF HP\",$CT144=\"PTHP\"),VLOOKUP($D144,'Factor Tables'!$N$89:$Y$105,MATCH(CONCATENATE($CT144,\" Clg\"),'Factor Tables'!$N$88:$Y$88,0),FALSE),VLOOKUP($D144,'Factor Tables'!$N$89:$Y$105,MATCH($CT144,'Factor Tables'!$N$88:$Y$88,0),FALSE)))","v":""},{"$f":"IF($CT144=\"\",\"\",IF(OR($CT144=\"DX HP\",$CT144=\"VRF HP\",$CT144=\"PTHP\"),VLOOKUP($D144,'Factor Tables'!$N$89:$Y$105,MATCH(CONCATENATE($CT144,\" Htg\"),'Factor Tables'!$N$88:$Y$88,0),FALSE),0))","v":""},{"$f":"IF($AB144=\"\",0,VLOOKUP($AB144,'Utility Admin'!$E:$G,2,FALSE))","v":0},{"$f":"IF($AB144=\"\",0,VLOOKUP($AB144,'Utility Admin'!$E:$G,3,FALSE))","v":0},{"$f":"IFERROR(IF(ABS(Summary!$F$12)<=ABS(Summary!$E$12)*'Utility Admin'!$I$5,$AZ144*$DF144+$BA144*$DG144,$AZ144*$DF144+$AZ144*'Utility Admin'!$I$5*$DG144),0)","v":0},null,"Summer",null,null,null,null,null,null,null,null,null,null,{"$f":"IF(OR('Project Info'!$C$10=\"\",$C144=\"\",$D144=\"\"),\"\",VLOOKUP($D144,$DW$9:$DZ$32,MATCH($C144,$DW$9:$DZ$9,0),FALSE))","v":""},null,null,null,null,null,null,"ERROR: Contact Program Manager. Post Capacity/Unit x Post # of Units must be within +/- 20% of Pre Capacity/Unit x Pre # of Units."]
[null,136,"","",null,null,null,null,null,null,null,null,null,null,null,null,null,null,null,null,null,null,null,null,null,null,null,null,null,null,null,null,null,null,null,null,null,null,null,null,null,null,null,0,0,0,0,0,0,999999999,"",0,0,{"$f":"IFERROR(IF($DH$261>'Utility Admin'!$H$5,$BA145/$BA$5*$BB$261,$DH145),0)","v":0},"","",{"$f":"IF(AND(OR($AB145=\"DX AC Air Cooled\",$AB145=\"DX HP Air Cooled\"),OR(AND($AI145=\"Btu/hr\",$AH145<65000),AND($AI145=\"Tons\",$AH145<65000/12000)),$AC145=\"Split\",$AN145>=15.2),MAX(Baselines!$CB389,12/9.8),Baselines!$CB389)","v":0},{"$f":"Baselines!$CC389","v":0},{"$f":"Baselines!$CE389","v":0},0,0,0,0,0,0,0,0,0,0,{"$f":"IF(OR($C145<>\"Early Retirement\",$J145=\"\"),0,IF(OR($I145=\"DX AC Air Cooled\",$I145=\"DX HP Air Cooled\"),VLOOKUP($J145,'Early Retirement'!$CI$6:$CM$32,2,FALSE),IF(OR($I145=\"PTAC\",$I145=\"PTHP\"),VLOOKUP($J145,'Early Retirement'!$CI$6:$CM$32,3,FALSE),IF(AND(OR($I145=\"Air Cooled Chiller\",$I145=\"Water Cooled Chiller\"),$L145<>\"Centrifugal\"),VLOOKUP($J145,'Early Retirement'!$CI$6:$CM$32,4,FALSE),IF(AND(OR($I145=\"Air Cooled Chiller\",$I145=\"Water Cooled Chiller\"),$L145=\"Centrifugal\"),VLOOKUP($J145,'Early Retirement'!$CI$6:$CM$32,5,FALSE),\"\")))))","v":0},0,0,0,0,0,0,0,0,0,0,0,"","","",0,0,0,{"$f":"IF(AND($C145=\"Early Retirement\",$J145<>\"\",$S145<>\"\",$U145<>\"\"),$CG145,IF(AND(OR($AB145=\"DX AC Air Cooled\",$AB145=\"DX HP Air Cooled\"),OR(AND($AI145=\"Btu/hr\",$AH145<65000),AND($AI145=\"Tons\",$AH145<65000/12000)),$AC145=\"Split\",$AN145>=15.2),MAX(Baselines!$CB138,12/9.8),Baselines!$CB138))","v":0},{"$f":"IF(AND($C145=\"Early Retirement\",$J145<>\"\",$S145<>\"\",$U145<>\"\"),$CH145,Baselines!$CC138)","v":0},{"$f":"Baselines!$CD138","v":"kW/ton"},"",{"$f":"IF(AND($C145=\"Early Retirement\",$J145<>\"\",$S145<>\"\",$U145<>\"\"),$CI145,IF(AND(Baselines!$CE138=0,OR($CT145=\"DX HP\",$CT145=\"PTHP\")),$BG145,Baselines!$CE138))","v":0},"COP",{"$f":"IF(OR($C145=\"Replace-on-Burnout\",$C145=\"New Construction\"),$DB145,IF($CD145=\"\",\"\",IF(OR($CD145=\"DX HP\",$CD145=\"PTHP\"),VLOOKUP($D145,'Factor Tables'!$B$89:$M$105,MATCH(CONCATENATE($CD145,\" Clg\"),'Factor Tables'!$B$88:$M$88,0),FALSE),VLOOKUP($D145,'Factor Tables'!$B$89:$M$105,MATCH($CD145,'Factor Tables'!$B$88:$M$88,0),FALSE))))","v":""},{"$f":"IF(OR($C145=\"Replace-on-Burnout\",$C145=\"New Construction\"),$DC145,IF($CD145=\"\",\"\",IF($CD145=\"DX HP\",VLOOKUP($D145,'Factor Tables'!$B$89:$M$105,MATCH(\"DX HP Htg\",'Factor Tables'!$B$88:$M$88,0),FALSE),0)))","v":""},{"$f":"IF(OR($C145=\"Replace-on-Burnout\",$C145=\"New Construction\"),$DD145,IF($CD145=\"\",\"\",IF($CD145=\"DX HP\",VLOOKUP($D145,'Factor Tables'!$N$89:$Y$105,MATCH(\"DX HP Clg\",'Factor Tables'!$N$88:$Y$88,0),FALSE),IF($CD145=\"PTHP\",VLOOKUP($D145,'Factor Tables'!$N$89:$Y$105,MATCH(\"PTHP Clg\",'Factor Tables'!$N$88:$Y$88,0),FALSE),IF(AND($CD145<>\"DX HP\",$CD145<>\"PTHP\"),VLOOKUP($D145,'Factor Tables'!$N$89:$Y$105,MATCH($CD145,'Factor Tables'!$N$88:$Y$88,0),FALSE),\"\")))))","v":""},{"$f":"IF(OR($C145=\"Replace-on-Burnout\",$C145=\"New Construction\",$CT145=\"DX HP\",$CT145=\"PTHP\"),$DE145,IF($CD145=\"\",\"\",IF($CD145=\"DX HP\",VLOOKUP($D145,'Factor Tables'!$N$89:$Y$105,MATCH(\"DX HP Htg\",'Factor Tables'!$N$88:$Y$88,0),FALSE),IF($CD145=\"PTHP\",VLOOKUP($D145,'Factor Tables'!$N$89:$Y$105,MATCH(\"PTHP Htg\",'Factor Tables'!$N$88:$Y$88,0),FALSE),0))))","v":""},"","",0,0,"kW/ton","",0,"COP",{"$f":"IF($CT145=\"\",\"\",IF(OR($CT145=\"DX HP\",$CT145=\"VRF HP\",$CT145=\"PTHP\"),VLOOKUP($D145,'Factor Tables'!$B$89:$M$105,MATCH(CONCATENATE($CT145,\" Clg\"),'Factor Tables'!$B$88:$M$88,0),FALSE),VLOOKUP($D145,'Factor Tables'!$B$89:$M$105,MATCH($CT145,'Factor Tables'!$B$88:$M$88,0),FALSE)))","v":""},{"$f":"IF($CT145=\"\",\"\",IF(OR($CT145=\"DX HP\",$CT145=\"VRF HP\",$CT145=\"PTHP\"),VLOOKUP($D145,'Factor Tables'!$B$89:$M$105,MATCH(CONCATENATE($CT145,\" Htg\"),'Factor Tables'!$B$88:$M$88,0),FALSE),0))","v":""},{"$f":"IF($CT145=\"\",\"\",IF(OR($CT145=\"DX HP\",$CT145=\"VRF HP\",$CT145=\"PTHP\"),VLOOKUP($D145,'Factor Tables'!$N$89:$Y$105,MATCH(CONCATENATE($CT145,\" Clg\"),'Factor Tables'!$N$88:$Y$88,0),FALSE),VLOOKUP($D145,'Factor Tables'!$N$89:$Y$105,MATCH($CT145,'Factor Tables'!$N$88:$Y$88,0),FALSE)))","v":""},{"$f":"IF($CT145=\"\",\"\",IF(OR($CT145=\"DX HP\",$CT145=\"VRF HP\",$CT145=\"PTHP\"),VLOOKUP($D145,'Factor Tables'!$N$89:$Y$105,MATCH(CONCATENATE($CT145,\" Htg\"),'Factor Tables'!$N$88:$Y$88,0),FALSE),0))","v":""},{"$f":"IF($AB145=\"\",0,VLOOKUP($AB145,'Utility Admin'!$E:$G,2,FALSE))","v":0},{"$f":"IF($AB145=\"\",0,VLOOKUP($AB145,'Utility Admin'!$E:$G,3,FALSE))","v":0},{"$f":"IFERROR(IF(ABS(Summary!$F$12)<=ABS(Summary!$E$12)*'Utility Admin'!$I$5,$AZ145*$DF145+$BA145*$DG145,$AZ145*$DF145+$AZ145*'Utility Admin'!$I$5*$DG145),0)","v":0},null,"Summer",null,null,null,null,null,null,null,null,null,null,{"$f":"IF(OR('Project Info'!$C$10=\"\",$C145=\"\",$D145=\"\"),\"\",VLOOKUP($D145,$DW$9:$DZ$32,MATCH($C145,$DW$9:$DZ$9,0),FALSE))","v":""},null,null,null,null,null,null,"ERROR: Contact Program Manager. Post Capacity/Unit x Post # of Units must be within +/- 20% of Pre Capacity/Unit x Pre # of Units."]
[null,137,"","",null,null,null,null,null,null,null,null,null,null,null,null,null,null,null,null,null,null,null,null,null,null,null,null,null,null,null,null,null,null,null,null,null,null,null,null,null,null,null,0,0,0,0,0,0,999999999,"",0,0,{"$f":"IFERROR(IF($DH$261>'Utility Admin'!$H$5,$BA146/$BA$5*$BB$261,$DH146),0)","v":0},"","",{"$f":"IF(AND(OR($AB146=\"DX AC Air Cooled\",$AB146=\"DX HP Air Cooled\"),OR(AND($AI146=\"Btu/hr\",$AH146<65000),AND($AI146=\"Tons\",$AH146<65000/12000)),$AC146=\"Split\",$AN146>=15.2),MAX(Baselines!$CB390,12/9.8),Baselines!$CB390)","v":0},{"$f":"Baselines!$CC390","v":0},{"$f":"Baselines!$CE390","v":0},0,0,0,0,0,0,0,0,0,0,{"$f":"IF(OR($C146<>\"Early Retirement\",$J146=\"\"),0,IF(OR($I146=\"DX AC Air Cooled\",$I146=\"DX HP Air Cooled\"),VLOOKUP($J146,'Early Retirement'!$CI$6:$CM$32,2,FALSE),IF(OR($I146=\"PTAC\",$I146=\"PTHP\"),VLOOKUP($J146,'Early Retirement'!$CI$6:$CM$32,3,FALSE),IF(AND(OR($I146=\"Air Cooled Chiller\",$I146=\"Water Cooled Chiller\"),$L146<>\"Centrifugal\"),VLOOKUP($J146,'Early Retirement'!$CI$6:$CM$32,4,FALSE),IF(AND(OR($I146=\"Air Cooled Chiller\",$I146=\"Water Cooled Chiller\"),$L146=\"Centrifugal\"),VLOOKUP($J146,'Early Retirement'!$CI$6:$CM$32,5,FALSE),\"\")))))","v":0},0,0,0,0,0,0,0,0,0,0,0,"","","",0,0,0,{"$f":"IF(AND($C146=\"Early Retirement\",$J146<>\"\",$S146<>\"\",$U146<>\"\"),$CG146,IF(AND(OR($AB146=\"DX AC Air Cooled\",$AB146=\"DX HP Air Cooled\"),OR(AND($AI146=\"Btu/hr\",$AH146<65000),AND($AI146=\"Tons\",$AH146<65000/12000)),$AC146=\"Split\",$AN146>=15.2),MAX(Baselines!$CB139,12/9.8),Baselines!$CB139))","v":0},{"$f":"IF(AND($C146=\"Early Retirement\",$J146<>\"\",$S146<>\"\",$U146<>\"\"),$CH146,Baselines!$CC139)","v":0},{"$f":"Baselines!$CD139","v":"kW/ton"},"",{"$f":"IF(AND($C146=\"Early Retirement\",$J146<>\"\",$S146<>\"\",$U146<>\"\"),$CI146,IF(AND(Baselines!$CE139=0,OR($CT146=\"DX HP\",$CT146=\"PTHP\")),$BG146,Baselines!$CE139))","v":0},"COP",{"$f":"IF(OR($C146=\"Replace-on-Burnout\",$C146=\"New Construction\"),$DB146,IF($CD146=\"\",\"\",IF(OR($CD146=\"DX HP\",$CD146=\"PTHP\"),VLOOKUP($D146,'Factor Tables'!$B$89:$M$105,MATCH(CONCATENATE($CD146,\" Clg\"),'Factor Tables'!$B$88:$M$88,0),FALSE),VLOOKUP($D146,'Factor Tables'!$B$89:$M$105,MATCH($CD146,'Factor Tables'!$B$88:$M$88,0),FALSE))))","v":""},{"$f":"IF(OR($C146=\"Replace-on-Burnout\",$C146=\"New Construction\"),$DC146,IF($CD146=\"\",\"\",IF($CD146=\"DX HP\",VLOOKUP($D146,'Factor Tables'!$B$89:$M$105,MATCH(\"DX HP Htg\",'Factor Tables'!$B$88:$M$88,0),FALSE),0)))","v":""},{"$f":"IF(OR($C146=\"Replace-on-Burnout\",$C146=\"New Construction\"),$DD146,IF($CD146=\"\",\"\",IF($CD146=\"DX HP\",VLOOKUP($D146,'Factor Tables'!$N$89:$Y$105,MATCH(\"DX HP Clg\",'Factor Tables'!$N$88:$Y$88,0),FALSE),IF($CD146=\"PTHP\",VLOOKUP($D146,'Factor Tables'!$N$89:$Y$105,MATCH(\"PTHP Clg\",'Factor Tables'!$N$88:$Y$88,0),FALSE),IF(AND($CD146<>\"DX HP\",$CD146<>\"PTHP\"),VLOOKUP($D146,'Factor Tables'!$N$89:$Y$105,MATCH($CD146,'Factor Tables'!$N$88:$Y$88,0),FALSE),\"\")))))","v":""},{"$f":"IF(OR($C146=\"Replace-on-Burnout\",$C146=\"New Construction\",$CT146=\"DX HP\",$CT146=\"PTHP\"),$DE146,IF($CD146=\"\",\"\",IF($CD146=\"DX HP\",VLOOKUP($D146,'Factor Tables'!$N$89:$Y$105,MATCH(\"DX HP Htg\",'Factor Tables'!$N$88:$Y$88,0),FALSE),IF($CD146=\"PTHP\",VLOOKUP($D146,'Factor Tables'!$N$89:$Y$105,MATCH(\"PTHP Htg\",'Factor Tables'!$N$88:$Y$88,0),FALSE),0))))","v":""},"","",0,0,"kW/ton","",0,"COP",{"$f":"IF($CT146=\"\",\"\",IF(OR($CT146=\"DX HP\",$CT146=\"VRF HP\",$CT146=\"PTHP\"),VLOOKUP($D146,'Factor Tables'!$B$89:$M$105,MATCH(CONCATENATE($CT146,\" Clg\"),'Factor Tables'!$B$88:$M$88,0),FALSE),VLOOKUP($D146,'Factor Tables'!$B$89:$M$105,MATCH($CT146,'Factor Tables'!$B$88:$M$88,0),FALSE)))","v":""},{"$f":"IF($CT146=\"\",\"\",IF(OR($CT146=\"DX HP\",$CT146=\"VRF HP\",$CT146=\"PTHP\"),VLOOKUP($D146,'Factor Tables'!$B$89:$M$105,MATCH(CONCATENATE($CT146,\" Htg\"),'Factor Tables'!$B$88:$M$88,0),FALSE),0))","v":""},{"$f":"IF($CT146=\"\",\"\",IF(OR($CT146=\"DX HP\",$CT146=\"VRF HP\",$CT146=\"PTHP\"),VLOOKUP($D146,'Factor Tables'!$N$89:$Y$105,MATCH(CONCATENATE($CT146,\" Clg\"),'Factor Tables'!$N$88:$Y$88,0),FALSE),VLOOKUP($D146,'Factor Tables'!$N$89:$Y$105,MATCH($CT146,'Factor Tables'!$N$88:$Y$88,0),FALSE)))","v":""},{"$f":"IF($CT146=\"\",\"\",IF(OR($CT146=\"DX HP\",$CT146=\"VRF HP\",$CT146=\"PTHP\"),VLOOKUP($D146,'Factor Tables'!$N$89:$Y$105,MATCH(CONCATENATE($CT146,\" Htg\"),'Factor Tables'!$N$88:$Y$88,0),FALSE),0))","v":""},{"$f":"IF($AB146=\"\",0,VLOOKUP($AB146,'Utility Admin'!$E:$G,2,FALSE))","v":0},{"$f":"IF($AB146=\"\",0,VLOOKUP($AB146,'Utility Admin'!$E:$G,3,FALSE))","v":0},{"$f":"IFERROR(IF(ABS(Summary!$F$12)<=ABS(Summary!$E$12)*'Utility Admin'!$I$5,$AZ146*$DF146+$BA146*$DG146,$AZ146*$DF146+$AZ146*'Utility Admin'!$I$5*$DG146),0)","v":0},null,"Summer",null,null,null,null,null,null,null,null,null,null,{"$f":"IF(OR('Project Info'!$C$10=\"\",$C146=\"\",$D146=\"\"),\"\",VLOOKUP($D146,$DW$9:$DZ$32,MATCH($C146,$DW$9:$DZ$9,0),FALSE))","v":""},null,null,null,null,null,null,"ERROR: Contact Program Manager. Post Capacity/Unit x Post # of Units must be within +/- 20% of Pre Capacity/Unit x Pre # of Units."]
[null,138,"","",null,null,null,null,null,null,null,null,null,null,null,null,null,null,null,null,null,null,null,null,null,null,null,null,null,null,null,null,null,null,null,null,null,null,null,null,null,null,null,0,0,0,0,0,0,999999999,"",0,0,{"$f":"IFERROR(IF($DH$261>'Utility Admin'!$H$5,$BA147/$BA$5*$BB$261,$DH147),0)","v":0},"","",{"$f":"IF(AND(OR($AB147=\"DX AC Air Cooled\",$AB147=\"DX HP Air Cooled\"),OR(AND($AI147=\"Btu/hr\",$AH147<65000),AND($AI147=\"Tons\",$AH147<65000/12000)),$AC147=\"Split\",$AN147>=15.2),MAX(Baselines!$CB391,12/9.8),Baselines!$CB391)","v":0},{"$f":"Baselines!$CC391","v":0},{"$f":"Baselines!$CE391","v":0},0,0,0,0,0,0,0,0,0,0,{"$f":"IF(OR($C147<>\"Early Retirement\",$J147=\"\"),0,IF(OR($I147=\"DX AC Air Cooled\",$I147=\"DX HP Air Cooled\"),VLOOKUP($J147,'Early Retirement'!$CI$6:$CM$32,2,FALSE),IF(OR($I147=\"PTAC\",$I147=\"PTHP\"),VLOOKUP($J147,'Early Retirement'!$CI$6:$CM$32,3,FALSE),IF(AND(OR($I147=\"Air Cooled Chiller\",$I147=\"Water Cooled Chiller\"),$L147<>\"Centrifugal\"),VLOOKUP($J147,'Early Retirement'!$CI$6:$CM$32,4,FALSE),IF(AND(OR($I147=\"Air Cooled Chiller\",$I147=\"Water Cooled Chiller\"),$L147=\"Centrifugal\"),VLOOKUP($J147,'Early Retirement'!$CI$6:$CM$32,5,FALSE),\"\")))))","v":0},0,0,0,0,0,0,0,0,0,0,0,"","","",0,0,0,{"$f":"IF(AND($C147=\"Early Retirement\",$J147<>\"\",$S147<>\"\",$U147<>\"\"),$CG147,IF(AND(OR($AB147=\"DX AC Air Cooled\",$AB147=\"DX HP Air Cooled\"),OR(AND($AI147=\"Btu/hr\",$AH147<65000),AND($AI147=\"Tons\",$AH147<65000/12000)),$AC147=\"Split\",$AN147>=15.2),MAX(Baselines!$CB140,12/9.8),Baselines!$CB140))","v":0},{"$f":"IF(AND($C147=\"Early Retirement\",$J147<>\"\",$S147<>\"\",$U147<>\"\"),$CH147,Baselines!$CC140)","v":0},{"$f":"Baselines!$CD140","v":"kW/ton"},"",{"$f":"IF(AND($C147=\"Early Retirement\",$J147<>\"\",$S147<>\"\",$U147<>\"\"),$CI147,IF(AND(Baselines!$CE140=0,OR($CT147=\"DX HP\",$CT147=\"PTHP\")),$BG147,Baselines!$CE140))","v":0},"COP",{"$f":"IF(OR($C147=\"Replace-on-Burnout\",$C147=\"New Construction\"),$DB147,IF($CD147=\"\",\"\",IF(OR($CD147=\"DX HP\",$CD147=\"PTHP\"),VLOOKUP($D147,'Factor Tables'!$B$89:$M$105,MATCH(CONCATENATE($CD147,\" Clg\"),'Factor Tables'!$B$88:$M$88,0),FALSE),VLOOKUP($D147,'Factor Tables'!$B$89:$M$105,MATCH($CD147,'Factor Tables'!$B$88:$M$88,0),FALSE))))","v":""},{"$f":"IF(OR($C147=\"Replace-on-Burnout\",$C147=\"New Construction\"),$DC147,IF($CD147=\"\",\"\",IF($CD147=\"DX HP\",VLOOKUP($D147,'Factor Tables'!$B$89:$M$105,MATCH(\"DX HP Htg\",'Factor Tables'!$B$88:$M$88,0),FALSE),0)))","v":""},{"$f":"IF(OR($C147=\"Replace-on-Burnout\",$C147=\"New Construction\"),$DD147,IF($CD147=\"\",\"\",IF($CD147=\"DX HP\",VLOOKUP($D147,'Factor Tables'!$N$89:$Y$105,MATCH(\"DX HP Clg\",'Factor Tables'!$N$88:$Y$88,0),FALSE),IF($CD147=\"PTHP\",VLOOKUP($D147,'Factor Tables'!$N$89:$Y$105,MATCH(\"PTHP Clg\",'Factor Tables'!$N$88:$Y$88,0),FALSE),IF(AND($CD147<>\"DX HP\",$CD147<>\"PTHP\"),VLOOKUP($D147,'Factor Tables'!$N$89:$Y$105,MATCH($CD147,'Factor Tables'!$N$88:$Y$88,0),FALSE),\"\")))))","v":""},{"$f":"IF(OR($C147=\"Replace-on-Burnout\",$C147=\"New Construction\",$CT147=\"DX HP\",$CT147=\"PTHP\"),$DE147,IF($CD147=\"\",\"\",IF($CD147=\"DX HP\",VLOOKUP($D147,'Factor Tables'!$N$89:$Y$105,MATCH(\"DX HP Htg\",'Factor Tables'!$N$88:$Y$88,0),FALSE),IF($CD147=\"PTHP\",VLOOKUP($D147,'Factor Tables'!$N$89:$Y$105,MATCH(\"PTHP Htg\",'Factor Tables'!$N$88:$Y$88,0),FALSE),0))))","v":""},"","",0,0,"kW/ton","",0,"COP",{"$f":"IF($CT147=\"\",\"\",IF(OR($CT147=\"DX HP\",$CT147=\"VRF HP\",$CT147=\"PTHP\"),VLOOKUP($D147,'Factor Tables'!$B$89:$M$105,MATCH(CONCATENATE($CT147,\" Clg\"),'Factor Tables'!$B$88:$M$88,0),FALSE),VLOOKUP($D147,'Factor Tables'!$B$89:$M$105,MATCH($CT147,'Factor Tables'!$B$88:$M$88,0),FALSE)))","v":""},{"$f":"IF($CT147=\"\",\"\",IF(OR($CT147=\"DX HP\",$CT147=\"VRF HP\",$CT147=\"PTHP\"),VLOOKUP($D147,'Factor Tables'!$B$89:$M$105,MATCH(CONCATENATE($CT147,\" Htg\"),'Factor Tables'!$B$88:$M$88,0),FALSE),0))","v":""},{"$f":"IF($CT147=\"\",\"\",IF(OR($CT147=\"DX HP\",$CT147=\"VRF HP\",$CT147=\"PTHP\"),VLOOKUP($D147,'Factor Tables'!$N$89:$Y$105,MATCH(CONCATENATE($CT147,\" Clg\"),'Factor Tables'!$N$88:$Y$88,0),FALSE),VLOOKUP($D147,'Factor Tables'!$N$89:$Y$105,MATCH($CT147,'Factor Tables'!$N$88:$Y$88,0),FALSE)))","v":""},{"$f":"IF($CT147=\"\",\"\",IF(OR($CT147=\"DX HP\",$CT147=\"VRF HP\",$CT147=\"PTHP\"),VLOOKUP($D147,'Factor Tables'!$N$89:$Y$105,MATCH(CONCATENATE($CT147,\" Htg\"),'Factor Tables'!$N$88:$Y$88,0),FALSE),0))","v":""},{"$f":"IF($AB147=\"\",0,VLOOKUP($AB147,'Utility Admin'!$E:$G,2,FALSE))","v":0},{"$f":"IF($AB147=\"\",0,VLOOKUP($AB147,'Utility Admin'!$E:$G,3,FALSE))","v":0},{"$f":"IFERROR(IF(ABS(Summary!$F$12)<=ABS(Summary!$E$12)*'Utility Admin'!$I$5,$AZ147*$DF147+$BA147*$DG147,$AZ147*$DF147+$AZ147*'Utility Admin'!$I$5*$DG147),0)","v":0},null,"Summer",null,null,null,null,null,null,null,null,null,null,{"$f":"IF(OR('Project Info'!$C$10=\"\",$C147=\"\",$D147=\"\"),\"\",VLOOKUP($D147,$DW$9:$DZ$32,MATCH($C147,$DW$9:$DZ$9,0),FALSE))","v":""},null,null,null,null,null,null,"ERROR: Contact Program Manager. Post Capacity/Unit x Post # of Units must be within +/- 20% of Pre Capacity/Unit x Pre # of Units."]
[null,139,"","",null,null,null,null,null,null,null,null,null,null,null,null,null,null,null,null,null,null,null,null,null,null,null,null,null,null,null,null,null,null,null,null,null,null,null,null,null,null,null,0,0,0,0,0,0,999999999,"",0,0,{"$f":"IFERROR(IF($DH$261>'Utility Admin'!$H$5,$BA148/$BA$5*$BB$261,$DH148),0)","v":0},"","",{"$f":"IF(AND(OR($AB148=\"DX AC Air Cooled\",$AB148=\"DX HP Air Cooled\"),OR(AND($AI148=\"Btu/hr\",$AH148<65000),AND($AI148=\"Tons\",$AH148<65000/12000)),$AC148=\"Split\",$AN148>=15.2),MAX(Baselines!$CB392,12/9.8),Baselines!$CB392)","v":0},{"$f":"Baselines!$CC392","v":0},{"$f":"Baselines!$CE392","v":0},0,0,0,0,0,0,0,0,0,0,{"$f":"IF(OR($C148<>\"Early Retirement\",$J148=\"\"),0,IF(OR($I148=\"DX AC Air Cooled\",$I148=\"DX HP Air Cooled\"),VLOOKUP($J148,'Early Retirement'!$CI$6:$CM$32,2,FALSE),IF(OR($I148=\"PTAC\",$I148=\"PTHP\"),VLOOKUP($J148,'Early Retirement'!$CI$6:$CM$32,3,FALSE),IF(AND(OR($I148=\"Air Cooled Chiller\",$I148=\"Water Cooled Chiller\"),$L148<>\"Centrifugal\"),VLOOKUP($J148,'Early Retirement'!$CI$6:$CM$32,4,FALSE),IF(AND(OR($I148=\"Air Cooled Chiller\",$I148=\"Water Cooled Chiller\"),$L148=\"Centrifugal\"),VLOOKUP($J148,'Early Retirement'!$CI$6:$CM$32,5,FALSE),\"\")))))","v":0},0,0,0,0,0,0,0,0,0,0,0,"","","",0,0,0,{"$f":"IF(AND($C148=\"Early Retirement\",$J148<>\"\",$S148<>\"\",$U148<>\"\"),$CG148,IF(AND(OR($AB148=\"DX AC Air Cooled\",$AB148=\"DX HP Air Cooled\"),OR(AND($AI148=\"Btu/hr\",$AH148<65000),AND($AI148=\"Tons\",$AH148<65000/12000)),$AC148=\"Split\",$AN148>=15.2),MAX(Baselines!$CB141,12/9.8),Baselines!$CB141))","v":0},{"$f":"IF(AND($C148=\"Early Retirement\",$J148<>\"\",$S148<>\"\",$U148<>\"\"),$CH148,Baselines!$CC141)","v":0},{"$f":"Baselines!$CD141","v":"kW/ton"},"",{"$f":"IF(AND($C148=\"Early Retirement\",$J148<>\"\",$S148<>\"\",$U148<>\"\"),$CI148,IF(AND(Baselines!$CE141=0,OR($CT148=\"DX HP\",$CT148=\"PTHP\")),$BG148,Baselines!$CE141))","v":0},"COP",{"$f":"IF(OR($C148=\"Replace-on-Burnout\",$C148=\"New Construction\"),$DB148,IF($CD148=\"\",\"\",IF(OR($CD148=\"DX HP\",$CD148=\"PTHP\"),VLOOKUP($D148,'Factor Tables'!$B$89:$M$105,MATCH(CONCATENATE($CD148,\" Clg\"),'Factor Tables'!$B$88:$M$88,0),FALSE),VLOOKUP($D148,'Factor Tables'!$B$89:$M$105,MATCH($CD148,'Factor Tables'!$B$88:$M$88,0),FALSE))))","v":""},{"$f":"IF(OR($C148=\"Replace-on-Burnout\",$C148=\"New Construction\"),$DC148,IF($CD148=\"\",\"\",IF($CD148=\"DX HP\",VLOOKUP($D148,'Factor Tables'!$B$89:$M$105,MATCH(\"DX HP Htg\",'Factor Tables'!$B$88:$M$88,0),FALSE),0)))","v":""},{"$f":"IF(OR($C148=\"Replace-on-Burnout\",$C148=\"New Construction\"),$DD148,IF($CD148=\"\",\"\",IF($CD148=\"DX HP\",VLOOKUP($D148,'Factor Tables'!$N$89:$Y$105,MATCH(\"DX HP Clg\",'Factor Tables'!$N$88:$Y$88,0),FALSE),IF($CD148=\"PTHP\",VLOOKUP($D148,'Factor Tables'!$N$89:$Y$105,MATCH(\"PTHP Clg\",'Factor Tables'!$N$88:$Y$88,0),FALSE),IF(AND($CD148<>\"DX HP\",$CD148<>\"PTHP\"),VLOOKUP($D148,'Factor Tables'!$N$89:$Y$105,MATCH($CD148,'Factor Tables'!$N$88:$Y$88,0),FALSE),\"\")))))","v":""},{"$f":"IF(OR($C148=\"Replace-on-Burnout\",$C148=\"New Construction\",$CT148=\"DX HP\",$CT148=\"PTHP\"),$DE148,IF($CD148=\"\",\"\",IF($CD148=\"DX HP\",VLOOKUP($D148,'Factor Tables'!$N$89:$Y$105,MATCH(\"DX HP Htg\",'Factor Tables'!$N$88:$Y$88,0),FALSE),IF($CD148=\"PTHP\",VLOOKUP($D148,'Factor Tables'!$N$89:$Y$105,MATCH(\"PTHP Htg\",'Factor Tables'!$N$88:$Y$88,0),FALSE),0))))","v":""},"","",0,0,"kW/ton","",0,"COP",{"$f":"IF($CT148=\"\",\"\",IF(OR($CT148=\"DX HP\",$CT148=\"VRF HP\",$CT148=\"PTHP\"),VLOOKUP($D148,'Factor Tables'!$B$89:$M$105,MATCH(CONCATENATE($CT148,\" Clg\"),'Factor Tables'!$B$88:$M$88,0),FALSE),VLOOKUP($D148,'Factor Tables'!$B$89:$M$105,MATCH($CT148,'Factor Tables'!$B$88:$M$88,0),FALSE)))","v":""},{"$f":"IF($CT148=\"\",\"\",IF(OR($CT148=\"DX HP\",$CT148=\"VRF HP\",$CT148=\"PTHP\"),VLOOKUP($D148,'Factor Tables'!$B$89:$M$105,MATCH(CONCATENATE($CT148,\" Htg\"),'Factor Tables'!$B$88:$M$88,0),FALSE),0))","v":""},{"$f":"IF($CT148=\"\",\"\",IF(OR($CT148=\"DX HP\",$CT148=\"VRF HP\",$CT148=\"PTHP\"),VLOOKUP($D148,'Factor Tables'!$N$89:$Y$105,MATCH(CONCATENATE($CT148,\" Clg\"),'Factor Tables'!$N$88:$Y$88,0),FALSE),VLOOKUP($D148,'Factor Tables'!$N$89:$Y$105,MATCH($CT148,'Factor Tables'!$N$88:$Y$88,0),FALSE)))","v":""},{"$f":"IF($CT148=\"\",\"\",IF(OR($CT148=\"DX HP\",$CT148=\"VRF HP\",$CT148=\"PTHP\"),VLOOKUP($D148,'Factor Tables'!$N$89:$Y$105,MATCH(CONCATENATE($CT148,\" Htg\"),'Factor Tables'!$N$88:$Y$88,0),FALSE),0))","v":""},{"$f":"IF($AB148=\"\",0,VLOOKUP($AB148,'Utility Admin'!$E:$G,2,FALSE))","v":0},{"$f":"IF($AB148=\"\",0,VLOOKUP($AB148,'Utility Admin'!$E:$G,3,FALSE))","v":0},{"$f":"IFERROR(IF(ABS(Summary!$F$12)<=ABS(Summary!$E$12)*'Utility Admin'!$I$5,$AZ148*$DF148+$BA148*$DG148,$AZ148*$DF148+$AZ148*'Utility Admin'!$I$5*$DG148),0)","v":0},null,"Summer",null,null,null,null,null,null,null,null,null,null,{"$f":"IF(OR('Project Info'!$C$10=\"\",$C148=\"\",$D148=\"\"),\"\",VLOOKUP($D148,$DW$9:$DZ$32,MATCH($C148,$DW$9:$DZ$9,0),FALSE))","v":""},null,null,null,null,null,null,"ERROR: Contact Program Manager. Post Capacity/Unit x Post # of Units must be within +/- 20% of Pre Capacity/Unit x Pre # of Units."]
[null,140,"","",null,null,null,null,null,null,null,null,null,null,null,null,null,null,null,null,null,null,null,null,null,null,null,null,null,null,null,null,null,null,null,null,null,null,null,null,null,null,null,0,0,0,0,0,0,999999999,"",0,0,{"$f":"IFERROR(IF($DH$261>'Utility Admin'!$H$5,$BA149/$BA$5*$BB$261,$DH149),0)","v":0},"","",{"$f":"IF(AND(OR($AB149=\"DX AC Air Cooled\",$AB149=\"DX HP Air Cooled\"),OR(AND($AI149=\"Btu/hr\",$AH149<65000),AND($AI149=\"Tons\",$AH149<65000/12000)),$AC149=\"Split\",$AN149>=15.2),MAX(Baselines!$CB393,12/9.8),Baselines!$CB393)","v":0},{"$f":"Baselines!$CC393","v":0},{"$f":"Baselines!$CE393","v":0},0,0,0,0,0,0,0,0,0,0,{"$f":"IF(OR($C149<>\"Early Retirement\",$J149=\"\"),0,IF(OR($I149=\"DX AC Air Cooled\",$I149=\"DX HP Air Cooled\"),VLOOKUP($J149,'Early Retirement'!$CI$6:$CM$32,2,FALSE),IF(OR($I149=\"PTAC\",$I149=\"PTHP\"),VLOOKUP($J149,'Early Retirement'!$CI$6:$CM$32,3,FALSE),IF(AND(OR($I149=\"Air Cooled Chiller\",$I149=\"Water Cooled Chiller\"),$L149<>\"Centrifugal\"),VLOOKUP($J149,'Early Retirement'!$CI$6:$CM$32,4,FALSE),IF(AND(OR($I149=\"Air Cooled Chiller\",$I149=\"Water Cooled Chiller\"),$L149=\"Centrifugal\"),VLOOKUP($J149,'Early Retirement'!$CI$6:$CM$32,5,FALSE),\"\")))))","v":0},0,0,0,0,0,0,0,0,0,0,0,"","","",0,0,0,{"$f":"IF(AND($C149=\"Early Retirement\",$J149<>\"\",$S149<>\"\",$U149<>\"\"),$CG149,IF(AND(OR($AB149=\"DX AC Air Cooled\",$AB149=\"DX HP Air Cooled\"),OR(AND($AI149=\"Btu/hr\",$AH149<65000),AND($AI149=\"Tons\",$AH149<65000/12000)),$AC149=\"Split\",$AN149>=15.2),MAX(Baselines!$CB142,12/9.8),Baselines!$CB142))","v":0},{"$f":"IF(AND($C149=\"Early Retirement\",$J149<>\"\",$S149<>\"\",$U149<>\"\"),$CH149,Baselines!$CC142)","v":0},{"$f":"Baselines!$CD142","v":"kW/ton"},"",{"$f":"IF(AND($C149=\"Early Retirement\",$J149<>\"\",$S149<>\"\",$U149<>\"\"),$CI149,IF(AND(Baselines!$CE142=0,OR($CT149=\"DX HP\",$CT149=\"PTHP\")),$BG149,Baselines!$CE142))","v":0},"COP",{"$f":"IF(OR($C149=\"Replace-on-Burnout\",$C149=\"New Construction\"),$DB149,IF($CD149=\"\",\"\",IF(OR($CD149=\"DX HP\",$CD149=\"PTHP\"),VLOOKUP($D149,'Factor Tables'!$B$89:$M$105,MATCH(CONCATENATE($CD149,\" Clg\"),'Factor Tables'!$B$88:$M$88,0),FALSE),VLOOKUP($D149,'Factor Tables'!$B$89:$M$105,MATCH($CD149,'Factor Tables'!$B$88:$M$88,0),FALSE))))","v":""},{"$f":"IF(OR($C149=\"Replace-on-Burnout\",$C149=\"New Construction\"),$DC149,IF($CD149=\"\",\"\",IF($CD149=\"DX HP\",VLOOKUP($D149,'Factor Tables'!$B$89:$M$105,MATCH(\"DX HP Htg\",'Factor Tables'!$B$88:$M$88,0),FALSE),0)))","v":""},{"$f":"IF(OR($C149=\"Replace-on-Burnout\",$C149=\"New Construction\"),$DD149,IF($CD149=\"\",\"\",IF($CD149=\"DX HP\",VLOOKUP($D149,'Factor Tables'!$N$89:$Y$105,MATCH(\"DX HP Clg\",'Factor Tables'!$N$88:$Y$88,0),FALSE),IF($CD149=\"PTHP\",VLOOKUP($D149,'Factor Tables'!$N$89:$Y$105,MATCH(\"PTHP Clg\",'Factor Tables'!$N$88:$Y$88,0),FALSE),IF(AND($CD149<>\"DX HP\",$CD149<>\"PTHP\"),VLOOKUP($D149,'Factor Tables'!$N$89:$Y$105,MATCH($CD149,'Factor Tables'!$N$88:$Y$88,0),FALSE),\"\")))))","v":""},{"$f":"IF(OR($C149=\"Replace-on-Burnout\",$C149=\"New Construction\",$CT149=\"DX HP\",$CT149=\"PTHP\"),$DE149,IF($CD149=\"\",\"\",IF($CD149=\"DX HP\",VLOOKUP($D149,'Factor Tables'!$N$89:$Y$105,MATCH(\"DX HP Htg\",'Factor Tables'!$N$88:$Y$88,0),FALSE),IF($CD149=\"PTHP\",VLOOKUP($D149,'Factor Tables'!$N$89:$Y$105,MATCH(\"PTHP Htg\",'Factor Tables'!$N$88:$Y$88,0),FALSE),0))))","v":""},"","",0,0,"kW/ton","",0,"COP",{"$f":"IF($CT149=\"\",\"\",IF(OR($CT149=\"DX HP\",$CT149=\"VRF HP\",$CT149=\"PTHP\"),VLOOKUP($D149,'Factor Tables'!$B$89:$M$105,MATCH(CONCATENATE($CT149,\" Clg\"),'Factor Tables'!$B$88:$M$88,0),FALSE),VLOOKUP($D149,'Factor Tables'!$B$89:$M$105,MATCH($CT149,'Factor Tables'!$B$88:$M$88,0),FALSE)))","v":""},{"$f":"IF($CT149=\"\",\"\",IF(OR($CT149=\"DX HP\",$CT149=\"VRF HP\",$CT149=\"PTHP\"),VLOOKUP($D149,'Factor Tables'!$B$89:$M$105,MATCH(CONCATENATE($CT149,\" Htg\"),'Factor Tables'!$B$88:$M$88,0),FALSE),0))","v":""},{"$f":"IF($CT149=\"\",\"\",IF(OR($CT149=\"DX HP\",$CT149=\"VRF HP\",$CT149=\"PTHP\"),VLOOKUP($D149,'Factor Tables'!$N$89:$Y$105,MATCH(CONCATENATE($CT149,\" Clg\"),'Factor Tables'!$N$88:$Y$88,0),FALSE),VLOOKUP($D149,'Factor Tables'!$N$89:$Y$105,MATCH($CT149,'Factor Tables'!$N$88:$Y$88,0),FALSE)))","v":""},{"$f":"IF($CT149=\"\",\"\",IF(OR($CT149=\"DX HP\",$CT149=\"VRF HP\",$CT149=\"PTHP\"),VLOOKUP($D149,'Factor Tables'!$N$89:$Y$105,MATCH(CONCATENATE($CT149,\" Htg\"),'Factor Tables'!$N$88:$Y$88,0),FALSE),0))","v":""},{"$f":"IF($AB149=\"\",0,VLOOKUP($AB149,'Utility Admin'!$E:$G,2,FALSE))","v":0},{"$f":"IF($AB149=\"\",0,VLOOKUP($AB149,'Utility Admin'!$E:$G,3,FALSE))","v":0},{"$f":"IFERROR(IF(ABS(Summary!$F$12)<=ABS(Summary!$E$12)*'Utility Admin'!$I$5,$AZ149*$DF149+$BA149*$DG149,$AZ149*$DF149+$AZ149*'Utility Admin'!$I$5*$DG149),0)","v":0},null,"Summer",null,null,null,null,null,null,null,null,null,null,{"$f":"IF(OR('Project Info'!$C$10=\"\",$C149=\"\",$D149=\"\"),\"\",VLOOKUP($D149,$DW$9:$DZ$32,MATCH($C149,$DW$9:$DZ$9,0),FALSE))","v":""},null,null,null,null,null,null,"ERROR: Contact Program Manager. Post Capacity/Unit x Post # of Units must be within +/- 20% of Pre Capacity/Unit x Pre # of Units."]
[null,141,"","",null,null,null,null,null,null,null,null,null,null,null,null,null,null,null,null,null,null,null,null,null,null,null,null,null,null,null,null,null,null,null,null,null,null,null,null,null,null,null,0,0,0,0,0,0,999999999,"",0,0,{"$f":"IFERROR(IF($DH$261>'Utility Admin'!$H$5,$BA150/$BA$5*$BB$261,$DH150),0)","v":0},"","",{"$f":"IF(AND(OR($AB150=\"DX AC Air Cooled\",$AB150=\"DX HP Air Cooled\"),OR(AND($AI150=\"Btu/hr\",$AH150<65000),AND($AI150=\"Tons\",$AH150<65000/12000)),$AC150=\"Split\",$AN150>=15.2),MAX(Baselines!$CB394,12/9.8),Baselines!$CB394)","v":0},{"$f":"Baselines!$CC394","v":0},{"$f":"Baselines!$CE394","v":0},0,0,0,0,0,0,0,0,0,0,{"$f":"IF(OR($C150<>\"Early Retirement\",$J150=\"\"),0,IF(OR($I150=\"DX AC Air Cooled\",$I150=\"DX HP Air Cooled\"),VLOOKUP($J150,'Early Retirement'!$CI$6:$CM$32,2,FALSE),IF(OR($I150=\"PTAC\",$I150=\"PTHP\"),VLOOKUP($J150,'Early Retirement'!$CI$6:$CM$32,3,FALSE),IF(AND(OR($I150=\"Air Cooled Chiller\",$I150=\"Water Cooled Chiller\"),$L150<>\"Centrifugal\"),VLOOKUP($J150,'Early Retirement'!$CI$6:$CM$32,4,FALSE),IF(AND(OR($I150=\"Air Cooled Chiller\",$I150=\"Water Cooled Chiller\"),$L150=\"Centrifugal\"),VLOOKUP($J150,'Early Retirement'!$CI$6:$CM$32,5,FALSE),\"\")))))","v":0},0,0,0,0,0,0,0,0,0,0,0,"","","",0,0,0,{"$f":"IF(AND($C150=\"Early Retirement\",$J150<>\"\",$S150<>\"\",$U150<>\"\"),$CG150,IF(AND(OR($AB150=\"DX AC Air Cooled\",$AB150=\"DX HP Air Cooled\"),OR(AND($AI150=\"Btu/hr\",$AH150<65000),AND($AI150=\"Tons\",$AH150<65000/12000)),$AC150=\"Split\",$AN150>=15.2),MAX(Baselines!$CB143,12/9.8),Baselines!$CB143))","v":0},{"$f":"IF(AND($C150=\"Early Retirement\",$J150<>\"\",$S150<>\"\",$U150<>\"\"),$CH150,Baselines!$CC143)","v":0},{"$f":"Baselines!$CD143","v":"kW/ton"},"",{"$f":"IF(AND($C150=\"Early Retirement\",$J150<>\"\",$S150<>\"\",$U150<>\"\"),$CI150,IF(AND(Baselines!$CE143=0,OR($CT150=\"DX HP\",$CT150=\"PTHP\")),$BG150,Baselines!$CE143))","v":0},"COP",{"$f":"IF(OR($C150=\"Replace-on-Burnout\",$C150=\"New Construction\"),$DB150,IF($CD150=\"\",\"\",IF(OR($CD150=\"DX HP\",$CD150=\"PTHP\"),VLOOKUP($D150,'Factor Tables'!$B$89:$M$105,MATCH(CONCATENATE($CD150,\" Clg\"),'Factor Tables'!$B$88:$M$88,0),FALSE),VLOOKUP($D150,'Factor Tables'!$B$89:$M$105,MATCH($CD150,'Factor Tables'!$B$88:$M$88,0),FALSE))))","v":""},{"$f":"IF(OR($C150=\"Replace-on-Burnout\",$C150=\"New Construction\"),$DC150,IF($CD150=\"\",\"\",IF($CD150=\"DX HP\",VLOOKUP($D150,'Factor Tables'!$B$89:$M$105,MATCH(\"DX HP Htg\",'Factor Tables'!$B$88:$M$88,0),FALSE),0)))","v":""},{"$f":"IF(OR($C150=\"Replace-on-Burnout\",$C150=\"New Construction\"),$DD150,IF($CD150=\"\",\"\",IF($CD150=\"DX HP\",VLOOKUP($D150,'Factor Tables'!$N$89:$Y$105,MATCH(\"DX HP Clg\",'Factor Tables'!$N$88:$Y$88,0),FALSE),IF($CD150=\"PTHP\",VLOOKUP($D150,'Factor Tables'!$N$89:$Y$105,MATCH(\"PTHP Clg\",'Factor Tables'!$N$88:$Y$88,0),FALSE),IF(AND($CD150<>\"DX HP\",$CD150<>\"PTHP\"),VLOOKUP($D150,'Factor Tables'!$N$89:$Y$105,MATCH($CD150,'Factor Tables'!$N$88:$Y$88,0),FALSE),\"\")))))","v":""},{"$f":"IF(OR($C150=\"Replace-on-Burnout\",$C150=\"New Construction\",$CT150=\"DX HP\",$CT150=\"PTHP\"),$DE150,IF($CD150=\"\",\"\",IF($CD150=\"DX HP\",VLOOKUP($D150,'Factor Tables'!$N$89:$Y$105,MATCH(\"DX HP Htg\",'Factor Tables'!$N$88:$Y$88,0),FALSE),IF($CD150=\"PTHP\",VLOOKUP($D150,'Factor Tables'!$N$89:$Y$105,MATCH(\"PTHP Htg\",'Factor Tables'!$N$88:$Y$88,0),FALSE),0))))","v":""},"","",0,0,"kW/ton","",0,"COP",{"$f":"IF($CT150=\"\",\"\",IF(OR($CT150=\"DX HP\",$CT150=\"VRF HP\",$CT150=\"PTHP\"),VLOOKUP($D150,'Factor Tables'!$B$89:$M$105,MATCH(CONCATENATE($CT150,\" Clg\"),'Factor Tables'!$B$88:$M$88,0),FALSE),VLOOKUP($D150,'Factor Tables'!$B$89:$M$105,MATCH($CT150,'Factor Tables'!$B$88:$M$88,0),FALSE)))","v":""},{"$f":"IF($CT150=\"\",\"\",IF(OR($CT150=\"DX HP\",$CT150=\"VRF HP\",$CT150=\"PTHP\"),VLOOKUP($D150,'Factor Tables'!$B$89:$M$105,MATCH(CONCATENATE($CT150,\" Htg\"),'Factor Tables'!$B$88:$M$88,0),FALSE),0))","v":""},{"$f":"IF($CT150=\"\",\"\",IF(OR($CT150=\"DX HP\",$CT150=\"VRF HP\",$CT150=\"PTHP\"),VLOOKUP($D150,'Factor Tables'!$N$89:$Y$105,MATCH(CONCATENATE($CT150,\" Clg\"),'Factor Tables'!$N$88:$Y$88,0),FALSE),VLOOKUP($D150,'Factor Tables'!$N$89:$Y$105,MATCH($CT150,'Factor Tables'!$N$88:$Y$88,0),FALSE)))","v":""},{"$f":"IF($CT150=\"\",\"\",IF(OR($CT150=\"DX HP\",$CT150=\"VRF HP\",$CT150=\"PTHP\"),VLOOKUP($D150,'Factor Tables'!$N$89:$Y$105,MATCH(CONCATENATE($CT150,\" Htg\"),'Factor Tables'!$N$88:$Y$88,0),FALSE),0))","v":""},{"$f":"IF($AB150=\"\",0,VLOOKUP($AB150,'Utility Admin'!$E:$G,2,FALSE))","v":0},{"$f":"IF($AB150=\"\",0,VLOOKUP($AB150,'Utility Admin'!$E:$G,3,FALSE))","v":0},{"$f":"IFERROR(IF(ABS(Summary!$F$12)<=ABS(Summary!$E$12)*'Utility Admin'!$I$5,$AZ150*$DF150+$BA150*$DG150,$AZ150*$DF150+$AZ150*'Utility Admin'!$I$5*$DG150),0)","v":0},null,"Summer",null,null,null,null,null,null,null,null,null,null,{"$f":"IF(OR('Project Info'!$C$10=\"\",$C150=\"\",$D150=\"\"),\"\",VLOOKUP($D150,$DW$9:$DZ$32,MATCH($C150,$DW$9:$DZ$9,0),FALSE))","v":""},null,null,null,null,null,null,"ERROR: Contact Program Manager. Post Capacity/Unit x Post # of Units must be within +/- 20% of Pre Capacity/Unit x Pre # of Units."]
[null,142,"","",null,null,null,null,null,null,null,null,null,null,null,null,null,null,null,null,null,null,null,null,null,null,null,null,null,null,null,null,null,null,null,null,null,null,null,null,null,null,null,0,0,0,0,0,0,999999999,"",0,0,{"$f":"IFERROR(IF($DH$261>'Utility Admin'!$H$5,$BA151/$BA$5*$BB$261,$DH151),0)","v":0},"","",{"$f":"IF(AND(OR($AB151=\"DX AC Air Cooled\",$AB151=\"DX HP Air Cooled\"),OR(AND($AI151=\"Btu/hr\",$AH151<65000),AND($AI151=\"Tons\",$AH151<65000/12000)),$AC151=\"Split\",$AN151>=15.2),MAX(Baselines!$CB395,12/9.8),Baselines!$CB395)","v":0},{"$f":"Baselines!$CC395","v":0},{"$f":"Baselines!$CE395","v":0},0,0,0,0,0,0,0,0,0,0,{"$f":"IF(OR($C151<>\"Early Retirement\",$J151=\"\"),0,IF(OR($I151=\"DX AC Air Cooled\",$I151=\"DX HP Air Cooled\"),VLOOKUP($J151,'Early Retirement'!$CI$6:$CM$32,2,FALSE),IF(OR($I151=\"PTAC\",$I151=\"PTHP\"),VLOOKUP($J151,'Early Retirement'!$CI$6:$CM$32,3,FALSE),IF(AND(OR($I151=\"Air Cooled Chiller\",$I151=\"Water Cooled Chiller\"),$L151<>\"Centrifugal\"),VLOOKUP($J151,'Early Retirement'!$CI$6:$CM$32,4,FALSE),IF(AND(OR($I151=\"Air Cooled Chiller\",$I151=\"Water Cooled Chiller\"),$L151=\"Centrifugal\"),VLOOKUP($J151,'Early Retirement'!$CI$6:$CM$32,5,FALSE),\"\")))))","v":0},0,0,0,0,0,0,0,0,0,0,0,"","","",0,0,0,{"$f":"IF(AND($C151=\"Early Retirement\",$J151<>\"\",$S151<>\"\",$U151<>\"\"),$CG151,IF(AND(OR($AB151=\"DX AC Air Cooled\",$AB151=\"DX HP Air Cooled\"),OR(AND($AI151=\"Btu/hr\",$AH151<65000),AND($AI151=\"Tons\",$AH151<65000/12000)),$AC151=\"Split\",$AN151>=15.2),MAX(Baselines!$CB144,12/9.8),Baselines!$CB144))","v":0},{"$f":"IF(AND($C151=\"Early Retirement\",$J151<>\"\",$S151<>\"\",$U151<>\"\"),$CH151,Baselines!$CC144)","v":0},{"$f":"Baselines!$CD144","v":"kW/ton"},"",{"$f":"IF(AND($C151=\"Early Retirement\",$J151<>\"\",$S151<>\"\",$U151<>\"\"),$CI151,IF(AND(Baselines!$CE144=0,OR($CT151=\"DX HP\",$CT151=\"PTHP\")),$BG151,Baselines!$CE144))","v":0},"COP",{"$f":"IF(OR($C151=\"Replace-on-Burnout\",$C151=\"New Construction\"),$DB151,IF($CD151=\"\",\"\",IF(OR($CD151=\"DX HP\",$CD151=\"PTHP\"),VLOOKUP($D151,'Factor Tables'!$B$89:$M$105,MATCH(CONCATENATE($CD151,\" Clg\"),'Factor Tables'!$B$88:$M$88,0),FALSE),VLOOKUP($D151,'Factor Tables'!$B$89:$M$105,MATCH($CD151,'Factor Tables'!$B$88:$M$88,0),FALSE))))","v":""},{"$f":"IF(OR($C151=\"Replace-on-Burnout\",$C151=\"New Construction\"),$DC151,IF($CD151=\"\",\"\",IF($CD151=\"DX HP\",VLOOKUP($D151,'Factor Tables'!$B$89:$M$105,MATCH(\"DX HP Htg\",'Factor Tables'!$B$88:$M$88,0),FALSE),0)))","v":""},{"$f":"IF(OR($C151=\"Replace-on-Burnout\",$C151=\"New Construction\"),$DD151,IF($CD151=\"\",\"\",IF($CD151=\"DX HP\",VLOOKUP($D151,'Factor Tables'!$N$89:$Y$105,MATCH(\"DX HP Clg\",'Factor Tables'!$N$88:$Y$88,0),FALSE),IF($CD151=\"PTHP\",VLOOKUP($D151,'Factor Tables'!$N$89:$Y$105,MATCH(\"PTHP Clg\",'Factor Tables'!$N$88:$Y$88,0),FALSE),IF(AND($CD151<>\"DX HP\",$CD151<>\"PTHP\"),VLOOKUP($D151,'Factor Tables'!$N$89:$Y$105,MATCH($CD151,'Factor Tables'!$N$88:$Y$88,0),FALSE),\"\")))))","v":""},{"$f":"IF(OR($C151=\"Replace-on-Burnout\",$C151=\"New Construction\",$CT151=\"DX HP\",$CT151=\"PTHP\"),$DE151,IF($CD151=\"\",\"\",IF($CD151=\"DX HP\",VLOOKUP($D151,'Factor Tables'!$N$89:$Y$105,MATCH(\"DX HP Htg\",'Factor Tables'!$N$88:$Y$88,0),FALSE),IF($CD151=\"PTHP\",VLOOKUP($D151,'Factor Tables'!$N$89:$Y$105,MATCH(\"PTHP Htg\",'Factor Tables'!$N$88:$Y$88,0),FALSE),0))))","v":""},"","",0,0,"kW/ton","",0,"COP",{"$f":"IF($CT151=\"\",\"\",IF(OR($CT151=\"DX HP\",$CT151=\"VRF HP\",$CT151=\"PTHP\"),VLOOKUP($D151,'Factor Tables'!$B$89:$M$105,MATCH(CONCATENATE($CT151,\" Clg\"),'Factor Tables'!$B$88:$M$88,0),FALSE),VLOOKUP($D151,'Factor Tables'!$B$89:$M$105,MATCH($CT151,'Factor Tables'!$B$88:$M$88,0),FALSE)))","v":""},{"$f":"IF($CT151=\"\",\"\",IF(OR($CT151=\"DX HP\",$CT151=\"VRF HP\",$CT151=\"PTHP\"),VLOOKUP($D151,'Factor Tables'!$B$89:$M$105,MATCH(CONCATENATE($CT151,\" Htg\"),'Factor Tables'!$B$88:$M$88,0),FALSE),0))","v":""},{"$f":"IF($CT151=\"\",\"\",IF(OR($CT151=\"DX HP\",$CT151=\"VRF HP\",$CT151=\"PTHP\"),VLOOKUP($D151,'Factor Tables'!$N$89:$Y$105,MATCH(CONCATENATE($CT151,\" Clg\"),'Factor Tables'!$N$88:$Y$88,0),FALSE),VLOOKUP($D151,'Factor Tables'!$N$89:$Y$105,MATCH($CT151,'Factor Tables'!$N$88:$Y$88,0),FALSE)))","v":""},{"$f":"IF($CT151=\"\",\"\",IF(OR($CT151=\"DX HP\",$CT151=\"VRF HP\",$CT151=\"PTHP\"),VLOOKUP($D151,'Factor Tables'!$N$89:$Y$105,MATCH(CONCATENATE($CT151,\" Htg\"),'Factor Tables'!$N$88:$Y$88,0),FALSE),0))","v":""},{"$f":"IF($AB151=\"\",0,VLOOKUP($AB151,'Utility Admin'!$E:$G,2,FALSE))","v":0},{"$f":"IF($AB151=\"\",0,VLOOKUP($AB151,'Utility Admin'!$E:$G,3,FALSE))","v":0},{"$f":"IFERROR(IF(ABS(Summary!$F$12)<=ABS(Summary!$E$12)*'Utility Admin'!$I$5,$AZ151*$DF151+$BA151*$DG151,$AZ151*$DF151+$AZ151*'Utility Admin'!$I$5*$DG151),0)","v":0},null,"Summer",null,null,null,null,null,null,null,null,null,null,{"$f":"IF(OR('Project Info'!$C$10=\"\",$C151=\"\",$D151=\"\"),\"\",VLOOKUP($D151,$DW$9:$DZ$32,MATCH($C151,$DW$9:$DZ$9,0),FALSE))","v":""},null,null,null,null,null,null,"ERROR: Contact Program Manager. Post Capacity/Unit x Post # of Units must be within +/- 20% of Pre Capacity/Unit x Pre # of Units."]
[null,143,"","",null,null,null,null,null,null,null,null,null,null,null,null,null,null,null,null,null,null,null,null,null,null,null,null,null,null,null,null,null,null,null,null,null,null,null,null,null,null,null,0,0,0,0,0,0,999999999,"",0,0,{"$f":"IFERROR(IF($DH$261>'Utility Admin'!$H$5,$BA152/$BA$5*$BB$261,$DH152),0)","v":0},"","",{"$f":"IF(AND(OR($AB152=\"DX AC Air Cooled\",$AB152=\"DX HP Air Cooled\"),OR(AND($AI152=\"Btu/hr\",$AH152<65000),AND($AI152=\"Tons\",$AH152<65000/12000)),$AC152=\"Split\",$AN152>=15.2),MAX(Baselines!$CB396,12/9.8),Baselines!$CB396)","v":0},{"$f":"Baselines!$CC396","v":0},{"$f":"Baselines!$CE396","v":0},0,0,0,0,0,0,0,0,0,0,{"$f":"IF(OR($C152<>\"Early Retirement\",$J152=\"\"),0,IF(OR($I152=\"DX AC Air Cooled\",$I152=\"DX HP Air Cooled\"),VLOOKUP($J152,'Early Retirement'!$CI$6:$CM$32,2,FALSE),IF(OR($I152=\"PTAC\",$I152=\"PTHP\"),VLOOKUP($J152,'Early Retirement'!$CI$6:$CM$32,3,FALSE),IF(AND(OR($I152=\"Air Cooled Chiller\",$I152=\"Water Cooled Chiller\"),$L152<>\"Centrifugal\"),VLOOKUP($J152,'Early Retirement'!$CI$6:$CM$32,4,FALSE),IF(AND(OR($I152=\"Air Cooled Chiller\",$I152=\"Water Cooled Chiller\"),$L152=\"Centrifugal\"),VLOOKUP($J152,'Early Retirement'!$CI$6:$CM$32,5,FALSE),\"\")))))","v":0},0,0,0,0,0,0,0,0,0,0,0,"","","",0,0,0,{"$f":"IF(AND($C152=\"Early Retirement\",$J152<>\"\",$S152<>\"\",$U152<>\"\"),$CG152,IF(AND(OR($AB152=\"DX AC Air Cooled\",$AB152=\"DX HP Air Cooled\"),OR(AND($AI152=\"Btu/hr\",$AH152<65000),AND($AI152=\"Tons\",$AH152<65000/12000)),$AC152=\"Split\",$AN152>=15.2),MAX(Baselines!$CB145,12/9.8),Baselines!$CB145))","v":0},{"$f":"IF(AND($C152=\"Early Retirement\",$J152<>\"\",$S152<>\"\",$U152<>\"\"),$CH152,Baselines!$CC145)","v":0},{"$f":"Baselines!$CD145","v":"kW/ton"},"",{"$f":"IF(AND($C152=\"Early Retirement\",$J152<>\"\",$S152<>\"\",$U152<>\"\"),$CI152,IF(AND(Baselines!$CE145=0,OR($CT152=\"DX HP\",$CT152=\"PTHP\")),$BG152,Baselines!$CE145))","v":0},"COP",{"$f":"IF(OR($C152=\"Replace-on-Burnout\",$C152=\"New Construction\"),$DB152,IF($CD152=\"\",\"\",IF(OR($CD152=\"DX HP\",$CD152=\"PTHP\"),VLOOKUP($D152,'Factor Tables'!$B$89:$M$105,MATCH(CONCATENATE($CD152,\" Clg\"),'Factor Tables'!$B$88:$M$88,0),FALSE),VLOOKUP($D152,'Factor Tables'!$B$89:$M$105,MATCH($CD152,'Factor Tables'!$B$88:$M$88,0),FALSE))))","v":""},{"$f":"IF(OR($C152=\"Replace-on-Burnout\",$C152=\"New Construction\"),$DC152,IF($CD152=\"\",\"\",IF($CD152=\"DX HP\",VLOOKUP($D152,'Factor Tables'!$B$89:$M$105,MATCH(\"DX HP Htg\",'Factor Tables'!$B$88:$M$88,0),FALSE),0)))","v":""},{"$f":"IF(OR($C152=\"Replace-on-Burnout\",$C152=\"New Construction\"),$DD152,IF($CD152=\"\",\"\",IF($CD152=\"DX HP\",VLOOKUP($D152,'Factor Tables'!$N$89:$Y$105,MATCH(\"DX HP Clg\",'Factor Tables'!$N$88:$Y$88,0),FALSE),IF($CD152=\"PTHP\",VLOOKUP($D152,'Factor Tables'!$N$89:$Y$105,MATCH(\"PTHP Clg\",'Factor Tables'!$N$88:$Y$88,0),FALSE),IF(AND($CD152<>\"DX HP\",$CD152<>\"PTHP\"),VLOOKUP($D152,'Factor Tables'!$N$89:$Y$105,MATCH($CD152,'Factor Tables'!$N$88:$Y$88,0),FALSE),\"\")))))","v":""},{"$f":"IF(OR($C152=\"Replace-on-Burnout\",$C152=\"New Construction\",$CT152=\"DX HP\",$CT152=\"PTHP\"),$DE152,IF($CD152=\"\",\"\",IF($CD152=\"DX HP\",VLOOKUP($D152,'Factor Tables'!$N$89:$Y$105,MATCH(\"DX HP Htg\",'Factor Tables'!$N$88:$Y$88,0),FALSE),IF($CD152=\"PTHP\",VLOOKUP($D152,'Factor Tables'!$N$89:$Y$105,MATCH(\"PTHP Htg\",'Factor Tables'!$N$88:$Y$88,0),FALSE),0))))","v":""},"","",0,0,"kW/ton","",0,"COP",{"$f":"IF($CT152=\"\",\"\",IF(OR($CT152=\"DX HP\",$CT152=\"VRF HP\",$CT152=\"PTHP\"),VLOOKUP($D152,'Factor Tables'!$B$89:$M$105,MATCH(CONCATENATE($CT152,\" Clg\"),'Factor Tables'!$B$88:$M$88,0),FALSE),VLOOKUP($D152,'Factor Tables'!$B$89:$M$105,MATCH($CT152,'Factor Tables'!$B$88:$M$88,0),FALSE)))","v":""},{"$f":"IF($CT152=\"\",\"\",IF(OR($CT152=\"DX HP\",$CT152=\"VRF HP\",$CT152=\"PTHP\"),VLOOKUP($D152,'Factor Tables'!$B$89:$M$105,MATCH(CONCATENATE($CT152,\" Htg\"),'Factor Tables'!$B$88:$M$88,0),FALSE),0))","v":""},{"$f":"IF($CT152=\"\",\"\",IF(OR($CT152=\"DX HP\",$CT152=\"VRF HP\",$CT152=\"PTHP\"),VLOOKUP($D152,'Factor Tables'!$N$89:$Y$105,MATCH(CONCATENATE($CT152,\" Clg\"),'Factor Tables'!$N$88:$Y$88,0),FALSE),VLOOKUP($D152,'Factor Tables'!$N$89:$Y$105,MATCH($CT152,'Factor Tables'!$N$88:$Y$88,0),FALSE)))","v":""},{"$f":"IF($CT152=\"\",\"\",IF(OR($CT152=\"DX HP\",$CT152=\"VRF HP\",$CT152=\"PTHP\"),VLOOKUP($D152,'Factor Tables'!$N$89:$Y$105,MATCH(CONCATENATE($CT152,\" Htg\"),'Factor Tables'!$N$88:$Y$88,0),FALSE),0))","v":""},{"$f":"IF($AB152=\"\",0,VLOOKUP($AB152,'Utility Admin'!$E:$G,2,FALSE))","v":0},{"$f":"IF($AB152=\"\",0,VLOOKUP($AB152,'Utility Admin'!$E:$G,3,FALSE))","v":0},{"$f":"IFERROR(IF(ABS(Summary!$F$12)<=ABS(Summary!$E$12)*'Utility Admin'!$I$5,$AZ152*$DF152+$BA152*$DG152,$AZ152*$DF152+$AZ152*'Utility Admin'!$I$5*$DG152),0)","v":0},null,"Summer",null,null,null,null,null,null,null,null,null,null,{"$f":"IF(OR('Project Info'!$C$10=\"\",$C152=\"\",$D152=\"\"),\"\",VLOOKUP($D152,$DW$9:$DZ$32,MATCH($C152,$DW$9:$DZ$9,0),FALSE))","v":""},null,null,null,null,null,null,"ERROR: Contact Program Manager. Post Capacity/Unit x Post # of Units must be within +/- 20% of Pre Capacity/Unit x Pre # of Units."]
[null,144,"","",null,null,null,null,null,null,null,null,null,null,null,null,null,null,null,null,null,null,null,null,null,null,null,null,null,null,null,null,null,null,null,null,null,null,null,null,null,null,null,0,0,0,0,0,0,999999999,"",0,0,{"$f":"IFERROR(IF($DH$261>'Utility Admin'!$H$5,$BA153/$BA$5*$BB$261,$DH153),0)","v":0},"","",{"$f":"IF(AND(OR($AB153=\"DX AC Air Cooled\",$AB153=\"DX HP Air Cooled\"),OR(AND($AI153=\"Btu/hr\",$AH153<65000),AND($AI153=\"Tons\",$AH153<65000/12000)),$AC153=\"Split\",$AN153>=15.2),MAX(Baselines!$CB397,12/9.8),Baselines!$CB397)","v":0},{"$f":"Baselines!$CC397","v":0},{"$f":"Baselines!$CE397","v":0},0,0,0,0,0,0,0,0,0,0,{"$f":"IF(OR($C153<>\"Early Retirement\",$J153=\"\"),0,IF(OR($I153=\"DX AC Air Cooled\",$I153=\"DX HP Air Cooled\"),VLOOKUP($J153,'Early Retirement'!$CI$6:$CM$32,2,FALSE),IF(OR($I153=\"PTAC\",$I153=\"PTHP\"),VLOOKUP($J153,'Early Retirement'!$CI$6:$CM$32,3,FALSE),IF(AND(OR($I153=\"Air Cooled Chiller\",$I153=\"Water Cooled Chiller\"),$L153<>\"Centrifugal\"),VLOOKUP($J153,'Early Retirement'!$CI$6:$CM$32,4,FALSE),IF(AND(OR($I153=\"Air Cooled Chiller\",$I153=\"Water Cooled Chiller\"),$L153=\"Centrifugal\"),VLOOKUP($J153,'Early Retirement'!$CI$6:$CM$32,5,FALSE),\"\")))))","v":0},0,0,0,0,0,0,0,0,0,0,0,"","","",0,0,0,{"$f":"IF(AND($C153=\"Early Retirement\",$J153<>\"\",$S153<>\"\",$U153<>\"\"),$CG153,IF(AND(OR($AB153=\"DX AC Air Cooled\",$AB153=\"DX HP Air Cooled\"),OR(AND($AI153=\"Btu/hr\",$AH153<65000),AND($AI153=\"Tons\",$AH153<65000/12000)),$AC153=\"Split\",$AN153>=15.2),MAX(Baselines!$CB146,12/9.8),Baselines!$CB146))","v":0},{"$f":"IF(AND($C153=\"Early Retirement\",$J153<>\"\",$S153<>\"\",$U153<>\"\"),$CH153,Baselines!$CC146)","v":0},{"$f":"Baselines!$CD146","v":"kW/ton"},"",{"$f":"IF(AND($C153=\"Early Retirement\",$J153<>\"\",$S153<>\"\",$U153<>\"\"),$CI153,IF(AND(Baselines!$CE146=0,OR($CT153=\"DX HP\",$CT153=\"PTHP\")),$BG153,Baselines!$CE146))","v":0},"COP",{"$f":"IF(OR($C153=\"Replace-on-Burnout\",$C153=\"New Construction\"),$DB153,IF($CD153=\"\",\"\",IF(OR($CD153=\"DX HP\",$CD153=\"PTHP\"),VLOOKUP($D153,'Factor Tables'!$B$89:$M$105,MATCH(CONCATENATE($CD153,\" Clg\"),'Factor Tables'!$B$88:$M$88,0),FALSE),VLOOKUP($D153,'Factor Tables'!$B$89:$M$105,MATCH($CD153,'Factor Tables'!$B$88:$M$88,0),FALSE))))","v":""},{"$f":"IF(OR($C153=\"Replace-on-Burnout\",$C153=\"New Construction\"),$DC153,IF($CD153=\"\",\"\",IF($CD153=\"DX HP\",VLOOKUP($D153,'Factor Tables'!$B$89:$M$105,MATCH(\"DX HP Htg\",'Factor Tables'!$B$88:$M$88,0),FALSE),0)))","v":""},{"$f":"IF(OR($C153=\"Replace-on-Burnout\",$C153=\"New Construction\"),$DD153,IF($CD153=\"\",\"\",IF($CD153=\"DX HP\",VLOOKUP($D153,'Factor Tables'!$N$89:$Y$105,MATCH(\"DX HP Clg\",'Factor Tables'!$N$88:$Y$88,0),FALSE),IF($CD153=\"PTHP\",VLOOKUP($D153,'Factor Tables'!$N$89:$Y$105,MATCH(\"PTHP Clg\",'Factor Tables'!$N$88:$Y$88,0),FALSE),IF(AND($CD153<>\"DX HP\",$CD153<>\"PTHP\"),VLOOKUP($D153,'Factor Tables'!$N$89:$Y$105,MATCH($CD153,'Factor Tables'!$N$88:$Y$88,0),FALSE),\"\")))))","v":""},{"$f":"IF(OR($C153=\"Replace-on-Burnout\",$C153=\"New Construction\",$CT153=\"DX HP\",$CT153=\"PTHP\"),$DE153,IF($CD153=\"\",\"\",IF($CD153=\"DX HP\",VLOOKUP($D153,'Factor Tables'!$N$89:$Y$105,MATCH(\"DX HP Htg\",'Factor Tables'!$N$88:$Y$88,0),FALSE),IF($CD153=\"PTHP\",VLOOKUP($D153,'Factor Tables'!$N$89:$Y$105,MATCH(\"PTHP Htg\",'Factor Tables'!$N$88:$Y$88,0),FALSE),0))))","v":""},"","",0,0,"kW/ton","",0,"COP",{"$f":"IF($CT153=\"\",\"\",IF(OR($CT153=\"DX HP\",$CT153=\"VRF HP\",$CT153=\"PTHP\"),VLOOKUP($D153,'Factor Tables'!$B$89:$M$105,MATCH(CONCATENATE($CT153,\" Clg\"),'Factor Tables'!$B$88:$M$88,0),FALSE),VLOOKUP($D153,'Factor Tables'!$B$89:$M$105,MATCH($CT153,'Factor Tables'!$B$88:$M$88,0),FALSE)))","v":""},{"$f":"IF($CT153=\"\",\"\",IF(OR($CT153=\"DX HP\",$CT153=\"VRF HP\",$CT153=\"PTHP\"),VLOOKUP($D153,'Factor Tables'!$B$89:$M$105,MATCH(CONCATENATE($CT153,\" Htg\"),'Factor Tables'!$B$88:$M$88,0),FALSE),0))","v":""},{"$f":"IF($CT153=\"\",\"\",IF(OR($CT153=\"DX HP\",$CT153=\"VRF HP\",$CT153=\"PTHP\"),VLOOKUP($D153,'Factor Tables'!$N$89:$Y$105,MATCH(CONCATENATE($CT153,\" Clg\"),'Factor Tables'!$N$88:$Y$88,0),FALSE),VLOOKUP($D153,'Factor Tables'!$N$89:$Y$105,MATCH($CT153,'Factor Tables'!$N$88:$Y$88,0),FALSE)))","v":""},{"$f":"IF($CT153=\"\",\"\",IF(OR($CT153=\"DX HP\",$CT153=\"VRF HP\",$CT153=\"PTHP\"),VLOOKUP($D153,'Factor Tables'!$N$89:$Y$105,MATCH(CONCATENATE($CT153,\" Htg\"),'Factor Tables'!$N$88:$Y$88,0),FALSE),0))","v":""},{"$f":"IF($AB153=\"\",0,VLOOKUP($AB153,'Utility Admin'!$E:$G,2,FALSE))","v":0},{"$f":"IF($AB153=\"\",0,VLOOKUP($AB153,'Utility Admin'!$E:$G,3,FALSE))","v":0},{"$f":"IFERROR(IF(ABS(Summary!$F$12)<=ABS(Summary!$E$12)*'Utility Admin'!$I$5,$AZ153*$DF153+$BA153*$DG153,$AZ153*$DF153+$AZ153*'Utility Admin'!$I$5*$DG153),0)","v":0},null,"Summer",null,null,null,null,null,null,null,null,null,null,{"$f":"IF(OR('Project Info'!$C$10=\"\",$C153=\"\",$D153=\"\"),\"\",VLOOKUP($D153,$DW$9:$DZ$32,MATCH($C153,$DW$9:$DZ$9,0),FALSE))","v":""},null,null,null,null,null,null,"ERROR: Contact Program Manager. Post Capacity/Unit x Post # of Units must be within +/- 20% of Pre Capacity/Unit x Pre # of Units."]
[null,145,"","",null,null,null,null,null,null,null,null,null,null,null,null,null,null,null,null,null,null,null,null,null,null,null,null,null,null,null,null,null,null,null,null,null,null,null,null,null,null,null,0,0,0,0,0,0,999999999,"",0,0,{"$f":"IFERROR(IF($DH$261>'Utility Admin'!$H$5,$BA154/$BA$5*$BB$261,$DH154),0)","v":0},"","",{"$f":"IF(AND(OR($AB154=\"DX AC Air Cooled\",$AB154=\"DX HP Air Cooled\"),OR(AND($AI154=\"Btu/hr\",$AH154<65000),AND($AI154=\"Tons\",$AH154<65000/12000)),$AC154=\"Split\",$AN154>=15.2),MAX(Baselines!$CB398,12/9.8),Baselines!$CB398)","v":0},{"$f":"Baselines!$CC398","v":0},{"$f":"Baselines!$CE398","v":0},0,0,0,0,0,0,0,0,0,0,{"$f":"IF(OR($C154<>\"Early Retirement\",$J154=\"\"),0,IF(OR($I154=\"DX AC Air Cooled\",$I154=\"DX HP Air Cooled\"),VLOOKUP($J154,'Early Retirement'!$CI$6:$CM$32,2,FALSE),IF(OR($I154=\"PTAC\",$I154=\"PTHP\"),VLOOKUP($J154,'Early Retirement'!$CI$6:$CM$32,3,FALSE),IF(AND(OR($I154=\"Air Cooled Chiller\",$I154=\"Water Cooled Chiller\"),$L154<>\"Centrifugal\"),VLOOKUP($J154,'Early Retirement'!$CI$6:$CM$32,4,FALSE),IF(AND(OR($I154=\"Air Cooled Chiller\",$I154=\"Water Cooled Chiller\"),$L154=\"Centrifugal\"),VLOOKUP($J154,'Early Retirement'!$CI$6:$CM$32,5,FALSE),\"\")))))","v":0},0,0,0,0,0,0,0,0,0,0,0,"","","",0,0,0,{"$f":"IF(AND($C154=\"Early Retirement\",$J154<>\"\",$S154<>\"\",$U154<>\"\"),$CG154,IF(AND(OR($AB154=\"DX AC Air Cooled\",$AB154=\"DX HP Air Cooled\"),OR(AND($AI154=\"Btu/hr\",$AH154<65000),AND($AI154=\"Tons\",$AH154<65000/12000)),$AC154=\"Split\",$AN154>=15.2),MAX(Baselines!$CB147,12/9.8),Baselines!$CB147))","v":0},{"$f":"IF(AND($C154=\"Early Retirement\",$J154<>\"\",$S154<>\"\",$U154<>\"\"),$CH154,Baselines!$CC147)","v":0},{"$f":"Baselines!$CD147","v":"kW/ton"},"",{"$f":"IF(AND($C154=\"Early Retirement\",$J154<>\"\",$S154<>\"\",$U154<>\"\"),$CI154,IF(AND(Baselines!$CE147=0,OR($CT154=\"DX HP\",$CT154=\"PTHP\")),$BG154,Baselines!$CE147))","v":0},"COP",{"$f":"IF(OR($C154=\"Replace-on-Burnout\",$C154=\"New Construction\"),$DB154,IF($CD154=\"\",\"\",IF(OR($CD154=\"DX HP\",$CD154=\"PTHP\"),VLOOKUP($D154,'Factor Tables'!$B$89:$M$105,MATCH(CONCATENATE($CD154,\" Clg\"),'Factor Tables'!$B$88:$M$88,0),FALSE),VLOOKUP($D154,'Factor Tables'!$B$89:$M$105,MATCH($CD154,'Factor Tables'!$B$88:$M$88,0),FALSE))))","v":""},{"$f":"IF(OR($C154=\"Replace-on-Burnout\",$C154=\"New Construction\"),$DC154,IF($CD154=\"\",\"\",IF($CD154=\"DX HP\",VLOOKUP($D154,'Factor Tables'!$B$89:$M$105,MATCH(\"DX HP Htg\",'Factor Tables'!$B$88:$M$88,0),FALSE),0)))","v":""},{"$f":"IF(OR($C154=\"Replace-on-Burnout\",$C154=\"New Construction\"),$DD154,IF($CD154=\"\",\"\",IF($CD154=\"DX HP\",VLOOKUP($D154,'Factor Tables'!$N$89:$Y$105,MATCH(\"DX HP Clg\",'Factor Tables'!$N$88:$Y$88,0),FALSE),IF($CD154=\"PTHP\",VLOOKUP($D154,'Factor Tables'!$N$89:$Y$105,MATCH(\"PTHP Clg\",'Factor Tables'!$N$88:$Y$88,0),FALSE),IF(AND($CD154<>\"DX HP\",$CD154<>\"PTHP\"),VLOOKUP($D154,'Factor Tables'!$N$89:$Y$105,MATCH($CD154,'Factor Tables'!$N$88:$Y$88,0),FALSE),\"\")))))","v":""},{"$f":"IF(OR($C154=\"Replace-on-Burnout\",$C154=\"New Construction\",$CT154=\"DX HP\",$CT154=\"PTHP\"),$DE154,IF($CD154=\"\",\"\",IF($CD154=\"DX HP\",VLOOKUP($D154,'Factor Tables'!$N$89:$Y$105,MATCH(\"DX HP Htg\",'Factor Tables'!$N$88:$Y$88,0),FALSE),IF($CD154=\"PTHP\",VLOOKUP($D154,'Factor Tables'!$N$89:$Y$105,MATCH(\"PTHP Htg\",'Factor Tables'!$N$88:$Y$88,0),FALSE),0))))","v":""},"","",0,0,"kW/ton","",0,"COP",{"$f":"IF($CT154=\"\",\"\",IF(OR($CT154=\"DX HP\",$CT154=\"VRF HP\",$CT154=\"PTHP\"),VLOOKUP($D154,'Factor Tables'!$B$89:$M$105,MATCH(CONCATENATE($CT154,\" Clg\"),'Factor Tables'!$B$88:$M$88,0),FALSE),VLOOKUP($D154,'Factor Tables'!$B$89:$M$105,MATCH($CT154,'Factor Tables'!$B$88:$M$88,0),FALSE)))","v":""},{"$f":"IF($CT154=\"\",\"\",IF(OR($CT154=\"DX HP\",$CT154=\"VRF HP\",$CT154=\"PTHP\"),VLOOKUP($D154,'Factor Tables'!$B$89:$M$105,MATCH(CONCATENATE($CT154,\" Htg\"),'Factor Tables'!$B$88:$M$88,0),FALSE),0))","v":""},{"$f":"IF($CT154=\"\",\"\",IF(OR($CT154=\"DX HP\",$CT154=\"VRF HP\",$CT154=\"PTHP\"),VLOOKUP($D154,'Factor Tables'!$N$89:$Y$105,MATCH(CONCATENATE($CT154,\" Clg\"),'Factor Tables'!$N$88:$Y$88,0),FALSE),VLOOKUP($D154,'Factor Tables'!$N$89:$Y$105,MATCH($CT154,'Factor Tables'!$N$88:$Y$88,0),FALSE)))","v":""},{"$f":"IF($CT154=\"\",\"\",IF(OR($CT154=\"DX HP\",$CT154=\"VRF HP\",$CT154=\"PTHP\"),VLOOKUP($D154,'Factor Tables'!$N$89:$Y$105,MATCH(CONCATENATE($CT154,\" Htg\"),'Factor Tables'!$N$88:$Y$88,0),FALSE),0))","v":""},{"$f":"IF($AB154=\"\",0,VLOOKUP($AB154,'Utility Admin'!$E:$G,2,FALSE))","v":0},{"$f":"IF($AB154=\"\",0,VLOOKUP($AB154,'Utility Admin'!$E:$G,3,FALSE))","v":0},{"$f":"IFERROR(IF(ABS(Summary!$F$12)<=ABS(Summary!$E$12)*'Utility Admin'!$I$5,$AZ154*$DF154+$BA154*$DG154,$AZ154*$DF154+$AZ154*'Utility Admin'!$I$5*$DG154),0)","v":0},null,"Summer",null,null,null,null,null,null,null,null,null,null,{"$f":"IF(OR('Project Info'!$C$10=\"\",$C154=\"\",$D154=\"\"),\"\",VLOOKUP($D154,$DW$9:$DZ$32,MATCH($C154,$DW$9:$DZ$9,0),FALSE))","v":""},null,null,null,null,null,null,"ERROR: Contact Program Manager. Post Capacity/Unit x Post # of Units must be within +/- 20% of Pre Capacity/Unit x Pre # of Units."]
[null,146,"","",null,null,null,null,null,null,null,null,null,null,null,null,null,null,null,null,null,null,null,null,null,null,null,null,null,null,null,null,null,null,null,null,null,null,null,null,null,null,null,0,0,0,0,0,0,999999999,"",0,0,{"$f":"IFERROR(IF($DH$261>'Utility Admin'!$H$5,$BA155/$BA$5*$BB$261,$DH155),0)","v":0},"","",{"$f":"IF(AND(OR($AB155=\"DX AC Air Cooled\",$AB155=\"DX HP Air Cooled\"),OR(AND($AI155=\"Btu/hr\",$AH155<65000),AND($AI155=\"Tons\",$AH155<65000/12000)),$AC155=\"Split\",$AN155>=15.2),MAX(Baselines!$CB399,12/9.8),Baselines!$CB399)","v":0},{"$f":"Baselines!$CC399","v":0},{"$f":"Baselines!$CE399","v":0},0,0,0,0,0,0,0,0,0,0,{"$f":"IF(OR($C155<>\"Early Retirement\",$J155=\"\"),0,IF(OR($I155=\"DX AC Air Cooled\",$I155=\"DX HP Air Cooled\"),VLOOKUP($J155,'Early Retirement'!$CI$6:$CM$32,2,FALSE),IF(OR($I155=\"PTAC\",$I155=\"PTHP\"),VLOOKUP($J155,'Early Retirement'!$CI$6:$CM$32,3,FALSE),IF(AND(OR($I155=\"Air Cooled Chiller\",$I155=\"Water Cooled Chiller\"),$L155<>\"Centrifugal\"),VLOOKUP($J155,'Early Retirement'!$CI$6:$CM$32,4,FALSE),IF(AND(OR($I155=\"Air Cooled Chiller\",$I155=\"Water Cooled Chiller\"),$L155=\"Centrifugal\"),VLOOKUP($J155,'Early Retirement'!$CI$6:$CM$32,5,FALSE),\"\")))))","v":0},0,0,0,0,0,0,0,0,0,0,0,"","","",0,0,0,{"$f":"IF(AND($C155=\"Early Retirement\",$J155<>\"\",$S155<>\"\",$U155<>\"\"),$CG155,IF(AND(OR($AB155=\"DX AC Air Cooled\",$AB155=\"DX HP Air Cooled\"),OR(AND($AI155=\"Btu/hr\",$AH155<65000),AND($AI155=\"Tons\",$AH155<65000/12000)),$AC155=\"Split\",$AN155>=15.2),MAX(Baselines!$CB148,12/9.8),Baselines!$CB148))","v":0},{"$f":"IF(AND($C155=\"Early Retirement\",$J155<>\"\",$S155<>\"\",$U155<>\"\"),$CH155,Baselines!$CC148)","v":0},{"$f":"Baselines!$CD148","v":"kW/ton"},"",{"$f":"IF(AND($C155=\"Early Retirement\",$J155<>\"\",$S155<>\"\",$U155<>\"\"),$CI155,IF(AND(Baselines!$CE148=0,OR($CT155=\"DX HP\",$CT155=\"PTHP\")),$BG155,Baselines!$CE148))","v":0},"COP",{"$f":"IF(OR($C155=\"Replace-on-Burnout\",$C155=\"New Construction\"),$DB155,IF($CD155=\"\",\"\",IF(OR($CD155=\"DX HP\",$CD155=\"PTHP\"),VLOOKUP($D155,'Factor Tables'!$B$89:$M$105,MATCH(CONCATENATE($CD155,\" Clg\"),'Factor Tables'!$B$88:$M$88,0),FALSE),VLOOKUP($D155,'Factor Tables'!$B$89:$M$105,MATCH($CD155,'Factor Tables'!$B$88:$M$88,0),FALSE))))","v":""},{"$f":"IF(OR($C155=\"Replace-on-Burnout\",$C155=\"New Construction\"),$DC155,IF($CD155=\"\",\"\",IF($CD155=\"DX HP\",VLOOKUP($D155,'Factor Tables'!$B$89:$M$105,MATCH(\"DX HP Htg\",'Factor Tables'!$B$88:$M$88,0),FALSE),0)))","v":""},{"$f":"IF(OR($C155=\"Replace-on-Burnout\",$C155=\"New Construction\"),$DD155,IF($CD155=\"\",\"\",IF($CD155=\"DX HP\",VLOOKUP($D155,'Factor Tables'!$N$89:$Y$105,MATCH(\"DX HP Clg\",'Factor Tables'!$N$88:$Y$88,0),FALSE),IF($CD155=\"PTHP\",VLOOKUP($D155,'Factor Tables'!$N$89:$Y$105,MATCH(\"PTHP Clg\",'Factor Tables'!$N$88:$Y$88,0),FALSE),IF(AND($CD155<>\"DX HP\",$CD155<>\"PTHP\"),VLOOKUP($D155,'Factor Tables'!$N$89:$Y$105,MATCH($CD155,'Factor Tables'!$N$88:$Y$88,0),FALSE),\"\")))))","v":""},{"$f":"IF(OR($C155=\"Replace-on-Burnout\",$C155=\"New Construction\",$CT155=\"DX HP\",$CT155=\"PTHP\"),$DE155,IF($CD155=\"\",\"\",IF($CD155=\"DX HP\",VLOOKUP($D155,'Factor Tables'!$N$89:$Y$105,MATCH(\"DX HP Htg\",'Factor Tables'!$N$88:$Y$88,0),FALSE),IF($CD155=\"PTHP\",VLOOKUP($D155,'Factor Tables'!$N$89:$Y$105,MATCH(\"PTHP Htg\",'Factor Tables'!$N$88:$Y$88,0),FALSE),0))))","v":""},"","",0,0,"kW/ton","",0,"COP",{"$f":"IF($CT155=\"\",\"\",IF(OR($CT155=\"DX HP\",$CT155=\"VRF HP\",$CT155=\"PTHP\"),VLOOKUP($D155,'Factor Tables'!$B$89:$M$105,MATCH(CONCATENATE($CT155,\" Clg\"),'Factor Tables'!$B$88:$M$88,0),FALSE),VLOOKUP($D155,'Factor Tables'!$B$89:$M$105,MATCH($CT155,'Factor Tables'!$B$88:$M$88,0),FALSE)))","v":""},{"$f":"IF($CT155=\"\",\"\",IF(OR($CT155=\"DX HP\",$CT155=\"VRF HP\",$CT155=\"PTHP\"),VLOOKUP($D155,'Factor Tables'!$B$89:$M$105,MATCH(CONCATENATE($CT155,\" Htg\"),'Factor Tables'!$B$88:$M$88,0),FALSE),0))","v":""},{"$f":"IF($CT155=\"\",\"\",IF(OR($CT155=\"DX HP\",$CT155=\"VRF HP\",$CT155=\"PTHP\"),VLOOKUP($D155,'Factor Tables'!$N$89:$Y$105,MATCH(CONCATENATE($CT155,\" Clg\"),'Factor Tables'!$N$88:$Y$88,0),FALSE),VLOOKUP($D155,'Factor Tables'!$N$89:$Y$105,MATCH($CT155,'Factor Tables'!$N$88:$Y$88,0),FALSE)))","v":""},{"$f":"IF($CT155=\"\",\"\",IF(OR($CT155=\"DX HP\",$CT155=\"VRF HP\",$CT155=\"PTHP\"),VLOOKUP($D155,'Factor Tables'!$N$89:$Y$105,MATCH(CONCATENATE($CT155,\" Htg\"),'Factor Tables'!$N$88:$Y$88,0),FALSE),0))","v":""},{"$f":"IF($AB155=\"\",0,VLOOKUP($AB155,'Utility Admin'!$E:$G,2,FALSE))","v":0},{"$f":"IF($AB155=\"\",0,VLOOKUP($AB155,'Utility Admin'!$E:$G,3,FALSE))","v":0},{"$f":"IFERROR(IF(ABS(Summary!$F$12)<=ABS(Summary!$E$12)*'Utility Admin'!$I$5,$AZ155*$DF155+$BA155*$DG155,$AZ155*$DF155+$AZ155*'Utility Admin'!$I$5*$DG155),0)","v":0},null,"Summer",null,null,null,null,null,null,null,null,null,null,{"$f":"IF(OR('Project Info'!$C$10=\"\",$C155=\"\",$D155=\"\"),\"\",VLOOKUP($D155,$DW$9:$DZ$32,MATCH($C155,$DW$9:$DZ$9,0),FALSE))","v":""},null,null,null,null,null,null,"ERROR: Contact Program Manager. Post Capacity/Unit x Post # of Units must be within +/- 20% of Pre Capacity/Unit x Pre # of Units."]
[null,147,"","",null,null,null,null,null,null,null,null,null,null,null,null,null,null,null,null,null,null,null,null,null,null,null,null,null,null,null,null,null,null,null,null,null,null,null,null,null,null,null,0,0,0,0,0,0,999999999,"",0,0,{"$f":"IFERROR(IF($DH$261>'Utility Admin'!$H$5,$BA156/$BA$5*$BB$261,$DH156),0)","v":0},"","",{"$f":"IF(AND(OR($AB156=\"DX AC Air Cooled\",$AB156=\"DX HP Air Cooled\"),OR(AND($AI156=\"Btu/hr\",$AH156<65000),AND($AI156=\"Tons\",$AH156<65000/12000)),$AC156=\"Split\",$AN156>=15.2),MAX(Baselines!$CB400,12/9.8),Baselines!$CB400)","v":0},{"$f":"Baselines!$CC400","v":0},{"$f":"Baselines!$CE400","v":0},0,0,0,0,0,0,0,0,0,0,{"$f":"IF(OR($C156<>\"Early Retirement\",$J156=\"\"),0,IF(OR($I156=\"DX AC Air Cooled\",$I156=\"DX HP Air Cooled\"),VLOOKUP($J156,'Early Retirement'!$CI$6:$CM$32,2,FALSE),IF(OR($I156=\"PTAC\",$I156=\"PTHP\"),VLOOKUP($J156,'Early Retirement'!$CI$6:$CM$32,3,FALSE),IF(AND(OR($I156=\"Air Cooled Chiller\",$I156=\"Water Cooled Chiller\"),$L156<>\"Centrifugal\"),VLOOKUP($J156,'Early Retirement'!$CI$6:$CM$32,4,FALSE),IF(AND(OR($I156=\"Air Cooled Chiller\",$I156=\"Water Cooled Chiller\"),$L156=\"Centrifugal\"),VLOOKUP($J156,'Early Retirement'!$CI$6:$CM$32,5,FALSE),\"\")))))","v":0},0,0,0,0,0,0,0,0,0,0,0,"","","",0,0,0,{"$f":"IF(AND($C156=\"Early Retirement\",$J156<>\"\",$S156<>\"\",$U156<>\"\"),$CG156,IF(AND(OR($AB156=\"DX AC Air Cooled\",$AB156=\"DX HP Air Cooled\"),OR(AND($AI156=\"Btu/hr\",$AH156<65000),AND($AI156=\"Tons\",$AH156<65000/12000)),$AC156=\"Split\",$AN156>=15.2),MAX(Baselines!$CB149,12/9.8),Baselines!$CB149))","v":0},{"$f":"IF(AND($C156=\"Early Retirement\",$J156<>\"\",$S156<>\"\",$U156<>\"\"),$CH156,Baselines!$CC149)","v":0},{"$f":"Baselines!$CD149","v":"kW/ton"},"",{"$f":"IF(AND($C156=\"Early Retirement\",$J156<>\"\",$S156<>\"\",$U156<>\"\"),$CI156,IF(AND(Baselines!$CE149=0,OR($CT156=\"DX HP\",$CT156=\"PTHP\")),$BG156,Baselines!$CE149))","v":0},"COP",{"$f":"IF(OR($C156=\"Replace-on-Burnout\",$C156=\"New Construction\"),$DB156,IF($CD156=\"\",\"\",IF(OR($CD156=\"DX HP\",$CD156=\"PTHP\"),VLOOKUP($D156,'Factor Tables'!$B$89:$M$105,MATCH(CONCATENATE($CD156,\" Clg\"),'Factor Tables'!$B$88:$M$88,0),FALSE),VLOOKUP($D156,'Factor Tables'!$B$89:$M$105,MATCH($CD156,'Factor Tables'!$B$88:$M$88,0),FALSE))))","v":""},{"$f":"IF(OR($C156=\"Replace-on-Burnout\",$C156=\"New Construction\"),$DC156,IF($CD156=\"\",\"\",IF($CD156=\"DX HP\",VLOOKUP($D156,'Factor Tables'!$B$89:$M$105,MATCH(\"DX HP Htg\",'Factor Tables'!$B$88:$M$88,0),FALSE),0)))","v":""},{"$f":"IF(OR($C156=\"Replace-on-Burnout\",$C156=\"New Construction\"),$DD156,IF($CD156=\"\",\"\",IF($CD156=\"DX HP\",VLOOKUP($D156,'Factor Tables'!$N$89:$Y$105,MATCH(\"DX HP Clg\",'Factor Tables'!$N$88:$Y$88,0),FALSE),IF($CD156=\"PTHP\",VLOOKUP($D156,'Factor Tables'!$N$89:$Y$105,MATCH(\"PTHP Clg\",'Factor Tables'!$N$88:$Y$88,0),FALSE),IF(AND($CD156<>\"DX HP\",$CD156<>\"PTHP\"),VLOOKUP($D156,'Factor Tables'!$N$89:$Y$105,MATCH($CD156,'Factor Tables'!$N$88:$Y$88,0),FALSE),\"\")))))","v":""},{"$f":"IF(OR($C156=\"Replace-on-Burnout\",$C156=\"New Construction\",$CT156=\"DX HP\",$CT156=\"PTHP\"),$DE156,IF($CD156=\"\",\"\",IF($CD156=\"DX HP\",VLOOKUP($D156,'Factor Tables'!$N$89:$Y$105,MATCH(\"DX HP Htg\",'Factor Tables'!$N$88:$Y$88,0),FALSE),IF($CD156=\"PTHP\",VLOOKUP($D156,'Factor Tables'!$N$89:$Y$105,MATCH(\"PTHP Htg\",'Factor Tables'!$N$88:$Y$88,0),FALSE),0))))","v":""},"","",0,0,"kW/ton","",0,"COP",{"$f":"IF($CT156=\"\",\"\",IF(OR($CT156=\"DX HP\",$CT156=\"VRF HP\",$CT156=\"PTHP\"),VLOOKUP($D156,'Factor Tables'!$B$89:$M$105,MATCH(CONCATENATE($CT156,\" Clg\"),'Factor Tables'!$B$88:$M$88,0),FALSE),VLOOKUP($D156,'Factor Tables'!$B$89:$M$105,MATCH($CT156,'Factor Tables'!$B$88:$M$88,0),FALSE)))","v":""},{"$f":"IF($CT156=\"\",\"\",IF(OR($CT156=\"DX HP\",$CT156=\"VRF HP\",$CT156=\"PTHP\"),VLOOKUP($D156,'Factor Tables'!$B$89:$M$105,MATCH(CONCATENATE($CT156,\" Htg\"),'Factor Tables'!$B$88:$M$88,0),FALSE),0))","v":""},{"$f":"IF($CT156=\"\",\"\",IF(OR($CT156=\"DX HP\",$CT156=\"VRF HP\",$CT156=\"PTHP\"),VLOOKUP($D156,'Factor Tables'!$N$89:$Y$105,MATCH(CONCATENATE($CT156,\" Clg\"),'Factor Tables'!$N$88:$Y$88,0),FALSE),VLOOKUP($D156,'Factor Tables'!$N$89:$Y$105,MATCH($CT156,'Factor Tables'!$N$88:$Y$88,0),FALSE)))","v":""},{"$f":"IF($CT156=\"\",\"\",IF(OR($CT156=\"DX HP\",$CT156=\"VRF HP\",$CT156=\"PTHP\"),VLOOKUP($D156,'Factor Tables'!$N$89:$Y$105,MATCH(CONCATENATE($CT156,\" Htg\"),'Factor Tables'!$N$88:$Y$88,0),FALSE),0))","v":""},{"$f":"IF($AB156=\"\",0,VLOOKUP($AB156,'Utility Admin'!$E:$G,2,FALSE))","v":0},{"$f":"IF($AB156=\"\",0,VLOOKUP($AB156,'Utility Admin'!$E:$G,3,FALSE))","v":0},{"$f":"IFERROR(IF(ABS(Summary!$F$12)<=ABS(Summary!$E$12)*'Utility Admin'!$I$5,$AZ156*$DF156+$BA156*$DG156,$AZ156*$DF156+$AZ156*'Utility Admin'!$I$5*$DG156),0)","v":0},null,"Summer",null,null,null,null,null,null,null,null,null,null,{"$f":"IF(OR('Project Info'!$C$10=\"\",$C156=\"\",$D156=\"\"),\"\",VLOOKUP($D156,$DW$9:$DZ$32,MATCH($C156,$DW$9:$DZ$9,0),FALSE))","v":""},null,null,null,null,null,null,"ERROR: Contact Program Manager. Post Capacity/Unit x Post # of Units must be within +/- 20% of Pre Capacity/Unit x Pre # of Units."]
[null,148,"","",null,null,null,null,null,null,null,null,null,null,null,null,null,null,null,null,null,null,null,null,null,null,null,null,null,null,null,null,null,null,null,null,null,null,null,null,null,null,null,0,0,0,0,0,0,999999999,"",0,0,{"$f":"IFERROR(IF($DH$261>'Utility Admin'!$H$5,$BA157/$BA$5*$BB$261,$DH157),0)","v":0},"","",{"$f":"IF(AND(OR($AB157=\"DX AC Air Cooled\",$AB157=\"DX HP Air Cooled\"),OR(AND($AI157=\"Btu/hr\",$AH157<65000),AND($AI157=\"Tons\",$AH157<65000/12000)),$AC157=\"Split\",$AN157>=15.2),MAX(Baselines!$CB401,12/9.8),Baselines!$CB401)","v":0},{"$f":"Baselines!$CC401","v":0},{"$f":"Baselines!$CE401","v":0},0,0,0,0,0,0,0,0,0,0,{"$f":"IF(OR($C157<>\"Early Retirement\",$J157=\"\"),0,IF(OR($I157=\"DX AC Air Cooled\",$I157=\"DX HP Air Cooled\"),VLOOKUP($J157,'Early Retirement'!$CI$6:$CM$32,2,FALSE),IF(OR($I157=\"PTAC\",$I157=\"PTHP\"),VLOOKUP($J157,'Early Retirement'!$CI$6:$CM$32,3,FALSE),IF(AND(OR($I157=\"Air Cooled Chiller\",$I157=\"Water Cooled Chiller\"),$L157<>\"Centrifugal\"),VLOOKUP($J157,'Early Retirement'!$CI$6:$CM$32,4,FALSE),IF(AND(OR($I157=\"Air Cooled Chiller\",$I157=\"Water Cooled Chiller\"),$L157=\"Centrifugal\"),VLOOKUP($J157,'Early Retirement'!$CI$6:$CM$32,5,FALSE),\"\")))))","v":0},0,0,0,0,0,0,0,0,0,0,0,"","","",0,0,0,{"$f":"IF(AND($C157=\"Early Retirement\",$J157<>\"\",$S157<>\"\",$U157<>\"\"),$CG157,IF(AND(OR($AB157=\"DX AC Air Cooled\",$AB157=\"DX HP Air Cooled\"),OR(AND($AI157=\"Btu/hr\",$AH157<65000),AND($AI157=\"Tons\",$AH157<65000/12000)),$AC157=\"Split\",$AN157>=15.2),MAX(Baselines!$CB150,12/9.8),Baselines!$CB150))","v":0},{"$f":"IF(AND($C157=\"Early Retirement\",$J157<>\"\",$S157<>\"\",$U157<>\"\"),$CH157,Baselines!$CC150)","v":0},{"$f":"Baselines!$CD150","v":"kW/ton"},"",{"$f":"IF(AND($C157=\"Early Retirement\",$J157<>\"\",$S157<>\"\",$U157<>\"\"),$CI157,IF(AND(Baselines!$CE150=0,OR($CT157=\"DX HP\",$CT157=\"PTHP\")),$BG157,Baselines!$CE150))","v":0},"COP",{"$f":"IF(OR($C157=\"Replace-on-Burnout\",$C157=\"New Construction\"),$DB157,IF($CD157=\"\",\"\",IF(OR($CD157=\"DX HP\",$CD157=\"PTHP\"),VLOOKUP($D157,'Factor Tables'!$B$89:$M$105,MATCH(CONCATENATE($CD157,\" Clg\"),'Factor Tables'!$B$88:$M$88,0),FALSE),VLOOKUP($D157,'Factor Tables'!$B$89:$M$105,MATCH($CD157,'Factor Tables'!$B$88:$M$88,0),FALSE))))","v":""},{"$f":"IF(OR($C157=\"Replace-on-Burnout\",$C157=\"New Construction\"),$DC157,IF($CD157=\"\",\"\",IF($CD157=\"DX HP\",VLOOKUP($D157,'Factor Tables'!$B$89:$M$105,MATCH(\"DX HP Htg\",'Factor Tables'!$B$88:$M$88,0),FALSE),0)))","v":""},{"$f":"IF(OR($C157=\"Replace-on-Burnout\",$C157=\"New Construction\"),$DD157,IF($CD157=\"\",\"\",IF($CD157=\"DX HP\",VLOOKUP($D157,'Factor Tables'!$N$89:$Y$105,MATCH(\"DX HP Clg\",'Factor Tables'!$N$88:$Y$88,0),FALSE),IF($CD157=\"PTHP\",VLOOKUP($D157,'Factor Tables'!$N$89:$Y$105,MATCH(\"PTHP Clg\",'Factor Tables'!$N$88:$Y$88,0),FALSE),IF(AND($CD157<>\"DX HP\",$CD157<>\"PTHP\"),VLOOKUP($D157,'Factor Tables'!$N$89:$Y$105,MATCH($CD157,'Factor Tables'!$N$88:$Y$88,0),FALSE),\"\")))))","v":""},{"$f":"IF(OR($C157=\"Replace-on-Burnout\",$C157=\"New Construction\",$CT157=\"DX HP\",$CT157=\"PTHP\"),$DE157,IF($CD157=\"\",\"\",IF($CD157=\"DX HP\",VLOOKUP($D157,'Factor Tables'!$N$89:$Y$105,MATCH(\"DX HP Htg\",'Factor Tables'!$N$88:$Y$88,0),FALSE),IF($CD157=\"PTHP\",VLOOKUP($D157,'Factor Tables'!$N$89:$Y$105,MATCH(\"PTHP Htg\",'Factor Tables'!$N$88:$Y$88,0),FALSE),0))))","v":""},"","",0,0,"kW/ton","",0,"COP",{"$f":"IF($CT157=\"\",\"\",IF(OR($CT157=\"DX HP\",$CT157=\"VRF HP\",$CT157=\"PTHP\"),VLOOKUP($D157,'Factor Tables'!$B$89:$M$105,MATCH(CONCATENATE($CT157,\" Clg\"),'Factor Tables'!$B$88:$M$88,0),FALSE),VLOOKUP($D157,'Factor Tables'!$B$89:$M$105,MATCH($CT157,'Factor Tables'!$B$88:$M$88,0),FALSE)))","v":""},{"$f":"IF($CT157=\"\",\"\",IF(OR($CT157=\"DX HP\",$CT157=\"VRF HP\",$CT157=\"PTHP\"),VLOOKUP($D157,'Factor Tables'!$B$89:$M$105,MATCH(CONCATENATE($CT157,\" Htg\"),'Factor Tables'!$B$88:$M$88,0),FALSE),0))","v":""},{"$f":"IF($CT157=\"\",\"\",IF(OR($CT157=\"DX HP\",$CT157=\"VRF HP\",$CT157=\"PTHP\"),VLOOKUP($D157,'Factor Tables'!$N$89:$Y$105,MATCH(CONCATENATE($CT157,\" Clg\"),'Factor Tables'!$N$88:$Y$88,0),FALSE),VLOOKUP($D157,'Factor Tables'!$N$89:$Y$105,MATCH($CT157,'Factor Tables'!$N$88:$Y$88,0),FALSE)))","v":""},{"$f":"IF($CT157=\"\",\"\",IF(OR($CT157=\"DX HP\",$CT157=\"VRF HP\",$CT157=\"PTHP\"),VLOOKUP($D157,'Factor Tables'!$N$89:$Y$105,MATCH(CONCATENATE($CT157,\" Htg\"),'Factor Tables'!$N$88:$Y$88,0),FALSE),0))","v":""},{"$f":"IF($AB157=\"\",0,VLOOKUP($AB157,'Utility Admin'!$E:$G,2,FALSE))","v":0},{"$f":"IF($AB157=\"\",0,VLOOKUP($AB157,'Utility Admin'!$E:$G,3,FALSE))","v":0},{"$f":"IFERROR(IF(ABS(Summary!$F$12)<=ABS(Summary!$E$12)*'Utility Admin'!$I$5,$AZ157*$DF157+$BA157*$DG157,$AZ157*$DF157+$AZ157*'Utility Admin'!$I$5*$DG157),0)","v":0},null,"Summer",null,null,null,null,null,null,null,null,null,null,{"$f":"IF(OR('Project Info'!$C$10=\"\",$C157=\"\",$D157=\"\"),\"\",VLOOKUP($D157,$DW$9:$DZ$32,MATCH($C157,$DW$9:$DZ$9,0),FALSE))","v":""},null,null,null,null,null,null,"ERROR: Contact Program Manager. Post Capacity/Unit x Post # of Units must be within +/- 20% of Pre Capacity/Unit x Pre # of Units."]
[null,149,"","",null,null,null,null,null,null,null,null,null,null,null,null,null,null,null,null,null,null,null,null,null,null,null,null,null,null,null,null,null,null,null,null,null,null,null,null,null,null,null,0,0,0,0,0,0,999999999,"",0,0,{"$f":"IFERROR(IF($DH$261>'Utility Admin'!$H$5,$BA158/$BA$5*$BB$261,$DH158),0)","v":0},"","",{"$f":"IF(AND(OR($AB158=\"DX AC Air Cooled\",$AB158=\"DX HP Air Cooled\"),OR(AND($AI158=\"Btu/hr\",$AH158<65000),AND($AI158=\"Tons\",$AH158<65000/12000)),$AC158=\"Split\",$AN158>=15.2),MAX(Baselines!$CB402,12/9.8),Baselines!$CB402)","v":0},{"$f":"Baselines!$CC402","v":0},{"$f":"Baselines!$CE402","v":0},0,0,0,0,0,0,0,0,0,0,{"$f":"IF(OR($C158<>\"Early Retirement\",$J158=\"\"),0,IF(OR($I158=\"DX AC Air Cooled\",$I158=\"DX HP Air Cooled\"),VLOOKUP($J158,'Early Retirement'!$CI$6:$CM$32,2,FALSE),IF(OR($I158=\"PTAC\",$I158=\"PTHP\"),VLOOKUP($J158,'Early Retirement'!$CI$6:$CM$32,3,FALSE),IF(AND(OR($I158=\"Air Cooled Chiller\",$I158=\"Water Cooled Chiller\"),$L158<>\"Centrifugal\"),VLOOKUP($J158,'Early Retirement'!$CI$6:$CM$32,4,FALSE),IF(AND(OR($I158=\"Air Cooled Chiller\",$I158=\"Water Cooled Chiller\"),$L158=\"Centrifugal\"),VLOOKUP($J158,'Early Retirement'!$CI$6:$CM$32,5,FALSE),\"\")))))","v":0},0,0,0,0,0,0,0,0,0,0,0,"","","",0,0,0,{"$f":"IF(AND($C158=\"Early Retirement\",$J158<>\"\",$S158<>\"\",$U158<>\"\"),$CG158,IF(AND(OR($AB158=\"DX AC Air Cooled\",$AB158=\"DX HP Air Cooled\"),OR(AND($AI158=\"Btu/hr\",$AH158<65000),AND($AI158=\"Tons\",$AH158<65000/12000)),$AC158=\"Split\",$AN158>=15.2),MAX(Baselines!$CB151,12/9.8),Baselines!$CB151))","v":0},{"$f":"IF(AND($C158=\"Early Retirement\",$J158<>\"\",$S158<>\"\",$U158<>\"\"),$CH158,Baselines!$CC151)","v":0},{"$f":"Baselines!$CD151","v":"kW/ton"},"",{"$f":"IF(AND($C158=\"Early Retirement\",$J158<>\"\",$S158<>\"\",$U158<>\"\"),$CI158,IF(AND(Baselines!$CE151=0,OR($CT158=\"DX HP\",$CT158=\"PTHP\")),$BG158,Baselines!$CE151))","v":0},"COP",{"$f":"IF(OR($C158=\"Replace-on-Burnout\",$C158=\"New Construction\"),$DB158,IF($CD158=\"\",\"\",IF(OR($CD158=\"DX HP\",$CD158=\"PTHP\"),VLOOKUP($D158,'Factor Tables'!$B$89:$M$105,MATCH(CONCATENATE($CD158,\" Clg\"),'Factor Tables'!$B$88:$M$88,0),FALSE),VLOOKUP($D158,'Factor Tables'!$B$89:$M$105,MATCH($CD158,'Factor Tables'!$B$88:$M$88,0),FALSE))))","v":""},{"$f":"IF(OR($C158=\"Replace-on-Burnout\",$C158=\"New Construction\"),$DC158,IF($CD158=\"\",\"\",IF($CD158=\"DX HP\",VLOOKUP($D158,'Factor Tables'!$B$89:$M$105,MATCH(\"DX HP Htg\",'Factor Tables'!$B$88:$M$88,0),FALSE),0)))","v":""},{"$f":"IF(OR($C158=\"Replace-on-Burnout\",$C158=\"New Construction\"),$DD158,IF($CD158=\"\",\"\",IF($CD158=\"DX HP\",VLOOKUP($D158,'Factor Tables'!$N$89:$Y$105,MATCH(\"DX HP Clg\",'Factor Tables'!$N$88:$Y$88,0),FALSE),IF($CD158=\"PTHP\",VLOOKUP($D158,'Factor Tables'!$N$89:$Y$105,MATCH(\"PTHP Clg\",'Factor Tables'!$N$88:$Y$88,0),FALSE),IF(AND($CD158<>\"DX HP\",$CD158<>\"PTHP\"),VLOOKUP($D158,'Factor Tables'!$N$89:$Y$105,MATCH($CD158,'Factor Tables'!$N$88:$Y$88,0),FALSE),\"\")))))","v":""},{"$f":"IF(OR($C158=\"Replace-on-Burnout\",$C158=\"New Construction\",$CT158=\"DX HP\",$CT158=\"PTHP\"),$DE158,IF($CD158=\"\",\"\",IF($CD158=\"DX HP\",VLOOKUP($D158,'Factor Tables'!$N$89:$Y$105,MATCH(\"DX HP Htg\",'Factor Tables'!$N$88:$Y$88,0),FALSE),IF($CD158=\"PTHP\",VLOOKUP($D158,'Factor Tables'!$N$89:$Y$105,MATCH(\"PTHP Htg\",'Factor Tables'!$N$88:$Y$88,0),FALSE),0))))","v":""},"","",0,0,"kW/ton","",0,"COP",{"$f":"IF($CT158=\"\",\"\",IF(OR($CT158=\"DX HP\",$CT158=\"VRF HP\",$CT158=\"PTHP\"),VLOOKUP($D158,'Factor Tables'!$B$89:$M$105,MATCH(CONCATENATE($CT158,\" Clg\"),'Factor Tables'!$B$88:$M$88,0),FALSE),VLOOKUP($D158,'Factor Tables'!$B$89:$M$105,MATCH($CT158,'Factor Tables'!$B$88:$M$88,0),FALSE)))","v":""},{"$f":"IF($CT158=\"\",\"\",IF(OR($CT158=\"DX HP\",$CT158=\"VRF HP\",$CT158=\"PTHP\"),VLOOKUP($D158,'Factor Tables'!$B$89:$M$105,MATCH(CONCATENATE($CT158,\" Htg\"),'Factor Tables'!$B$88:$M$88,0),FALSE),0))","v":""},{"$f":"IF($CT158=\"\",\"\",IF(OR($CT158=\"DX HP\",$CT158=\"VRF HP\",$CT158=\"PTHP\"),VLOOKUP($D158,'Factor Tables'!$N$89:$Y$105,MATCH(CONCATENATE($CT158,\" Clg\"),'Factor Tables'!$N$88:$Y$88,0),FALSE),VLOOKUP($D158,'Factor Tables'!$N$89:$Y$105,MATCH($CT158,'Factor Tables'!$N$88:$Y$88,0),FALSE)))","v":""},{"$f":"IF($CT158=\"\",\"\",IF(OR($CT158=\"DX HP\",$CT158=\"VRF HP\",$CT158=\"PTHP\"),VLOOKUP($D158,'Factor Tables'!$N$89:$Y$105,MATCH(CONCATENATE($CT158,\" Htg\"),'Factor Tables'!$N$88:$Y$88,0),FALSE),0))","v":""},{"$f":"IF($AB158=\"\",0,VLOOKUP($AB158,'Utility Admin'!$E:$G,2,FALSE))","v":0},{"$f":"IF($AB158=\"\",0,VLOOKUP($AB158,'Utility Admin'!$E:$G,3,FALSE))","v":0},{"$f":"IFERROR(IF(ABS(Summary!$F$12)<=ABS(Summary!$E$12)*'Utility Admin'!$I$5,$AZ158*$DF158+$BA158*$DG158,$AZ158*$DF158+$AZ158*'Utility Admin'!$I$5*$DG158),0)","v":0},null,"Summer",null,null,null,null,null,null,null,null,null,null,{"$f":"IF(OR('Project Info'!$C$10=\"\",$C158=\"\",$D158=\"\"),\"\",VLOOKUP($D158,$DW$9:$DZ$32,MATCH($C158,$DW$9:$DZ$9,0),FALSE))","v":""},null,null,null,null,null,null,"ERROR: Contact Program Manager. Post Capacity/Unit x Post # of Units must be within +/- 20% of Pre Capacity/Unit x Pre # of Units."]
[null,150,"","",null,null,null,null,null,null,null,null,null,null,null,null,null,null,null,null,null,null,null,null,null,null,null,null,null,null,null,null,null,null,null,null,null,null,null,null,null,null,null,0,0,0,0,0,0,999999999,"",0,0,{"$f":"IFERROR(IF($DH$261>'Utility Admin'!$H$5,$BA159/$BA$5*$BB$261,$DH159),0)","v":0},"","",{"$f":"IF(AND(OR($AB159=\"DX AC Air Cooled\",$AB159=\"DX HP Air Cooled\"),OR(AND($AI159=\"Btu/hr\",$AH159<65000),AND($AI159=\"Tons\",$AH159<65000/12000)),$AC159=\"Split\",$AN159>=15.2),MAX(Baselines!$CB403,12/9.8),Baselines!$CB403)","v":0},{"$f":"Baselines!$CC403","v":0},{"$f":"Baselines!$CE403","v":0},0,0,0,0,0,0,0,0,0,0,{"$f":"IF(OR($C159<>\"Early Retirement\",$J159=\"\"),0,IF(OR($I159=\"DX AC Air Cooled\",$I159=\"DX HP Air Cooled\"),VLOOKUP($J159,'Early Retirement'!$CI$6:$CM$32,2,FALSE),IF(OR($I159=\"PTAC\",$I159=\"PTHP\"),VLOOKUP($J159,'Early Retirement'!$CI$6:$CM$32,3,FALSE),IF(AND(OR($I159=\"Air Cooled Chiller\",$I159=\"Water Cooled Chiller\"),$L159<>\"Centrifugal\"),VLOOKUP($J159,'Early Retirement'!$CI$6:$CM$32,4,FALSE),IF(AND(OR($I159=\"Air Cooled Chiller\",$I159=\"Water Cooled Chiller\"),$L159=\"Centrifugal\"),VLOOKUP($J159,'Early Retirement'!$CI$6:$CM$32,5,FALSE),\"\")))))","v":0},0,0,0,0,0,0,0,0,0,0,0,"","","",0,0,0,{"$f":"IF(AND($C159=\"Early Retirement\",$J159<>\"\",$S159<>\"\",$U159<>\"\"),$CG159,IF(AND(OR($AB159=\"DX AC Air Cooled\",$AB159=\"DX HP Air Cooled\"),OR(AND($AI159=\"Btu/hr\",$AH159<65000),AND($AI159=\"Tons\",$AH159<65000/12000)),$AC159=\"Split\",$AN159>=15.2),MAX(Baselines!$CB152,12/9.8),Baselines!$CB152))","v":0},{"$f":"IF(AND($C159=\"Early Retirement\",$J159<>\"\",$S159<>\"\",$U159<>\"\"),$CH159,Baselines!$CC152)","v":0},{"$f":"Baselines!$CD152","v":"kW/ton"},"",{"$f":"IF(AND($C159=\"Early Retirement\",$J159<>\"\",$S159<>\"\",$U159<>\"\"),$CI159,IF(AND(Baselines!$CE152=0,OR($CT159=\"DX HP\",$CT159=\"PTHP\")),$BG159,Baselines!$CE152))","v":0},"COP",{"$f":"IF(OR($C159=\"Replace-on-Burnout\",$C159=\"New Construction\"),$DB159,IF($CD159=\"\",\"\",IF(OR($CD159=\"DX HP\",$CD159=\"PTHP\"),VLOOKUP($D159,'Factor Tables'!$B$89:$M$105,MATCH(CONCATENATE($CD159,\" Clg\"),'Factor Tables'!$B$88:$M$88,0),FALSE),VLOOKUP($D159,'Factor Tables'!$B$89:$M$105,MATCH($CD159,'Factor Tables'!$B$88:$M$88,0),FALSE))))","v":""},{"$f":"IF(OR($C159=\"Replace-on-Burnout\",$C159=\"New Construction\"),$DC159,IF($CD159=\"\",\"\",IF($CD159=\"DX HP\",VLOOKUP($D159,'Factor Tables'!$B$89:$M$105,MATCH(\"DX HP Htg\",'Factor Tables'!$B$88:$M$88,0),FALSE),0)))","v":""},{"$f":"IF(OR($C159=\"Replace-on-Burnout\",$C159=\"New Construction\"),$DD159,IF($CD159=\"\",\"\",IF($CD159=\"DX HP\",VLOOKUP($D159,'Factor Tables'!$N$89:$Y$105,MATCH(\"DX HP Clg\",'Factor Tables'!$N$88:$Y$88,0),FALSE),IF($CD159=\"PTHP\",VLOOKUP($D159,'Factor Tables'!$N$89:$Y$105,MATCH(\"PTHP Clg\",'Factor Tables'!$N$88:$Y$88,0),FALSE),IF(AND($CD159<>\"DX HP\",$CD159<>\"PTHP\"),VLOOKUP($D159,'Factor Tables'!$N$89:$Y$105,MATCH($CD159,'Factor Tables'!$N$88:$Y$88,0),FALSE),\"\")))))","v":""},{"$f":"IF(OR($C159=\"Replace-on-Burnout\",$C159=\"New Construction\",$CT159=\"DX HP\",$CT159=\"PTHP\"),$DE159,IF($CD159=\"\",\"\",IF($CD159=\"DX HP\",VLOOKUP($D159,'Factor Tables'!$N$89:$Y$105,MATCH(\"DX HP Htg\",'Factor Tables'!$N$88:$Y$88,0),FALSE),IF($CD159=\"PTHP\",VLOOKUP($D159,'Factor Tables'!$N$89:$Y$105,MATCH(\"PTHP Htg\",'Factor Tables'!$N$88:$Y$88,0),FALSE),0))))","v":""},"","",0,0,"kW/ton","",0,"COP",{"$f":"IF($CT159=\"\",\"\",IF(OR($CT159=\"DX HP\",$CT159=\"VRF HP\",$CT159=\"PTHP\"),VLOOKUP($D159,'Factor Tables'!$B$89:$M$105,MATCH(CONCATENATE($CT159,\" Clg\"),'Factor Tables'!$B$88:$M$88,0),FALSE),VLOOKUP($D159,'Factor Tables'!$B$89:$M$105,MATCH($CT159,'Factor Tables'!$B$88:$M$88,0),FALSE)))","v":""},{"$f":"IF($CT159=\"\",\"\",IF(OR($CT159=\"DX HP\",$CT159=\"VRF HP\",$CT159=\"PTHP\"),VLOOKUP($D159,'Factor Tables'!$B$89:$M$105,MATCH(CONCATENATE($CT159,\" Htg\"),'Factor Tables'!$B$88:$M$88,0),FALSE),0))","v":""},{"$f":"IF($CT159=\"\",\"\",IF(OR($CT159=\"DX HP\",$CT159=\"VRF HP\",$CT159=\"PTHP\"),VLOOKUP($D159,'Factor Tables'!$N$89:$Y$105,MATCH(CONCATENATE($CT159,\" Clg\"),'Factor Tables'!$N$88:$Y$88,0),FALSE),VLOOKUP($D159,'Factor Tables'!$N$89:$Y$105,MATCH($CT159,'Factor Tables'!$N$88:$Y$88,0),FALSE)))","v":""},{"$f":"IF($CT159=\"\",\"\",IF(OR($CT159=\"DX HP\",$CT159=\"VRF HP\",$CT159=\"PTHP\"),VLOOKUP($D159,'Factor Tables'!$N$89:$Y$105,MATCH(CONCATENATE($CT159,\" Htg\"),'Factor Tables'!$N$88:$Y$88,0),FALSE),0))","v":""},{"$f":"IF($AB159=\"\",0,VLOOKUP($AB159,'Utility Admin'!$E:$G,2,FALSE))","v":0},{"$f":"IF($AB159=\"\",0,VLOOKUP($AB159,'Utility Admin'!$E:$G,3,FALSE))","v":0},{"$f":"IFERROR(IF(ABS(Summary!$F$12)<=ABS(Summary!$E$12)*'Utility Admin'!$I$5,$AZ159*$DF159+$BA159*$DG159,$AZ159*$DF159+$AZ159*'Utility Admin'!$I$5*$DG159),0)","v":0},null,"Summer",null,null,null,null,null,null,null,null,null,null,{"$f":"IF(OR('Project Info'!$C$10=\"\",$C159=\"\",$D159=\"\"),\"\",VLOOKUP($D159,$DW$9:$DZ$32,MATCH($C159,$DW$9:$DZ$9,0),FALSE))","v":""},null,null,null,null,null,null,"ERROR: Contact Program Manager. Post Capacity/Unit x Post # of Units must be within +/- 20% of Pre Capacity/Unit x Pre # of Units."]
[null,151,"","",null,null,null,null,null,null,null,null,null,null,null,null,null,null,null,null,null,null,null,null,null,null,null,null,null,null,null,null,null,null,null,null,null,null,null,null,null,null,null,0,0,0,0,0,0,999999999,"",0,0,{"$f":"IFERROR(IF($DH$261>'Utility Admin'!$H$5,$BA160/$BA$5*$BB$261,$DH160),0)","v":0},"","",{"$f":"IF(AND(OR($AB160=\"DX AC Air Cooled\",$AB160=\"DX HP Air Cooled\"),OR(AND($AI160=\"Btu/hr\",$AH160<65000),AND($AI160=\"Tons\",$AH160<65000/12000)),$AC160=\"Split\",$AN160>=15.2),MAX(Baselines!$CB404,12/9.8),Baselines!$CB404)","v":0},{"$f":"Baselines!$CC404","v":0},{"$f":"Baselines!$CE404","v":0},0,0,0,0,0,0,0,0,0,0,{"$f":"IF(OR($C160<>\"Early Retirement\",$J160=\"\"),0,IF(OR($I160=\"DX AC Air Cooled\",$I160=\"DX HP Air Cooled\"),VLOOKUP($J160,'Early Retirement'!$CI$6:$CM$32,2,FALSE),IF(OR($I160=\"PTAC\",$I160=\"PTHP\"),VLOOKUP($J160,'Early Retirement'!$CI$6:$CM$32,3,FALSE),IF(AND(OR($I160=\"Air Cooled Chiller\",$I160=\"Water Cooled Chiller\"),$L160<>\"Centrifugal\"),VLOOKUP($J160,'Early Retirement'!$CI$6:$CM$32,4,FALSE),IF(AND(OR($I160=\"Air Cooled Chiller\",$I160=\"Water Cooled Chiller\"),$L160=\"Centrifugal\"),VLOOKUP($J160,'Early Retirement'!$CI$6:$CM$32,5,FALSE),\"\")))))","v":0},0,0,0,0,0,0,0,0,0,0,0,"","","",0,0,0,{"$f":"IF(AND($C160=\"Early Retirement\",$J160<>\"\",$S160<>\"\",$U160<>\"\"),$CG160,IF(AND(OR($AB160=\"DX AC Air Cooled\",$AB160=\"DX HP Air Cooled\"),OR(AND($AI160=\"Btu/hr\",$AH160<65000),AND($AI160=\"Tons\",$AH160<65000/12000)),$AC160=\"Split\",$AN160>=15.2),MAX(Baselines!$CB153,12/9.8),Baselines!$CB153))","v":0},{"$f":"IF(AND($C160=\"Early Retirement\",$J160<>\"\",$S160<>\"\",$U160<>\"\"),$CH160,Baselines!$CC153)","v":0},{"$f":"Baselines!$CD153","v":"kW/ton"},"",{"$f":"IF(AND($C160=\"Early Retirement\",$J160<>\"\",$S160<>\"\",$U160<>\"\"),$CI160,IF(AND(Baselines!$CE153=0,OR($CT160=\"DX HP\",$CT160=\"PTHP\")),$BG160,Baselines!$CE153))","v":0},"COP",{"$f":"IF(OR($C160=\"Replace-on-Burnout\",$C160=\"New Construction\"),$DB160,IF($CD160=\"\",\"\",IF(OR($CD160=\"DX HP\",$CD160=\"PTHP\"),VLOOKUP($D160,'Factor Tables'!$B$89:$M$105,MATCH(CONCATENATE($CD160,\" Clg\"),'Factor Tables'!$B$88:$M$88,0),FALSE),VLOOKUP($D160,'Factor Tables'!$B$89:$M$105,MATCH($CD160,'Factor Tables'!$B$88:$M$88,0),FALSE))))","v":""},{"$f":"IF(OR($C160=\"Replace-on-Burnout\",$C160=\"New Construction\"),$DC160,IF($CD160=\"\",\"\",IF($CD160=\"DX HP\",VLOOKUP($D160,'Factor Tables'!$B$89:$M$105,MATCH(\"DX HP Htg\",'Factor Tables'!$B$88:$M$88,0),FALSE),0)))","v":""},{"$f":"IF(OR($C160=\"Replace-on-Burnout\",$C160=\"New Construction\"),$DD160,IF($CD160=\"\",\"\",IF($CD160=\"DX HP\",VLOOKUP($D160,'Factor Tables'!$N$89:$Y$105,MATCH(\"DX HP Clg\",'Factor Tables'!$N$88:$Y$88,0),FALSE),IF($CD160=\"PTHP\",VLOOKUP($D160,'Factor Tables'!$N$89:$Y$105,MATCH(\"PTHP Clg\",'Factor Tables'!$N$88:$Y$88,0),FALSE),IF(AND($CD160<>\"DX HP\",$CD160<>\"PTHP\"),VLOOKUP($D160,'Factor Tables'!$N$89:$Y$105,MATCH($CD160,'Factor Tables'!$N$88:$Y$88,0),FALSE),\"\")))))","v":""},{"$f":"IF(OR($C160=\"Replace-on-Burnout\",$C160=\"New Construction\",$CT160=\"DX HP\",$CT160=\"PTHP\"),$DE160,IF($CD160=\"\",\"\",IF($CD160=\"DX HP\",VLOOKUP($D160,'Factor Tables'!$N$89:$Y$105,MATCH(\"DX HP Htg\",'Factor Tables'!$N$88:$Y$88,0),FALSE),IF($CD160=\"PTHP\",VLOOKUP($D160,'Factor Tables'!$N$89:$Y$105,MATCH(\"PTHP Htg\",'Factor Tables'!$N$88:$Y$88,0),FALSE),0))))","v":""},"","",0,0,"kW/ton","",0,"COP",{"$f":"IF($CT160=\"\",\"\",IF(OR($CT160=\"DX HP\",$CT160=\"VRF HP\",$CT160=\"PTHP\"),VLOOKUP($D160,'Factor Tables'!$B$89:$M$105,MATCH(CONCATENATE($CT160,\" Clg\"),'Factor Tables'!$B$88:$M$88,0),FALSE),VLOOKUP($D160,'Factor Tables'!$B$89:$M$105,MATCH($CT160,'Factor Tables'!$B$88:$M$88,0),FALSE)))","v":""},{"$f":"IF($CT160=\"\",\"\",IF(OR($CT160=\"DX HP\",$CT160=\"VRF HP\",$CT160=\"PTHP\"),VLOOKUP($D160,'Factor Tables'!$B$89:$M$105,MATCH(CONCATENATE($CT160,\" Htg\"),'Factor Tables'!$B$88:$M$88,0),FALSE),0))","v":""},{"$f":"IF($CT160=\"\",\"\",IF(OR($CT160=\"DX HP\",$CT160=\"VRF HP\",$CT160=\"PTHP\"),VLOOKUP($D160,'Factor Tables'!$N$89:$Y$105,MATCH(CONCATENATE($CT160,\" Clg\"),'Factor Tables'!$N$88:$Y$88,0),FALSE),VLOOKUP($D160,'Factor Tables'!$N$89:$Y$105,MATCH($CT160,'Factor Tables'!$N$88:$Y$88,0),FALSE)))","v":""},{"$f":"IF($CT160=\"\",\"\",IF(OR($CT160=\"DX HP\",$CT160=\"VRF HP\",$CT160=\"PTHP\"),VLOOKUP($D160,'Factor Tables'!$N$89:$Y$105,MATCH(CONCATENATE($CT160,\" Htg\"),'Factor Tables'!$N$88:$Y$88,0),FALSE),0))","v":""},{"$f":"IF($AB160=\"\",0,VLOOKUP($AB160,'Utility Admin'!$E:$G,2,FALSE))","v":0},{"$f":"IF($AB160=\"\",0,VLOOKUP($AB160,'Utility Admin'!$E:$G,3,FALSE))","v":0},{"$f":"IFERROR(IF(ABS(Summary!$F$12)<=ABS(Summary!$E$12)*'Utility Admin'!$I$5,$AZ160*$DF160+$BA160*$DG160,$AZ160*$DF160+$AZ160*'Utility Admin'!$I$5*$DG160),0)","v":0},null,"Summer",null,null,null,null,null,null,null,null,null,null,{"$f":"IF(OR('Project Info'!$C$10=\"\",$C160=\"\",$D160=\"\"),\"\",VLOOKUP($D160,$DW$9:$DZ$32,MATCH($C160,$DW$9:$DZ$9,0),FALSE))","v":""},null,null,null,null,null,null,"ERROR: Contact Program Manager. Post Capacity/Unit x Post # of Units must be within +/- 20% of Pre Capacity/Unit x Pre # of Units."]
[null,152,"","",null,null,null,null,null,null,null,null,null,null,null,null,null,null,null,null,null,null,null,null,null,null,null,null,null,null,null,null,null,null,null,null,null,null,null,null,null,null,null,0,0,0,0,0,0,999999999,"",0,0,{"$f":"IFERROR(IF($DH$261>'Utility Admin'!$H$5,$BA161/$BA$5*$BB$261,$DH161),0)","v":0},"","",{"$f":"IF(AND(OR($AB161=\"DX AC Air Cooled\",$AB161=\"DX HP Air Cooled\"),OR(AND($AI161=\"Btu/hr\",$AH161<65000),AND($AI161=\"Tons\",$AH161<65000/12000)),$AC161=\"Split\",$AN161>=15.2),MAX(Baselines!$CB405,12/9.8),Baselines!$CB405)","v":0},{"$f":"Baselines!$CC405","v":0},{"$f":"Baselines!$CE405","v":0},0,0,0,0,0,0,0,0,0,0,{"$f":"IF(OR($C161<>\"Early Retirement\",$J161=\"\"),0,IF(OR($I161=\"DX AC Air Cooled\",$I161=\"DX HP Air Cooled\"),VLOOKUP($J161,'Early Retirement'!$CI$6:$CM$32,2,FALSE),IF(OR($I161=\"PTAC\",$I161=\"PTHP\"),VLOOKUP($J161,'Early Retirement'!$CI$6:$CM$32,3,FALSE),IF(AND(OR($I161=\"Air Cooled Chiller\",$I161=\"Water Cooled Chiller\"),$L161<>\"Centrifugal\"),VLOOKUP($J161,'Early Retirement'!$CI$6:$CM$32,4,FALSE),IF(AND(OR($I161=\"Air Cooled Chiller\",$I161=\"Water Cooled Chiller\"),$L161=\"Centrifugal\"),VLOOKUP($J161,'Early Retirement'!$CI$6:$CM$32,5,FALSE),\"\")))))","v":0},0,0,0,0,0,0,0,0,0,0,0,"","","",0,0,0,{"$f":"IF(AND($C161=\"Early Retirement\",$J161<>\"\",$S161<>\"\",$U161<>\"\"),$CG161,IF(AND(OR($AB161=\"DX AC Air Cooled\",$AB161=\"DX HP Air Cooled\"),OR(AND($AI161=\"Btu/hr\",$AH161<65000),AND($AI161=\"Tons\",$AH161<65000/12000)),$AC161=\"Split\",$AN161>=15.2),MAX(Baselines!$CB154,12/9.8),Baselines!$CB154))","v":0},{"$f":"IF(AND($C161=\"Early Retirement\",$J161<>\"\",$S161<>\"\",$U161<>\"\"),$CH161,Baselines!$CC154)","v":0},{"$f":"Baselines!$CD154","v":"kW/ton"},"",{"$f":"IF(AND($C161=\"Early Retirement\",$J161<>\"\",$S161<>\"\",$U161<>\"\"),$CI161,IF(AND(Baselines!$CE154=0,OR($CT161=\"DX HP\",$CT161=\"PTHP\")),$BG161,Baselines!$CE154))","v":0},"COP",{"$f":"IF(OR($C161=\"Replace-on-Burnout\",$C161=\"New Construction\"),$DB161,IF($CD161=\"\",\"\",IF(OR($CD161=\"DX HP\",$CD161=\"PTHP\"),VLOOKUP($D161,'Factor Tables'!$B$89:$M$105,MATCH(CONCATENATE($CD161,\" Clg\"),'Factor Tables'!$B$88:$M$88,0),FALSE),VLOOKUP($D161,'Factor Tables'!$B$89:$M$105,MATCH($CD161,'Factor Tables'!$B$88:$M$88,0),FALSE))))","v":""},{"$f":"IF(OR($C161=\"Replace-on-Burnout\",$C161=\"New Construction\"),$DC161,IF($CD161=\"\",\"\",IF($CD161=\"DX HP\",VLOOKUP($D161,'Factor Tables'!$B$89:$M$105,MATCH(\"DX HP Htg\",'Factor Tables'!$B$88:$M$88,0),FALSE),0)))","v":""},{"$f":"IF(OR($C161=\"Replace-on-Burnout\",$C161=\"New Construction\"),$DD161,IF($CD161=\"\",\"\",IF($CD161=\"DX HP\",VLOOKUP($D161,'Factor Tables'!$N$89:$Y$105,MATCH(\"DX HP Clg\",'Factor Tables'!$N$88:$Y$88,0),FALSE),IF($CD161=\"PTHP\",VLOOKUP($D161,'Factor Tables'!$N$89:$Y$105,MATCH(\"PTHP Clg\",'Factor Tables'!$N$88:$Y$88,0),FALSE),IF(AND($CD161<>\"DX HP\",$CD161<>\"PTHP\"),VLOOKUP($D161,'Factor Tables'!$N$89:$Y$105,MATCH($CD161,'Factor Tables'!$N$88:$Y$88,0),FALSE),\"\")))))","v":""},{"$f":"IF(OR($C161=\"Replace-on-Burnout\",$C161=\"New Construction\",$CT161=\"DX HP\",$CT161=\"PTHP\"),$DE161,IF($CD161=\"\",\"\",IF($CD161=\"DX HP\",VLOOKUP($D161,'Factor Tables'!$N$89:$Y$105,MATCH(\"DX HP Htg\",'Factor Tables'!$N$88:$Y$88,0),FALSE),IF($CD161=\"PTHP\",VLOOKUP($D161,'Factor Tables'!$N$89:$Y$105,MATCH(\"PTHP Htg\",'Factor Tables'!$N$88:$Y$88,0),FALSE),0))))","v":""},"","",0,0,"kW/ton","",0,"COP",{"$f":"IF($CT161=\"\",\"\",IF(OR($CT161=\"DX HP\",$CT161=\"VRF HP\",$CT161=\"PTHP\"),VLOOKUP($D161,'Factor Tables'!$B$89:$M$105,MATCH(CONCATENATE($CT161,\" Clg\"),'Factor Tables'!$B$88:$M$88,0),FALSE),VLOOKUP($D161,'Factor Tables'!$B$89:$M$105,MATCH($CT161,'Factor Tables'!$B$88:$M$88,0),FALSE)))","v":""},{"$f":"IF($CT161=\"\",\"\",IF(OR($CT161=\"DX HP\",$CT161=\"VRF HP\",$CT161=\"PTHP\"),VLOOKUP($D161,'Factor Tables'!$B$89:$M$105,MATCH(CONCATENATE($CT161,\" Htg\"),'Factor Tables'!$B$88:$M$88,0),FALSE),0))","v":""},{"$f":"IF($CT161=\"\",\"\",IF(OR($CT161=\"DX HP\",$CT161=\"VRF HP\",$CT161=\"PTHP\"),VLOOKUP($D161,'Factor Tables'!$N$89:$Y$105,MATCH(CONCATENATE($CT161,\" Clg\"),'Factor Tables'!$N$88:$Y$88,0),FALSE),VLOOKUP($D161,'Factor Tables'!$N$89:$Y$105,MATCH($CT161,'Factor Tables'!$N$88:$Y$88,0),FALSE)))","v":""},{"$f":"IF($CT161=\"\",\"\",IF(OR($CT161=\"DX HP\",$CT161=\"VRF HP\",$CT161=\"PTHP\"),VLOOKUP($D161,'Factor Tables'!$N$89:$Y$105,MATCH(CONCATENATE($CT161,\" Htg\"),'Factor Tables'!$N$88:$Y$88,0),FALSE),0))","v":""},{"$f":"IF($AB161=\"\",0,VLOOKUP($AB161,'Utility Admin'!$E:$G,2,FALSE))","v":0},{"$f":"IF($AB161=\"\",0,VLOOKUP($AB161,'Utility Admin'!$E:$G,3,FALSE))","v":0},{"$f":"IFERROR(IF(ABS(Summary!$F$12)<=ABS(Summary!$E$12)*'Utility Admin'!$I$5,$AZ161*$DF161+$BA161*$DG161,$AZ161*$DF161+$AZ161*'Utility Admin'!$I$5*$DG161),0)","v":0},null,"Summer",null,null,null,null,null,null,null,null,null,null,{"$f":"IF(OR('Project Info'!$C$10=\"\",$C161=\"\",$D161=\"\"),\"\",VLOOKUP($D161,$DW$9:$DZ$32,MATCH($C161,$DW$9:$DZ$9,0),FALSE))","v":""},null,null,null,null,null,null,"ERROR: Contact Program Manager. Post Capacity/Unit x Post # of Units must be within +/- 20% of Pre Capacity/Unit x Pre # of Units."]
[null,153,"","",null,null,null,null,null,null,null,null,null,null,null,null,null,null,null,null,null,null,null,null,null,null,null,null,null,null,null,null,null,null,null,null,null,null,null,null,null,null,null,0,0,0,0,0,0,999999999,"",0,0,{"$f":"IFERROR(IF($DH$261>'Utility Admin'!$H$5,$BA162/$BA$5*$BB$261,$DH162),0)","v":0},"","",{"$f":"IF(AND(OR($AB162=\"DX AC Air Cooled\",$AB162=\"DX HP Air Cooled\"),OR(AND($AI162=\"Btu/hr\",$AH162<65000),AND($AI162=\"Tons\",$AH162<65000/12000)),$AC162=\"Split\",$AN162>=15.2),MAX(Baselines!$CB406,12/9.8),Baselines!$CB406)","v":0},{"$f":"Baselines!$CC406","v":0},{"$f":"Baselines!$CE406","v":0},0,0,0,0,0,0,0,0,0,0,{"$f":"IF(OR($C162<>\"Early Retirement\",$J162=\"\"),0,IF(OR($I162=\"DX AC Air Cooled\",$I162=\"DX HP Air Cooled\"),VLOOKUP($J162,'Early Retirement'!$CI$6:$CM$32,2,FALSE),IF(OR($I162=\"PTAC\",$I162=\"PTHP\"),VLOOKUP($J162,'Early Retirement'!$CI$6:$CM$32,3,FALSE),IF(AND(OR($I162=\"Air Cooled Chiller\",$I162=\"Water Cooled Chiller\"),$L162<>\"Centrifugal\"),VLOOKUP($J162,'Early Retirement'!$CI$6:$CM$32,4,FALSE),IF(AND(OR($I162=\"Air Cooled Chiller\",$I162=\"Water Cooled Chiller\"),$L162=\"Centrifugal\"),VLOOKUP($J162,'Early Retirement'!$CI$6:$CM$32,5,FALSE),\"\")))))","v":0},0,0,0,0,0,0,0,0,0,0,0,"","","",0,0,0,{"$f":"IF(AND($C162=\"Early Retirement\",$J162<>\"\",$S162<>\"\",$U162<>\"\"),$CG162,IF(AND(OR($AB162=\"DX AC Air Cooled\",$AB162=\"DX HP Air Cooled\"),OR(AND($AI162=\"Btu/hr\",$AH162<65000),AND($AI162=\"Tons\",$AH162<65000/12000)),$AC162=\"Split\",$AN162>=15.2),MAX(Baselines!$CB155,12/9.8),Baselines!$CB155))","v":0},{"$f":"IF(AND($C162=\"Early Retirement\",$J162<>\"\",$S162<>\"\",$U162<>\"\"),$CH162,Baselines!$CC155)","v":0},{"$f":"Baselines!$CD155","v":"kW/ton"},"",{"$f":"IF(AND($C162=\"Early Retirement\",$J162<>\"\",$S162<>\"\",$U162<>\"\"),$CI162,IF(AND(Baselines!$CE155=0,OR($CT162=\"DX HP\",$CT162=\"PTHP\")),$BG162,Baselines!$CE155))","v":0},"COP",{"$f":"IF(OR($C162=\"Replace-on-Burnout\",$C162=\"New Construction\"),$DB162,IF($CD162=\"\",\"\",IF(OR($CD162=\"DX HP\",$CD162=\"PTHP\"),VLOOKUP($D162,'Factor Tables'!$B$89:$M$105,MATCH(CONCATENATE($CD162,\" Clg\"),'Factor Tables'!$B$88:$M$88,0),FALSE),VLOOKUP($D162,'Factor Tables'!$B$89:$M$105,MATCH($CD162,'Factor Tables'!$B$88:$M$88,0),FALSE))))","v":""},{"$f":"IF(OR($C162=\"Replace-on-Burnout\",$C162=\"New Construction\"),$DC162,IF($CD162=\"\",\"\",IF($CD162=\"DX HP\",VLOOKUP($D162,'Factor Tables'!$B$89:$M$105,MATCH(\"DX HP Htg\",'Factor Tables'!$B$88:$M$88,0),FALSE),0)))","v":""},{"$f":"IF(OR($C162=\"Replace-on-Burnout\",$C162=\"New Construction\"),$DD162,IF($CD162=\"\",\"\",IF($CD162=\"DX HP\",VLOOKUP($D162,'Factor Tables'!$N$89:$Y$105,MATCH(\"DX HP Clg\",'Factor Tables'!$N$88:$Y$88,0),FALSE),IF($CD162=\"PTHP\",VLOOKUP($D162,'Factor Tables'!$N$89:$Y$105,MATCH(\"PTHP Clg\",'Factor Tables'!$N$88:$Y$88,0),FALSE),IF(AND($CD162<>\"DX HP\",$CD162<>\"PTHP\"),VLOOKUP($D162,'Factor Tables'!$N$89:$Y$105,MATCH($CD162,'Factor Tables'!$N$88:$Y$88,0),FALSE),\"\")))))","v":""},{"$f":"IF(OR($C162=\"Replace-on-Burnout\",$C162=\"New Construction\",$CT162=\"DX HP\",$CT162=\"PTHP\"),$DE162,IF($CD162=\"\",\"\",IF($CD162=\"DX HP\",VLOOKUP($D162,'Factor Tables'!$N$89:$Y$105,MATCH(\"DX HP Htg\",'Factor Tables'!$N$88:$Y$88,0),FALSE),IF($CD162=\"PTHP\",VLOOKUP($D162,'Factor Tables'!$N$89:$Y$105,MATCH(\"PTHP Htg\",'Factor Tables'!$N$88:$Y$88,0),FALSE),0))))","v":""},"","",0,0,"kW/ton","",0,"COP",{"$f":"IF($CT162=\"\",\"\",IF(OR($CT162=\"DX HP\",$CT162=\"VRF HP\",$CT162=\"PTHP\"),VLOOKUP($D162,'Factor Tables'!$B$89:$M$105,MATCH(CONCATENATE($CT162,\" Clg\"),'Factor Tables'!$B$88:$M$88,0),FALSE),VLOOKUP($D162,'Factor Tables'!$B$89:$M$105,MATCH($CT162,'Factor Tables'!$B$88:$M$88,0),FALSE)))","v":""},{"$f":"IF($CT162=\"\",\"\",IF(OR($CT162=\"DX HP\",$CT162=\"VRF HP\",$CT162=\"PTHP\"),VLOOKUP($D162,'Factor Tables'!$B$89:$M$105,MATCH(CONCATENATE($CT162,\" Htg\"),'Factor Tables'!$B$88:$M$88,0),FALSE),0))","v":""},{"$f":"IF($CT162=\"\",\"\",IF(OR($CT162=\"DX HP\",$CT162=\"VRF HP\",$CT162=\"PTHP\"),VLOOKUP($D162,'Factor Tables'!$N$89:$Y$105,MATCH(CONCATENATE($CT162,\" Clg\"),'Factor Tables'!$N$88:$Y$88,0),FALSE),VLOOKUP($D162,'Factor Tables'!$N$89:$Y$105,MATCH($CT162,'Factor Tables'!$N$88:$Y$88,0),FALSE)))","v":""},{"$f":"IF($CT162=\"\",\"\",IF(OR($CT162=\"DX HP\",$CT162=\"VRF HP\",$CT162=\"PTHP\"),VLOOKUP($D162,'Factor Tables'!$N$89:$Y$105,MATCH(CONCATENATE($CT162,\" Htg\"),'Factor Tables'!$N$88:$Y$88,0),FALSE),0))","v":""},{"$f":"IF($AB162=\"\",0,VLOOKUP($AB162,'Utility Admin'!$E:$G,2,FALSE))","v":0},{"$f":"IF($AB162=\"\",0,VLOOKUP($AB162,'Utility Admin'!$E:$G,3,FALSE))","v":0},{"$f":"IFERROR(IF(ABS(Summary!$F$12)<=ABS(Summary!$E$12)*'Utility Admin'!$I$5,$AZ162*$DF162+$BA162*$DG162,$AZ162*$DF162+$AZ162*'Utility Admin'!$I$5*$DG162),0)","v":0},null,"Summer",null,null,null,null,null,null,null,null,null,null,{"$f":"IF(OR('Project Info'!$C$10=\"\",$C162=\"\",$D162=\"\"),\"\",VLOOKUP($D162,$DW$9:$DZ$32,MATCH($C162,$DW$9:$DZ$9,0),FALSE))","v":""},null,null,null,null,null,null,"ERROR: Contact Program Manager. Post Capacity/Unit x Post # of Units must be within +/- 20% of Pre Capacity/Unit x Pre # of Units."]
[null,154,"","",null,null,null,null,null,null,null,null,null,null,null,null,null,null,null,null,null,null,null,null,null,null,null,null,null,null,null,null,null,null,null,null,null,null,null,null,null,null,null,0,0,0,0,0,0,999999999,"",0,0,{"$f":"IFERROR(IF($DH$261>'Utility Admin'!$H$5,$BA163/$BA$5*$BB$261,$DH163),0)","v":0},"","",{"$f":"IF(AND(OR($AB163=\"DX AC Air Cooled\",$AB163=\"DX HP Air Cooled\"),OR(AND($AI163=\"Btu/hr\",$AH163<65000),AND($AI163=\"Tons\",$AH163<65000/12000)),$AC163=\"Split\",$AN163>=15.2),MAX(Baselines!$CB407,12/9.8),Baselines!$CB407)","v":0},{"$f":"Baselines!$CC407","v":0},{"$f":"Baselines!$CE407","v":0},0,0,0,0,0,0,0,0,0,0,{"$f":"IF(OR($C163<>\"Early Retirement\",$J163=\"\"),0,IF(OR($I163=\"DX AC Air Cooled\",$I163=\"DX HP Air Cooled\"),VLOOKUP($J163,'Early Retirement'!$CI$6:$CM$32,2,FALSE),IF(OR($I163=\"PTAC\",$I163=\"PTHP\"),VLOOKUP($J163,'Early Retirement'!$CI$6:$CM$32,3,FALSE),IF(AND(OR($I163=\"Air Cooled Chiller\",$I163=\"Water Cooled Chiller\"),$L163<>\"Centrifugal\"),VLOOKUP($J163,'Early Retirement'!$CI$6:$CM$32,4,FALSE),IF(AND(OR($I163=\"Air Cooled Chiller\",$I163=\"Water Cooled Chiller\"),$L163=\"Centrifugal\"),VLOOKUP($J163,'Early Retirement'!$CI$6:$CM$32,5,FALSE),\"\")))))","v":0},0,0,0,0,0,0,0,0,0,0,0,"","","",0,0,0,{"$f":"IF(AND($C163=\"Early Retirement\",$J163<>\"\",$S163<>\"\",$U163<>\"\"),$CG163,IF(AND(OR($AB163=\"DX AC Air Cooled\",$AB163=\"DX HP Air Cooled\"),OR(AND($AI163=\"Btu/hr\",$AH163<65000),AND($AI163=\"Tons\",$AH163<65000/12000)),$AC163=\"Split\",$AN163>=15.2),MAX(Baselines!$CB156,12/9.8),Baselines!$CB156))","v":0},{"$f":"IF(AND($C163=\"Early Retirement\",$J163<>\"\",$S163<>\"\",$U163<>\"\"),$CH163,Baselines!$CC156)","v":0},{"$f":"Baselines!$CD156","v":"kW/ton"},"",{"$f":"IF(AND($C163=\"Early Retirement\",$J163<>\"\",$S163<>\"\",$U163<>\"\"),$CI163,IF(AND(Baselines!$CE156=0,OR($CT163=\"DX HP\",$CT163=\"PTHP\")),$BG163,Baselines!$CE156))","v":0},"COP",{"$f":"IF(OR($C163=\"Replace-on-Burnout\",$C163=\"New Construction\"),$DB163,IF($CD163=\"\",\"\",IF(OR($CD163=\"DX HP\",$CD163=\"PTHP\"),VLOOKUP($D163,'Factor Tables'!$B$89:$M$105,MATCH(CONCATENATE($CD163,\" Clg\"),'Factor Tables'!$B$88:$M$88,0),FALSE),VLOOKUP($D163,'Factor Tables'!$B$89:$M$105,MATCH($CD163,'Factor Tables'!$B$88:$M$88,0),FALSE))))","v":""},{"$f":"IF(OR($C163=\"Replace-on-Burnout\",$C163=\"New Construction\"),$DC163,IF($CD163=\"\",\"\",IF($CD163=\"DX HP\",VLOOKUP($D163,'Factor Tables'!$B$89:$M$105,MATCH(\"DX HP Htg\",'Factor Tables'!$B$88:$M$88,0),FALSE),0)))","v":""},{"$f":"IF(OR($C163=\"Replace-on-Burnout\",$C163=\"New Construction\"),$DD163,IF($CD163=\"\",\"\",IF($CD163=\"DX HP\",VLOOKUP($D163,'Factor Tables'!$N$89:$Y$105,MATCH(\"DX HP Clg\",'Factor Tables'!$N$88:$Y$88,0),FALSE),IF($CD163=\"PTHP\",VLOOKUP($D163,'Factor Tables'!$N$89:$Y$105,MATCH(\"PTHP Clg\",'Factor Tables'!$N$88:$Y$88,0),FALSE),IF(AND($CD163<>\"DX HP\",$CD163<>\"PTHP\"),VLOOKUP($D163,'Factor Tables'!$N$89:$Y$105,MATCH($CD163,'Factor Tables'!$N$88:$Y$88,0),FALSE),\"\")))))","v":""},{"$f":"IF(OR($C163=\"Replace-on-Burnout\",$C163=\"New Construction\",$CT163=\"DX HP\",$CT163=\"PTHP\"),$DE163,IF($CD163=\"\",\"\",IF($CD163=\"DX HP\",VLOOKUP($D163,'Factor Tables'!$N$89:$Y$105,MATCH(\"DX HP Htg\",'Factor Tables'!$N$88:$Y$88,0),FALSE),IF($CD163=\"PTHP\",VLOOKUP($D163,'Factor Tables'!$N$89:$Y$105,MATCH(\"PTHP Htg\",'Factor Tables'!$N$88:$Y$88,0),FALSE),0))))","v":""},"","",0,0,"kW/ton","",0,"COP",{"$f":"IF($CT163=\"\",\"\",IF(OR($CT163=\"DX HP\",$CT163=\"VRF HP\",$CT163=\"PTHP\"),VLOOKUP($D163,'Factor Tables'!$B$89:$M$105,MATCH(CONCATENATE($CT163,\" Clg\"),'Factor Tables'!$B$88:$M$88,0),FALSE),VLOOKUP($D163,'Factor Tables'!$B$89:$M$105,MATCH($CT163,'Factor Tables'!$B$88:$M$88,0),FALSE)))","v":""},{"$f":"IF($CT163=\"\",\"\",IF(OR($CT163=\"DX HP\",$CT163=\"VRF HP\",$CT163=\"PTHP\"),VLOOKUP($D163,'Factor Tables'!$B$89:$M$105,MATCH(CONCATENATE($CT163,\" Htg\"),'Factor Tables'!$B$88:$M$88,0),FALSE),0))","v":""},{"$f":"IF($CT163=\"\",\"\",IF(OR($CT163=\"DX HP\",$CT163=\"VRF HP\",$CT163=\"PTHP\"),VLOOKUP($D163,'Factor Tables'!$N$89:$Y$105,MATCH(CONCATENATE($CT163,\" Clg\"),'Factor Tables'!$N$88:$Y$88,0),FALSE),VLOOKUP($D163,'Factor Tables'!$N$89:$Y$105,MATCH($CT163,'Factor Tables'!$N$88:$Y$88,0),FALSE)))","v":""},{"$f":"IF($CT163=\"\",\"\",IF(OR($CT163=\"DX HP\",$CT163=\"VRF HP\",$CT163=\"PTHP\"),VLOOKUP($D163,'Factor Tables'!$N$89:$Y$105,MATCH(CONCATENATE($CT163,\" Htg\"),'Factor Tables'!$N$88:$Y$88,0),FALSE),0))","v":""},{"$f":"IF($AB163=\"\",0,VLOOKUP($AB163,'Utility Admin'!$E:$G,2,FALSE))","v":0},{"$f":"IF($AB163=\"\",0,VLOOKUP($AB163,'Utility Admin'!$E:$G,3,FALSE))","v":0},{"$f":"IFERROR(IF(ABS(Summary!$F$12)<=ABS(Summary!$E$12)*'Utility Admin'!$I$5,$AZ163*$DF163+$BA163*$DG163,$AZ163*$DF163+$AZ163*'Utility Admin'!$I$5*$DG163),0)","v":0},null,"Summer",null,null,null,null,null,null,null,null,null,null,{"$f":"IF(OR('Project Info'!$C$10=\"\",$C163=\"\",$D163=\"\"),\"\",VLOOKUP($D163,$DW$9:$DZ$32,MATCH($C163,$DW$9:$DZ$9,0),FALSE))","v":""},null,null,null,null,null,null,"ERROR: Contact Program Manager. Post Capacity/Unit x Post # of Units must be within +/- 20% of Pre Capacity/Unit x Pre # of Units."]
[null,155,"","",null,null,null,null,null,null,null,null,null,null,null,null,null,null,null,null,null,null,null,null,null,null,null,null,null,null,null,null,null,null,null,null,null,null,null,null,null,null,null,0,0,0,0,0,0,999999999,"",0,0,{"$f":"IFERROR(IF($DH$261>'Utility Admin'!$H$5,$BA164/$BA$5*$BB$261,$DH164),0)","v":0},"","",{"$f":"IF(AND(OR($AB164=\"DX AC Air Cooled\",$AB164=\"DX HP Air Cooled\"),OR(AND($AI164=\"Btu/hr\",$AH164<65000),AND($AI164=\"Tons\",$AH164<65000/12000)),$AC164=\"Split\",$AN164>=15.2),MAX(Baselines!$CB408,12/9.8),Baselines!$CB408)","v":0},{"$f":"Baselines!$CC408","v":0},{"$f":"Baselines!$CE408","v":0},0,0,0,0,0,0,0,0,0,0,{"$f":"IF(OR($C164<>\"Early Retirement\",$J164=\"\"),0,IF(OR($I164=\"DX AC Air Cooled\",$I164=\"DX HP Air Cooled\"),VLOOKUP($J164,'Early Retirement'!$CI$6:$CM$32,2,FALSE),IF(OR($I164=\"PTAC\",$I164=\"PTHP\"),VLOOKUP($J164,'Early Retirement'!$CI$6:$CM$32,3,FALSE),IF(AND(OR($I164=\"Air Cooled Chiller\",$I164=\"Water Cooled Chiller\"),$L164<>\"Centrifugal\"),VLOOKUP($J164,'Early Retirement'!$CI$6:$CM$32,4,FALSE),IF(AND(OR($I164=\"Air Cooled Chiller\",$I164=\"Water Cooled Chiller\"),$L164=\"Centrifugal\"),VLOOKUP($J164,'Early Retirement'!$CI$6:$CM$32,5,FALSE),\"\")))))","v":0},0,0,0,0,0,0,0,0,0,0,0,"","","",0,0,0,{"$f":"IF(AND($C164=\"Early Retirement\",$J164<>\"\",$S164<>\"\",$U164<>\"\"),$CG164,IF(AND(OR($AB164=\"DX AC Air Cooled\",$AB164=\"DX HP Air Cooled\"),OR(AND($AI164=\"Btu/hr\",$AH164<65000),AND($AI164=\"Tons\",$AH164<65000/12000)),$AC164=\"Split\",$AN164>=15.2),MAX(Baselines!$CB157,12/9.8),Baselines!$CB157))","v":0},{"$f":"IF(AND($C164=\"Early Retirement\",$J164<>\"\",$S164<>\"\",$U164<>\"\"),$CH164,Baselines!$CC157)","v":0},{"$f":"Baselines!$CD157","v":"kW/ton"},"",{"$f":"IF(AND($C164=\"Early Retirement\",$J164<>\"\",$S164<>\"\",$U164<>\"\"),$CI164,IF(AND(Baselines!$CE157=0,OR($CT164=\"DX HP\",$CT164=\"PTHP\")),$BG164,Baselines!$CE157))","v":0},"COP",{"$f":"IF(OR($C164=\"Replace-on-Burnout\",$C164=\"New Construction\"),$DB164,IF($CD164=\"\",\"\",IF(OR($CD164=\"DX HP\",$CD164=\"PTHP\"),VLOOKUP($D164,'Factor Tables'!$B$89:$M$105,MATCH(CONCATENATE($CD164,\" Clg\"),'Factor Tables'!$B$88:$M$88,0),FALSE),VLOOKUP($D164,'Factor Tables'!$B$89:$M$105,MATCH($CD164,'Factor Tables'!$B$88:$M$88,0),FALSE))))","v":""},{"$f":"IF(OR($C164=\"Replace-on-Burnout\",$C164=\"New Construction\"),$DC164,IF($CD164=\"\",\"\",IF($CD164=\"DX HP\",VLOOKUP($D164,'Factor Tables'!$B$89:$M$105,MATCH(\"DX HP Htg\",'Factor Tables'!$B$88:$M$88,0),FALSE),0)))","v":""},{"$f":"IF(OR($C164=\"Replace-on-Burnout\",$C164=\"New Construction\"),$DD164,IF($CD164=\"\",\"\",IF($CD164=\"DX HP\",VLOOKUP($D164,'Factor Tables'!$N$89:$Y$105,MATCH(\"DX HP Clg\",'Factor Tables'!$N$88:$Y$88,0),FALSE),IF($CD164=\"PTHP\",VLOOKUP($D164,'Factor Tables'!$N$89:$Y$105,MATCH(\"PTHP Clg\",'Factor Tables'!$N$88:$Y$88,0),FALSE),IF(AND($CD164<>\"DX HP\",$CD164<>\"PTHP\"),VLOOKUP($D164,'Factor Tables'!$N$89:$Y$105,MATCH($CD164,'Factor Tables'!$N$88:$Y$88,0),FALSE),\"\")))))","v":""},{"$f":"IF(OR($C164=\"Replace-on-Burnout\",$C164=\"New Construction\",$CT164=\"DX HP\",$CT164=\"PTHP\"),$DE164,IF($CD164=\"\",\"\",IF($CD164=\"DX HP\",VLOOKUP($D164,'Factor Tables'!$N$89:$Y$105,MATCH(\"DX HP Htg\",'Factor Tables'!$N$88:$Y$88,0),FALSE),IF($CD164=\"PTHP\",VLOOKUP($D164,'Factor Tables'!$N$89:$Y$105,MATCH(\"PTHP Htg\",'Factor Tables'!$N$88:$Y$88,0),FALSE),0))))","v":""},"","",0,0,"kW/ton","",0,"COP",{"$f":"IF($CT164=\"\",\"\",IF(OR($CT164=\"DX HP\",$CT164=\"VRF HP\",$CT164=\"PTHP\"),VLOOKUP($D164,'Factor Tables'!$B$89:$M$105,MATCH(CONCATENATE($CT164,\" Clg\"),'Factor Tables'!$B$88:$M$88,0),FALSE),VLOOKUP($D164,'Factor Tables'!$B$89:$M$105,MATCH($CT164,'Factor Tables'!$B$88:$M$88,0),FALSE)))","v":""},{"$f":"IF($CT164=\"\",\"\",IF(OR($CT164=\"DX HP\",$CT164=\"VRF HP\",$CT164=\"PTHP\"),VLOOKUP($D164,'Factor Tables'!$B$89:$M$105,MATCH(CONCATENATE($CT164,\" Htg\"),'Factor Tables'!$B$88:$M$88,0),FALSE),0))","v":""},{"$f":"IF($CT164=\"\",\"\",IF(OR($CT164=\"DX HP\",$CT164=\"VRF HP\",$CT164=\"PTHP\"),VLOOKUP($D164,'Factor Tables'!$N$89:$Y$105,MATCH(CONCATENATE($CT164,\" Clg\"),'Factor Tables'!$N$88:$Y$88,0),FALSE),VLOOKUP($D164,'Factor Tables'!$N$89:$Y$105,MATCH($CT164,'Factor Tables'!$N$88:$Y$88,0),FALSE)))","v":""},{"$f":"IF($CT164=\"\",\"\",IF(OR($CT164=\"DX HP\",$CT164=\"VRF HP\",$CT164=\"PTHP\"),VLOOKUP($D164,'Factor Tables'!$N$89:$Y$105,MATCH(CONCATENATE($CT164,\" Htg\"),'Factor Tables'!$N$88:$Y$88,0),FALSE),0))","v":""},{"$f":"IF($AB164=\"\",0,VLOOKUP($AB164,'Utility Admin'!$E:$G,2,FALSE))","v":0},{"$f":"IF($AB164=\"\",0,VLOOKUP($AB164,'Utility Admin'!$E:$G,3,FALSE))","v":0},{"$f":"IFERROR(IF(ABS(Summary!$F$12)<=ABS(Summary!$E$12)*'Utility Admin'!$I$5,$AZ164*$DF164+$BA164*$DG164,$AZ164*$DF164+$AZ164*'Utility Admin'!$I$5*$DG164),0)","v":0},null,"Summer",null,null,null,null,null,null,null,null,null,null,{"$f":"IF(OR('Project Info'!$C$10=\"\",$C164=\"\",$D164=\"\"),\"\",VLOOKUP($D164,$DW$9:$DZ$32,MATCH($C164,$DW$9:$DZ$9,0),FALSE))","v":""},null,null,null,null,null,null,"ERROR: Contact Program Manager. Post Capacity/Unit x Post # of Units must be within +/- 20% of Pre Capacity/Unit x Pre # of Units."]
[null,156,"","",null,null,null,null,null,null,null,null,null,null,null,null,null,null,null,null,null,null,null,null,null,null,null,null,null,null,null,null,null,null,null,null,null,null,null,null,null,null,null,0,0,0,0,0,0,999999999,"",0,0,{"$f":"IFERROR(IF($DH$261>'Utility Admin'!$H$5,$BA165/$BA$5*$BB$261,$DH165),0)","v":0},"","",{"$f":"IF(AND(OR($AB165=\"DX AC Air Cooled\",$AB165=\"DX HP Air Cooled\"),OR(AND($AI165=\"Btu/hr\",$AH165<65000),AND($AI165=\"Tons\",$AH165<65000/12000)),$AC165=\"Split\",$AN165>=15.2),MAX(Baselines!$CB409,12/9.8),Baselines!$CB409)","v":0},{"$f":"Baselines!$CC409","v":0},{"$f":"Baselines!$CE409","v":0},0,0,0,0,0,0,0,0,0,0,{"$f":"IF(OR($C165<>\"Early Retirement\",$J165=\"\"),0,IF(OR($I165=\"DX AC Air Cooled\",$I165=\"DX HP Air Cooled\"),VLOOKUP($J165,'Early Retirement'!$CI$6:$CM$32,2,FALSE),IF(OR($I165=\"PTAC\",$I165=\"PTHP\"),VLOOKUP($J165,'Early Retirement'!$CI$6:$CM$32,3,FALSE),IF(AND(OR($I165=\"Air Cooled Chiller\",$I165=\"Water Cooled Chiller\"),$L165<>\"Centrifugal\"),VLOOKUP($J165,'Early Retirement'!$CI$6:$CM$32,4,FALSE),IF(AND(OR($I165=\"Air Cooled Chiller\",$I165=\"Water Cooled Chiller\"),$L165=\"Centrifugal\"),VLOOKUP($J165,'Early Retirement'!$CI$6:$CM$32,5,FALSE),\"\")))))","v":0},0,0,0,0,0,0,0,0,0,0,0,"","","",0,0,0,{"$f":"IF(AND($C165=\"Early Retirement\",$J165<>\"\",$S165<>\"\",$U165<>\"\"),$CG165,IF(AND(OR($AB165=\"DX AC Air Cooled\",$AB165=\"DX HP Air Cooled\"),OR(AND($AI165=\"Btu/hr\",$AH165<65000),AND($AI165=\"Tons\",$AH165<65000/12000)),$AC165=\"Split\",$AN165>=15.2),MAX(Baselines!$CB158,12/9.8),Baselines!$CB158))","v":0},{"$f":"IF(AND($C165=\"Early Retirement\",$J165<>\"\",$S165<>\"\",$U165<>\"\"),$CH165,Baselines!$CC158)","v":0},{"$f":"Baselines!$CD158","v":"kW/ton"},"",{"$f":"IF(AND($C165=\"Early Retirement\",$J165<>\"\",$S165<>\"\",$U165<>\"\"),$CI165,IF(AND(Baselines!$CE158=0,OR($CT165=\"DX HP\",$CT165=\"PTHP\")),$BG165,Baselines!$CE158))","v":0},"COP",{"$f":"IF(OR($C165=\"Replace-on-Burnout\",$C165=\"New Construction\"),$DB165,IF($CD165=\"\",\"\",IF(OR($CD165=\"DX HP\",$CD165=\"PTHP\"),VLOOKUP($D165,'Factor Tables'!$B$89:$M$105,MATCH(CONCATENATE($CD165,\" Clg\"),'Factor Tables'!$B$88:$M$88,0),FALSE),VLOOKUP($D165,'Factor Tables'!$B$89:$M$105,MATCH($CD165,'Factor Tables'!$B$88:$M$88,0),FALSE))))","v":""},{"$f":"IF(OR($C165=\"Replace-on-Burnout\",$C165=\"New Construction\"),$DC165,IF($CD165=\"\",\"\",IF($CD165=\"DX HP\",VLOOKUP($D165,'Factor Tables'!$B$89:$M$105,MATCH(\"DX HP Htg\",'Factor Tables'!$B$88:$M$88,0),FALSE),0)))","v":""},{"$f":"IF(OR($C165=\"Replace-on-Burnout\",$C165=\"New Construction\"),$DD165,IF($CD165=\"\",\"\",IF($CD165=\"DX HP\",VLOOKUP($D165,'Factor Tables'!$N$89:$Y$105,MATCH(\"DX HP Clg\",'Factor Tables'!$N$88:$Y$88,0),FALSE),IF($CD165=\"PTHP\",VLOOKUP($D165,'Factor Tables'!$N$89:$Y$105,MATCH(\"PTHP Clg\",'Factor Tables'!$N$88:$Y$88,0),FALSE),IF(AND($CD165<>\"DX HP\",$CD165<>\"PTHP\"),VLOOKUP($D165,'Factor Tables'!$N$89:$Y$105,MATCH($CD165,'Factor Tables'!$N$88:$Y$88,0),FALSE),\"\")))))","v":""},{"$f":"IF(OR($C165=\"Replace-on-Burnout\",$C165=\"New Construction\",$CT165=\"DX HP\",$CT165=\"PTHP\"),$DE165,IF($CD165=\"\",\"\",IF($CD165=\"DX HP\",VLOOKUP($D165,'Factor Tables'!$N$89:$Y$105,MATCH(\"DX HP Htg\",'Factor Tables'!$N$88:$Y$88,0),FALSE),IF($CD165=\"PTHP\",VLOOKUP($D165,'Factor Tables'!$N$89:$Y$105,MATCH(\"PTHP Htg\",'Factor Tables'!$N$88:$Y$88,0),FALSE),0))))","v":""},"","",0,0,"kW/ton","",0,"COP",{"$f":"IF($CT165=\"\",\"\",IF(OR($CT165=\"DX HP\",$CT165=\"VRF HP\",$CT165=\"PTHP\"),VLOOKUP($D165,'Factor Tables'!$B$89:$M$105,MATCH(CONCATENATE($CT165,\" Clg\"),'Factor Tables'!$B$88:$M$88,0),FALSE),VLOOKUP($D165,'Factor Tables'!$B$89:$M$105,MATCH($CT165,'Factor Tables'!$B$88:$M$88,0),FALSE)))","v":""},{"$f":"IF($CT165=\"\",\"\",IF(OR($CT165=\"DX HP\",$CT165=\"VRF HP\",$CT165=\"PTHP\"),VLOOKUP($D165,'Factor Tables'!$B$89:$M$105,MATCH(CONCATENATE($CT165,\" Htg\"),'Factor Tables'!$B$88:$M$88,0),FALSE),0))","v":""},{"$f":"IF($CT165=\"\",\"\",IF(OR($CT165=\"DX HP\",$CT165=\"VRF HP\",$CT165=\"PTHP\"),VLOOKUP($D165,'Factor Tables'!$N$89:$Y$105,MATCH(CONCATENATE($CT165,\" Clg\"),'Factor Tables'!$N$88:$Y$88,0),FALSE),VLOOKUP($D165,'Factor Tables'!$N$89:$Y$105,MATCH($CT165,'Factor Tables'!$N$88:$Y$88,0),FALSE)))","v":""},{"$f":"IF($CT165=\"\",\"\",IF(OR($CT165=\"DX HP\",$CT165=\"VRF HP\",$CT165=\"PTHP\"),VLOOKUP($D165,'Factor Tables'!$N$89:$Y$105,MATCH(CONCATENATE($CT165,\" Htg\"),'Factor Tables'!$N$88:$Y$88,0),FALSE),0))","v":""},{"$f":"IF($AB165=\"\",0,VLOOKUP($AB165,'Utility Admin'!$E:$G,2,FALSE))","v":0},{"$f":"IF($AB165=\"\",0,VLOOKUP($AB165,'Utility Admin'!$E:$G,3,FALSE))","v":0},{"$f":"IFERROR(IF(ABS(Summary!$F$12)<=ABS(Summary!$E$12)*'Utility Admin'!$I$5,$AZ165*$DF165+$BA165*$DG165,$AZ165*$DF165+$AZ165*'Utility Admin'!$I$5*$DG165),0)","v":0},null,"Summer",null,null,null,null,null,null,null,null,null,null,{"$f":"IF(OR('Project Info'!$C$10=\"\",$C165=\"\",$D165=\"\"),\"\",VLOOKUP($D165,$DW$9:$DZ$32,MATCH($C165,$DW$9:$DZ$9,0),FALSE))","v":""},null,null,null,null,null,null,"ERROR: Contact Program Manager. Post Capacity/Unit x Post # of Units must be within +/- 20% of Pre Capacity/Unit x Pre # of Units."]
[null,157,"","",null,null,null,null,null,null,null,null,null,null,null,null,null,null,null,null,null,null,null,null,null,null,null,null,null,null,null,null,null,null,null,null,null,null,null,null,null,null,null,0,0,0,0,0,0,999999999,"",0,0,{"$f":"IFERROR(IF($DH$261>'Utility Admin'!$H$5,$BA166/$BA$5*$BB$261,$DH166),0)","v":0},"","",{"$f":"IF(AND(OR($AB166=\"DX AC Air Cooled\",$AB166=\"DX HP Air Cooled\"),OR(AND($AI166=\"Btu/hr\",$AH166<65000),AND($AI166=\"Tons\",$AH166<65000/12000)),$AC166=\"Split\",$AN166>=15.2),MAX(Baselines!$CB410,12/9.8),Baselines!$CB410)","v":0},{"$f":"Baselines!$CC410","v":0},{"$f":"Baselines!$CE410","v":0},0,0,0,0,0,0,0,0,0,0,{"$f":"IF(OR($C166<>\"Early Retirement\",$J166=\"\"),0,IF(OR($I166=\"DX AC Air Cooled\",$I166=\"DX HP Air Cooled\"),VLOOKUP($J166,'Early Retirement'!$CI$6:$CM$32,2,FALSE),IF(OR($I166=\"PTAC\",$I166=\"PTHP\"),VLOOKUP($J166,'Early Retirement'!$CI$6:$CM$32,3,FALSE),IF(AND(OR($I166=\"Air Cooled Chiller\",$I166=\"Water Cooled Chiller\"),$L166<>\"Centrifugal\"),VLOOKUP($J166,'Early Retirement'!$CI$6:$CM$32,4,FALSE),IF(AND(OR($I166=\"Air Cooled Chiller\",$I166=\"Water Cooled Chiller\"),$L166=\"Centrifugal\"),VLOOKUP($J166,'Early Retirement'!$CI$6:$CM$32,5,FALSE),\"\")))))","v":0},0,0,0,0,0,0,0,0,0,0,0,"","","",0,0,0,{"$f":"IF(AND($C166=\"Early Retirement\",$J166<>\"\",$S166<>\"\",$U166<>\"\"),$CG166,IF(AND(OR($AB166=\"DX AC Air Cooled\",$AB166=\"DX HP Air Cooled\"),OR(AND($AI166=\"Btu/hr\",$AH166<65000),AND($AI166=\"Tons\",$AH166<65000/12000)),$AC166=\"Split\",$AN166>=15.2),MAX(Baselines!$CB159,12/9.8),Baselines!$CB159))","v":0},{"$f":"IF(AND($C166=\"Early Retirement\",$J166<>\"\",$S166<>\"\",$U166<>\"\"),$CH166,Baselines!$CC159)","v":0},{"$f":"Baselines!$CD159","v":"kW/ton"},"",{"$f":"IF(AND($C166=\"Early Retirement\",$J166<>\"\",$S166<>\"\",$U166<>\"\"),$CI166,IF(AND(Baselines!$CE159=0,OR($CT166=\"DX HP\",$CT166=\"PTHP\")),$BG166,Baselines!$CE159))","v":0},"COP",{"$f":"IF(OR($C166=\"Replace-on-Burnout\",$C166=\"New Construction\"),$DB166,IF($CD166=\"\",\"\",IF(OR($CD166=\"DX HP\",$CD166=\"PTHP\"),VLOOKUP($D166,'Factor Tables'!$B$89:$M$105,MATCH(CONCATENATE($CD166,\" Clg\"),'Factor Tables'!$B$88:$M$88,0),FALSE),VLOOKUP($D166,'Factor Tables'!$B$89:$M$105,MATCH($CD166,'Factor Tables'!$B$88:$M$88,0),FALSE))))","v":""},{"$f":"IF(OR($C166=\"Replace-on-Burnout\",$C166=\"New Construction\"),$DC166,IF($CD166=\"\",\"\",IF($CD166=\"DX HP\",VLOOKUP($D166,'Factor Tables'!$B$89:$M$105,MATCH(\"DX HP Htg\",'Factor Tables'!$B$88:$M$88,0),FALSE),0)))","v":""},{"$f":"IF(OR($C166=\"Replace-on-Burnout\",$C166=\"New Construction\"),$DD166,IF($CD166=\"\",\"\",IF($CD166=\"DX HP\",VLOOKUP($D166,'Factor Tables'!$N$89:$Y$105,MATCH(\"DX HP Clg\",'Factor Tables'!$N$88:$Y$88,0),FALSE),IF($CD166=\"PTHP\",VLOOKUP($D166,'Factor Tables'!$N$89:$Y$105,MATCH(\"PTHP Clg\",'Factor Tables'!$N$88:$Y$88,0),FALSE),IF(AND($CD166<>\"DX HP\",$CD166<>\"PTHP\"),VLOOKUP($D166,'Factor Tables'!$N$89:$Y$105,MATCH($CD166,'Factor Tables'!$N$88:$Y$88,0),FALSE),\"\")))))","v":""},{"$f":"IF(OR($C166=\"Replace-on-Burnout\",$C166=\"New Construction\",$CT166=\"DX HP\",$CT166=\"PTHP\"),$DE166,IF($CD166=\"\",\"\",IF($CD166=\"DX HP\",VLOOKUP($D166,'Factor Tables'!$N$89:$Y$105,MATCH(\"DX HP Htg\",'Factor Tables'!$N$88:$Y$88,0),FALSE),IF($CD166=\"PTHP\",VLOOKUP($D166,'Factor Tables'!$N$89:$Y$105,MATCH(\"PTHP Htg\",'Factor Tables'!$N$88:$Y$88,0),FALSE),0))))","v":""},"","",0,0,"kW/ton","",0,"COP",{"$f":"IF($CT166=\"\",\"\",IF(OR($CT166=\"DX HP\",$CT166=\"VRF HP\",$CT166=\"PTHP\"),VLOOKUP($D166,'Factor Tables'!$B$89:$M$105,MATCH(CONCATENATE($CT166,\" Clg\"),'Factor Tables'!$B$88:$M$88,0),FALSE),VLOOKUP($D166,'Factor Tables'!$B$89:$M$105,MATCH($CT166,'Factor Tables'!$B$88:$M$88,0),FALSE)))","v":""},{"$f":"IF($CT166=\"\",\"\",IF(OR($CT166=\"DX HP\",$CT166=\"VRF HP\",$CT166=\"PTHP\"),VLOOKUP($D166,'Factor Tables'!$B$89:$M$105,MATCH(CONCATENATE($CT166,\" Htg\"),'Factor Tables'!$B$88:$M$88,0),FALSE),0))","v":""},{"$f":"IF($CT166=\"\",\"\",IF(OR($CT166=\"DX HP\",$CT166=\"VRF HP\",$CT166=\"PTHP\"),VLOOKUP($D166,'Factor Tables'!$N$89:$Y$105,MATCH(CONCATENATE($CT166,\" Clg\"),'Factor Tables'!$N$88:$Y$88,0),FALSE),VLOOKUP($D166,'Factor Tables'!$N$89:$Y$105,MATCH($CT166,'Factor Tables'!$N$88:$Y$88,0),FALSE)))","v":""},{"$f":"IF($CT166=\"\",\"\",IF(OR($CT166=\"DX HP\",$CT166=\"VRF HP\",$CT166=\"PTHP\"),VLOOKUP($D166,'Factor Tables'!$N$89:$Y$105,MATCH(CONCATENATE($CT166,\" Htg\"),'Factor Tables'!$N$88:$Y$88,0),FALSE),0))","v":""},{"$f":"IF($AB166=\"\",0,VLOOKUP($AB166,'Utility Admin'!$E:$G,2,FALSE))","v":0},{"$f":"IF($AB166=\"\",0,VLOOKUP($AB166,'Utility Admin'!$E:$G,3,FALSE))","v":0},{"$f":"IFERROR(IF(ABS(Summary!$F$12)<=ABS(Summary!$E$12)*'Utility Admin'!$I$5,$AZ166*$DF166+$BA166*$DG166,$AZ166*$DF166+$AZ166*'Utility Admin'!$I$5*$DG166),0)","v":0},null,"Summer",null,null,null,null,null,null,null,null,null,null,{"$f":"IF(OR('Project Info'!$C$10=\"\",$C166=\"\",$D166=\"\"),\"\",VLOOKUP($D166,$DW$9:$DZ$32,MATCH($C166,$DW$9:$DZ$9,0),FALSE))","v":""},null,null,null,null,null,null,"ERROR: Contact Program Manager. Post Capacity/Unit x Post # of Units must be within +/- 20% of Pre Capacity/Unit x Pre # of Units."]
[null,158,"","",null,null,null,null,null,null,null,null,null,null,null,null,null,null,null,null,null,null,null,null,null,null,null,null,null,null,null,null,null,null,null,null,null,null,null,null,null,null,null,0,0,0,0,0,0,999999999,"",0,0,{"$f":"IFERROR(IF($DH$261>'Utility Admin'!$H$5,$BA167/$BA$5*$BB$261,$DH167),0)","v":0},"","",{"$f":"IF(AND(OR($AB167=\"DX AC Air Cooled\",$AB167=\"DX HP Air Cooled\"),OR(AND($AI167=\"Btu/hr\",$AH167<65000),AND($AI167=\"Tons\",$AH167<65000/12000)),$AC167=\"Split\",$AN167>=15.2),MAX(Baselines!$CB411,12/9.8),Baselines!$CB411)","v":0},{"$f":"Baselines!$CC411","v":0},{"$f":"Baselines!$CE411","v":0},0,0,0,0,0,0,0,0,0,0,{"$f":"IF(OR($C167<>\"Early Retirement\",$J167=\"\"),0,IF(OR($I167=\"DX AC Air Cooled\",$I167=\"DX HP Air Cooled\"),VLOOKUP($J167,'Early Retirement'!$CI$6:$CM$32,2,FALSE),IF(OR($I167=\"PTAC\",$I167=\"PTHP\"),VLOOKUP($J167,'Early Retirement'!$CI$6:$CM$32,3,FALSE),IF(AND(OR($I167=\"Air Cooled Chiller\",$I167=\"Water Cooled Chiller\"),$L167<>\"Centrifugal\"),VLOOKUP($J167,'Early Retirement'!$CI$6:$CM$32,4,FALSE),IF(AND(OR($I167=\"Air Cooled Chiller\",$I167=\"Water Cooled Chiller\"),$L167=\"Centrifugal\"),VLOOKUP($J167,'Early Retirement'!$CI$6:$CM$32,5,FALSE),\"\")))))","v":0},0,0,0,0,0,0,0,0,0,0,0,"","","",0,0,0,{"$f":"IF(AND($C167=\"Early Retirement\",$J167<>\"\",$S167<>\"\",$U167<>\"\"),$CG167,IF(AND(OR($AB167=\"DX AC Air Cooled\",$AB167=\"DX HP Air Cooled\"),OR(AND($AI167=\"Btu/hr\",$AH167<65000),AND($AI167=\"Tons\",$AH167<65000/12000)),$AC167=\"Split\",$AN167>=15.2),MAX(Baselines!$CB160,12/9.8),Baselines!$CB160))","v":0},{"$f":"IF(AND($C167=\"Early Retirement\",$J167<>\"\",$S167<>\"\",$U167<>\"\"),$CH167,Baselines!$CC160)","v":0},{"$f":"Baselines!$CD160","v":"kW/ton"},"",{"$f":"IF(AND($C167=\"Early Retirement\",$J167<>\"\",$S167<>\"\",$U167<>\"\"),$CI167,IF(AND(Baselines!$CE160=0,OR($CT167=\"DX HP\",$CT167=\"PTHP\")),$BG167,Baselines!$CE160))","v":0},"COP",{"$f":"IF(OR($C167=\"Replace-on-Burnout\",$C167=\"New Construction\"),$DB167,IF($CD167=\"\",\"\",IF(OR($CD167=\"DX HP\",$CD167=\"PTHP\"),VLOOKUP($D167,'Factor Tables'!$B$89:$M$105,MATCH(CONCATENATE($CD167,\" Clg\"),'Factor Tables'!$B$88:$M$88,0),FALSE),VLOOKUP($D167,'Factor Tables'!$B$89:$M$105,MATCH($CD167,'Factor Tables'!$B$88:$M$88,0),FALSE))))","v":""},{"$f":"IF(OR($C167=\"Replace-on-Burnout\",$C167=\"New Construction\"),$DC167,IF($CD167=\"\",\"\",IF($CD167=\"DX HP\",VLOOKUP($D167,'Factor Tables'!$B$89:$M$105,MATCH(\"DX HP Htg\",'Factor Tables'!$B$88:$M$88,0),FALSE),0)))","v":""},{"$f":"IF(OR($C167=\"Replace-on-Burnout\",$C167=\"New Construction\"),$DD167,IF($CD167=\"\",\"\",IF($CD167=\"DX HP\",VLOOKUP($D167,'Factor Tables'!$N$89:$Y$105,MATCH(\"DX HP Clg\",'Factor Tables'!$N$88:$Y$88,0),FALSE),IF($CD167=\"PTHP\",VLOOKUP($D167,'Factor Tables'!$N$89:$Y$105,MATCH(\"PTHP Clg\",'Factor Tables'!$N$88:$Y$88,0),FALSE),IF(AND($CD167<>\"DX HP\",$CD167<>\"PTHP\"),VLOOKUP($D167,'Factor Tables'!$N$89:$Y$105,MATCH($CD167,'Factor Tables'!$N$88:$Y$88,0),FALSE),\"\")))))","v":""},{"$f":"IF(OR($C167=\"Replace-on-Burnout\",$C167=\"New Construction\",$CT167=\"DX HP\",$CT167=\"PTHP\"),$DE167,IF($CD167=\"\",\"\",IF($CD167=\"DX HP\",VLOOKUP($D167,'Factor Tables'!$N$89:$Y$105,MATCH(\"DX HP Htg\",'Factor Tables'!$N$88:$Y$88,0),FALSE),IF($CD167=\"PTHP\",VLOOKUP($D167,'Factor Tables'!$N$89:$Y$105,MATCH(\"PTHP Htg\",'Factor Tables'!$N$88:$Y$88,0),FALSE),0))))","v":""},"","",0,0,"kW/ton","",0,"COP",{"$f":"IF($CT167=\"\",\"\",IF(OR($CT167=\"DX HP\",$CT167=\"VRF HP\",$CT167=\"PTHP\"),VLOOKUP($D167,'Factor Tables'!$B$89:$M$105,MATCH(CONCATENATE($CT167,\" Clg\"),'Factor Tables'!$B$88:$M$88,0),FALSE),VLOOKUP($D167,'Factor Tables'!$B$89:$M$105,MATCH($CT167,'Factor Tables'!$B$88:$M$88,0),FALSE)))","v":""},{"$f":"IF($CT167=\"\",\"\",IF(OR($CT167=\"DX HP\",$CT167=\"VRF HP\",$CT167=\"PTHP\"),VLOOKUP($D167,'Factor Tables'!$B$89:$M$105,MATCH(CONCATENATE($CT167,\" Htg\"),'Factor Tables'!$B$88:$M$88,0),FALSE),0))","v":""},{"$f":"IF($CT167=\"\",\"\",IF(OR($CT167=\"DX HP\",$CT167=\"VRF HP\",$CT167=\"PTHP\"),VLOOKUP($D167,'Factor Tables'!$N$89:$Y$105,MATCH(CONCATENATE($CT167,\" Clg\"),'Factor Tables'!$N$88:$Y$88,0),FALSE),VLOOKUP($D167,'Factor Tables'!$N$89:$Y$105,MATCH($CT167,'Factor Tables'!$N$88:$Y$88,0),FALSE)))","v":""},{"$f":"IF($CT167=\"\",\"\",IF(OR($CT167=\"DX HP\",$CT167=\"VRF HP\",$CT167=\"PTHP\"),VLOOKUP($D167,'Factor Tables'!$N$89:$Y$105,MATCH(CONCATENATE($CT167,\" Htg\"),'Factor Tables'!$N$88:$Y$88,0),FALSE),0))","v":""},{"$f":"IF($AB167=\"\",0,VLOOKUP($AB167,'Utility Admin'!$E:$G,2,FALSE))","v":0},{"$f":"IF($AB167=\"\",0,VLOOKUP($AB167,'Utility Admin'!$E:$G,3,FALSE))","v":0},{"$f":"IFERROR(IF(ABS(Summary!$F$12)<=ABS(Summary!$E$12)*'Utility Admin'!$I$5,$AZ167*$DF167+$BA167*$DG167,$AZ167*$DF167+$AZ167*'Utility Admin'!$I$5*$DG167),0)","v":0},null,"Summer",null,null,null,null,null,null,null,null,null,null,{"$f":"IF(OR('Project Info'!$C$10=\"\",$C167=\"\",$D167=\"\"),\"\",VLOOKUP($D167,$DW$9:$DZ$32,MATCH($C167,$DW$9:$DZ$9,0),FALSE))","v":""},null,null,null,null,null,null,"ERROR: Contact Program Manager. Post Capacity/Unit x Post # of Units must be within +/- 20% of Pre Capacity/Unit x Pre # of Units."]
[null,159,"","",null,null,null,null,null,null,null,null,null,null,null,null,null,null,null,null,null,null,null,null,null,null,null,null,null,null,null,null,null,null,null,null,null,null,null,null,null,null,null,0,0,0,0,0,0,999999999,"",0,0,{"$f":"IFERROR(IF($DH$261>'Utility Admin'!$H$5,$BA168/$BA$5*$BB$261,$DH168),0)","v":0},"","",{"$f":"IF(AND(OR($AB168=\"DX AC Air Cooled\",$AB168=\"DX HP Air Cooled\"),OR(AND($AI168=\"Btu/hr\",$AH168<65000),AND($AI168=\"Tons\",$AH168<65000/12000)),$AC168=\"Split\",$AN168>=15.2),MAX(Baselines!$CB412,12/9.8),Baselines!$CB412)","v":0},{"$f":"Baselines!$CC412","v":0},{"$f":"Baselines!$CE412","v":0},0,0,0,0,0,0,0,0,0,0,{"$f":"IF(OR($C168<>\"Early Retirement\",$J168=\"\"),0,IF(OR($I168=\"DX AC Air Cooled\",$I168=\"DX HP Air Cooled\"),VLOOKUP($J168,'Early Retirement'!$CI$6:$CM$32,2,FALSE),IF(OR($I168=\"PTAC\",$I168=\"PTHP\"),VLOOKUP($J168,'Early Retirement'!$CI$6:$CM$32,3,FALSE),IF(AND(OR($I168=\"Air Cooled Chiller\",$I168=\"Water Cooled Chiller\"),$L168<>\"Centrifugal\"),VLOOKUP($J168,'Early Retirement'!$CI$6:$CM$32,4,FALSE),IF(AND(OR($I168=\"Air Cooled Chiller\",$I168=\"Water Cooled Chiller\"),$L168=\"Centrifugal\"),VLOOKUP($J168,'Early Retirement'!$CI$6:$CM$32,5,FALSE),\"\")))))","v":0},0,0,0,0,0,0,0,0,0,0,0,"","","",0,0,0,{"$f":"IF(AND($C168=\"Early Retirement\",$J168<>\"\",$S168<>\"\",$U168<>\"\"),$CG168,IF(AND(OR($AB168=\"DX AC Air Cooled\",$AB168=\"DX HP Air Cooled\"),OR(AND($AI168=\"Btu/hr\",$AH168<65000),AND($AI168=\"Tons\",$AH168<65000/12000)),$AC168=\"Split\",$AN168>=15.2),MAX(Baselines!$CB161,12/9.8),Baselines!$CB161))","v":0},{"$f":"IF(AND($C168=\"Early Retirement\",$J168<>\"\",$S168<>\"\",$U168<>\"\"),$CH168,Baselines!$CC161)","v":0},{"$f":"Baselines!$CD161","v":"kW/ton"},"",{"$f":"IF(AND($C168=\"Early Retirement\",$J168<>\"\",$S168<>\"\",$U168<>\"\"),$CI168,IF(AND(Baselines!$CE161=0,OR($CT168=\"DX HP\",$CT168=\"PTHP\")),$BG168,Baselines!$CE161))","v":0},"COP",{"$f":"IF(OR($C168=\"Replace-on-Burnout\",$C168=\"New Construction\"),$DB168,IF($CD168=\"\",\"\",IF(OR($CD168=\"DX HP\",$CD168=\"PTHP\"),VLOOKUP($D168,'Factor Tables'!$B$89:$M$105,MATCH(CONCATENATE($CD168,\" Clg\"),'Factor Tables'!$B$88:$M$88,0),FALSE),VLOOKUP($D168,'Factor Tables'!$B$89:$M$105,MATCH($CD168,'Factor Tables'!$B$88:$M$88,0),FALSE))))","v":""},{"$f":"IF(OR($C168=\"Replace-on-Burnout\",$C168=\"New Construction\"),$DC168,IF($CD168=\"\",\"\",IF($CD168=\"DX HP\",VLOOKUP($D168,'Factor Tables'!$B$89:$M$105,MATCH(\"DX HP Htg\",'Factor Tables'!$B$88:$M$88,0),FALSE),0)))","v":""},{"$f":"IF(OR($C168=\"Replace-on-Burnout\",$C168=\"New Construction\"),$DD168,IF($CD168=\"\",\"\",IF($CD168=\"DX HP\",VLOOKUP($D168,'Factor Tables'!$N$89:$Y$105,MATCH(\"DX HP Clg\",'Factor Tables'!$N$88:$Y$88,0),FALSE),IF($CD168=\"PTHP\",VLOOKUP($D168,'Factor Tables'!$N$89:$Y$105,MATCH(\"PTHP Clg\",'Factor Tables'!$N$88:$Y$88,0),FALSE),IF(AND($CD168<>\"DX HP\",$CD168<>\"PTHP\"),VLOOKUP($D168,'Factor Tables'!$N$89:$Y$105,MATCH($CD168,'Factor Tables'!$N$88:$Y$88,0),FALSE),\"\")))))","v":""},{"$f":"IF(OR($C168=\"Replace-on-Burnout\",$C168=\"New Construction\",$CT168=\"DX HP\",$CT168=\"PTHP\"),$DE168,IF($CD168=\"\",\"\",IF($CD168=\"DX HP\",VLOOKUP($D168,'Factor Tables'!$N$89:$Y$105,MATCH(\"DX HP Htg\",'Factor Tables'!$N$88:$Y$88,0),FALSE),IF($CD168=\"PTHP\",VLOOKUP($D168,'Factor Tables'!$N$89:$Y$105,MATCH(\"PTHP Htg\",'Factor Tables'!$N$88:$Y$88,0),FALSE),0))))","v":""},"","",0,0,"kW/ton","",0,"COP",{"$f":"IF($CT168=\"\",\"\",IF(OR($CT168=\"DX HP\",$CT168=\"VRF HP\",$CT168=\"PTHP\"),VLOOKUP($D168,'Factor Tables'!$B$89:$M$105,MATCH(CONCATENATE($CT168,\" Clg\"),'Factor Tables'!$B$88:$M$88,0),FALSE),VLOOKUP($D168,'Factor Tables'!$B$89:$M$105,MATCH($CT168,'Factor Tables'!$B$88:$M$88,0),FALSE)))","v":""},{"$f":"IF($CT168=\"\",\"\",IF(OR($CT168=\"DX HP\",$CT168=\"VRF HP\",$CT168=\"PTHP\"),VLOOKUP($D168,'Factor Tables'!$B$89:$M$105,MATCH(CONCATENATE($CT168,\" Htg\"),'Factor Tables'!$B$88:$M$88,0),FALSE),0))","v":""},{"$f":"IF($CT168=\"\",\"\",IF(OR($CT168=\"DX HP\",$CT168=\"VRF HP\",$CT168=\"PTHP\"),VLOOKUP($D168,'Factor Tables'!$N$89:$Y$105,MATCH(CONCATENATE($CT168,\" Clg\"),'Factor Tables'!$N$88:$Y$88,0),FALSE),VLOOKUP($D168,'Factor Tables'!$N$89:$Y$105,MATCH($CT168,'Factor Tables'!$N$88:$Y$88,0),FALSE)))","v":""},{"$f":"IF($CT168=\"\",\"\",IF(OR($CT168=\"DX HP\",$CT168=\"VRF HP\",$CT168=\"PTHP\"),VLOOKUP($D168,'Factor Tables'!$N$89:$Y$105,MATCH(CONCATENATE($CT168,\" Htg\"),'Factor Tables'!$N$88:$Y$88,0),FALSE),0))","v":""},{"$f":"IF($AB168=\"\",0,VLOOKUP($AB168,'Utility Admin'!$E:$G,2,FALSE))","v":0},{"$f":"IF($AB168=\"\",0,VLOOKUP($AB168,'Utility Admin'!$E:$G,3,FALSE))","v":0},{"$f":"IFERROR(IF(ABS(Summary!$F$12)<=ABS(Summary!$E$12)*'Utility Admin'!$I$5,$AZ168*$DF168+$BA168*$DG168,$AZ168*$DF168+$AZ168*'Utility Admin'!$I$5*$DG168),0)","v":0},null,"Summer",null,null,null,null,null,null,null,null,null,null,{"$f":"IF(OR('Project Info'!$C$10=\"\",$C168=\"\",$D168=\"\"),\"\",VLOOKUP($D168,$DW$9:$DZ$32,MATCH($C168,$DW$9:$DZ$9,0),FALSE))","v":""},null,null,null,null,null,null,"ERROR: Contact Program Manager. Post Capacity/Unit x Post # of Units must be within +/- 20% of Pre Capacity/Unit x Pre # of Units."]
[null,160,"","",null,null,null,null,null,null,null,null,null,null,null,null,null,null,null,null,null,null,null,null,null,null,null,null,null,null,null,null,null,null,null,null,null,null,null,null,null,null,null,0,0,0,0,0,0,999999999,"",0,0,{"$f":"IFERROR(IF($DH$261>'Utility Admin'!$H$5,$BA169/$BA$5*$BB$261,$DH169),0)","v":0},"","",{"$f":"IF(AND(OR($AB169=\"DX AC Air Cooled\",$AB169=\"DX HP Air Cooled\"),OR(AND($AI169=\"Btu/hr\",$AH169<65000),AND($AI169=\"Tons\",$AH169<65000/12000)),$AC169=\"Split\",$AN169>=15.2),MAX(Baselines!$CB413,12/9.8),Baselines!$CB413)","v":0},{"$f":"Baselines!$CC413","v":0},{"$f":"Baselines!$CE413","v":0},0,0,0,0,0,0,0,0,0,0,{"$f":"IF(OR($C169<>\"Early Retirement\",$J169=\"\"),0,IF(OR($I169=\"DX AC Air Cooled\",$I169=\"DX HP Air Cooled\"),VLOOKUP($J169,'Early Retirement'!$CI$6:$CM$32,2,FALSE),IF(OR($I169=\"PTAC\",$I169=\"PTHP\"),VLOOKUP($J169,'Early Retirement'!$CI$6:$CM$32,3,FALSE),IF(AND(OR($I169=\"Air Cooled Chiller\",$I169=\"Water Cooled Chiller\"),$L169<>\"Centrifugal\"),VLOOKUP($J169,'Early Retirement'!$CI$6:$CM$32,4,FALSE),IF(AND(OR($I169=\"Air Cooled Chiller\",$I169=\"Water Cooled Chiller\"),$L169=\"Centrifugal\"),VLOOKUP($J169,'Early Retirement'!$CI$6:$CM$32,5,FALSE),\"\")))))","v":0},0,0,0,0,0,0,0,0,0,0,0,"","","",0,0,0,{"$f":"IF(AND($C169=\"Early Retirement\",$J169<>\"\",$S169<>\"\",$U169<>\"\"),$CG169,IF(AND(OR($AB169=\"DX AC Air Cooled\",$AB169=\"DX HP Air Cooled\"),OR(AND($AI169=\"Btu/hr\",$AH169<65000),AND($AI169=\"Tons\",$AH169<65000/12000)),$AC169=\"Split\",$AN169>=15.2),MAX(Baselines!$CB162,12/9.8),Baselines!$CB162))","v":0},{"$f":"IF(AND($C169=\"Early Retirement\",$J169<>\"\",$S169<>\"\",$U169<>\"\"),$CH169,Baselines!$CC162)","v":0},{"$f":"Baselines!$CD162","v":"kW/ton"},"",{"$f":"IF(AND($C169=\"Early Retirement\",$J169<>\"\",$S169<>\"\",$U169<>\"\"),$CI169,IF(AND(Baselines!$CE162=0,OR($CT169=\"DX HP\",$CT169=\"PTHP\")),$BG169,Baselines!$CE162))","v":0},"COP",{"$f":"IF(OR($C169=\"Replace-on-Burnout\",$C169=\"New Construction\"),$DB169,IF($CD169=\"\",\"\",IF(OR($CD169=\"DX HP\",$CD169=\"PTHP\"),VLOOKUP($D169,'Factor Tables'!$B$89:$M$105,MATCH(CONCATENATE($CD169,\" Clg\"),'Factor Tables'!$B$88:$M$88,0),FALSE),VLOOKUP($D169,'Factor Tables'!$B$89:$M$105,MATCH($CD169,'Factor Tables'!$B$88:$M$88,0),FALSE))))","v":""},{"$f":"IF(OR($C169=\"Replace-on-Burnout\",$C169=\"New Construction\"),$DC169,IF($CD169=\"\",\"\",IF($CD169=\"DX HP\",VLOOKUP($D169,'Factor Tables'!$B$89:$M$105,MATCH(\"DX HP Htg\",'Factor Tables'!$B$88:$M$88,0),FALSE),0)))","v":""},{"$f":"IF(OR($C169=\"Replace-on-Burnout\",$C169=\"New Construction\"),$DD169,IF($CD169=\"\",\"\",IF($CD169=\"DX HP\",VLOOKUP($D169,'Factor Tables'!$N$89:$Y$105,MATCH(\"DX HP Clg\",'Factor Tables'!$N$88:$Y$88,0),FALSE),IF($CD169=\"PTHP\",VLOOKUP($D169,'Factor Tables'!$N$89:$Y$105,MATCH(\"PTHP Clg\",'Factor Tables'!$N$88:$Y$88,0),FALSE),IF(AND($CD169<>\"DX HP\",$CD169<>\"PTHP\"),VLOOKUP($D169,'Factor Tables'!$N$89:$Y$105,MATCH($CD169,'Factor Tables'!$N$88:$Y$88,0),FALSE),\"\")))))","v":""},{"$f":"IF(OR($C169=\"Replace-on-Burnout\",$C169=\"New Construction\",$CT169=\"DX HP\",$CT169=\"PTHP\"),$DE169,IF($CD169=\"\",\"\",IF($CD169=\"DX HP\",VLOOKUP($D169,'Factor Tables'!$N$89:$Y$105,MATCH(\"DX HP Htg\",'Factor Tables'!$N$88:$Y$88,0),FALSE),IF($CD169=\"PTHP\",VLOOKUP($D169,'Factor Tables'!$N$89:$Y$105,MATCH(\"PTHP Htg\",'Factor Tables'!$N$88:$Y$88,0),FALSE),0))))","v":""},"","",0,0,"kW/ton","",0,"COP",{"$f":"IF($CT169=\"\",\"\",IF(OR($CT169=\"DX HP\",$CT169=\"VRF HP\",$CT169=\"PTHP\"),VLOOKUP($D169,'Factor Tables'!$B$89:$M$105,MATCH(CONCATENATE($CT169,\" Clg\"),'Factor Tables'!$B$88:$M$88,0),FALSE),VLOOKUP($D169,'Factor Tables'!$B$89:$M$105,MATCH($CT169,'Factor Tables'!$B$88:$M$88,0),FALSE)))","v":""},{"$f":"IF($CT169=\"\",\"\",IF(OR($CT169=\"DX HP\",$CT169=\"VRF HP\",$CT169=\"PTHP\"),VLOOKUP($D169,'Factor Tables'!$B$89:$M$105,MATCH(CONCATENATE($CT169,\" Htg\"),'Factor Tables'!$B$88:$M$88,0),FALSE),0))","v":""},{"$f":"IF($CT169=\"\",\"\",IF(OR($CT169=\"DX HP\",$CT169=\"VRF HP\",$CT169=\"PTHP\"),VLOOKUP($D169,'Factor Tables'!$N$89:$Y$105,MATCH(CONCATENATE($CT169,\" Clg\"),'Factor Tables'!$N$88:$Y$88,0),FALSE),VLOOKUP($D169,'Factor Tables'!$N$89:$Y$105,MATCH($CT169,'Factor Tables'!$N$88:$Y$88,0),FALSE)))","v":""},{"$f":"IF($CT169=\"\",\"\",IF(OR($CT169=\"DX HP\",$CT169=\"VRF HP\",$CT169=\"PTHP\"),VLOOKUP($D169,'Factor Tables'!$N$89:$Y$105,MATCH(CONCATENATE($CT169,\" Htg\"),'Factor Tables'!$N$88:$Y$88,0),FALSE),0))","v":""},{"$f":"IF($AB169=\"\",0,VLOOKUP($AB169,'Utility Admin'!$E:$G,2,FALSE))","v":0},{"$f":"IF($AB169=\"\",0,VLOOKUP($AB169,'Utility Admin'!$E:$G,3,FALSE))","v":0},{"$f":"IFERROR(IF(ABS(Summary!$F$12)<=ABS(Summary!$E$12)*'Utility Admin'!$I$5,$AZ169*$DF169+$BA169*$DG169,$AZ169*$DF169+$AZ169*'Utility Admin'!$I$5*$DG169),0)","v":0},null,"Summer",null,null,null,null,null,null,null,null,null,null,{"$f":"IF(OR('Project Info'!$C$10=\"\",$C169=\"\",$D169=\"\"),\"\",VLOOKUP($D169,$DW$9:$DZ$32,MATCH($C169,$DW$9:$DZ$9,0),FALSE))","v":""},null,null,null,null,null,null,"ERROR: Contact Program Manager. Post Capacity/Unit x Post # of Units must be within +/- 20% of Pre Capacity/Unit x Pre # of Units."]
[null,161,"","",null,null,null,null,null,null,null,null,null,null,null,null,null,null,null,null,null,null,null,null,null,null,null,null,null,null,null,null,null,null,null,null,null,null,null,null,null,null,null,0,0,0,0,0,0,999999999,"",0,0,{"$f":"IFERROR(IF($DH$261>'Utility Admin'!$H$5,$BA170/$BA$5*$BB$261,$DH170),0)","v":0},"","",{"$f":"IF(AND(OR($AB170=\"DX AC Air Cooled\",$AB170=\"DX HP Air Cooled\"),OR(AND($AI170=\"Btu/hr\",$AH170<65000),AND($AI170=\"Tons\",$AH170<65000/12000)),$AC170=\"Split\",$AN170>=15.2),MAX(Baselines!$CB414,12/9.8),Baselines!$CB414)","v":0},{"$f":"Baselines!$CC414","v":0},{"$f":"Baselines!$CE414","v":0},0,0,0,0,0,0,0,0,0,0,{"$f":"IF(OR($C170<>\"Early Retirement\",$J170=\"\"),0,IF(OR($I170=\"DX AC Air Cooled\",$I170=\"DX HP Air Cooled\"),VLOOKUP($J170,'Early Retirement'!$CI$6:$CM$32,2,FALSE),IF(OR($I170=\"PTAC\",$I170=\"PTHP\"),VLOOKUP($J170,'Early Retirement'!$CI$6:$CM$32,3,FALSE),IF(AND(OR($I170=\"Air Cooled Chiller\",$I170=\"Water Cooled Chiller\"),$L170<>\"Centrifugal\"),VLOOKUP($J170,'Early Retirement'!$CI$6:$CM$32,4,FALSE),IF(AND(OR($I170=\"Air Cooled Chiller\",$I170=\"Water Cooled Chiller\"),$L170=\"Centrifugal\"),VLOOKUP($J170,'Early Retirement'!$CI$6:$CM$32,5,FALSE),\"\")))))","v":0},0,0,0,0,0,0,0,0,0,0,0,"","","",0,0,0,{"$f":"IF(AND($C170=\"Early Retirement\",$J170<>\"\",$S170<>\"\",$U170<>\"\"),$CG170,IF(AND(OR($AB170=\"DX AC Air Cooled\",$AB170=\"DX HP Air Cooled\"),OR(AND($AI170=\"Btu/hr\",$AH170<65000),AND($AI170=\"Tons\",$AH170<65000/12000)),$AC170=\"Split\",$AN170>=15.2),MAX(Baselines!$CB163,12/9.8),Baselines!$CB163))","v":0},{"$f":"IF(AND($C170=\"Early Retirement\",$J170<>\"\",$S170<>\"\",$U170<>\"\"),$CH170,Baselines!$CC163)","v":0},{"$f":"Baselines!$CD163","v":"kW/ton"},"",{"$f":"IF(AND($C170=\"Early Retirement\",$J170<>\"\",$S170<>\"\",$U170<>\"\"),$CI170,IF(AND(Baselines!$CE163=0,OR($CT170=\"DX HP\",$CT170=\"PTHP\")),$BG170,Baselines!$CE163))","v":0},"COP",{"$f":"IF(OR($C170=\"Replace-on-Burnout\",$C170=\"New Construction\"),$DB170,IF($CD170=\"\",\"\",IF(OR($CD170=\"DX HP\",$CD170=\"PTHP\"),VLOOKUP($D170,'Factor Tables'!$B$89:$M$105,MATCH(CONCATENATE($CD170,\" Clg\"),'Factor Tables'!$B$88:$M$88,0),FALSE),VLOOKUP($D170,'Factor Tables'!$B$89:$M$105,MATCH($CD170,'Factor Tables'!$B$88:$M$88,0),FALSE))))","v":""},{"$f":"IF(OR($C170=\"Replace-on-Burnout\",$C170=\"New Construction\"),$DC170,IF($CD170=\"\",\"\",IF($CD170=\"DX HP\",VLOOKUP($D170,'Factor Tables'!$B$89:$M$105,MATCH(\"DX HP Htg\",'Factor Tables'!$B$88:$M$88,0),FALSE),0)))","v":""},{"$f":"IF(OR($C170=\"Replace-on-Burnout\",$C170=\"New Construction\"),$DD170,IF($CD170=\"\",\"\",IF($CD170=\"DX HP\",VLOOKUP($D170,'Factor Tables'!$N$89:$Y$105,MATCH(\"DX HP Clg\",'Factor Tables'!$N$88:$Y$88,0),FALSE),IF($CD170=\"PTHP\",VLOOKUP($D170,'Factor Tables'!$N$89:$Y$105,MATCH(\"PTHP Clg\",'Factor Tables'!$N$88:$Y$88,0),FALSE),IF(AND($CD170<>\"DX HP\",$CD170<>\"PTHP\"),VLOOKUP($D170,'Factor Tables'!$N$89:$Y$105,MATCH($CD170,'Factor Tables'!$N$88:$Y$88,0),FALSE),\"\")))))","v":""},{"$f":"IF(OR($C170=\"Replace-on-Burnout\",$C170=\"New Construction\",$CT170=\"DX HP\",$CT170=\"PTHP\"),$DE170,IF($CD170=\"\",\"\",IF($CD170=\"DX HP\",VLOOKUP($D170,'Factor Tables'!$N$89:$Y$105,MATCH(\"DX HP Htg\",'Factor Tables'!$N$88:$Y$88,0),FALSE),IF($CD170=\"PTHP\",VLOOKUP($D170,'Factor Tables'!$N$89:$Y$105,MATCH(\"PTHP Htg\",'Factor Tables'!$N$88:$Y$88,0),FALSE),0))))","v":""},"","",0,0,"kW/ton","",0,"COP",{"$f":"IF($CT170=\"\",\"\",IF(OR($CT170=\"DX HP\",$CT170=\"VRF HP\",$CT170=\"PTHP\"),VLOOKUP($D170,'Factor Tables'!$B$89:$M$105,MATCH(CONCATENATE($CT170,\" Clg\"),'Factor Tables'!$B$88:$M$88,0),FALSE),VLOOKUP($D170,'Factor Tables'!$B$89:$M$105,MATCH($CT170,'Factor Tables'!$B$88:$M$88,0),FALSE)))","v":""},{"$f":"IF($CT170=\"\",\"\",IF(OR($CT170=\"DX HP\",$CT170=\"VRF HP\",$CT170=\"PTHP\"),VLOOKUP($D170,'Factor Tables'!$B$89:$M$105,MATCH(CONCATENATE($CT170,\" Htg\"),'Factor Tables'!$B$88:$M$88,0),FALSE),0))","v":""},{"$f":"IF($CT170=\"\",\"\",IF(OR($CT170=\"DX HP\",$CT170=\"VRF HP\",$CT170=\"PTHP\"),VLOOKUP($D170,'Factor Tables'!$N$89:$Y$105,MATCH(CONCATENATE($CT170,\" Clg\"),'Factor Tables'!$N$88:$Y$88,0),FALSE),VLOOKUP($D170,'Factor Tables'!$N$89:$Y$105,MATCH($CT170,'Factor Tables'!$N$88:$Y$88,0),FALSE)))","v":""},{"$f":"IF($CT170=\"\",\"\",IF(OR($CT170=\"DX HP\",$CT170=\"VRF HP\",$CT170=\"PTHP\"),VLOOKUP($D170,'Factor Tables'!$N$89:$Y$105,MATCH(CONCATENATE($CT170,\" Htg\"),'Factor Tables'!$N$88:$Y$88,0),FALSE),0))","v":""},{"$f":"IF($AB170=\"\",0,VLOOKUP($AB170,'Utility Admin'!$E:$G,2,FALSE))","v":0},{"$f":"IF($AB170=\"\",0,VLOOKUP($AB170,'Utility Admin'!$E:$G,3,FALSE))","v":0},{"$f":"IFERROR(IF(ABS(Summary!$F$12)<=ABS(Summary!$E$12)*'Utility Admin'!$I$5,$AZ170*$DF170+$BA170*$DG170,$AZ170*$DF170+$AZ170*'Utility Admin'!$I$5*$DG170),0)","v":0},null,"Summer",null,null,null,null,null,null,null,null,null,null,{"$f":"IF(OR('Project Info'!$C$10=\"\",$C170=\"\",$D170=\"\"),\"\",VLOOKUP($D170,$DW$9:$DZ$32,MATCH($C170,$DW$9:$DZ$9,0),FALSE))","v":""},null,null,null,null,null,null,"ERROR: Contact Program Manager. Post Capacity/Unit x Post # of Units must be within +/- 20% of Pre Capacity/Unit x Pre # of Units."]
[null,162,"","",null,null,null,null,null,null,null,null,null,null,null,null,null,null,null,null,null,null,null,null,null,null,null,null,null,null,null,null,null,null,null,null,null,null,null,null,null,null,null,0,0,0,0,0,0,999999999,"",0,0,{"$f":"IFERROR(IF($DH$261>'Utility Admin'!$H$5,$BA171/$BA$5*$BB$261,$DH171),0)","v":0},"","",{"$f":"IF(AND(OR($AB171=\"DX AC Air Cooled\",$AB171=\"DX HP Air Cooled\"),OR(AND($AI171=\"Btu/hr\",$AH171<65000),AND($AI171=\"Tons\",$AH171<65000/12000)),$AC171=\"Split\",$AN171>=15.2),MAX(Baselines!$CB415,12/9.8),Baselines!$CB415)","v":0},{"$f":"Baselines!$CC415","v":0},{"$f":"Baselines!$CE415","v":0},0,0,0,0,0,0,0,0,0,0,{"$f":"IF(OR($C171<>\"Early Retirement\",$J171=\"\"),0,IF(OR($I171=\"DX AC Air Cooled\",$I171=\"DX HP Air Cooled\"),VLOOKUP($J171,'Early Retirement'!$CI$6:$CM$32,2,FALSE),IF(OR($I171=\"PTAC\",$I171=\"PTHP\"),VLOOKUP($J171,'Early Retirement'!$CI$6:$CM$32,3,FALSE),IF(AND(OR($I171=\"Air Cooled Chiller\",$I171=\"Water Cooled Chiller\"),$L171<>\"Centrifugal\"),VLOOKUP($J171,'Early Retirement'!$CI$6:$CM$32,4,FALSE),IF(AND(OR($I171=\"Air Cooled Chiller\",$I171=\"Water Cooled Chiller\"),$L171=\"Centrifugal\"),VLOOKUP($J171,'Early Retirement'!$CI$6:$CM$32,5,FALSE),\"\")))))","v":0},0,0,0,0,0,0,0,0,0,0,0,"","","",0,0,0,{"$f":"IF(AND($C171=\"Early Retirement\",$J171<>\"\",$S171<>\"\",$U171<>\"\"),$CG171,IF(AND(OR($AB171=\"DX AC Air Cooled\",$AB171=\"DX HP Air Cooled\"),OR(AND($AI171=\"Btu/hr\",$AH171<65000),AND($AI171=\"Tons\",$AH171<65000/12000)),$AC171=\"Split\",$AN171>=15.2),MAX(Baselines!$CB164,12/9.8),Baselines!$CB164))","v":0},{"$f":"IF(AND($C171=\"Early Retirement\",$J171<>\"\",$S171<>\"\",$U171<>\"\"),$CH171,Baselines!$CC164)","v":0},{"$f":"Baselines!$CD164","v":"kW/ton"},"",{"$f":"IF(AND($C171=\"Early Retirement\",$J171<>\"\",$S171<>\"\",$U171<>\"\"),$CI171,IF(AND(Baselines!$CE164=0,OR($CT171=\"DX HP\",$CT171=\"PTHP\")),$BG171,Baselines!$CE164))","v":0},"COP",{"$f":"IF(OR($C171=\"Replace-on-Burnout\",$C171=\"New Construction\"),$DB171,IF($CD171=\"\",\"\",IF(OR($CD171=\"DX HP\",$CD171=\"PTHP\"),VLOOKUP($D171,'Factor Tables'!$B$89:$M$105,MATCH(CONCATENATE($CD171,\" Clg\"),'Factor Tables'!$B$88:$M$88,0),FALSE),VLOOKUP($D171,'Factor Tables'!$B$89:$M$105,MATCH($CD171,'Factor Tables'!$B$88:$M$88,0),FALSE))))","v":""},{"$f":"IF(OR($C171=\"Replace-on-Burnout\",$C171=\"New Construction\"),$DC171,IF($CD171=\"\",\"\",IF($CD171=\"DX HP\",VLOOKUP($D171,'Factor Tables'!$B$89:$M$105,MATCH(\"DX HP Htg\",'Factor Tables'!$B$88:$M$88,0),FALSE),0)))","v":""},{"$f":"IF(OR($C171=\"Replace-on-Burnout\",$C171=\"New Construction\"),$DD171,IF($CD171=\"\",\"\",IF($CD171=\"DX HP\",VLOOKUP($D171,'Factor Tables'!$N$89:$Y$105,MATCH(\"DX HP Clg\",'Factor Tables'!$N$88:$Y$88,0),FALSE),IF($CD171=\"PTHP\",VLOOKUP($D171,'Factor Tables'!$N$89:$Y$105,MATCH(\"PTHP Clg\",'Factor Tables'!$N$88:$Y$88,0),FALSE),IF(AND($CD171<>\"DX HP\",$CD171<>\"PTHP\"),VLOOKUP($D171,'Factor Tables'!$N$89:$Y$105,MATCH($CD171,'Factor Tables'!$N$88:$Y$88,0),FALSE),\"\")))))","v":""},{"$f":"IF(OR($C171=\"Replace-on-Burnout\",$C171=\"New Construction\",$CT171=\"DX HP\",$CT171=\"PTHP\"),$DE171,IF($CD171=\"\",\"\",IF($CD171=\"DX HP\",VLOOKUP($D171,'Factor Tables'!$N$89:$Y$105,MATCH(\"DX HP Htg\",'Factor Tables'!$N$88:$Y$88,0),FALSE),IF($CD171=\"PTHP\",VLOOKUP($D171,'Factor Tables'!$N$89:$Y$105,MATCH(\"PTHP Htg\",'Factor Tables'!$N$88:$Y$88,0),FALSE),0))))","v":""},"","",0,0,"kW/ton","",0,"COP",{"$f":"IF($CT171=\"\",\"\",IF(OR($CT171=\"DX HP\",$CT171=\"VRF HP\",$CT171=\"PTHP\"),VLOOKUP($D171,'Factor Tables'!$B$89:$M$105,MATCH(CONCATENATE($CT171,\" Clg\"),'Factor Tables'!$B$88:$M$88,0),FALSE),VLOOKUP($D171,'Factor Tables'!$B$89:$M$105,MATCH($CT171,'Factor Tables'!$B$88:$M$88,0),FALSE)))","v":""},{"$f":"IF($CT171=\"\",\"\",IF(OR($CT171=\"DX HP\",$CT171=\"VRF HP\",$CT171=\"PTHP\"),VLOOKUP($D171,'Factor Tables'!$B$89:$M$105,MATCH(CONCATENATE($CT171,\" Htg\"),'Factor Tables'!$B$88:$M$88,0),FALSE),0))","v":""},{"$f":"IF($CT171=\"\",\"\",IF(OR($CT171=\"DX HP\",$CT171=\"VRF HP\",$CT171=\"PTHP\"),VLOOKUP($D171,'Factor Tables'!$N$89:$Y$105,MATCH(CONCATENATE($CT171,\" Clg\"),'Factor Tables'!$N$88:$Y$88,0),FALSE),VLOOKUP($D171,'Factor Tables'!$N$89:$Y$105,MATCH($CT171,'Factor Tables'!$N$88:$Y$88,0),FALSE)))","v":""},{"$f":"IF($CT171=\"\",\"\",IF(OR($CT171=\"DX HP\",$CT171=\"VRF HP\",$CT171=\"PTHP\"),VLOOKUP($D171,'Factor Tables'!$N$89:$Y$105,MATCH(CONCATENATE($CT171,\" Htg\"),'Factor Tables'!$N$88:$Y$88,0),FALSE),0))","v":""},{"$f":"IF($AB171=\"\",0,VLOOKUP($AB171,'Utility Admin'!$E:$G,2,FALSE))","v":0},{"$f":"IF($AB171=\"\",0,VLOOKUP($AB171,'Utility Admin'!$E:$G,3,FALSE))","v":0},{"$f":"IFERROR(IF(ABS(Summary!$F$12)<=ABS(Summary!$E$12)*'Utility Admin'!$I$5,$AZ171*$DF171+$BA171*$DG171,$AZ171*$DF171+$AZ171*'Utility Admin'!$I$5*$DG171),0)","v":0},null,"Summer",null,null,null,null,null,null,null,null,null,null,{"$f":"IF(OR('Project Info'!$C$10=\"\",$C171=\"\",$D171=\"\"),\"\",VLOOKUP($D171,$DW$9:$DZ$32,MATCH($C171,$DW$9:$DZ$9,0),FALSE))","v":""},null,null,null,null,null,null,"ERROR: Contact Program Manager. Post Capacity/Unit x Post # of Units must be within +/- 20% of Pre Capacity/Unit x Pre # of Units."]
[null,163,"","",null,null,null,null,null,null,null,null,null,null,null,null,null,null,null,null,null,null,null,null,null,null,null,null,null,null,null,null,null,null,null,null,null,null,null,null,null,null,null,0,0,0,0,0,0,999999999,"",0,0,{"$f":"IFERROR(IF($DH$261>'Utility Admin'!$H$5,$BA172/$BA$5*$BB$261,$DH172),0)","v":0},"","",{"$f":"IF(AND(OR($AB172=\"DX AC Air Cooled\",$AB172=\"DX HP Air Cooled\"),OR(AND($AI172=\"Btu/hr\",$AH172<65000),AND($AI172=\"Tons\",$AH172<65000/12000)),$AC172=\"Split\",$AN172>=15.2),MAX(Baselines!$CB416,12/9.8),Baselines!$CB416)","v":0},{"$f":"Baselines!$CC416","v":0},{"$f":"Baselines!$CE416","v":0},0,0,0,0,0,0,0,0,0,0,{"$f":"IF(OR($C172<>\"Early Retirement\",$J172=\"\"),0,IF(OR($I172=\"DX AC Air Cooled\",$I172=\"DX HP Air Cooled\"),VLOOKUP($J172,'Early Retirement'!$CI$6:$CM$32,2,FALSE),IF(OR($I172=\"PTAC\",$I172=\"PTHP\"),VLOOKUP($J172,'Early Retirement'!$CI$6:$CM$32,3,FALSE),IF(AND(OR($I172=\"Air Cooled Chiller\",$I172=\"Water Cooled Chiller\"),$L172<>\"Centrifugal\"),VLOOKUP($J172,'Early Retirement'!$CI$6:$CM$32,4,FALSE),IF(AND(OR($I172=\"Air Cooled Chiller\",$I172=\"Water Cooled Chiller\"),$L172=\"Centrifugal\"),VLOOKUP($J172,'Early Retirement'!$CI$6:$CM$32,5,FALSE),\"\")))))","v":0},0,0,0,0,0,0,0,0,0,0,0,"","","",0,0,0,{"$f":"IF(AND($C172=\"Early Retirement\",$J172<>\"\",$S172<>\"\",$U172<>\"\"),$CG172,IF(AND(OR($AB172=\"DX AC Air Cooled\",$AB172=\"DX HP Air Cooled\"),OR(AND($AI172=\"Btu/hr\",$AH172<65000),AND($AI172=\"Tons\",$AH172<65000/12000)),$AC172=\"Split\",$AN172>=15.2),MAX(Baselines!$CB165,12/9.8),Baselines!$CB165))","v":0},{"$f":"IF(AND($C172=\"Early Retirement\",$J172<>\"\",$S172<>\"\",$U172<>\"\"),$CH172,Baselines!$CC165)","v":0},{"$f":"Baselines!$CD165","v":"kW/ton"},"",{"$f":"IF(AND($C172=\"Early Retirement\",$J172<>\"\",$S172<>\"\",$U172<>\"\"),$CI172,IF(AND(Baselines!$CE165=0,OR($CT172=\"DX HP\",$CT172=\"PTHP\")),$BG172,Baselines!$CE165))","v":0},"COP",{"$f":"IF(OR($C172=\"Replace-on-Burnout\",$C172=\"New Construction\"),$DB172,IF($CD172=\"\",\"\",IF(OR($CD172=\"DX HP\",$CD172=\"PTHP\"),VLOOKUP($D172,'Factor Tables'!$B$89:$M$105,MATCH(CONCATENATE($CD172,\" Clg\"),'Factor Tables'!$B$88:$M$88,0),FALSE),VLOOKUP($D172,'Factor Tables'!$B$89:$M$105,MATCH($CD172,'Factor Tables'!$B$88:$M$88,0),FALSE))))","v":""},{"$f":"IF(OR($C172=\"Replace-on-Burnout\",$C172=\"New Construction\"),$DC172,IF($CD172=\"\",\"\",IF($CD172=\"DX HP\",VLOOKUP($D172,'Factor Tables'!$B$89:$M$105,MATCH(\"DX HP Htg\",'Factor Tables'!$B$88:$M$88,0),FALSE),0)))","v":""},{"$f":"IF(OR($C172=\"Replace-on-Burnout\",$C172=\"New Construction\"),$DD172,IF($CD172=\"\",\"\",IF($CD172=\"DX HP\",VLOOKUP($D172,'Factor Tables'!$N$89:$Y$105,MATCH(\"DX HP Clg\",'Factor Tables'!$N$88:$Y$88,0),FALSE),IF($CD172=\"PTHP\",VLOOKUP($D172,'Factor Tables'!$N$89:$Y$105,MATCH(\"PTHP Clg\",'Factor Tables'!$N$88:$Y$88,0),FALSE),IF(AND($CD172<>\"DX HP\",$CD172<>\"PTHP\"),VLOOKUP($D172,'Factor Tables'!$N$89:$Y$105,MATCH($CD172,'Factor Tables'!$N$88:$Y$88,0),FALSE),\"\")))))","v":""},{"$f":"IF(OR($C172=\"Replace-on-Burnout\",$C172=\"New Construction\",$CT172=\"DX HP\",$CT172=\"PTHP\"),$DE172,IF($CD172=\"\",\"\",IF($CD172=\"DX HP\",VLOOKUP($D172,'Factor Tables'!$N$89:$Y$105,MATCH(\"DX HP Htg\",'Factor Tables'!$N$88:$Y$88,0),FALSE),IF($CD172=\"PTHP\",VLOOKUP($D172,'Factor Tables'!$N$89:$Y$105,MATCH(\"PTHP Htg\",'Factor Tables'!$N$88:$Y$88,0),FALSE),0))))","v":""},"","",0,0,"kW/ton","",0,"COP",{"$f":"IF($CT172=\"\",\"\",IF(OR($CT172=\"DX HP\",$CT172=\"VRF HP\",$CT172=\"PTHP\"),VLOOKUP($D172,'Factor Tables'!$B$89:$M$105,MATCH(CONCATENATE($CT172,\" Clg\"),'Factor Tables'!$B$88:$M$88,0),FALSE),VLOOKUP($D172,'Factor Tables'!$B$89:$M$105,MATCH($CT172,'Factor Tables'!$B$88:$M$88,0),FALSE)))","v":""},{"$f":"IF($CT172=\"\",\"\",IF(OR($CT172=\"DX HP\",$CT172=\"VRF HP\",$CT172=\"PTHP\"),VLOOKUP($D172,'Factor Tables'!$B$89:$M$105,MATCH(CONCATENATE($CT172,\" Htg\"),'Factor Tables'!$B$88:$M$88,0),FALSE),0))","v":""},{"$f":"IF($CT172=\"\",\"\",IF(OR($CT172=\"DX HP\",$CT172=\"VRF HP\",$CT172=\"PTHP\"),VLOOKUP($D172,'Factor Tables'!$N$89:$Y$105,MATCH(CONCATENATE($CT172,\" Clg\"),'Factor Tables'!$N$88:$Y$88,0),FALSE),VLOOKUP($D172,'Factor Tables'!$N$89:$Y$105,MATCH($CT172,'Factor Tables'!$N$88:$Y$88,0),FALSE)))","v":""},{"$f":"IF($CT172=\"\",\"\",IF(OR($CT172=\"DX HP\",$CT172=\"VRF HP\",$CT172=\"PTHP\"),VLOOKUP($D172,'Factor Tables'!$N$89:$Y$105,MATCH(CONCATENATE($CT172,\" Htg\"),'Factor Tables'!$N$88:$Y$88,0),FALSE),0))","v":""},{"$f":"IF($AB172=\"\",0,VLOOKUP($AB172,'Utility Admin'!$E:$G,2,FALSE))","v":0},{"$f":"IF($AB172=\"\",0,VLOOKUP($AB172,'Utility Admin'!$E:$G,3,FALSE))","v":0},{"$f":"IFERROR(IF(ABS(Summary!$F$12)<=ABS(Summary!$E$12)*'Utility Admin'!$I$5,$AZ172*$DF172+$BA172*$DG172,$AZ172*$DF172+$AZ172*'Utility Admin'!$I$5*$DG172),0)","v":0},null,"Summer",null,null,null,null,null,null,null,null,null,null,{"$f":"IF(OR('Project Info'!$C$10=\"\",$C172=\"\",$D172=\"\"),\"\",VLOOKUP($D172,$DW$9:$DZ$32,MATCH($C172,$DW$9:$DZ$9,0),FALSE))","v":""},null,null,null,null,null,null,"ERROR: Contact Program Manager. Post Capacity/Unit x Post # of Units must be within +/- 20% of Pre Capacity/Unit x Pre # of Units."]
[null,164,"","",null,null,null,null,null,null,null,null,null,null,null,null,null,null,null,null,null,null,null,null,null,null,null,null,null,null,null,null,null,null,null,null,null,null,null,null,null,null,null,0,0,0,0,0,0,999999999,"",0,0,{"$f":"IFERROR(IF($DH$261>'Utility Admin'!$H$5,$BA173/$BA$5*$BB$261,$DH173),0)","v":0},"","",{"$f":"IF(AND(OR($AB173=\"DX AC Air Cooled\",$AB173=\"DX HP Air Cooled\"),OR(AND($AI173=\"Btu/hr\",$AH173<65000),AND($AI173=\"Tons\",$AH173<65000/12000)),$AC173=\"Split\",$AN173>=15.2),MAX(Baselines!$CB417,12/9.8),Baselines!$CB417)","v":0},{"$f":"Baselines!$CC417","v":0},{"$f":"Baselines!$CE417","v":0},0,0,0,0,0,0,0,0,0,0,{"$f":"IF(OR($C173<>\"Early Retirement\",$J173=\"\"),0,IF(OR($I173=\"DX AC Air Cooled\",$I173=\"DX HP Air Cooled\"),VLOOKUP($J173,'Early Retirement'!$CI$6:$CM$32,2,FALSE),IF(OR($I173=\"PTAC\",$I173=\"PTHP\"),VLOOKUP($J173,'Early Retirement'!$CI$6:$CM$32,3,FALSE),IF(AND(OR($I173=\"Air Cooled Chiller\",$I173=\"Water Cooled Chiller\"),$L173<>\"Centrifugal\"),VLOOKUP($J173,'Early Retirement'!$CI$6:$CM$32,4,FALSE),IF(AND(OR($I173=\"Air Cooled Chiller\",$I173=\"Water Cooled Chiller\"),$L173=\"Centrifugal\"),VLOOKUP($J173,'Early Retirement'!$CI$6:$CM$32,5,FALSE),\"\")))))","v":0},0,0,0,0,0,0,0,0,0,0,0,"","","",0,0,0,{"$f":"IF(AND($C173=\"Early Retirement\",$J173<>\"\",$S173<>\"\",$U173<>\"\"),$CG173,IF(AND(OR($AB173=\"DX AC Air Cooled\",$AB173=\"DX HP Air Cooled\"),OR(AND($AI173=\"Btu/hr\",$AH173<65000),AND($AI173=\"Tons\",$AH173<65000/12000)),$AC173=\"Split\",$AN173>=15.2),MAX(Baselines!$CB166,12/9.8),Baselines!$CB166))","v":0},{"$f":"IF(AND($C173=\"Early Retirement\",$J173<>\"\",$S173<>\"\",$U173<>\"\"),$CH173,Baselines!$CC166)","v":0},{"$f":"Baselines!$CD166","v":"kW/ton"},"",{"$f":"IF(AND($C173=\"Early Retirement\",$J173<>\"\",$S173<>\"\",$U173<>\"\"),$CI173,IF(AND(Baselines!$CE166=0,OR($CT173=\"DX HP\",$CT173=\"PTHP\")),$BG173,Baselines!$CE166))","v":0},"COP",{"$f":"IF(OR($C173=\"Replace-on-Burnout\",$C173=\"New Construction\"),$DB173,IF($CD173=\"\",\"\",IF(OR($CD173=\"DX HP\",$CD173=\"PTHP\"),VLOOKUP($D173,'Factor Tables'!$B$89:$M$105,MATCH(CONCATENATE($CD173,\" Clg\"),'Factor Tables'!$B$88:$M$88,0),FALSE),VLOOKUP($D173,'Factor Tables'!$B$89:$M$105,MATCH($CD173,'Factor Tables'!$B$88:$M$88,0),FALSE))))","v":""},{"$f":"IF(OR($C173=\"Replace-on-Burnout\",$C173=\"New Construction\"),$DC173,IF($CD173=\"\",\"\",IF($CD173=\"DX HP\",VLOOKUP($D173,'Factor Tables'!$B$89:$M$105,MATCH(\"DX HP Htg\",'Factor Tables'!$B$88:$M$88,0),FALSE),0)))","v":""},{"$f":"IF(OR($C173=\"Replace-on-Burnout\",$C173=\"New Construction\"),$DD173,IF($CD173=\"\",\"\",IF($CD173=\"DX HP\",VLOOKUP($D173,'Factor Tables'!$N$89:$Y$105,MATCH(\"DX HP Clg\",'Factor Tables'!$N$88:$Y$88,0),FALSE),IF($CD173=\"PTHP\",VLOOKUP($D173,'Factor Tables'!$N$89:$Y$105,MATCH(\"PTHP Clg\",'Factor Tables'!$N$88:$Y$88,0),FALSE),IF(AND($CD173<>\"DX HP\",$CD173<>\"PTHP\"),VLOOKUP($D173,'Factor Tables'!$N$89:$Y$105,MATCH($CD173,'Factor Tables'!$N$88:$Y$88,0),FALSE),\"\")))))","v":""},{"$f":"IF(OR($C173=\"Replace-on-Burnout\",$C173=\"New Construction\",$CT173=\"DX HP\",$CT173=\"PTHP\"),$DE173,IF($CD173=\"\",\"\",IF($CD173=\"DX HP\",VLOOKUP($D173,'Factor Tables'!$N$89:$Y$105,MATCH(\"DX HP Htg\",'Factor Tables'!$N$88:$Y$88,0),FALSE),IF($CD173=\"PTHP\",VLOOKUP($D173,'Factor Tables'!$N$89:$Y$105,MATCH(\"PTHP Htg\",'Factor Tables'!$N$88:$Y$88,0),FALSE),0))))","v":""},"","",0,0,"kW/ton","",0,"COP",{"$f":"IF($CT173=\"\",\"\",IF(OR($CT173=\"DX HP\",$CT173=\"VRF HP\",$CT173=\"PTHP\"),VLOOKUP($D173,'Factor Tables'!$B$89:$M$105,MATCH(CONCATENATE($CT173,\" Clg\"),'Factor Tables'!$B$88:$M$88,0),FALSE),VLOOKUP($D173,'Factor Tables'!$B$89:$M$105,MATCH($CT173,'Factor Tables'!$B$88:$M$88,0),FALSE)))","v":""},{"$f":"IF($CT173=\"\",\"\",IF(OR($CT173=\"DX HP\",$CT173=\"VRF HP\",$CT173=\"PTHP\"),VLOOKUP($D173,'Factor Tables'!$B$89:$M$105,MATCH(CONCATENATE($CT173,\" Htg\"),'Factor Tables'!$B$88:$M$88,0),FALSE),0))","v":""},{"$f":"IF($CT173=\"\",\"\",IF(OR($CT173=\"DX HP\",$CT173=\"VRF HP\",$CT173=\"PTHP\"),VLOOKUP($D173,'Factor Tables'!$N$89:$Y$105,MATCH(CONCATENATE($CT173,\" Clg\"),'Factor Tables'!$N$88:$Y$88,0),FALSE),VLOOKUP($D173,'Factor Tables'!$N$89:$Y$105,MATCH($CT173,'Factor Tables'!$N$88:$Y$88,0),FALSE)))","v":""},{"$f":"IF($CT173=\"\",\"\",IF(OR($CT173=\"DX HP\",$CT173=\"VRF HP\",$CT173=\"PTHP\"),VLOOKUP($D173,'Factor Tables'!$N$89:$Y$105,MATCH(CONCATENATE($CT173,\" Htg\"),'Factor Tables'!$N$88:$Y$88,0),FALSE),0))","v":""},{"$f":"IF($AB173=\"\",0,VLOOKUP($AB173,'Utility Admin'!$E:$G,2,FALSE))","v":0},{"$f":"IF($AB173=\"\",0,VLOOKUP($AB173,'Utility Admin'!$E:$G,3,FALSE))","v":0},{"$f":"IFERROR(IF(ABS(Summary!$F$12)<=ABS(Summary!$E$12)*'Utility Admin'!$I$5,$AZ173*$DF173+$BA173*$DG173,$AZ173*$DF173+$AZ173*'Utility Admin'!$I$5*$DG173),0)","v":0},null,"Summer",null,null,null,null,null,null,null,null,null,null,{"$f":"IF(OR('Project Info'!$C$10=\"\",$C173=\"\",$D173=\"\"),\"\",VLOOKUP($D173,$DW$9:$DZ$32,MATCH($C173,$DW$9:$DZ$9,0),FALSE))","v":""},null,null,null,null,null,null,"ERROR: Contact Program Manager. Post Capacity/Unit x Post # of Units must be within +/- 20% of Pre Capacity/Unit x Pre # of Units."]
[null,165,"","",null,null,null,null,null,null,null,null,null,null,null,null,null,null,null,null,null,null,null,null,null,null,null,null,null,null,null,null,null,null,null,null,null,null,null,null,null,null,null,0,0,0,0,0,0,999999999,"",0,0,{"$f":"IFERROR(IF($DH$261>'Utility Admin'!$H$5,$BA174/$BA$5*$BB$261,$DH174),0)","v":0},"","",{"$f":"IF(AND(OR($AB174=\"DX AC Air Cooled\",$AB174=\"DX HP Air Cooled\"),OR(AND($AI174=\"Btu/hr\",$AH174<65000),AND($AI174=\"Tons\",$AH174<65000/12000)),$AC174=\"Split\",$AN174>=15.2),MAX(Baselines!$CB418,12/9.8),Baselines!$CB418)","v":0},{"$f":"Baselines!$CC418","v":0},{"$f":"Baselines!$CE418","v":0},0,0,0,0,0,0,0,0,0,0,{"$f":"IF(OR($C174<>\"Early Retirement\",$J174=\"\"),0,IF(OR($I174=\"DX AC Air Cooled\",$I174=\"DX HP Air Cooled\"),VLOOKUP($J174,'Early Retirement'!$CI$6:$CM$32,2,FALSE),IF(OR($I174=\"PTAC\",$I174=\"PTHP\"),VLOOKUP($J174,'Early Retirement'!$CI$6:$CM$32,3,FALSE),IF(AND(OR($I174=\"Air Cooled Chiller\",$I174=\"Water Cooled Chiller\"),$L174<>\"Centrifugal\"),VLOOKUP($J174,'Early Retirement'!$CI$6:$CM$32,4,FALSE),IF(AND(OR($I174=\"Air Cooled Chiller\",$I174=\"Water Cooled Chiller\"),$L174=\"Centrifugal\"),VLOOKUP($J174,'Early Retirement'!$CI$6:$CM$32,5,FALSE),\"\")))))","v":0},0,0,0,0,0,0,0,0,0,0,0,"","","",0,0,0,{"$f":"IF(AND($C174=\"Early Retirement\",$J174<>\"\",$S174<>\"\",$U174<>\"\"),$CG174,IF(AND(OR($AB174=\"DX AC Air Cooled\",$AB174=\"DX HP Air Cooled\"),OR(AND($AI174=\"Btu/hr\",$AH174<65000),AND($AI174=\"Tons\",$AH174<65000/12000)),$AC174=\"Split\",$AN174>=15.2),MAX(Baselines!$CB167,12/9.8),Baselines!$CB167))","v":0},{"$f":"IF(AND($C174=\"Early Retirement\",$J174<>\"\",$S174<>\"\",$U174<>\"\"),$CH174,Baselines!$CC167)","v":0},{"$f":"Baselines!$CD167","v":"kW/ton"},"",{"$f":"IF(AND($C174=\"Early Retirement\",$J174<>\"\",$S174<>\"\",$U174<>\"\"),$CI174,IF(AND(Baselines!$CE167=0,OR($CT174=\"DX HP\",$CT174=\"PTHP\")),$BG174,Baselines!$CE167))","v":0},"COP",{"$f":"IF(OR($C174=\"Replace-on-Burnout\",$C174=\"New Construction\"),$DB174,IF($CD174=\"\",\"\",IF(OR($CD174=\"DX HP\",$CD174=\"PTHP\"),VLOOKUP($D174,'Factor Tables'!$B$89:$M$105,MATCH(CONCATENATE($CD174,\" Clg\"),'Factor Tables'!$B$88:$M$88,0),FALSE),VLOOKUP($D174,'Factor Tables'!$B$89:$M$105,MATCH($CD174,'Factor Tables'!$B$88:$M$88,0),FALSE))))","v":""},{"$f":"IF(OR($C174=\"Replace-on-Burnout\",$C174=\"New Construction\"),$DC174,IF($CD174=\"\",\"\",IF($CD174=\"DX HP\",VLOOKUP($D174,'Factor Tables'!$B$89:$M$105,MATCH(\"DX HP Htg\",'Factor Tables'!$B$88:$M$88,0),FALSE),0)))","v":""},{"$f":"IF(OR($C174=\"Replace-on-Burnout\",$C174=\"New Construction\"),$DD174,IF($CD174=\"\",\"\",IF($CD174=\"DX HP\",VLOOKUP($D174,'Factor Tables'!$N$89:$Y$105,MATCH(\"DX HP Clg\",'Factor Tables'!$N$88:$Y$88,0),FALSE),IF($CD174=\"PTHP\",VLOOKUP($D174,'Factor Tables'!$N$89:$Y$105,MATCH(\"PTHP Clg\",'Factor Tables'!$N$88:$Y$88,0),FALSE),IF(AND($CD174<>\"DX HP\",$CD174<>\"PTHP\"),VLOOKUP($D174,'Factor Tables'!$N$89:$Y$105,MATCH($CD174,'Factor Tables'!$N$88:$Y$88,0),FALSE),\"\")))))","v":""},{"$f":"IF(OR($C174=\"Replace-on-Burnout\",$C174=\"New Construction\",$CT174=\"DX HP\",$CT174=\"PTHP\"),$DE174,IF($CD174=\"\",\"\",IF($CD174=\"DX HP\",VLOOKUP($D174,'Factor Tables'!$N$89:$Y$105,MATCH(\"DX HP Htg\",'Factor Tables'!$N$88:$Y$88,0),FALSE),IF($CD174=\"PTHP\",VLOOKUP($D174,'Factor Tables'!$N$89:$Y$105,MATCH(\"PTHP Htg\",'Factor Tables'!$N$88:$Y$88,0),FALSE),0))))","v":""},"","",0,0,"kW/ton","",0,"COP",{"$f":"IF($CT174=\"\",\"\",IF(OR($CT174=\"DX HP\",$CT174=\"VRF HP\",$CT174=\"PTHP\"),VLOOKUP($D174,'Factor Tables'!$B$89:$M$105,MATCH(CONCATENATE($CT174,\" Clg\"),'Factor Tables'!$B$88:$M$88,0),FALSE),VLOOKUP($D174,'Factor Tables'!$B$89:$M$105,MATCH($CT174,'Factor Tables'!$B$88:$M$88,0),FALSE)))","v":""},{"$f":"IF($CT174=\"\",\"\",IF(OR($CT174=\"DX HP\",$CT174=\"VRF HP\",$CT174=\"PTHP\"),VLOOKUP($D174,'Factor Tables'!$B$89:$M$105,MATCH(CONCATENATE($CT174,\" Htg\"),'Factor Tables'!$B$88:$M$88,0),FALSE),0))","v":""},{"$f":"IF($CT174=\"\",\"\",IF(OR($CT174=\"DX HP\",$CT174=\"VRF HP\",$CT174=\"PTHP\"),VLOOKUP($D174,'Factor Tables'!$N$89:$Y$105,MATCH(CONCATENATE($CT174,\" Clg\"),'Factor Tables'!$N$88:$Y$88,0),FALSE),VLOOKUP($D174,'Factor Tables'!$N$89:$Y$105,MATCH($CT174,'Factor Tables'!$N$88:$Y$88,0),FALSE)))","v":""},{"$f":"IF($CT174=\"\",\"\",IF(OR($CT174=\"DX HP\",$CT174=\"VRF HP\",$CT174=\"PTHP\"),VLOOKUP($D174,'Factor Tables'!$N$89:$Y$105,MATCH(CONCATENATE($CT174,\" Htg\"),'Factor Tables'!$N$88:$Y$88,0),FALSE),0))","v":""},{"$f":"IF($AB174=\"\",0,VLOOKUP($AB174,'Utility Admin'!$E:$G,2,FALSE))","v":0},{"$f":"IF($AB174=\"\",0,VLOOKUP($AB174,'Utility Admin'!$E:$G,3,FALSE))","v":0},{"$f":"IFERROR(IF(ABS(Summary!$F$12)<=ABS(Summary!$E$12)*'Utility Admin'!$I$5,$AZ174*$DF174+$BA174*$DG174,$AZ174*$DF174+$AZ174*'Utility Admin'!$I$5*$DG174),0)","v":0},null,"Summer",null,null,null,null,null,null,null,null,null,null,{"$f":"IF(OR('Project Info'!$C$10=\"\",$C174=\"\",$D174=\"\"),\"\",VLOOKUP($D174,$DW$9:$DZ$32,MATCH($C174,$DW$9:$DZ$9,0),FALSE))","v":""},null,null,null,null,null,null,"ERROR: Contact Program Manager. Post Capacity/Unit x Post # of Units must be within +/- 20% of Pre Capacity/Unit x Pre # of Units."]
[null,166,"","",null,null,null,null,null,null,null,null,null,null,null,null,null,null,null,null,null,null,null,null,null,null,null,null,null,null,null,null,null,null,null,null,null,null,null,null,null,null,null,0,0,0,0,0,0,999999999,"",0,0,{"$f":"IFERROR(IF($DH$261>'Utility Admin'!$H$5,$BA175/$BA$5*$BB$261,$DH175),0)","v":0},"","",{"$f":"IF(AND(OR($AB175=\"DX AC Air Cooled\",$AB175=\"DX HP Air Cooled\"),OR(AND($AI175=\"Btu/hr\",$AH175<65000),AND($AI175=\"Tons\",$AH175<65000/12000)),$AC175=\"Split\",$AN175>=15.2),MAX(Baselines!$CB419,12/9.8),Baselines!$CB419)","v":0},{"$f":"Baselines!$CC419","v":0},{"$f":"Baselines!$CE419","v":0},0,0,0,0,0,0,0,0,0,0,{"$f":"IF(OR($C175<>\"Early Retirement\",$J175=\"\"),0,IF(OR($I175=\"DX AC Air Cooled\",$I175=\"DX HP Air Cooled\"),VLOOKUP($J175,'Early Retirement'!$CI$6:$CM$32,2,FALSE),IF(OR($I175=\"PTAC\",$I175=\"PTHP\"),VLOOKUP($J175,'Early Retirement'!$CI$6:$CM$32,3,FALSE),IF(AND(OR($I175=\"Air Cooled Chiller\",$I175=\"Water Cooled Chiller\"),$L175<>\"Centrifugal\"),VLOOKUP($J175,'Early Retirement'!$CI$6:$CM$32,4,FALSE),IF(AND(OR($I175=\"Air Cooled Chiller\",$I175=\"Water Cooled Chiller\"),$L175=\"Centrifugal\"),VLOOKUP($J175,'Early Retirement'!$CI$6:$CM$32,5,FALSE),\"\")))))","v":0},0,0,0,0,0,0,0,0,0,0,0,"","","",0,0,0,{"$f":"IF(AND($C175=\"Early Retirement\",$J175<>\"\",$S175<>\"\",$U175<>\"\"),$CG175,IF(AND(OR($AB175=\"DX AC Air Cooled\",$AB175=\"DX HP Air Cooled\"),OR(AND($AI175=\"Btu/hr\",$AH175<65000),AND($AI175=\"Tons\",$AH175<65000/12000)),$AC175=\"Split\",$AN175>=15.2),MAX(Baselines!$CB168,12/9.8),Baselines!$CB168))","v":0},{"$f":"IF(AND($C175=\"Early Retirement\",$J175<>\"\",$S175<>\"\",$U175<>\"\"),$CH175,Baselines!$CC168)","v":0},{"$f":"Baselines!$CD168","v":"kW/ton"},"",{"$f":"IF(AND($C175=\"Early Retirement\",$J175<>\"\",$S175<>\"\",$U175<>\"\"),$CI175,IF(AND(Baselines!$CE168=0,OR($CT175=\"DX HP\",$CT175=\"PTHP\")),$BG175,Baselines!$CE168))","v":0},"COP",{"$f":"IF(OR($C175=\"Replace-on-Burnout\",$C175=\"New Construction\"),$DB175,IF($CD175=\"\",\"\",IF(OR($CD175=\"DX HP\",$CD175=\"PTHP\"),VLOOKUP($D175,'Factor Tables'!$B$89:$M$105,MATCH(CONCATENATE($CD175,\" Clg\"),'Factor Tables'!$B$88:$M$88,0),FALSE),VLOOKUP($D175,'Factor Tables'!$B$89:$M$105,MATCH($CD175,'Factor Tables'!$B$88:$M$88,0),FALSE))))","v":""},{"$f":"IF(OR($C175=\"Replace-on-Burnout\",$C175=\"New Construction\"),$DC175,IF($CD175=\"\",\"\",IF($CD175=\"DX HP\",VLOOKUP($D175,'Factor Tables'!$B$89:$M$105,MATCH(\"DX HP Htg\",'Factor Tables'!$B$88:$M$88,0),FALSE),0)))","v":""},{"$f":"IF(OR($C175=\"Replace-on-Burnout\",$C175=\"New Construction\"),$DD175,IF($CD175=\"\",\"\",IF($CD175=\"DX HP\",VLOOKUP($D175,'Factor Tables'!$N$89:$Y$105,MATCH(\"DX HP Clg\",'Factor Tables'!$N$88:$Y$88,0),FALSE),IF($CD175=\"PTHP\",VLOOKUP($D175,'Factor Tables'!$N$89:$Y$105,MATCH(\"PTHP Clg\",'Factor Tables'!$N$88:$Y$88,0),FALSE),IF(AND($CD175<>\"DX HP\",$CD175<>\"PTHP\"),VLOOKUP($D175,'Factor Tables'!$N$89:$Y$105,MATCH($CD175,'Factor Tables'!$N$88:$Y$88,0),FALSE),\"\")))))","v":""},{"$f":"IF(OR($C175=\"Replace-on-Burnout\",$C175=\"New Construction\",$CT175=\"DX HP\",$CT175=\"PTHP\"),$DE175,IF($CD175=\"\",\"\",IF($CD175=\"DX HP\",VLOOKUP($D175,'Factor Tables'!$N$89:$Y$105,MATCH(\"DX HP Htg\",'Factor Tables'!$N$88:$Y$88,0),FALSE),IF($CD175=\"PTHP\",VLOOKUP($D175,'Factor Tables'!$N$89:$Y$105,MATCH(\"PTHP Htg\",'Factor Tables'!$N$88:$Y$88,0),FALSE),0))))","v":""},"","",0,0,"kW/ton","",0,"COP",{"$f":"IF($CT175=\"\",\"\",IF(OR($CT175=\"DX HP\",$CT175=\"VRF HP\",$CT175=\"PTHP\"),VLOOKUP($D175,'Factor Tables'!$B$89:$M$105,MATCH(CONCATENATE($CT175,\" Clg\"),'Factor Tables'!$B$88:$M$88,0),FALSE),VLOOKUP($D175,'Factor Tables'!$B$89:$M$105,MATCH($CT175,'Factor Tables'!$B$88:$M$88,0),FALSE)))","v":""},{"$f":"IF($CT175=\"\",\"\",IF(OR($CT175=\"DX HP\",$CT175=\"VRF HP\",$CT175=\"PTHP\"),VLOOKUP($D175,'Factor Tables'!$B$89:$M$105,MATCH(CONCATENATE($CT175,\" Htg\"),'Factor Tables'!$B$88:$M$88,0),FALSE),0))","v":""},{"$f":"IF($CT175=\"\",\"\",IF(OR($CT175=\"DX HP\",$CT175=\"VRF HP\",$CT175=\"PTHP\"),VLOOKUP($D175,'Factor Tables'!$N$89:$Y$105,MATCH(CONCATENATE($CT175,\" Clg\"),'Factor Tables'!$N$88:$Y$88,0),FALSE),VLOOKUP($D175,'Factor Tables'!$N$89:$Y$105,MATCH($CT175,'Factor Tables'!$N$88:$Y$88,0),FALSE)))","v":""},{"$f":"IF($CT175=\"\",\"\",IF(OR($CT175=\"DX HP\",$CT175=\"VRF HP\",$CT175=\"PTHP\"),VLOOKUP($D175,'Factor Tables'!$N$89:$Y$105,MATCH(CONCATENATE($CT175,\" Htg\"),'Factor Tables'!$N$88:$Y$88,0),FALSE),0))","v":""},{"$f":"IF($AB175=\"\",0,VLOOKUP($AB175,'Utility Admin'!$E:$G,2,FALSE))","v":0},{"$f":"IF($AB175=\"\",0,VLOOKUP($AB175,'Utility Admin'!$E:$G,3,FALSE))","v":0},{"$f":"IFERROR(IF(ABS(Summary!$F$12)<=ABS(Summary!$E$12)*'Utility Admin'!$I$5,$AZ175*$DF175+$BA175*$DG175,$AZ175*$DF175+$AZ175*'Utility Admin'!$I$5*$DG175),0)","v":0},null,"Summer",null,null,null,null,null,null,null,null,null,null,{"$f":"IF(OR('Project Info'!$C$10=\"\",$C175=\"\",$D175=\"\"),\"\",VLOOKUP($D175,$DW$9:$DZ$32,MATCH($C175,$DW$9:$DZ$9,0),FALSE))","v":""},null,null,null,null,null,null,"ERROR: Contact Program Manager. Post Capacity/Unit x Post # of Units must be within +/- 20% of Pre Capacity/Unit x Pre # of Units."]
[null,167,"","",null,null,null,null,null,null,null,null,null,null,null,null,null,null,null,null,null,null,null,null,null,null,null,null,null,null,null,null,null,null,null,null,null,null,null,null,null,null,null,0,0,0,0,0,0,999999999,"",0,0,{"$f":"IFERROR(IF($DH$261>'Utility Admin'!$H$5,$BA176/$BA$5*$BB$261,$DH176),0)","v":0},"","",{"$f":"IF(AND(OR($AB176=\"DX AC Air Cooled\",$AB176=\"DX HP Air Cooled\"),OR(AND($AI176=\"Btu/hr\",$AH176<65000),AND($AI176=\"Tons\",$AH176<65000/12000)),$AC176=\"Split\",$AN176>=15.2),MAX(Baselines!$CB420,12/9.8),Baselines!$CB420)","v":0},{"$f":"Baselines!$CC420","v":0},{"$f":"Baselines!$CE420","v":0},0,0,0,0,0,0,0,0,0,0,{"$f":"IF(OR($C176<>\"Early Retirement\",$J176=\"\"),0,IF(OR($I176=\"DX AC Air Cooled\",$I176=\"DX HP Air Cooled\"),VLOOKUP($J176,'Early Retirement'!$CI$6:$CM$32,2,FALSE),IF(OR($I176=\"PTAC\",$I176=\"PTHP\"),VLOOKUP($J176,'Early Retirement'!$CI$6:$CM$32,3,FALSE),IF(AND(OR($I176=\"Air Cooled Chiller\",$I176=\"Water Cooled Chiller\"),$L176<>\"Centrifugal\"),VLOOKUP($J176,'Early Retirement'!$CI$6:$CM$32,4,FALSE),IF(AND(OR($I176=\"Air Cooled Chiller\",$I176=\"Water Cooled Chiller\"),$L176=\"Centrifugal\"),VLOOKUP($J176,'Early Retirement'!$CI$6:$CM$32,5,FALSE),\"\")))))","v":0},0,0,0,0,0,0,0,0,0,0,0,"","","",0,0,0,{"$f":"IF(AND($C176=\"Early Retirement\",$J176<>\"\",$S176<>\"\",$U176<>\"\"),$CG176,IF(AND(OR($AB176=\"DX AC Air Cooled\",$AB176=\"DX HP Air Cooled\"),OR(AND($AI176=\"Btu/hr\",$AH176<65000),AND($AI176=\"Tons\",$AH176<65000/12000)),$AC176=\"Split\",$AN176>=15.2),MAX(Baselines!$CB169,12/9.8),Baselines!$CB169))","v":0},{"$f":"IF(AND($C176=\"Early Retirement\",$J176<>\"\",$S176<>\"\",$U176<>\"\"),$CH176,Baselines!$CC169)","v":0},{"$f":"Baselines!$CD169","v":"kW/ton"},"",{"$f":"IF(AND($C176=\"Early Retirement\",$J176<>\"\",$S176<>\"\",$U176<>\"\"),$CI176,IF(AND(Baselines!$CE169=0,OR($CT176=\"DX HP\",$CT176=\"PTHP\")),$BG176,Baselines!$CE169))","v":0},"COP",{"$f":"IF(OR($C176=\"Replace-on-Burnout\",$C176=\"New Construction\"),$DB176,IF($CD176=\"\",\"\",IF(OR($CD176=\"DX HP\",$CD176=\"PTHP\"),VLOOKUP($D176,'Factor Tables'!$B$89:$M$105,MATCH(CONCATENATE($CD176,\" Clg\"),'Factor Tables'!$B$88:$M$88,0),FALSE),VLOOKUP($D176,'Factor Tables'!$B$89:$M$105,MATCH($CD176,'Factor Tables'!$B$88:$M$88,0),FALSE))))","v":""},{"$f":"IF(OR($C176=\"Replace-on-Burnout\",$C176=\"New Construction\"),$DC176,IF($CD176=\"\",\"\",IF($CD176=\"DX HP\",VLOOKUP($D176,'Factor Tables'!$B$89:$M$105,MATCH(\"DX HP Htg\",'Factor Tables'!$B$88:$M$88,0),FALSE),0)))","v":""},{"$f":"IF(OR($C176=\"Replace-on-Burnout\",$C176=\"New Construction\"),$DD176,IF($CD176=\"\",\"\",IF($CD176=\"DX HP\",VLOOKUP($D176,'Factor Tables'!$N$89:$Y$105,MATCH(\"DX HP Clg\",'Factor Tables'!$N$88:$Y$88,0),FALSE),IF($CD176=\"PTHP\",VLOOKUP($D176,'Factor Tables'!$N$89:$Y$105,MATCH(\"PTHP Clg\",'Factor Tables'!$N$88:$Y$88,0),FALSE),IF(AND($CD176<>\"DX HP\",$CD176<>\"PTHP\"),VLOOKUP($D176,'Factor Tables'!$N$89:$Y$105,MATCH($CD176,'Factor Tables'!$N$88:$Y$88,0),FALSE),\"\")))))","v":""},{"$f":"IF(OR($C176=\"Replace-on-Burnout\",$C176=\"New Construction\",$CT176=\"DX HP\",$CT176=\"PTHP\"),$DE176,IF($CD176=\"\",\"\",IF($CD176=\"DX HP\",VLOOKUP($D176,'Factor Tables'!$N$89:$Y$105,MATCH(\"DX HP Htg\",'Factor Tables'!$N$88:$Y$88,0),FALSE),IF($CD176=\"PTHP\",VLOOKUP($D176,'Factor Tables'!$N$89:$Y$105,MATCH(\"PTHP Htg\",'Factor Tables'!$N$88:$Y$88,0),FALSE),0))))","v":""},"","",0,0,"kW/ton","",0,"COP",{"$f":"IF($CT176=\"\",\"\",IF(OR($CT176=\"DX HP\",$CT176=\"VRF HP\",$CT176=\"PTHP\"),VLOOKUP($D176,'Factor Tables'!$B$89:$M$105,MATCH(CONCATENATE($CT176,\" Clg\"),'Factor Tables'!$B$88:$M$88,0),FALSE),VLOOKUP($D176,'Factor Tables'!$B$89:$M$105,MATCH($CT176,'Factor Tables'!$B$88:$M$88,0),FALSE)))","v":""},{"$f":"IF($CT176=\"\",\"\",IF(OR($CT176=\"DX HP\",$CT176=\"VRF HP\",$CT176=\"PTHP\"),VLOOKUP($D176,'Factor Tables'!$B$89:$M$105,MATCH(CONCATENATE($CT176,\" Htg\"),'Factor Tables'!$B$88:$M$88,0),FALSE),0))","v":""},{"$f":"IF($CT176=\"\",\"\",IF(OR($CT176=\"DX HP\",$CT176=\"VRF HP\",$CT176=\"PTHP\"),VLOOKUP($D176,'Factor Tables'!$N$89:$Y$105,MATCH(CONCATENATE($CT176,\" Clg\"),'Factor Tables'!$N$88:$Y$88,0),FALSE),VLOOKUP($D176,'Factor Tables'!$N$89:$Y$105,MATCH($CT176,'Factor Tables'!$N$88:$Y$88,0),FALSE)))","v":""},{"$f":"IF($CT176=\"\",\"\",IF(OR($CT176=\"DX HP\",$CT176=\"VRF HP\",$CT176=\"PTHP\"),VLOOKUP($D176,'Factor Tables'!$N$89:$Y$105,MATCH(CONCATENATE($CT176,\" Htg\"),'Factor Tables'!$N$88:$Y$88,0),FALSE),0))","v":""},{"$f":"IF($AB176=\"\",0,VLOOKUP($AB176,'Utility Admin'!$E:$G,2,FALSE))","v":0},{"$f":"IF($AB176=\"\",0,VLOOKUP($AB176,'Utility Admin'!$E:$G,3,FALSE))","v":0},{"$f":"IFERROR(IF(ABS(Summary!$F$12)<=ABS(Summary!$E$12)*'Utility Admin'!$I$5,$AZ176*$DF176+$BA176*$DG176,$AZ176*$DF176+$AZ176*'Utility Admin'!$I$5*$DG176),0)","v":0},null,"Summer",null,null,null,null,null,null,null,null,null,null,{"$f":"IF(OR('Project Info'!$C$10=\"\",$C176=\"\",$D176=\"\"),\"\",VLOOKUP($D176,$DW$9:$DZ$32,MATCH($C176,$DW$9:$DZ$9,0),FALSE))","v":""},null,null,null,null,null,null,"ERROR: Contact Program Manager. Post Capacity/Unit x Post # of Units must be within +/- 20% of Pre Capacity/Unit x Pre # of Units."]
[null,168,"","",null,null,null,null,null,null,null,null,null,null,null,null,null,null,null,null,null,null,null,null,null,null,null,null,null,null,null,null,null,null,null,null,null,null,null,null,null,null,null,0,0,0,0,0,0,999999999,"",0,0,{"$f":"IFERROR(IF($DH$261>'Utility Admin'!$H$5,$BA177/$BA$5*$BB$261,$DH177),0)","v":0},"","",{"$f":"IF(AND(OR($AB177=\"DX AC Air Cooled\",$AB177=\"DX HP Air Cooled\"),OR(AND($AI177=\"Btu/hr\",$AH177<65000),AND($AI177=\"Tons\",$AH177<65000/12000)),$AC177=\"Split\",$AN177>=15.2),MAX(Baselines!$CB421,12/9.8),Baselines!$CB421)","v":0},{"$f":"Baselines!$CC421","v":0},{"$f":"Baselines!$CE421","v":0},0,0,0,0,0,0,0,0,0,0,{"$f":"IF(OR($C177<>\"Early Retirement\",$J177=\"\"),0,IF(OR($I177=\"DX AC Air Cooled\",$I177=\"DX HP Air Cooled\"),VLOOKUP($J177,'Early Retirement'!$CI$6:$CM$32,2,FALSE),IF(OR($I177=\"PTAC\",$I177=\"PTHP\"),VLOOKUP($J177,'Early Retirement'!$CI$6:$CM$32,3,FALSE),IF(AND(OR($I177=\"Air Cooled Chiller\",$I177=\"Water Cooled Chiller\"),$L177<>\"Centrifugal\"),VLOOKUP($J177,'Early Retirement'!$CI$6:$CM$32,4,FALSE),IF(AND(OR($I177=\"Air Cooled Chiller\",$I177=\"Water Cooled Chiller\"),$L177=\"Centrifugal\"),VLOOKUP($J177,'Early Retirement'!$CI$6:$CM$32,5,FALSE),\"\")))))","v":0},0,0,0,0,0,0,0,0,0,0,0,"","","",0,0,0,{"$f":"IF(AND($C177=\"Early Retirement\",$J177<>\"\",$S177<>\"\",$U177<>\"\"),$CG177,IF(AND(OR($AB177=\"DX AC Air Cooled\",$AB177=\"DX HP Air Cooled\"),OR(AND($AI177=\"Btu/hr\",$AH177<65000),AND($AI177=\"Tons\",$AH177<65000/12000)),$AC177=\"Split\",$AN177>=15.2),MAX(Baselines!$CB170,12/9.8),Baselines!$CB170))","v":0},{"$f":"IF(AND($C177=\"Early Retirement\",$J177<>\"\",$S177<>\"\",$U177<>\"\"),$CH177,Baselines!$CC170)","v":0},{"$f":"Baselines!$CD170","v":"kW/ton"},"",{"$f":"IF(AND($C177=\"Early Retirement\",$J177<>\"\",$S177<>\"\",$U177<>\"\"),$CI177,IF(AND(Baselines!$CE170=0,OR($CT177=\"DX HP\",$CT177=\"PTHP\")),$BG177,Baselines!$CE170))","v":0},"COP",{"$f":"IF(OR($C177=\"Replace-on-Burnout\",$C177=\"New Construction\"),$DB177,IF($CD177=\"\",\"\",IF(OR($CD177=\"DX HP\",$CD177=\"PTHP\"),VLOOKUP($D177,'Factor Tables'!$B$89:$M$105,MATCH(CONCATENATE($CD177,\" Clg\"),'Factor Tables'!$B$88:$M$88,0),FALSE),VLOOKUP($D177,'Factor Tables'!$B$89:$M$105,MATCH($CD177,'Factor Tables'!$B$88:$M$88,0),FALSE))))","v":""},{"$f":"IF(OR($C177=\"Replace-on-Burnout\",$C177=\"New Construction\"),$DC177,IF($CD177=\"\",\"\",IF($CD177=\"DX HP\",VLOOKUP($D177,'Factor Tables'!$B$89:$M$105,MATCH(\"DX HP Htg\",'Factor Tables'!$B$88:$M$88,0),FALSE),0)))","v":""},{"$f":"IF(OR($C177=\"Replace-on-Burnout\",$C177=\"New Construction\"),$DD177,IF($CD177=\"\",\"\",IF($CD177=\"DX HP\",VLOOKUP($D177,'Factor Tables'!$N$89:$Y$105,MATCH(\"DX HP Clg\",'Factor Tables'!$N$88:$Y$88,0),FALSE),IF($CD177=\"PTHP\",VLOOKUP($D177,'Factor Tables'!$N$89:$Y$105,MATCH(\"PTHP Clg\",'Factor Tables'!$N$88:$Y$88,0),FALSE),IF(AND($CD177<>\"DX HP\",$CD177<>\"PTHP\"),VLOOKUP($D177,'Factor Tables'!$N$89:$Y$105,MATCH($CD177,'Factor Tables'!$N$88:$Y$88,0),FALSE),\"\")))))","v":""},{"$f":"IF(OR($C177=\"Replace-on-Burnout\",$C177=\"New Construction\",$CT177=\"DX HP\",$CT177=\"PTHP\"),$DE177,IF($CD177=\"\",\"\",IF($CD177=\"DX HP\",VLOOKUP($D177,'Factor Tables'!$N$89:$Y$105,MATCH(\"DX HP Htg\",'Factor Tables'!$N$88:$Y$88,0),FALSE),IF($CD177=\"PTHP\",VLOOKUP($D177,'Factor Tables'!$N$89:$Y$105,MATCH(\"PTHP Htg\",'Factor Tables'!$N$88:$Y$88,0),FALSE),0))))","v":""},"","",0,0,"kW/ton","",0,"COP",{"$f":"IF($CT177=\"\",\"\",IF(OR($CT177=\"DX HP\",$CT177=\"VRF HP\",$CT177=\"PTHP\"),VLOOKUP($D177,'Factor Tables'!$B$89:$M$105,MATCH(CONCATENATE($CT177,\" Clg\"),'Factor Tables'!$B$88:$M$88,0),FALSE),VLOOKUP($D177,'Factor Tables'!$B$89:$M$105,MATCH($CT177,'Factor Tables'!$B$88:$M$88,0),FALSE)))","v":""},{"$f":"IF($CT177=\"\",\"\",IF(OR($CT177=\"DX HP\",$CT177=\"VRF HP\",$CT177=\"PTHP\"),VLOOKUP($D177,'Factor Tables'!$B$89:$M$105,MATCH(CONCATENATE($CT177,\" Htg\"),'Factor Tables'!$B$88:$M$88,0),FALSE),0))","v":""},{"$f":"IF($CT177=\"\",\"\",IF(OR($CT177=\"DX HP\",$CT177=\"VRF HP\",$CT177=\"PTHP\"),VLOOKUP($D177,'Factor Tables'!$N$89:$Y$105,MATCH(CONCATENATE($CT177,\" Clg\"),'Factor Tables'!$N$88:$Y$88,0),FALSE),VLOOKUP($D177,'Factor Tables'!$N$89:$Y$105,MATCH($CT177,'Factor Tables'!$N$88:$Y$88,0),FALSE)))","v":""},{"$f":"IF($CT177=\"\",\"\",IF(OR($CT177=\"DX HP\",$CT177=\"VRF HP\",$CT177=\"PTHP\"),VLOOKUP($D177,'Factor Tables'!$N$89:$Y$105,MATCH(CONCATENATE($CT177,\" Htg\"),'Factor Tables'!$N$88:$Y$88,0),FALSE),0))","v":""},{"$f":"IF($AB177=\"\",0,VLOOKUP($AB177,'Utility Admin'!$E:$G,2,FALSE))","v":0},{"$f":"IF($AB177=\"\",0,VLOOKUP($AB177,'Utility Admin'!$E:$G,3,FALSE))","v":0},{"$f":"IFERROR(IF(ABS(Summary!$F$12)<=ABS(Summary!$E$12)*'Utility Admin'!$I$5,$AZ177*$DF177+$BA177*$DG177,$AZ177*$DF177+$AZ177*'Utility Admin'!$I$5*$DG177),0)","v":0},null,"Summer",null,null,null,null,null,null,null,null,null,null,{"$f":"IF(OR('Project Info'!$C$10=\"\",$C177=\"\",$D177=\"\"),\"\",VLOOKUP($D177,$DW$9:$DZ$32,MATCH($C177,$DW$9:$DZ$9,0),FALSE))","v":""},null,null,null,null,null,null,"ERROR: Contact Program Manager. Post Capacity/Unit x Post # of Units must be within +/- 20% of Pre Capacity/Unit x Pre # of Units."]
[null,169,"","",null,null,null,null,null,null,null,null,null,null,null,null,null,null,null,null,null,null,null,null,null,null,null,null,null,null,null,null,null,null,null,null,null,null,null,null,null,null,null,0,0,0,0,0,0,999999999,"",0,0,{"$f":"IFERROR(IF($DH$261>'Utility Admin'!$H$5,$BA178/$BA$5*$BB$261,$DH178),0)","v":0},"","",{"$f":"IF(AND(OR($AB178=\"DX AC Air Cooled\",$AB178=\"DX HP Air Cooled\"),OR(AND($AI178=\"Btu/hr\",$AH178<65000),AND($AI178=\"Tons\",$AH178<65000/12000)),$AC178=\"Split\",$AN178>=15.2),MAX(Baselines!$CB422,12/9.8),Baselines!$CB422)","v":0},{"$f":"Baselines!$CC422","v":0},{"$f":"Baselines!$CE422","v":0},0,0,0,0,0,0,0,0,0,0,{"$f":"IF(OR($C178<>\"Early Retirement\",$J178=\"\"),0,IF(OR($I178=\"DX AC Air Cooled\",$I178=\"DX HP Air Cooled\"),VLOOKUP($J178,'Early Retirement'!$CI$6:$CM$32,2,FALSE),IF(OR($I178=\"PTAC\",$I178=\"PTHP\"),VLOOKUP($J178,'Early Retirement'!$CI$6:$CM$32,3,FALSE),IF(AND(OR($I178=\"Air Cooled Chiller\",$I178=\"Water Cooled Chiller\"),$L178<>\"Centrifugal\"),VLOOKUP($J178,'Early Retirement'!$CI$6:$CM$32,4,FALSE),IF(AND(OR($I178=\"Air Cooled Chiller\",$I178=\"Water Cooled Chiller\"),$L178=\"Centrifugal\"),VLOOKUP($J178,'Early Retirement'!$CI$6:$CM$32,5,FALSE),\"\")))))","v":0},0,0,0,0,0,0,0,0,0,0,0,"","","",0,0,0,{"$f":"IF(AND($C178=\"Early Retirement\",$J178<>\"\",$S178<>\"\",$U178<>\"\"),$CG178,IF(AND(OR($AB178=\"DX AC Air Cooled\",$AB178=\"DX HP Air Cooled\"),OR(AND($AI178=\"Btu/hr\",$AH178<65000),AND($AI178=\"Tons\",$AH178<65000/12000)),$AC178=\"Split\",$AN178>=15.2),MAX(Baselines!$CB171,12/9.8),Baselines!$CB171))","v":0},{"$f":"IF(AND($C178=\"Early Retirement\",$J178<>\"\",$S178<>\"\",$U178<>\"\"),$CH178,Baselines!$CC171)","v":0},{"$f":"Baselines!$CD171","v":"kW/ton"},"",{"$f":"IF(AND($C178=\"Early Retirement\",$J178<>\"\",$S178<>\"\",$U178<>\"\"),$CI178,IF(AND(Baselines!$CE171=0,OR($CT178=\"DX HP\",$CT178=\"PTHP\")),$BG178,Baselines!$CE171))","v":0},"COP",{"$f":"IF(OR($C178=\"Replace-on-Burnout\",$C178=\"New Construction\"),$DB178,IF($CD178=\"\",\"\",IF(OR($CD178=\"DX HP\",$CD178=\"PTHP\"),VLOOKUP($D178,'Factor Tables'!$B$89:$M$105,MATCH(CONCATENATE($CD178,\" Clg\"),'Factor Tables'!$B$88:$M$88,0),FALSE),VLOOKUP($D178,'Factor Tables'!$B$89:$M$105,MATCH($CD178,'Factor Tables'!$B$88:$M$88,0),FALSE))))","v":""},{"$f":"IF(OR($C178=\"Replace-on-Burnout\",$C178=\"New Construction\"),$DC178,IF($CD178=\"\",\"\",IF($CD178=\"DX HP\",VLOOKUP($D178,'Factor Tables'!$B$89:$M$105,MATCH(\"DX HP Htg\",'Factor Tables'!$B$88:$M$88,0),FALSE),0)))","v":""},{"$f":"IF(OR($C178=\"Replace-on-Burnout\",$C178=\"New Construction\"),$DD178,IF($CD178=\"\",\"\",IF($CD178=\"DX HP\",VLOOKUP($D178,'Factor Tables'!$N$89:$Y$105,MATCH(\"DX HP Clg\",'Factor Tables'!$N$88:$Y$88,0),FALSE),IF($CD178=\"PTHP\",VLOOKUP($D178,'Factor Tables'!$N$89:$Y$105,MATCH(\"PTHP Clg\",'Factor Tables'!$N$88:$Y$88,0),FALSE),IF(AND($CD178<>\"DX HP\",$CD178<>\"PTHP\"),VLOOKUP($D178,'Factor Tables'!$N$89:$Y$105,MATCH($CD178,'Factor Tables'!$N$88:$Y$88,0),FALSE),\"\")))))","v":""},{"$f":"IF(OR($C178=\"Replace-on-Burnout\",$C178=\"New Construction\",$CT178=\"DX HP\",$CT178=\"PTHP\"),$DE178,IF($CD178=\"\",\"\",IF($CD178=\"DX HP\",VLOOKUP($D178,'Factor Tables'!$N$89:$Y$105,MATCH(\"DX HP Htg\",'Factor Tables'!$N$88:$Y$88,0),FALSE),IF($CD178=\"PTHP\",VLOOKUP($D178,'Factor Tables'!$N$89:$Y$105,MATCH(\"PTHP Htg\",'Factor Tables'!$N$88:$Y$88,0),FALSE),0))))","v":""},"","",0,0,"kW/ton","",0,"COP",{"$f":"IF($CT178=\"\",\"\",IF(OR($CT178=\"DX HP\",$CT178=\"VRF HP\",$CT178=\"PTHP\"),VLOOKUP($D178,'Factor Tables'!$B$89:$M$105,MATCH(CONCATENATE($CT178,\" Clg\"),'Factor Tables'!$B$88:$M$88,0),FALSE),VLOOKUP($D178,'Factor Tables'!$B$89:$M$105,MATCH($CT178,'Factor Tables'!$B$88:$M$88,0),FALSE)))","v":""},{"$f":"IF($CT178=\"\",\"\",IF(OR($CT178=\"DX HP\",$CT178=\"VRF HP\",$CT178=\"PTHP\"),VLOOKUP($D178,'Factor Tables'!$B$89:$M$105,MATCH(CONCATENATE($CT178,\" Htg\"),'Factor Tables'!$B$88:$M$88,0),FALSE),0))","v":""},{"$f":"IF($CT178=\"\",\"\",IF(OR($CT178=\"DX HP\",$CT178=\"VRF HP\",$CT178=\"PTHP\"),VLOOKUP($D178,'Factor Tables'!$N$89:$Y$105,MATCH(CONCATENATE($CT178,\" Clg\"),'Factor Tables'!$N$88:$Y$88,0),FALSE),VLOOKUP($D178,'Factor Tables'!$N$89:$Y$105,MATCH($CT178,'Factor Tables'!$N$88:$Y$88,0),FALSE)))","v":""},{"$f":"IF($CT178=\"\",\"\",IF(OR($CT178=\"DX HP\",$CT178=\"VRF HP\",$CT178=\"PTHP\"),VLOOKUP($D178,'Factor Tables'!$N$89:$Y$105,MATCH(CONCATENATE($CT178,\" Htg\"),'Factor Tables'!$N$88:$Y$88,0),FALSE),0))","v":""},{"$f":"IF($AB178=\"\",0,VLOOKUP($AB178,'Utility Admin'!$E:$G,2,FALSE))","v":0},{"$f":"IF($AB178=\"\",0,VLOOKUP($AB178,'Utility Admin'!$E:$G,3,FALSE))","v":0},{"$f":"IFERROR(IF(ABS(Summary!$F$12)<=ABS(Summary!$E$12)*'Utility Admin'!$I$5,$AZ178*$DF178+$BA178*$DG178,$AZ178*$DF178+$AZ178*'Utility Admin'!$I$5*$DG178),0)","v":0},null,"Summer",null,null,null,null,null,null,null,null,null,null,{"$f":"IF(OR('Project Info'!$C$10=\"\",$C178=\"\",$D178=\"\"),\"\",VLOOKUP($D178,$DW$9:$DZ$32,MATCH($C178,$DW$9:$DZ$9,0),FALSE))","v":""},null,null,null,null,null,null,"ERROR: Contact Program Manager. Post Capacity/Unit x Post # of Units must be within +/- 20% of Pre Capacity/Unit x Pre # of Units."]
[null,170,"","",null,null,null,null,null,null,null,null,null,null,null,null,null,null,null,null,null,null,null,null,null,null,null,null,null,null,null,null,null,null,null,null,null,null,null,null,null,null,null,0,0,0,0,0,0,999999999,"",0,0,{"$f":"IFERROR(IF($DH$261>'Utility Admin'!$H$5,$BA179/$BA$5*$BB$261,$DH179),0)","v":0},"","",{"$f":"IF(AND(OR($AB179=\"DX AC Air Cooled\",$AB179=\"DX HP Air Cooled\"),OR(AND($AI179=\"Btu/hr\",$AH179<65000),AND($AI179=\"Tons\",$AH179<65000/12000)),$AC179=\"Split\",$AN179>=15.2),MAX(Baselines!$CB423,12/9.8),Baselines!$CB423)","v":0},{"$f":"Baselines!$CC423","v":0},{"$f":"Baselines!$CE423","v":0},0,0,0,0,0,0,0,0,0,0,{"$f":"IF(OR($C179<>\"Early Retirement\",$J179=\"\"),0,IF(OR($I179=\"DX AC Air Cooled\",$I179=\"DX HP Air Cooled\"),VLOOKUP($J179,'Early Retirement'!$CI$6:$CM$32,2,FALSE),IF(OR($I179=\"PTAC\",$I179=\"PTHP\"),VLOOKUP($J179,'Early Retirement'!$CI$6:$CM$32,3,FALSE),IF(AND(OR($I179=\"Air Cooled Chiller\",$I179=\"Water Cooled Chiller\"),$L179<>\"Centrifugal\"),VLOOKUP($J179,'Early Retirement'!$CI$6:$CM$32,4,FALSE),IF(AND(OR($I179=\"Air Cooled Chiller\",$I179=\"Water Cooled Chiller\"),$L179=\"Centrifugal\"),VLOOKUP($J179,'Early Retirement'!$CI$6:$CM$32,5,FALSE),\"\")))))","v":0},0,0,0,0,0,0,0,0,0,0,0,"","","",0,0,0,{"$f":"IF(AND($C179=\"Early Retirement\",$J179<>\"\",$S179<>\"\",$U179<>\"\"),$CG179,IF(AND(OR($AB179=\"DX AC Air Cooled\",$AB179=\"DX HP Air Cooled\"),OR(AND($AI179=\"Btu/hr\",$AH179<65000),AND($AI179=\"Tons\",$AH179<65000/12000)),$AC179=\"Split\",$AN179>=15.2),MAX(Baselines!$CB172,12/9.8),Baselines!$CB172))","v":0},{"$f":"IF(AND($C179=\"Early Retirement\",$J179<>\"\",$S179<>\"\",$U179<>\"\"),$CH179,Baselines!$CC172)","v":0},{"$f":"Baselines!$CD172","v":"kW/ton"},"",{"$f":"IF(AND($C179=\"Early Retirement\",$J179<>\"\",$S179<>\"\",$U179<>\"\"),$CI179,IF(AND(Baselines!$CE172=0,OR($CT179=\"DX HP\",$CT179=\"PTHP\")),$BG179,Baselines!$CE172))","v":0},"COP",{"$f":"IF(OR($C179=\"Replace-on-Burnout\",$C179=\"New Construction\"),$DB179,IF($CD179=\"\",\"\",IF(OR($CD179=\"DX HP\",$CD179=\"PTHP\"),VLOOKUP($D179,'Factor Tables'!$B$89:$M$105,MATCH(CONCATENATE($CD179,\" Clg\"),'Factor Tables'!$B$88:$M$88,0),FALSE),VLOOKUP($D179,'Factor Tables'!$B$89:$M$105,MATCH($CD179,'Factor Tables'!$B$88:$M$88,0),FALSE))))","v":""},{"$f":"IF(OR($C179=\"Replace-on-Burnout\",$C179=\"New Construction\"),$DC179,IF($CD179=\"\",\"\",IF($CD179=\"DX HP\",VLOOKUP($D179,'Factor Tables'!$B$89:$M$105,MATCH(\"DX HP Htg\",'Factor Tables'!$B$88:$M$88,0),FALSE),0)))","v":""},{"$f":"IF(OR($C179=\"Replace-on-Burnout\",$C179=\"New Construction\"),$DD179,IF($CD179=\"\",\"\",IF($CD179=\"DX HP\",VLOOKUP($D179,'Factor Tables'!$N$89:$Y$105,MATCH(\"DX HP Clg\",'Factor Tables'!$N$88:$Y$88,0),FALSE),IF($CD179=\"PTHP\",VLOOKUP($D179,'Factor Tables'!$N$89:$Y$105,MATCH(\"PTHP Clg\",'Factor Tables'!$N$88:$Y$88,0),FALSE),IF(AND($CD179<>\"DX HP\",$CD179<>\"PTHP\"),VLOOKUP($D179,'Factor Tables'!$N$89:$Y$105,MATCH($CD179,'Factor Tables'!$N$88:$Y$88,0),FALSE),\"\")))))","v":""},{"$f":"IF(OR($C179=\"Replace-on-Burnout\",$C179=\"New Construction\",$CT179=\"DX HP\",$CT179=\"PTHP\"),$DE179,IF($CD179=\"\",\"\",IF($CD179=\"DX HP\",VLOOKUP($D179,'Factor Tables'!$N$89:$Y$105,MATCH(\"DX HP Htg\",'Factor Tables'!$N$88:$Y$88,0),FALSE),IF($CD179=\"PTHP\",VLOOKUP($D179,'Factor Tables'!$N$89:$Y$105,MATCH(\"PTHP Htg\",'Factor Tables'!$N$88:$Y$88,0),FALSE),0))))","v":""},"","",0,0,"kW/ton","",0,"COP",{"$f":"IF($CT179=\"\",\"\",IF(OR($CT179=\"DX HP\",$CT179=\"VRF HP\",$CT179=\"PTHP\"),VLOOKUP($D179,'Factor Tables'!$B$89:$M$105,MATCH(CONCATENATE($CT179,\" Clg\"),'Factor Tables'!$B$88:$M$88,0),FALSE),VLOOKUP($D179,'Factor Tables'!$B$89:$M$105,MATCH($CT179,'Factor Tables'!$B$88:$M$88,0),FALSE)))","v":""},{"$f":"IF($CT179=\"\",\"\",IF(OR($CT179=\"DX HP\",$CT179=\"VRF HP\",$CT179=\"PTHP\"),VLOOKUP($D179,'Factor Tables'!$B$89:$M$105,MATCH(CONCATENATE($CT179,\" Htg\"),'Factor Tables'!$B$88:$M$88,0),FALSE),0))","v":""},{"$f":"IF($CT179=\"\",\"\",IF(OR($CT179=\"DX HP\",$CT179=\"VRF HP\",$CT179=\"PTHP\"),VLOOKUP($D179,'Factor Tables'!$N$89:$Y$105,MATCH(CONCATENATE($CT179,\" Clg\"),'Factor Tables'!$N$88:$Y$88,0),FALSE),VLOOKUP($D179,'Factor Tables'!$N$89:$Y$105,MATCH($CT179,'Factor Tables'!$N$88:$Y$88,0),FALSE)))","v":""},{"$f":"IF($CT179=\"\",\"\",IF(OR($CT179=\"DX HP\",$CT179=\"VRF HP\",$CT179=\"PTHP\"),VLOOKUP($D179,'Factor Tables'!$N$89:$Y$105,MATCH(CONCATENATE($CT179,\" Htg\"),'Factor Tables'!$N$88:$Y$88,0),FALSE),0))","v":""},{"$f":"IF($AB179=\"\",0,VLOOKUP($AB179,'Utility Admin'!$E:$G,2,FALSE))","v":0},{"$f":"IF($AB179=\"\",0,VLOOKUP($AB179,'Utility Admin'!$E:$G,3,FALSE))","v":0},{"$f":"IFERROR(IF(ABS(Summary!$F$12)<=ABS(Summary!$E$12)*'Utility Admin'!$I$5,$AZ179*$DF179+$BA179*$DG179,$AZ179*$DF179+$AZ179*'Utility Admin'!$I$5*$DG179),0)","v":0},null,"Summer",null,null,null,null,null,null,null,null,null,null,{"$f":"IF(OR('Project Info'!$C$10=\"\",$C179=\"\",$D179=\"\"),\"\",VLOOKUP($D179,$DW$9:$DZ$32,MATCH($C179,$DW$9:$DZ$9,0),FALSE))","v":""},null,null,null,null,null,null,"ERROR: Contact Program Manager. Post Capacity/Unit x Post # of Units must be within +/- 20% of Pre Capacity/Unit x Pre # of Units."]
[null,171,"","",null,null,null,null,null,null,null,null,null,null,null,null,null,null,null,null,null,null,null,null,null,null,null,null,null,null,null,null,null,null,null,null,null,null,null,null,null,null,null,0,0,0,0,0,0,999999999,"",0,0,{"$f":"IFERROR(IF($DH$261>'Utility Admin'!$H$5,$BA180/$BA$5*$BB$261,$DH180),0)","v":0},"","",{"$f":"IF(AND(OR($AB180=\"DX AC Air Cooled\",$AB180=\"DX HP Air Cooled\"),OR(AND($AI180=\"Btu/hr\",$AH180<65000),AND($AI180=\"Tons\",$AH180<65000/12000)),$AC180=\"Split\",$AN180>=15.2),MAX(Baselines!$CB424,12/9.8),Baselines!$CB424)","v":0},{"$f":"Baselines!$CC424","v":0},{"$f":"Baselines!$CE424","v":0},0,0,0,0,0,0,0,0,0,0,{"$f":"IF(OR($C180<>\"Early Retirement\",$J180=\"\"),0,IF(OR($I180=\"DX AC Air Cooled\",$I180=\"DX HP Air Cooled\"),VLOOKUP($J180,'Early Retirement'!$CI$6:$CM$32,2,FALSE),IF(OR($I180=\"PTAC\",$I180=\"PTHP\"),VLOOKUP($J180,'Early Retirement'!$CI$6:$CM$32,3,FALSE),IF(AND(OR($I180=\"Air Cooled Chiller\",$I180=\"Water Cooled Chiller\"),$L180<>\"Centrifugal\"),VLOOKUP($J180,'Early Retirement'!$CI$6:$CM$32,4,FALSE),IF(AND(OR($I180=\"Air Cooled Chiller\",$I180=\"Water Cooled Chiller\"),$L180=\"Centrifugal\"),VLOOKUP($J180,'Early Retirement'!$CI$6:$CM$32,5,FALSE),\"\")))))","v":0},0,0,0,0,0,0,0,0,0,0,0,"","","",0,0,0,{"$f":"IF(AND($C180=\"Early Retirement\",$J180<>\"\",$S180<>\"\",$U180<>\"\"),$CG180,IF(AND(OR($AB180=\"DX AC Air Cooled\",$AB180=\"DX HP Air Cooled\"),OR(AND($AI180=\"Btu/hr\",$AH180<65000),AND($AI180=\"Tons\",$AH180<65000/12000)),$AC180=\"Split\",$AN180>=15.2),MAX(Baselines!$CB173,12/9.8),Baselines!$CB173))","v":0},{"$f":"IF(AND($C180=\"Early Retirement\",$J180<>\"\",$S180<>\"\",$U180<>\"\"),$CH180,Baselines!$CC173)","v":0},{"$f":"Baselines!$CD173","v":"kW/ton"},"",{"$f":"IF(AND($C180=\"Early Retirement\",$J180<>\"\",$S180<>\"\",$U180<>\"\"),$CI180,IF(AND(Baselines!$CE173=0,OR($CT180=\"DX HP\",$CT180=\"PTHP\")),$BG180,Baselines!$CE173))","v":0},"COP",{"$f":"IF(OR($C180=\"Replace-on-Burnout\",$C180=\"New Construction\"),$DB180,IF($CD180=\"\",\"\",IF(OR($CD180=\"DX HP\",$CD180=\"PTHP\"),VLOOKUP($D180,'Factor Tables'!$B$89:$M$105,MATCH(CONCATENATE($CD180,\" Clg\"),'Factor Tables'!$B$88:$M$88,0),FALSE),VLOOKUP($D180,'Factor Tables'!$B$89:$M$105,MATCH($CD180,'Factor Tables'!$B$88:$M$88,0),FALSE))))","v":""},{"$f":"IF(OR($C180=\"Replace-on-Burnout\",$C180=\"New Construction\"),$DC180,IF($CD180=\"\",\"\",IF($CD180=\"DX HP\",VLOOKUP($D180,'Factor Tables'!$B$89:$M$105,MATCH(\"DX HP Htg\",'Factor Tables'!$B$88:$M$88,0),FALSE),0)))","v":""},{"$f":"IF(OR($C180=\"Replace-on-Burnout\",$C180=\"New Construction\"),$DD180,IF($CD180=\"\",\"\",IF($CD180=\"DX HP\",VLOOKUP($D180,'Factor Tables'!$N$89:$Y$105,MATCH(\"DX HP Clg\",'Factor Tables'!$N$88:$Y$88,0),FALSE),IF($CD180=\"PTHP\",VLOOKUP($D180,'Factor Tables'!$N$89:$Y$105,MATCH(\"PTHP Clg\",'Factor Tables'!$N$88:$Y$88,0),FALSE),IF(AND($CD180<>\"DX HP\",$CD180<>\"PTHP\"),VLOOKUP($D180,'Factor Tables'!$N$89:$Y$105,MATCH($CD180,'Factor Tables'!$N$88:$Y$88,0),FALSE),\"\")))))","v":""},{"$f":"IF(OR($C180=\"Replace-on-Burnout\",$C180=\"New Construction\",$CT180=\"DX HP\",$CT180=\"PTHP\"),$DE180,IF($CD180=\"\",\"\",IF($CD180=\"DX HP\",VLOOKUP($D180,'Factor Tables'!$N$89:$Y$105,MATCH(\"DX HP Htg\",'Factor Tables'!$N$88:$Y$88,0),FALSE),IF($CD180=\"PTHP\",VLOOKUP($D180,'Factor Tables'!$N$89:$Y$105,MATCH(\"PTHP Htg\",'Factor Tables'!$N$88:$Y$88,0),FALSE),0))))","v":""},"","",0,0,"kW/ton","",0,"COP",{"$f":"IF($CT180=\"\",\"\",IF(OR($CT180=\"DX HP\",$CT180=\"VRF HP\",$CT180=\"PTHP\"),VLOOKUP($D180,'Factor Tables'!$B$89:$M$105,MATCH(CONCATENATE($CT180,\" Clg\"),'Factor Tables'!$B$88:$M$88,0),FALSE),VLOOKUP($D180,'Factor Tables'!$B$89:$M$105,MATCH($CT180,'Factor Tables'!$B$88:$M$88,0),FALSE)))","v":""},{"$f":"IF($CT180=\"\",\"\",IF(OR($CT180=\"DX HP\",$CT180=\"VRF HP\",$CT180=\"PTHP\"),VLOOKUP($D180,'Factor Tables'!$B$89:$M$105,MATCH(CONCATENATE($CT180,\" Htg\"),'Factor Tables'!$B$88:$M$88,0),FALSE),0))","v":""},{"$f":"IF($CT180=\"\",\"\",IF(OR($CT180=\"DX HP\",$CT180=\"VRF HP\",$CT180=\"PTHP\"),VLOOKUP($D180,'Factor Tables'!$N$89:$Y$105,MATCH(CONCATENATE($CT180,\" Clg\"),'Factor Tables'!$N$88:$Y$88,0),FALSE),VLOOKUP($D180,'Factor Tables'!$N$89:$Y$105,MATCH($CT180,'Factor Tables'!$N$88:$Y$88,0),FALSE)))","v":""},{"$f":"IF($CT180=\"\",\"\",IF(OR($CT180=\"DX HP\",$CT180=\"VRF HP\",$CT180=\"PTHP\"),VLOOKUP($D180,'Factor Tables'!$N$89:$Y$105,MATCH(CONCATENATE($CT180,\" Htg\"),'Factor Tables'!$N$88:$Y$88,0),FALSE),0))","v":""},{"$f":"IF($AB180=\"\",0,VLOOKUP($AB180,'Utility Admin'!$E:$G,2,FALSE))","v":0},{"$f":"IF($AB180=\"\",0,VLOOKUP($AB180,'Utility Admin'!$E:$G,3,FALSE))","v":0},{"$f":"IFERROR(IF(ABS(Summary!$F$12)<=ABS(Summary!$E$12)*'Utility Admin'!$I$5,$AZ180*$DF180+$BA180*$DG180,$AZ180*$DF180+$AZ180*'Utility Admin'!$I$5*$DG180),0)","v":0},null,"Summer",null,null,null,null,null,null,null,null,null,null,{"$f":"IF(OR('Project Info'!$C$10=\"\",$C180=\"\",$D180=\"\"),\"\",VLOOKUP($D180,$DW$9:$DZ$32,MATCH($C180,$DW$9:$DZ$9,0),FALSE))","v":""},null,null,null,null,null,null,"ERROR: Contact Program Manager. Post Capacity/Unit x Post # of Units must be within +/- 20% of Pre Capacity/Unit x Pre # of Units."]
[null,172,"","",null,null,null,null,null,null,null,null,null,null,null,null,null,null,null,null,null,null,null,null,null,null,null,null,null,null,null,null,null,null,null,null,null,null,null,null,null,null,null,0,0,0,0,0,0,999999999,"",0,0,{"$f":"IFERROR(IF($DH$261>'Utility Admin'!$H$5,$BA181/$BA$5*$BB$261,$DH181),0)","v":0},"","",{"$f":"IF(AND(OR($AB181=\"DX AC Air Cooled\",$AB181=\"DX HP Air Cooled\"),OR(AND($AI181=\"Btu/hr\",$AH181<65000),AND($AI181=\"Tons\",$AH181<65000/12000)),$AC181=\"Split\",$AN181>=15.2),MAX(Baselines!$CB425,12/9.8),Baselines!$CB425)","v":0},{"$f":"Baselines!$CC425","v":0},{"$f":"Baselines!$CE425","v":0},0,0,0,0,0,0,0,0,0,0,{"$f":"IF(OR($C181<>\"Early Retirement\",$J181=\"\"),0,IF(OR($I181=\"DX AC Air Cooled\",$I181=\"DX HP Air Cooled\"),VLOOKUP($J181,'Early Retirement'!$CI$6:$CM$32,2,FALSE),IF(OR($I181=\"PTAC\",$I181=\"PTHP\"),VLOOKUP($J181,'Early Retirement'!$CI$6:$CM$32,3,FALSE),IF(AND(OR($I181=\"Air Cooled Chiller\",$I181=\"Water Cooled Chiller\"),$L181<>\"Centrifugal\"),VLOOKUP($J181,'Early Retirement'!$CI$6:$CM$32,4,FALSE),IF(AND(OR($I181=\"Air Cooled Chiller\",$I181=\"Water Cooled Chiller\"),$L181=\"Centrifugal\"),VLOOKUP($J181,'Early Retirement'!$CI$6:$CM$32,5,FALSE),\"\")))))","v":0},0,0,0,0,0,0,0,0,0,0,0,"","","",0,0,0,{"$f":"IF(AND($C181=\"Early Retirement\",$J181<>\"\",$S181<>\"\",$U181<>\"\"),$CG181,IF(AND(OR($AB181=\"DX AC Air Cooled\",$AB181=\"DX HP Air Cooled\"),OR(AND($AI181=\"Btu/hr\",$AH181<65000),AND($AI181=\"Tons\",$AH181<65000/12000)),$AC181=\"Split\",$AN181>=15.2),MAX(Baselines!$CB174,12/9.8),Baselines!$CB174))","v":0},{"$f":"IF(AND($C181=\"Early Retirement\",$J181<>\"\",$S181<>\"\",$U181<>\"\"),$CH181,Baselines!$CC174)","v":0},{"$f":"Baselines!$CD174","v":"kW/ton"},"",{"$f":"IF(AND($C181=\"Early Retirement\",$J181<>\"\",$S181<>\"\",$U181<>\"\"),$CI181,IF(AND(Baselines!$CE174=0,OR($CT181=\"DX HP\",$CT181=\"PTHP\")),$BG181,Baselines!$CE174))","v":0},"COP",{"$f":"IF(OR($C181=\"Replace-on-Burnout\",$C181=\"New Construction\"),$DB181,IF($CD181=\"\",\"\",IF(OR($CD181=\"DX HP\",$CD181=\"PTHP\"),VLOOKUP($D181,'Factor Tables'!$B$89:$M$105,MATCH(CONCATENATE($CD181,\" Clg\"),'Factor Tables'!$B$88:$M$88,0),FALSE),VLOOKUP($D181,'Factor Tables'!$B$89:$M$105,MATCH($CD181,'Factor Tables'!$B$88:$M$88,0),FALSE))))","v":""},{"$f":"IF(OR($C181=\"Replace-on-Burnout\",$C181=\"New Construction\"),$DC181,IF($CD181=\"\",\"\",IF($CD181=\"DX HP\",VLOOKUP($D181,'Factor Tables'!$B$89:$M$105,MATCH(\"DX HP Htg\",'Factor Tables'!$B$88:$M$88,0),FALSE),0)))","v":""},{"$f":"IF(OR($C181=\"Replace-on-Burnout\",$C181=\"New Construction\"),$DD181,IF($CD181=\"\",\"\",IF($CD181=\"DX HP\",VLOOKUP($D181,'Factor Tables'!$N$89:$Y$105,MATCH(\"DX HP Clg\",'Factor Tables'!$N$88:$Y$88,0),FALSE),IF($CD181=\"PTHP\",VLOOKUP($D181,'Factor Tables'!$N$89:$Y$105,MATCH(\"PTHP Clg\",'Factor Tables'!$N$88:$Y$88,0),FALSE),IF(AND($CD181<>\"DX HP\",$CD181<>\"PTHP\"),VLOOKUP($D181,'Factor Tables'!$N$89:$Y$105,MATCH($CD181,'Factor Tables'!$N$88:$Y$88,0),FALSE),\"\")))))","v":""},{"$f":"IF(OR($C181=\"Replace-on-Burnout\",$C181=\"New Construction\",$CT181=\"DX HP\",$CT181=\"PTHP\"),$DE181,IF($CD181=\"\",\"\",IF($CD181=\"DX HP\",VLOOKUP($D181,'Factor Tables'!$N$89:$Y$105,MATCH(\"DX HP Htg\",'Factor Tables'!$N$88:$Y$88,0),FALSE),IF($CD181=\"PTHP\",VLOOKUP($D181,'Factor Tables'!$N$89:$Y$105,MATCH(\"PTHP Htg\",'Factor Tables'!$N$88:$Y$88,0),FALSE),0))))","v":""},"","",0,0,"kW/ton","",0,"COP",{"$f":"IF($CT181=\"\",\"\",IF(OR($CT181=\"DX HP\",$CT181=\"VRF HP\",$CT181=\"PTHP\"),VLOOKUP($D181,'Factor Tables'!$B$89:$M$105,MATCH(CONCATENATE($CT181,\" Clg\"),'Factor Tables'!$B$88:$M$88,0),FALSE),VLOOKUP($D181,'Factor Tables'!$B$89:$M$105,MATCH($CT181,'Factor Tables'!$B$88:$M$88,0),FALSE)))","v":""},{"$f":"IF($CT181=\"\",\"\",IF(OR($CT181=\"DX HP\",$CT181=\"VRF HP\",$CT181=\"PTHP\"),VLOOKUP($D181,'Factor Tables'!$B$89:$M$105,MATCH(CONCATENATE($CT181,\" Htg\"),'Factor Tables'!$B$88:$M$88,0),FALSE),0))","v":""},{"$f":"IF($CT181=\"\",\"\",IF(OR($CT181=\"DX HP\",$CT181=\"VRF HP\",$CT181=\"PTHP\"),VLOOKUP($D181,'Factor Tables'!$N$89:$Y$105,MATCH(CONCATENATE($CT181,\" Clg\"),'Factor Tables'!$N$88:$Y$88,0),FALSE),VLOOKUP($D181,'Factor Tables'!$N$89:$Y$105,MATCH($CT181,'Factor Tables'!$N$88:$Y$88,0),FALSE)))","v":""},{"$f":"IF($CT181=\"\",\"\",IF(OR($CT181=\"DX HP\",$CT181=\"VRF HP\",$CT181=\"PTHP\"),VLOOKUP($D181,'Factor Tables'!$N$89:$Y$105,MATCH(CONCATENATE($CT181,\" Htg\"),'Factor Tables'!$N$88:$Y$88,0),FALSE),0))","v":""},{"$f":"IF($AB181=\"\",0,VLOOKUP($AB181,'Utility Admin'!$E:$G,2,FALSE))","v":0},{"$f":"IF($AB181=\"\",0,VLOOKUP($AB181,'Utility Admin'!$E:$G,3,FALSE))","v":0},{"$f":"IFERROR(IF(ABS(Summary!$F$12)<=ABS(Summary!$E$12)*'Utility Admin'!$I$5,$AZ181*$DF181+$BA181*$DG181,$AZ181*$DF181+$AZ181*'Utility Admin'!$I$5*$DG181),0)","v":0},null,"Summer",null,null,null,null,null,null,null,null,null,null,{"$f":"IF(OR('Project Info'!$C$10=\"\",$C181=\"\",$D181=\"\"),\"\",VLOOKUP($D181,$DW$9:$DZ$32,MATCH($C181,$DW$9:$DZ$9,0),FALSE))","v":""},null,null,null,null,null,null,"ERROR: Contact Program Manager. Post Capacity/Unit x Post # of Units must be within +/- 20% of Pre Capacity/Unit x Pre # of Units."]
[null,173,"","",null,null,null,null,null,null,null,null,null,null,null,null,null,null,null,null,null,null,null,null,null,null,null,null,null,null,null,null,null,null,null,null,null,null,null,null,null,null,null,0,0,0,0,0,0,999999999,"",0,0,{"$f":"IFERROR(IF($DH$261>'Utility Admin'!$H$5,$BA182/$BA$5*$BB$261,$DH182),0)","v":0},"","",{"$f":"IF(AND(OR($AB182=\"DX AC Air Cooled\",$AB182=\"DX HP Air Cooled\"),OR(AND($AI182=\"Btu/hr\",$AH182<65000),AND($AI182=\"Tons\",$AH182<65000/12000)),$AC182=\"Split\",$AN182>=15.2),MAX(Baselines!$CB426,12/9.8),Baselines!$CB426)","v":0},{"$f":"Baselines!$CC426","v":0},{"$f":"Baselines!$CE426","v":0},0,0,0,0,0,0,0,0,0,0,{"$f":"IF(OR($C182<>\"Early Retirement\",$J182=\"\"),0,IF(OR($I182=\"DX AC Air Cooled\",$I182=\"DX HP Air Cooled\"),VLOOKUP($J182,'Early Retirement'!$CI$6:$CM$32,2,FALSE),IF(OR($I182=\"PTAC\",$I182=\"PTHP\"),VLOOKUP($J182,'Early Retirement'!$CI$6:$CM$32,3,FALSE),IF(AND(OR($I182=\"Air Cooled Chiller\",$I182=\"Water Cooled Chiller\"),$L182<>\"Centrifugal\"),VLOOKUP($J182,'Early Retirement'!$CI$6:$CM$32,4,FALSE),IF(AND(OR($I182=\"Air Cooled Chiller\",$I182=\"Water Cooled Chiller\"),$L182=\"Centrifugal\"),VLOOKUP($J182,'Early Retirement'!$CI$6:$CM$32,5,FALSE),\"\")))))","v":0},0,0,0,0,0,0,0,0,0,0,0,"","","",0,0,0,{"$f":"IF(AND($C182=\"Early Retirement\",$J182<>\"\",$S182<>\"\",$U182<>\"\"),$CG182,IF(AND(OR($AB182=\"DX AC Air Cooled\",$AB182=\"DX HP Air Cooled\"),OR(AND($AI182=\"Btu/hr\",$AH182<65000),AND($AI182=\"Tons\",$AH182<65000/12000)),$AC182=\"Split\",$AN182>=15.2),MAX(Baselines!$CB175,12/9.8),Baselines!$CB175))","v":0},{"$f":"IF(AND($C182=\"Early Retirement\",$J182<>\"\",$S182<>\"\",$U182<>\"\"),$CH182,Baselines!$CC175)","v":0},{"$f":"Baselines!$CD175","v":"kW/ton"},"",{"$f":"IF(AND($C182=\"Early Retirement\",$J182<>\"\",$S182<>\"\",$U182<>\"\"),$CI182,IF(AND(Baselines!$CE175=0,OR($CT182=\"DX HP\",$CT182=\"PTHP\")),$BG182,Baselines!$CE175))","v":0},"COP",{"$f":"IF(OR($C182=\"Replace-on-Burnout\",$C182=\"New Construction\"),$DB182,IF($CD182=\"\",\"\",IF(OR($CD182=\"DX HP\",$CD182=\"PTHP\"),VLOOKUP($D182,'Factor Tables'!$B$89:$M$105,MATCH(CONCATENATE($CD182,\" Clg\"),'Factor Tables'!$B$88:$M$88,0),FALSE),VLOOKUP($D182,'Factor Tables'!$B$89:$M$105,MATCH($CD182,'Factor Tables'!$B$88:$M$88,0),FALSE))))","v":""},{"$f":"IF(OR($C182=\"Replace-on-Burnout\",$C182=\"New Construction\"),$DC182,IF($CD182=\"\",\"\",IF($CD182=\"DX HP\",VLOOKUP($D182,'Factor Tables'!$B$89:$M$105,MATCH(\"DX HP Htg\",'Factor Tables'!$B$88:$M$88,0),FALSE),0)))","v":""},{"$f":"IF(OR($C182=\"Replace-on-Burnout\",$C182=\"New Construction\"),$DD182,IF($CD182=\"\",\"\",IF($CD182=\"DX HP\",VLOOKUP($D182,'Factor Tables'!$N$89:$Y$105,MATCH(\"DX HP Clg\",'Factor Tables'!$N$88:$Y$88,0),FALSE),IF($CD182=\"PTHP\",VLOOKUP($D182,'Factor Tables'!$N$89:$Y$105,MATCH(\"PTHP Clg\",'Factor Tables'!$N$88:$Y$88,0),FALSE),IF(AND($CD182<>\"DX HP\",$CD182<>\"PTHP\"),VLOOKUP($D182,'Factor Tables'!$N$89:$Y$105,MATCH($CD182,'Factor Tables'!$N$88:$Y$88,0),FALSE),\"\")))))","v":""},{"$f":"IF(OR($C182=\"Replace-on-Burnout\",$C182=\"New Construction\",$CT182=\"DX HP\",$CT182=\"PTHP\"),$DE182,IF($CD182=\"\",\"\",IF($CD182=\"DX HP\",VLOOKUP($D182,'Factor Tables'!$N$89:$Y$105,MATCH(\"DX HP Htg\",'Factor Tables'!$N$88:$Y$88,0),FALSE),IF($CD182=\"PTHP\",VLOOKUP($D182,'Factor Tables'!$N$89:$Y$105,MATCH(\"PTHP Htg\",'Factor Tables'!$N$88:$Y$88,0),FALSE),0))))","v":""},"","",0,0,"kW/ton","",0,"COP",{"$f":"IF($CT182=\"\",\"\",IF(OR($CT182=\"DX HP\",$CT182=\"VRF HP\",$CT182=\"PTHP\"),VLOOKUP($D182,'Factor Tables'!$B$89:$M$105,MATCH(CONCATENATE($CT182,\" Clg\"),'Factor Tables'!$B$88:$M$88,0),FALSE),VLOOKUP($D182,'Factor Tables'!$B$89:$M$105,MATCH($CT182,'Factor Tables'!$B$88:$M$88,0),FALSE)))","v":""},{"$f":"IF($CT182=\"\",\"\",IF(OR($CT182=\"DX HP\",$CT182=\"VRF HP\",$CT182=\"PTHP\"),VLOOKUP($D182,'Factor Tables'!$B$89:$M$105,MATCH(CONCATENATE($CT182,\" Htg\"),'Factor Tables'!$B$88:$M$88,0),FALSE),0))","v":""},{"$f":"IF($CT182=\"\",\"\",IF(OR($CT182=\"DX HP\",$CT182=\"VRF HP\",$CT182=\"PTHP\"),VLOOKUP($D182,'Factor Tables'!$N$89:$Y$105,MATCH(CONCATENATE($CT182,\" Clg\"),'Factor Tables'!$N$88:$Y$88,0),FALSE),VLOOKUP($D182,'Factor Tables'!$N$89:$Y$105,MATCH($CT182,'Factor Tables'!$N$88:$Y$88,0),FALSE)))","v":""},{"$f":"IF($CT182=\"\",\"\",IF(OR($CT182=\"DX HP\",$CT182=\"VRF HP\",$CT182=\"PTHP\"),VLOOKUP($D182,'Factor Tables'!$N$89:$Y$105,MATCH(CONCATENATE($CT182,\" Htg\"),'Factor Tables'!$N$88:$Y$88,0),FALSE),0))","v":""},{"$f":"IF($AB182=\"\",0,VLOOKUP($AB182,'Utility Admin'!$E:$G,2,FALSE))","v":0},{"$f":"IF($AB182=\"\",0,VLOOKUP($AB182,'Utility Admin'!$E:$G,3,FALSE))","v":0},{"$f":"IFERROR(IF(ABS(Summary!$F$12)<=ABS(Summary!$E$12)*'Utility Admin'!$I$5,$AZ182*$DF182+$BA182*$DG182,$AZ182*$DF182+$AZ182*'Utility Admin'!$I$5*$DG182),0)","v":0},null,"Summer",null,null,null,null,null,null,null,null,null,null,{"$f":"IF(OR('Project Info'!$C$10=\"\",$C182=\"\",$D182=\"\"),\"\",VLOOKUP($D182,$DW$9:$DZ$32,MATCH($C182,$DW$9:$DZ$9,0),FALSE))","v":""},null,null,null,null,null,null,"ERROR: Contact Program Manager. Post Capacity/Unit x Post # of Units must be within +/- 20% of Pre Capacity/Unit x Pre # of Units."]
[null,174,"","",null,null,null,null,null,null,null,null,null,null,null,null,null,null,null,null,null,null,null,null,null,null,null,null,null,null,null,null,null,null,null,null,null,null,null,null,null,null,null,0,0,0,0,0,0,999999999,"",0,0,{"$f":"IFERROR(IF($DH$261>'Utility Admin'!$H$5,$BA183/$BA$5*$BB$261,$DH183),0)","v":0},"","",{"$f":"IF(AND(OR($AB183=\"DX AC Air Cooled\",$AB183=\"DX HP Air Cooled\"),OR(AND($AI183=\"Btu/hr\",$AH183<65000),AND($AI183=\"Tons\",$AH183<65000/12000)),$AC183=\"Split\",$AN183>=15.2),MAX(Baselines!$CB427,12/9.8),Baselines!$CB427)","v":0},{"$f":"Baselines!$CC427","v":0},{"$f":"Baselines!$CE427","v":0},0,0,0,0,0,0,0,0,0,0,{"$f":"IF(OR($C183<>\"Early Retirement\",$J183=\"\"),0,IF(OR($I183=\"DX AC Air Cooled\",$I183=\"DX HP Air Cooled\"),VLOOKUP($J183,'Early Retirement'!$CI$6:$CM$32,2,FALSE),IF(OR($I183=\"PTAC\",$I183=\"PTHP\"),VLOOKUP($J183,'Early Retirement'!$CI$6:$CM$32,3,FALSE),IF(AND(OR($I183=\"Air Cooled Chiller\",$I183=\"Water Cooled Chiller\"),$L183<>\"Centrifugal\"),VLOOKUP($J183,'Early Retirement'!$CI$6:$CM$32,4,FALSE),IF(AND(OR($I183=\"Air Cooled Chiller\",$I183=\"Water Cooled Chiller\"),$L183=\"Centrifugal\"),VLOOKUP($J183,'Early Retirement'!$CI$6:$CM$32,5,FALSE),\"\")))))","v":0},0,0,0,0,0,0,0,0,0,0,0,"","","",0,0,0,{"$f":"IF(AND($C183=\"Early Retirement\",$J183<>\"\",$S183<>\"\",$U183<>\"\"),$CG183,IF(AND(OR($AB183=\"DX AC Air Cooled\",$AB183=\"DX HP Air Cooled\"),OR(AND($AI183=\"Btu/hr\",$AH183<65000),AND($AI183=\"Tons\",$AH183<65000/12000)),$AC183=\"Split\",$AN183>=15.2),MAX(Baselines!$CB176,12/9.8),Baselines!$CB176))","v":0},{"$f":"IF(AND($C183=\"Early Retirement\",$J183<>\"\",$S183<>\"\",$U183<>\"\"),$CH183,Baselines!$CC176)","v":0},{"$f":"Baselines!$CD176","v":"kW/ton"},"",{"$f":"IF(AND($C183=\"Early Retirement\",$J183<>\"\",$S183<>\"\",$U183<>\"\"),$CI183,IF(AND(Baselines!$CE176=0,OR($CT183=\"DX HP\",$CT183=\"PTHP\")),$BG183,Baselines!$CE176))","v":0},"COP",{"$f":"IF(OR($C183=\"Replace-on-Burnout\",$C183=\"New Construction\"),$DB183,IF($CD183=\"\",\"\",IF(OR($CD183=\"DX HP\",$CD183=\"PTHP\"),VLOOKUP($D183,'Factor Tables'!$B$89:$M$105,MATCH(CONCATENATE($CD183,\" Clg\"),'Factor Tables'!$B$88:$M$88,0),FALSE),VLOOKUP($D183,'Factor Tables'!$B$89:$M$105,MATCH($CD183,'Factor Tables'!$B$88:$M$88,0),FALSE))))","v":""},{"$f":"IF(OR($C183=\"Replace-on-Burnout\",$C183=\"New Construction\"),$DC183,IF($CD183=\"\",\"\",IF($CD183=\"DX HP\",VLOOKUP($D183,'Factor Tables'!$B$89:$M$105,MATCH(\"DX HP Htg\",'Factor Tables'!$B$88:$M$88,0),FALSE),0)))","v":""},{"$f":"IF(OR($C183=\"Replace-on-Burnout\",$C183=\"New Construction\"),$DD183,IF($CD183=\"\",\"\",IF($CD183=\"DX HP\",VLOOKUP($D183,'Factor Tables'!$N$89:$Y$105,MATCH(\"DX HP Clg\",'Factor Tables'!$N$88:$Y$88,0),FALSE),IF($CD183=\"PTHP\",VLOOKUP($D183,'Factor Tables'!$N$89:$Y$105,MATCH(\"PTHP Clg\",'Factor Tables'!$N$88:$Y$88,0),FALSE),IF(AND($CD183<>\"DX HP\",$CD183<>\"PTHP\"),VLOOKUP($D183,'Factor Tables'!$N$89:$Y$105,MATCH($CD183,'Factor Tables'!$N$88:$Y$88,0),FALSE),\"\")))))","v":""},{"$f":"IF(OR($C183=\"Replace-on-Burnout\",$C183=\"New Construction\",$CT183=\"DX HP\",$CT183=\"PTHP\"),$DE183,IF($CD183=\"\",\"\",IF($CD183=\"DX HP\",VLOOKUP($D183,'Factor Tables'!$N$89:$Y$105,MATCH(\"DX HP Htg\",'Factor Tables'!$N$88:$Y$88,0),FALSE),IF($CD183=\"PTHP\",VLOOKUP($D183,'Factor Tables'!$N$89:$Y$105,MATCH(\"PTHP Htg\",'Factor Tables'!$N$88:$Y$88,0),FALSE),0))))","v":""},"","",0,0,"kW/ton","",0,"COP",{"$f":"IF($CT183=\"\",\"\",IF(OR($CT183=\"DX HP\",$CT183=\"VRF HP\",$CT183=\"PTHP\"),VLOOKUP($D183,'Factor Tables'!$B$89:$M$105,MATCH(CONCATENATE($CT183,\" Clg\"),'Factor Tables'!$B$88:$M$88,0),FALSE),VLOOKUP($D183,'Factor Tables'!$B$89:$M$105,MATCH($CT183,'Factor Tables'!$B$88:$M$88,0),FALSE)))","v":""},{"$f":"IF($CT183=\"\",\"\",IF(OR($CT183=\"DX HP\",$CT183=\"VRF HP\",$CT183=\"PTHP\"),VLOOKUP($D183,'Factor Tables'!$B$89:$M$105,MATCH(CONCATENATE($CT183,\" Htg\"),'Factor Tables'!$B$88:$M$88,0),FALSE),0))","v":""},{"$f":"IF($CT183=\"\",\"\",IF(OR($CT183=\"DX HP\",$CT183=\"VRF HP\",$CT183=\"PTHP\"),VLOOKUP($D183,'Factor Tables'!$N$89:$Y$105,MATCH(CONCATENATE($CT183,\" Clg\"),'Factor Tables'!$N$88:$Y$88,0),FALSE),VLOOKUP($D183,'Factor Tables'!$N$89:$Y$105,MATCH($CT183,'Factor Tables'!$N$88:$Y$88,0),FALSE)))","v":""},{"$f":"IF($CT183=\"\",\"\",IF(OR($CT183=\"DX HP\",$CT183=\"VRF HP\",$CT183=\"PTHP\"),VLOOKUP($D183,'Factor Tables'!$N$89:$Y$105,MATCH(CONCATENATE($CT183,\" Htg\"),'Factor Tables'!$N$88:$Y$88,0),FALSE),0))","v":""},{"$f":"IF($AB183=\"\",0,VLOOKUP($AB183,'Utility Admin'!$E:$G,2,FALSE))","v":0},{"$f":"IF($AB183=\"\",0,VLOOKUP($AB183,'Utility Admin'!$E:$G,3,FALSE))","v":0},{"$f":"IFERROR(IF(ABS(Summary!$F$12)<=ABS(Summary!$E$12)*'Utility Admin'!$I$5,$AZ183*$DF183+$BA183*$DG183,$AZ183*$DF183+$AZ183*'Utility Admin'!$I$5*$DG183),0)","v":0},null,"Summer",null,null,null,null,null,null,null,null,null,null,{"$f":"IF(OR('Project Info'!$C$10=\"\",$C183=\"\",$D183=\"\"),\"\",VLOOKUP($D183,$DW$9:$DZ$32,MATCH($C183,$DW$9:$DZ$9,0),FALSE))","v":""},null,null,null,null,null,null,"ERROR: Contact Program Manager. Post Capacity/Unit x Post # of Units must be within +/- 20% of Pre Capacity/Unit x Pre # of Units."]
[null,175,"","",null,null,null,null,null,null,null,null,null,null,null,null,null,null,null,null,null,null,null,null,null,null,null,null,null,null,null,null,null,null,null,null,null,null,null,null,null,null,null,0,0,0,0,0,0,999999999,"",0,0,{"$f":"IFERROR(IF($DH$261>'Utility Admin'!$H$5,$BA184/$BA$5*$BB$261,$DH184),0)","v":0},"","",{"$f":"IF(AND(OR($AB184=\"DX AC Air Cooled\",$AB184=\"DX HP Air Cooled\"),OR(AND($AI184=\"Btu/hr\",$AH184<65000),AND($AI184=\"Tons\",$AH184<65000/12000)),$AC184=\"Split\",$AN184>=15.2),MAX(Baselines!$CB428,12/9.8),Baselines!$CB428)","v":0},{"$f":"Baselines!$CC428","v":0},{"$f":"Baselines!$CE428","v":0},0,0,0,0,0,0,0,0,0,0,{"$f":"IF(OR($C184<>\"Early Retirement\",$J184=\"\"),0,IF(OR($I184=\"DX AC Air Cooled\",$I184=\"DX HP Air Cooled\"),VLOOKUP($J184,'Early Retirement'!$CI$6:$CM$32,2,FALSE),IF(OR($I184=\"PTAC\",$I184=\"PTHP\"),VLOOKUP($J184,'Early Retirement'!$CI$6:$CM$32,3,FALSE),IF(AND(OR($I184=\"Air Cooled Chiller\",$I184=\"Water Cooled Chiller\"),$L184<>\"Centrifugal\"),VLOOKUP($J184,'Early Retirement'!$CI$6:$CM$32,4,FALSE),IF(AND(OR($I184=\"Air Cooled Chiller\",$I184=\"Water Cooled Chiller\"),$L184=\"Centrifugal\"),VLOOKUP($J184,'Early Retirement'!$CI$6:$CM$32,5,FALSE),\"\")))))","v":0},0,0,0,0,0,0,0,0,0,0,0,"","","",0,0,0,{"$f":"IF(AND($C184=\"Early Retirement\",$J184<>\"\",$S184<>\"\",$U184<>\"\"),$CG184,IF(AND(OR($AB184=\"DX AC Air Cooled\",$AB184=\"DX HP Air Cooled\"),OR(AND($AI184=\"Btu/hr\",$AH184<65000),AND($AI184=\"Tons\",$AH184<65000/12000)),$AC184=\"Split\",$AN184>=15.2),MAX(Baselines!$CB177,12/9.8),Baselines!$CB177))","v":0},{"$f":"IF(AND($C184=\"Early Retirement\",$J184<>\"\",$S184<>\"\",$U184<>\"\"),$CH184,Baselines!$CC177)","v":0},{"$f":"Baselines!$CD177","v":"kW/ton"},"",{"$f":"IF(AND($C184=\"Early Retirement\",$J184<>\"\",$S184<>\"\",$U184<>\"\"),$CI184,IF(AND(Baselines!$CE177=0,OR($CT184=\"DX HP\",$CT184=\"PTHP\")),$BG184,Baselines!$CE177))","v":0},"COP",{"$f":"IF(OR($C184=\"Replace-on-Burnout\",$C184=\"New Construction\"),$DB184,IF($CD184=\"\",\"\",IF(OR($CD184=\"DX HP\",$CD184=\"PTHP\"),VLOOKUP($D184,'Factor Tables'!$B$89:$M$105,MATCH(CONCATENATE($CD184,\" Clg\"),'Factor Tables'!$B$88:$M$88,0),FALSE),VLOOKUP($D184,'Factor Tables'!$B$89:$M$105,MATCH($CD184,'Factor Tables'!$B$88:$M$88,0),FALSE))))","v":""},{"$f":"IF(OR($C184=\"Replace-on-Burnout\",$C184=\"New Construction\"),$DC184,IF($CD184=\"\",\"\",IF($CD184=\"DX HP\",VLOOKUP($D184,'Factor Tables'!$B$89:$M$105,MATCH(\"DX HP Htg\",'Factor Tables'!$B$88:$M$88,0),FALSE),0)))","v":""},{"$f":"IF(OR($C184=\"Replace-on-Burnout\",$C184=\"New Construction\"),$DD184,IF($CD184=\"\",\"\",IF($CD184=\"DX HP\",VLOOKUP($D184,'Factor Tables'!$N$89:$Y$105,MATCH(\"DX HP Clg\",'Factor Tables'!$N$88:$Y$88,0),FALSE),IF($CD184=\"PTHP\",VLOOKUP($D184,'Factor Tables'!$N$89:$Y$105,MATCH(\"PTHP Clg\",'Factor Tables'!$N$88:$Y$88,0),FALSE),IF(AND($CD184<>\"DX HP\",$CD184<>\"PTHP\"),VLOOKUP($D184,'Factor Tables'!$N$89:$Y$105,MATCH($CD184,'Factor Tables'!$N$88:$Y$88,0),FALSE),\"\")))))","v":""},{"$f":"IF(OR($C184=\"Replace-on-Burnout\",$C184=\"New Construction\",$CT184=\"DX HP\",$CT184=\"PTHP\"),$DE184,IF($CD184=\"\",\"\",IF($CD184=\"DX HP\",VLOOKUP($D184,'Factor Tables'!$N$89:$Y$105,MATCH(\"DX HP Htg\",'Factor Tables'!$N$88:$Y$88,0),FALSE),IF($CD184=\"PTHP\",VLOOKUP($D184,'Factor Tables'!$N$89:$Y$105,MATCH(\"PTHP Htg\",'Factor Tables'!$N$88:$Y$88,0),FALSE),0))))","v":""},"","",0,0,"kW/ton","",0,"COP",{"$f":"IF($CT184=\"\",\"\",IF(OR($CT184=\"DX HP\",$CT184=\"VRF HP\",$CT184=\"PTHP\"),VLOOKUP($D184,'Factor Tables'!$B$89:$M$105,MATCH(CONCATENATE($CT184,\" Clg\"),'Factor Tables'!$B$88:$M$88,0),FALSE),VLOOKUP($D184,'Factor Tables'!$B$89:$M$105,MATCH($CT184,'Factor Tables'!$B$88:$M$88,0),FALSE)))","v":""},{"$f":"IF($CT184=\"\",\"\",IF(OR($CT184=\"DX HP\",$CT184=\"VRF HP\",$CT184=\"PTHP\"),VLOOKUP($D184,'Factor Tables'!$B$89:$M$105,MATCH(CONCATENATE($CT184,\" Htg\"),'Factor Tables'!$B$88:$M$88,0),FALSE),0))","v":""},{"$f":"IF($CT184=\"\",\"\",IF(OR($CT184=\"DX HP\",$CT184=\"VRF HP\",$CT184=\"PTHP\"),VLOOKUP($D184,'Factor Tables'!$N$89:$Y$105,MATCH(CONCATENATE($CT184,\" Clg\"),'Factor Tables'!$N$88:$Y$88,0),FALSE),VLOOKUP($D184,'Factor Tables'!$N$89:$Y$105,MATCH($CT184,'Factor Tables'!$N$88:$Y$88,0),FALSE)))","v":""},{"$f":"IF($CT184=\"\",\"\",IF(OR($CT184=\"DX HP\",$CT184=\"VRF HP\",$CT184=\"PTHP\"),VLOOKUP($D184,'Factor Tables'!$N$89:$Y$105,MATCH(CONCATENATE($CT184,\" Htg\"),'Factor Tables'!$N$88:$Y$88,0),FALSE),0))","v":""},{"$f":"IF($AB184=\"\",0,VLOOKUP($AB184,'Utility Admin'!$E:$G,2,FALSE))","v":0},{"$f":"IF($AB184=\"\",0,VLOOKUP($AB184,'Utility Admin'!$E:$G,3,FALSE))","v":0},{"$f":"IFERROR(IF(ABS(Summary!$F$12)<=ABS(Summary!$E$12)*'Utility Admin'!$I$5,$AZ184*$DF184+$BA184*$DG184,$AZ184*$DF184+$AZ184*'Utility Admin'!$I$5*$DG184),0)","v":0},null,"Summer",null,null,null,null,null,null,null,null,null,null,{"$f":"IF(OR('Project Info'!$C$10=\"\",$C184=\"\",$D184=\"\"),\"\",VLOOKUP($D184,$DW$9:$DZ$32,MATCH($C184,$DW$9:$DZ$9,0),FALSE))","v":""},null,null,null,null,null,null,"ERROR: Contact Program Manager. Post Capacity/Unit x Post # of Units must be within +/- 20% of Pre Capacity/Unit x Pre # of Units."]
[null,176,"","",null,null,null,null,null,null,null,null,null,null,null,null,null,null,null,null,null,null,null,null,null,null,null,null,null,null,null,null,null,null,null,null,null,null,null,null,null,null,null,0,0,0,0,0,0,999999999,"",0,0,{"$f":"IFERROR(IF($DH$261>'Utility Admin'!$H$5,$BA185/$BA$5*$BB$261,$DH185),0)","v":0},"","",{"$f":"IF(AND(OR($AB185=\"DX AC Air Cooled\",$AB185=\"DX HP Air Cooled\"),OR(AND($AI185=\"Btu/hr\",$AH185<65000),AND($AI185=\"Tons\",$AH185<65000/12000)),$AC185=\"Split\",$AN185>=15.2),MAX(Baselines!$CB429,12/9.8),Baselines!$CB429)","v":0},{"$f":"Baselines!$CC429","v":0},{"$f":"Baselines!$CE429","v":0},0,0,0,0,0,0,0,0,0,0,{"$f":"IF(OR($C185<>\"Early Retirement\",$J185=\"\"),0,IF(OR($I185=\"DX AC Air Cooled\",$I185=\"DX HP Air Cooled\"),VLOOKUP($J185,'Early Retirement'!$CI$6:$CM$32,2,FALSE),IF(OR($I185=\"PTAC\",$I185=\"PTHP\"),VLOOKUP($J185,'Early Retirement'!$CI$6:$CM$32,3,FALSE),IF(AND(OR($I185=\"Air Cooled Chiller\",$I185=\"Water Cooled Chiller\"),$L185<>\"Centrifugal\"),VLOOKUP($J185,'Early Retirement'!$CI$6:$CM$32,4,FALSE),IF(AND(OR($I185=\"Air Cooled Chiller\",$I185=\"Water Cooled Chiller\"),$L185=\"Centrifugal\"),VLOOKUP($J185,'Early Retirement'!$CI$6:$CM$32,5,FALSE),\"\")))))","v":0},0,0,0,0,0,0,0,0,0,0,0,"","","",0,0,0,{"$f":"IF(AND($C185=\"Early Retirement\",$J185<>\"\",$S185<>\"\",$U185<>\"\"),$CG185,IF(AND(OR($AB185=\"DX AC Air Cooled\",$AB185=\"DX HP Air Cooled\"),OR(AND($AI185=\"Btu/hr\",$AH185<65000),AND($AI185=\"Tons\",$AH185<65000/12000)),$AC185=\"Split\",$AN185>=15.2),MAX(Baselines!$CB178,12/9.8),Baselines!$CB178))","v":0},{"$f":"IF(AND($C185=\"Early Retirement\",$J185<>\"\",$S185<>\"\",$U185<>\"\"),$CH185,Baselines!$CC178)","v":0},{"$f":"Baselines!$CD178","v":"kW/ton"},"",{"$f":"IF(AND($C185=\"Early Retirement\",$J185<>\"\",$S185<>\"\",$U185<>\"\"),$CI185,IF(AND(Baselines!$CE178=0,OR($CT185=\"DX HP\",$CT185=\"PTHP\")),$BG185,Baselines!$CE178))","v":0},"COP",{"$f":"IF(OR($C185=\"Replace-on-Burnout\",$C185=\"New Construction\"),$DB185,IF($CD185=\"\",\"\",IF(OR($CD185=\"DX HP\",$CD185=\"PTHP\"),VLOOKUP($D185,'Factor Tables'!$B$89:$M$105,MATCH(CONCATENATE($CD185,\" Clg\"),'Factor Tables'!$B$88:$M$88,0),FALSE),VLOOKUP($D185,'Factor Tables'!$B$89:$M$105,MATCH($CD185,'Factor Tables'!$B$88:$M$88,0),FALSE))))","v":""},{"$f":"IF(OR($C185=\"Replace-on-Burnout\",$C185=\"New Construction\"),$DC185,IF($CD185=\"\",\"\",IF($CD185=\"DX HP\",VLOOKUP($D185,'Factor Tables'!$B$89:$M$105,MATCH(\"DX HP Htg\",'Factor Tables'!$B$88:$M$88,0),FALSE),0)))","v":""},{"$f":"IF(OR($C185=\"Replace-on-Burnout\",$C185=\"New Construction\"),$DD185,IF($CD185=\"\",\"\",IF($CD185=\"DX HP\",VLOOKUP($D185,'Factor Tables'!$N$89:$Y$105,MATCH(\"DX HP Clg\",'Factor Tables'!$N$88:$Y$88,0),FALSE),IF($CD185=\"PTHP\",VLOOKUP($D185,'Factor Tables'!$N$89:$Y$105,MATCH(\"PTHP Clg\",'Factor Tables'!$N$88:$Y$88,0),FALSE),IF(AND($CD185<>\"DX HP\",$CD185<>\"PTHP\"),VLOOKUP($D185,'Factor Tables'!$N$89:$Y$105,MATCH($CD185,'Factor Tables'!$N$88:$Y$88,0),FALSE),\"\")))))","v":""},{"$f":"IF(OR($C185=\"Replace-on-Burnout\",$C185=\"New Construction\",$CT185=\"DX HP\",$CT185=\"PTHP\"),$DE185,IF($CD185=\"\",\"\",IF($CD185=\"DX HP\",VLOOKUP($D185,'Factor Tables'!$N$89:$Y$105,MATCH(\"DX HP Htg\",'Factor Tables'!$N$88:$Y$88,0),FALSE),IF($CD185=\"PTHP\",VLOOKUP($D185,'Factor Tables'!$N$89:$Y$105,MATCH(\"PTHP Htg\",'Factor Tables'!$N$88:$Y$88,0),FALSE),0))))","v":""},"","",0,0,"kW/ton","",0,"COP",{"$f":"IF($CT185=\"\",\"\",IF(OR($CT185=\"DX HP\",$CT185=\"VRF HP\",$CT185=\"PTHP\"),VLOOKUP($D185,'Factor Tables'!$B$89:$M$105,MATCH(CONCATENATE($CT185,\" Clg\"),'Factor Tables'!$B$88:$M$88,0),FALSE),VLOOKUP($D185,'Factor Tables'!$B$89:$M$105,MATCH($CT185,'Factor Tables'!$B$88:$M$88,0),FALSE)))","v":""},{"$f":"IF($CT185=\"\",\"\",IF(OR($CT185=\"DX HP\",$CT185=\"VRF HP\",$CT185=\"PTHP\"),VLOOKUP($D185,'Factor Tables'!$B$89:$M$105,MATCH(CONCATENATE($CT185,\" Htg\"),'Factor Tables'!$B$88:$M$88,0),FALSE),0))","v":""},{"$f":"IF($CT185=\"\",\"\",IF(OR($CT185=\"DX HP\",$CT185=\"VRF HP\",$CT185=\"PTHP\"),VLOOKUP($D185,'Factor Tables'!$N$89:$Y$105,MATCH(CONCATENATE($CT185,\" Clg\"),'Factor Tables'!$N$88:$Y$88,0),FALSE),VLOOKUP($D185,'Factor Tables'!$N$89:$Y$105,MATCH($CT185,'Factor Tables'!$N$88:$Y$88,0),FALSE)))","v":""},{"$f":"IF($CT185=\"\",\"\",IF(OR($CT185=\"DX HP\",$CT185=\"VRF HP\",$CT185=\"PTHP\"),VLOOKUP($D185,'Factor Tables'!$N$89:$Y$105,MATCH(CONCATENATE($CT185,\" Htg\"),'Factor Tables'!$N$88:$Y$88,0),FALSE),0))","v":""},{"$f":"IF($AB185=\"\",0,VLOOKUP($AB185,'Utility Admin'!$E:$G,2,FALSE))","v":0},{"$f":"IF($AB185=\"\",0,VLOOKUP($AB185,'Utility Admin'!$E:$G,3,FALSE))","v":0},{"$f":"IFERROR(IF(ABS(Summary!$F$12)<=ABS(Summary!$E$12)*'Utility Admin'!$I$5,$AZ185*$DF185+$BA185*$DG185,$AZ185*$DF185+$AZ185*'Utility Admin'!$I$5*$DG185),0)","v":0},null,"Summer",null,null,null,null,null,null,null,null,null,null,{"$f":"IF(OR('Project Info'!$C$10=\"\",$C185=\"\",$D185=\"\"),\"\",VLOOKUP($D185,$DW$9:$DZ$32,MATCH($C185,$DW$9:$DZ$9,0),FALSE))","v":""},null,null,null,null,null,null,"ERROR: Contact Program Manager. Post Capacity/Unit x Post # of Units must be within +/- 20% of Pre Capacity/Unit x Pre # of Units."]
[null,177,"","",null,null,null,null,null,null,null,null,null,null,null,null,null,null,null,null,null,null,null,null,null,null,null,null,null,null,null,null,null,null,null,null,null,null,null,null,null,null,null,0,0,0,0,0,0,999999999,"",0,0,{"$f":"IFERROR(IF($DH$261>'Utility Admin'!$H$5,$BA186/$BA$5*$BB$261,$DH186),0)","v":0},"","",{"$f":"IF(AND(OR($AB186=\"DX AC Air Cooled\",$AB186=\"DX HP Air Cooled\"),OR(AND($AI186=\"Btu/hr\",$AH186<65000),AND($AI186=\"Tons\",$AH186<65000/12000)),$AC186=\"Split\",$AN186>=15.2),MAX(Baselines!$CB430,12/9.8),Baselines!$CB430)","v":0},{"$f":"Baselines!$CC430","v":0},{"$f":"Baselines!$CE430","v":0},0,0,0,0,0,0,0,0,0,0,{"$f":"IF(OR($C186<>\"Early Retirement\",$J186=\"\"),0,IF(OR($I186=\"DX AC Air Cooled\",$I186=\"DX HP Air Cooled\"),VLOOKUP($J186,'Early Retirement'!$CI$6:$CM$32,2,FALSE),IF(OR($I186=\"PTAC\",$I186=\"PTHP\"),VLOOKUP($J186,'Early Retirement'!$CI$6:$CM$32,3,FALSE),IF(AND(OR($I186=\"Air Cooled Chiller\",$I186=\"Water Cooled Chiller\"),$L186<>\"Centrifugal\"),VLOOKUP($J186,'Early Retirement'!$CI$6:$CM$32,4,FALSE),IF(AND(OR($I186=\"Air Cooled Chiller\",$I186=\"Water Cooled Chiller\"),$L186=\"Centrifugal\"),VLOOKUP($J186,'Early Retirement'!$CI$6:$CM$32,5,FALSE),\"\")))))","v":0},0,0,0,0,0,0,0,0,0,0,0,"","","",0,0,0,{"$f":"IF(AND($C186=\"Early Retirement\",$J186<>\"\",$S186<>\"\",$U186<>\"\"),$CG186,IF(AND(OR($AB186=\"DX AC Air Cooled\",$AB186=\"DX HP Air Cooled\"),OR(AND($AI186=\"Btu/hr\",$AH186<65000),AND($AI186=\"Tons\",$AH186<65000/12000)),$AC186=\"Split\",$AN186>=15.2),MAX(Baselines!$CB179,12/9.8),Baselines!$CB179))","v":0},{"$f":"IF(AND($C186=\"Early Retirement\",$J186<>\"\",$S186<>\"\",$U186<>\"\"),$CH186,Baselines!$CC179)","v":0},{"$f":"Baselines!$CD179","v":"kW/ton"},"",{"$f":"IF(AND($C186=\"Early Retirement\",$J186<>\"\",$S186<>\"\",$U186<>\"\"),$CI186,IF(AND(Baselines!$CE179=0,OR($CT186=\"DX HP\",$CT186=\"PTHP\")),$BG186,Baselines!$CE179))","v":0},"COP",{"$f":"IF(OR($C186=\"Replace-on-Burnout\",$C186=\"New Construction\"),$DB186,IF($CD186=\"\",\"\",IF(OR($CD186=\"DX HP\",$CD186=\"PTHP\"),VLOOKUP($D186,'Factor Tables'!$B$89:$M$105,MATCH(CONCATENATE($CD186,\" Clg\"),'Factor Tables'!$B$88:$M$88,0),FALSE),VLOOKUP($D186,'Factor Tables'!$B$89:$M$105,MATCH($CD186,'Factor Tables'!$B$88:$M$88,0),FALSE))))","v":""},{"$f":"IF(OR($C186=\"Replace-on-Burnout\",$C186=\"New Construction\"),$DC186,IF($CD186=\"\",\"\",IF($CD186=\"DX HP\",VLOOKUP($D186,'Factor Tables'!$B$89:$M$105,MATCH(\"DX HP Htg\",'Factor Tables'!$B$88:$M$88,0),FALSE),0)))","v":""},{"$f":"IF(OR($C186=\"Replace-on-Burnout\",$C186=\"New Construction\"),$DD186,IF($CD186=\"\",\"\",IF($CD186=\"DX HP\",VLOOKUP($D186,'Factor Tables'!$N$89:$Y$105,MATCH(\"DX HP Clg\",'Factor Tables'!$N$88:$Y$88,0),FALSE),IF($CD186=\"PTHP\",VLOOKUP($D186,'Factor Tables'!$N$89:$Y$105,MATCH(\"PTHP Clg\",'Factor Tables'!$N$88:$Y$88,0),FALSE),IF(AND($CD186<>\"DX HP\",$CD186<>\"PTHP\"),VLOOKUP($D186,'Factor Tables'!$N$89:$Y$105,MATCH($CD186,'Factor Tables'!$N$88:$Y$88,0),FALSE),\"\")))))","v":""},{"$f":"IF(OR($C186=\"Replace-on-Burnout\",$C186=\"New Construction\",$CT186=\"DX HP\",$CT186=\"PTHP\"),$DE186,IF($CD186=\"\",\"\",IF($CD186=\"DX HP\",VLOOKUP($D186,'Factor Tables'!$N$89:$Y$105,MATCH(\"DX HP Htg\",'Factor Tables'!$N$88:$Y$88,0),FALSE),IF($CD186=\"PTHP\",VLOOKUP($D186,'Factor Tables'!$N$89:$Y$105,MATCH(\"PTHP Htg\",'Factor Tables'!$N$88:$Y$88,0),FALSE),0))))","v":""},"","",0,0,"kW/ton","",0,"COP",{"$f":"IF($CT186=\"\",\"\",IF(OR($CT186=\"DX HP\",$CT186=\"VRF HP\",$CT186=\"PTHP\"),VLOOKUP($D186,'Factor Tables'!$B$89:$M$105,MATCH(CONCATENATE($CT186,\" Clg\"),'Factor Tables'!$B$88:$M$88,0),FALSE),VLOOKUP($D186,'Factor Tables'!$B$89:$M$105,MATCH($CT186,'Factor Tables'!$B$88:$M$88,0),FALSE)))","v":""},{"$f":"IF($CT186=\"\",\"\",IF(OR($CT186=\"DX HP\",$CT186=\"VRF HP\",$CT186=\"PTHP\"),VLOOKUP($D186,'Factor Tables'!$B$89:$M$105,MATCH(CONCATENATE($CT186,\" Htg\"),'Factor Tables'!$B$88:$M$88,0),FALSE),0))","v":""},{"$f":"IF($CT186=\"\",\"\",IF(OR($CT186=\"DX HP\",$CT186=\"VRF HP\",$CT186=\"PTHP\"),VLOOKUP($D186,'Factor Tables'!$N$89:$Y$105,MATCH(CONCATENATE($CT186,\" Clg\"),'Factor Tables'!$N$88:$Y$88,0),FALSE),VLOOKUP($D186,'Factor Tables'!$N$89:$Y$105,MATCH($CT186,'Factor Tables'!$N$88:$Y$88,0),FALSE)))","v":""},{"$f":"IF($CT186=\"\",\"\",IF(OR($CT186=\"DX HP\",$CT186=\"VRF HP\",$CT186=\"PTHP\"),VLOOKUP($D186,'Factor Tables'!$N$89:$Y$105,MATCH(CONCATENATE($CT186,\" Htg\"),'Factor Tables'!$N$88:$Y$88,0),FALSE),0))","v":""},{"$f":"IF($AB186=\"\",0,VLOOKUP($AB186,'Utility Admin'!$E:$G,2,FALSE))","v":0},{"$f":"IF($AB186=\"\",0,VLOOKUP($AB186,'Utility Admin'!$E:$G,3,FALSE))","v":0},{"$f":"IFERROR(IF(ABS(Summary!$F$12)<=ABS(Summary!$E$12)*'Utility Admin'!$I$5,$AZ186*$DF186+$BA186*$DG186,$AZ186*$DF186+$AZ186*'Utility Admin'!$I$5*$DG186),0)","v":0},null,"Summer",null,null,null,null,null,null,null,null,null,null,{"$f":"IF(OR('Project Info'!$C$10=\"\",$C186=\"\",$D186=\"\"),\"\",VLOOKUP($D186,$DW$9:$DZ$32,MATCH($C186,$DW$9:$DZ$9,0),FALSE))","v":""},null,null,null,null,null,null,"ERROR: Contact Program Manager. Post Capacity/Unit x Post # of Units must be within +/- 20% of Pre Capacity/Unit x Pre # of Units."]
[null,178,"","",null,null,null,null,null,null,null,null,null,null,null,null,null,null,null,null,null,null,null,null,null,null,null,null,null,null,null,null,null,null,null,null,null,null,null,null,null,null,null,0,0,0,0,0,0,999999999,"",0,0,{"$f":"IFERROR(IF($DH$261>'Utility Admin'!$H$5,$BA187/$BA$5*$BB$261,$DH187),0)","v":0},"","",{"$f":"IF(AND(OR($AB187=\"DX AC Air Cooled\",$AB187=\"DX HP Air Cooled\"),OR(AND($AI187=\"Btu/hr\",$AH187<65000),AND($AI187=\"Tons\",$AH187<65000/12000)),$AC187=\"Split\",$AN187>=15.2),MAX(Baselines!$CB431,12/9.8),Baselines!$CB431)","v":0},{"$f":"Baselines!$CC431","v":0},{"$f":"Baselines!$CE431","v":0},0,0,0,0,0,0,0,0,0,0,{"$f":"IF(OR($C187<>\"Early Retirement\",$J187=\"\"),0,IF(OR($I187=\"DX AC Air Cooled\",$I187=\"DX HP Air Cooled\"),VLOOKUP($J187,'Early Retirement'!$CI$6:$CM$32,2,FALSE),IF(OR($I187=\"PTAC\",$I187=\"PTHP\"),VLOOKUP($J187,'Early Retirement'!$CI$6:$CM$32,3,FALSE),IF(AND(OR($I187=\"Air Cooled Chiller\",$I187=\"Water Cooled Chiller\"),$L187<>\"Centrifugal\"),VLOOKUP($J187,'Early Retirement'!$CI$6:$CM$32,4,FALSE),IF(AND(OR($I187=\"Air Cooled Chiller\",$I187=\"Water Cooled Chiller\"),$L187=\"Centrifugal\"),VLOOKUP($J187,'Early Retirement'!$CI$6:$CM$32,5,FALSE),\"\")))))","v":0},0,0,0,0,0,0,0,0,0,0,0,"","","",0,0,0,{"$f":"IF(AND($C187=\"Early Retirement\",$J187<>\"\",$S187<>\"\",$U187<>\"\"),$CG187,IF(AND(OR($AB187=\"DX AC Air Cooled\",$AB187=\"DX HP Air Cooled\"),OR(AND($AI187=\"Btu/hr\",$AH187<65000),AND($AI187=\"Tons\",$AH187<65000/12000)),$AC187=\"Split\",$AN187>=15.2),MAX(Baselines!$CB180,12/9.8),Baselines!$CB180))","v":0},{"$f":"IF(AND($C187=\"Early Retirement\",$J187<>\"\",$S187<>\"\",$U187<>\"\"),$CH187,Baselines!$CC180)","v":0},{"$f":"Baselines!$CD180","v":"kW/ton"},"",{"$f":"IF(AND($C187=\"Early Retirement\",$J187<>\"\",$S187<>\"\",$U187<>\"\"),$CI187,IF(AND(Baselines!$CE180=0,OR($CT187=\"DX HP\",$CT187=\"PTHP\")),$BG187,Baselines!$CE180))","v":0},"COP",{"$f":"IF(OR($C187=\"Replace-on-Burnout\",$C187=\"New Construction\"),$DB187,IF($CD187=\"\",\"\",IF(OR($CD187=\"DX HP\",$CD187=\"PTHP\"),VLOOKUP($D187,'Factor Tables'!$B$89:$M$105,MATCH(CONCATENATE($CD187,\" Clg\"),'Factor Tables'!$B$88:$M$88,0),FALSE),VLOOKUP($D187,'Factor Tables'!$B$89:$M$105,MATCH($CD187,'Factor Tables'!$B$88:$M$88,0),FALSE))))","v":""},{"$f":"IF(OR($C187=\"Replace-on-Burnout\",$C187=\"New Construction\"),$DC187,IF($CD187=\"\",\"\",IF($CD187=\"DX HP\",VLOOKUP($D187,'Factor Tables'!$B$89:$M$105,MATCH(\"DX HP Htg\",'Factor Tables'!$B$88:$M$88,0),FALSE),0)))","v":""},{"$f":"IF(OR($C187=\"Replace-on-Burnout\",$C187=\"New Construction\"),$DD187,IF($CD187=\"\",\"\",IF($CD187=\"DX HP\",VLOOKUP($D187,'Factor Tables'!$N$89:$Y$105,MATCH(\"DX HP Clg\",'Factor Tables'!$N$88:$Y$88,0),FALSE),IF($CD187=\"PTHP\",VLOOKUP($D187,'Factor Tables'!$N$89:$Y$105,MATCH(\"PTHP Clg\",'Factor Tables'!$N$88:$Y$88,0),FALSE),IF(AND($CD187<>\"DX HP\",$CD187<>\"PTHP\"),VLOOKUP($D187,'Factor Tables'!$N$89:$Y$105,MATCH($CD187,'Factor Tables'!$N$88:$Y$88,0),FALSE),\"\")))))","v":""},{"$f":"IF(OR($C187=\"Replace-on-Burnout\",$C187=\"New Construction\",$CT187=\"DX HP\",$CT187=\"PTHP\"),$DE187,IF($CD187=\"\",\"\",IF($CD187=\"DX HP\",VLOOKUP($D187,'Factor Tables'!$N$89:$Y$105,MATCH(\"DX HP Htg\",'Factor Tables'!$N$88:$Y$88,0),FALSE),IF($CD187=\"PTHP\",VLOOKUP($D187,'Factor Tables'!$N$89:$Y$105,MATCH(\"PTHP Htg\",'Factor Tables'!$N$88:$Y$88,0),FALSE),0))))","v":""},"","",0,0,"kW/ton","",0,"COP",{"$f":"IF($CT187=\"\",\"\",IF(OR($CT187=\"DX HP\",$CT187=\"VRF HP\",$CT187=\"PTHP\"),VLOOKUP($D187,'Factor Tables'!$B$89:$M$105,MATCH(CONCATENATE($CT187,\" Clg\"),'Factor Tables'!$B$88:$M$88,0),FALSE),VLOOKUP($D187,'Factor Tables'!$B$89:$M$105,MATCH($CT187,'Factor Tables'!$B$88:$M$88,0),FALSE)))","v":""},{"$f":"IF($CT187=\"\",\"\",IF(OR($CT187=\"DX HP\",$CT187=\"VRF HP\",$CT187=\"PTHP\"),VLOOKUP($D187,'Factor Tables'!$B$89:$M$105,MATCH(CONCATENATE($CT187,\" Htg\"),'Factor Tables'!$B$88:$M$88,0),FALSE),0))","v":""},{"$f":"IF($CT187=\"\",\"\",IF(OR($CT187=\"DX HP\",$CT187=\"VRF HP\",$CT187=\"PTHP\"),VLOOKUP($D187,'Factor Tables'!$N$89:$Y$105,MATCH(CONCATENATE($CT187,\" Clg\"),'Factor Tables'!$N$88:$Y$88,0),FALSE),VLOOKUP($D187,'Factor Tables'!$N$89:$Y$105,MATCH($CT187,'Factor Tables'!$N$88:$Y$88,0),FALSE)))","v":""},{"$f":"IF($CT187=\"\",\"\",IF(OR($CT187=\"DX HP\",$CT187=\"VRF HP\",$CT187=\"PTHP\"),VLOOKUP($D187,'Factor Tables'!$N$89:$Y$105,MATCH(CONCATENATE($CT187,\" Htg\"),'Factor Tables'!$N$88:$Y$88,0),FALSE),0))","v":""},{"$f":"IF($AB187=\"\",0,VLOOKUP($AB187,'Utility Admin'!$E:$G,2,FALSE))","v":0},{"$f":"IF($AB187=\"\",0,VLOOKUP($AB187,'Utility Admin'!$E:$G,3,FALSE))","v":0},{"$f":"IFERROR(IF(ABS(Summary!$F$12)<=ABS(Summary!$E$12)*'Utility Admin'!$I$5,$AZ187*$DF187+$BA187*$DG187,$AZ187*$DF187+$AZ187*'Utility Admin'!$I$5*$DG187),0)","v":0},null,"Summer",null,null,null,null,null,null,null,null,null,null,{"$f":"IF(OR('Project Info'!$C$10=\"\",$C187=\"\",$D187=\"\"),\"\",VLOOKUP($D187,$DW$9:$DZ$32,MATCH($C187,$DW$9:$DZ$9,0),FALSE))","v":""},null,null,null,null,null,null,"ERROR: Contact Program Manager. Post Capacity/Unit x Post # of Units must be within +/- 20% of Pre Capacity/Unit x Pre # of Units."]
[null,179,"","",null,null,null,null,null,null,null,null,null,null,null,null,null,null,null,null,null,null,null,null,null,null,null,null,null,null,null,null,null,null,null,null,null,null,null,null,null,null,null,0,0,0,0,0,0,999999999,"",0,0,{"$f":"IFERROR(IF($DH$261>'Utility Admin'!$H$5,$BA188/$BA$5*$BB$261,$DH188),0)","v":0},"","",{"$f":"IF(AND(OR($AB188=\"DX AC Air Cooled\",$AB188=\"DX HP Air Cooled\"),OR(AND($AI188=\"Btu/hr\",$AH188<65000),AND($AI188=\"Tons\",$AH188<65000/12000)),$AC188=\"Split\",$AN188>=15.2),MAX(Baselines!$CB432,12/9.8),Baselines!$CB432)","v":0},{"$f":"Baselines!$CC432","v":0},{"$f":"Baselines!$CE432","v":0},0,0,0,0,0,0,0,0,0,0,{"$f":"IF(OR($C188<>\"Early Retirement\",$J188=\"\"),0,IF(OR($I188=\"DX AC Air Cooled\",$I188=\"DX HP Air Cooled\"),VLOOKUP($J188,'Early Retirement'!$CI$6:$CM$32,2,FALSE),IF(OR($I188=\"PTAC\",$I188=\"PTHP\"),VLOOKUP($J188,'Early Retirement'!$CI$6:$CM$32,3,FALSE),IF(AND(OR($I188=\"Air Cooled Chiller\",$I188=\"Water Cooled Chiller\"),$L188<>\"Centrifugal\"),VLOOKUP($J188,'Early Retirement'!$CI$6:$CM$32,4,FALSE),IF(AND(OR($I188=\"Air Cooled Chiller\",$I188=\"Water Cooled Chiller\"),$L188=\"Centrifugal\"),VLOOKUP($J188,'Early Retirement'!$CI$6:$CM$32,5,FALSE),\"\")))))","v":0},0,0,0,0,0,0,0,0,0,0,0,"","","",0,0,0,{"$f":"IF(AND($C188=\"Early Retirement\",$J188<>\"\",$S188<>\"\",$U188<>\"\"),$CG188,IF(AND(OR($AB188=\"DX AC Air Cooled\",$AB188=\"DX HP Air Cooled\"),OR(AND($AI188=\"Btu/hr\",$AH188<65000),AND($AI188=\"Tons\",$AH188<65000/12000)),$AC188=\"Split\",$AN188>=15.2),MAX(Baselines!$CB181,12/9.8),Baselines!$CB181))","v":0},{"$f":"IF(AND($C188=\"Early Retirement\",$J188<>\"\",$S188<>\"\",$U188<>\"\"),$CH188,Baselines!$CC181)","v":0},{"$f":"Baselines!$CD181","v":"kW/ton"},"",{"$f":"IF(AND($C188=\"Early Retirement\",$J188<>\"\",$S188<>\"\",$U188<>\"\"),$CI188,IF(AND(Baselines!$CE181=0,OR($CT188=\"DX HP\",$CT188=\"PTHP\")),$BG188,Baselines!$CE181))","v":0},"COP",{"$f":"IF(OR($C188=\"Replace-on-Burnout\",$C188=\"New Construction\"),$DB188,IF($CD188=\"\",\"\",IF(OR($CD188=\"DX HP\",$CD188=\"PTHP\"),VLOOKUP($D188,'Factor Tables'!$B$89:$M$105,MATCH(CONCATENATE($CD188,\" Clg\"),'Factor Tables'!$B$88:$M$88,0),FALSE),VLOOKUP($D188,'Factor Tables'!$B$89:$M$105,MATCH($CD188,'Factor Tables'!$B$88:$M$88,0),FALSE))))","v":""},{"$f":"IF(OR($C188=\"Replace-on-Burnout\",$C188=\"New Construction\"),$DC188,IF($CD188=\"\",\"\",IF($CD188=\"DX HP\",VLOOKUP($D188,'Factor Tables'!$B$89:$M$105,MATCH(\"DX HP Htg\",'Factor Tables'!$B$88:$M$88,0),FALSE),0)))","v":""},{"$f":"IF(OR($C188=\"Replace-on-Burnout\",$C188=\"New Construction\"),$DD188,IF($CD188=\"\",\"\",IF($CD188=\"DX HP\",VLOOKUP($D188,'Factor Tables'!$N$89:$Y$105,MATCH(\"DX HP Clg\",'Factor Tables'!$N$88:$Y$88,0),FALSE),IF($CD188=\"PTHP\",VLOOKUP($D188,'Factor Tables'!$N$89:$Y$105,MATCH(\"PTHP Clg\",'Factor Tables'!$N$88:$Y$88,0),FALSE),IF(AND($CD188<>\"DX HP\",$CD188<>\"PTHP\"),VLOOKUP($D188,'Factor Tables'!$N$89:$Y$105,MATCH($CD188,'Factor Tables'!$N$88:$Y$88,0),FALSE),\"\")))))","v":""},{"$f":"IF(OR($C188=\"Replace-on-Burnout\",$C188=\"New Construction\",$CT188=\"DX HP\",$CT188=\"PTHP\"),$DE188,IF($CD188=\"\",\"\",IF($CD188=\"DX HP\",VLOOKUP($D188,'Factor Tables'!$N$89:$Y$105,MATCH(\"DX HP Htg\",'Factor Tables'!$N$88:$Y$88,0),FALSE),IF($CD188=\"PTHP\",VLOOKUP($D188,'Factor Tables'!$N$89:$Y$105,MATCH(\"PTHP Htg\",'Factor Tables'!$N$88:$Y$88,0),FALSE),0))))","v":""},"","",0,0,"kW/ton","",0,"COP",{"$f":"IF($CT188=\"\",\"\",IF(OR($CT188=\"DX HP\",$CT188=\"VRF HP\",$CT188=\"PTHP\"),VLOOKUP($D188,'Factor Tables'!$B$89:$M$105,MATCH(CONCATENATE($CT188,\" Clg\"),'Factor Tables'!$B$88:$M$88,0),FALSE),VLOOKUP($D188,'Factor Tables'!$B$89:$M$105,MATCH($CT188,'Factor Tables'!$B$88:$M$88,0),FALSE)))","v":""},{"$f":"IF($CT188=\"\",\"\",IF(OR($CT188=\"DX HP\",$CT188=\"VRF HP\",$CT188=\"PTHP\"),VLOOKUP($D188,'Factor Tables'!$B$89:$M$105,MATCH(CONCATENATE($CT188,\" Htg\"),'Factor Tables'!$B$88:$M$88,0),FALSE),0))","v":""},{"$f":"IF($CT188=\"\",\"\",IF(OR($CT188=\"DX HP\",$CT188=\"VRF HP\",$CT188=\"PTHP\"),VLOOKUP($D188,'Factor Tables'!$N$89:$Y$105,MATCH(CONCATENATE($CT188,\" Clg\"),'Factor Tables'!$N$88:$Y$88,0),FALSE),VLOOKUP($D188,'Factor Tables'!$N$89:$Y$105,MATCH($CT188,'Factor Tables'!$N$88:$Y$88,0),FALSE)))","v":""},{"$f":"IF($CT188=\"\",\"\",IF(OR($CT188=\"DX HP\",$CT188=\"VRF HP\",$CT188=\"PTHP\"),VLOOKUP($D188,'Factor Tables'!$N$89:$Y$105,MATCH(CONCATENATE($CT188,\" Htg\"),'Factor Tables'!$N$88:$Y$88,0),FALSE),0))","v":""},{"$f":"IF($AB188=\"\",0,VLOOKUP($AB188,'Utility Admin'!$E:$G,2,FALSE))","v":0},{"$f":"IF($AB188=\"\",0,VLOOKUP($AB188,'Utility Admin'!$E:$G,3,FALSE))","v":0},{"$f":"IFERROR(IF(ABS(Summary!$F$12)<=ABS(Summary!$E$12)*'Utility Admin'!$I$5,$AZ188*$DF188+$BA188*$DG188,$AZ188*$DF188+$AZ188*'Utility Admin'!$I$5*$DG188),0)","v":0},null,"Summer",null,null,null,null,null,null,null,null,null,null,{"$f":"IF(OR('Project Info'!$C$10=\"\",$C188=\"\",$D188=\"\"),\"\",VLOOKUP($D188,$DW$9:$DZ$32,MATCH($C188,$DW$9:$DZ$9,0),FALSE))","v":""},null,null,null,null,null,null,"ERROR: Contact Program Manager. Post Capacity/Unit x Post # of Units must be within +/- 20% of Pre Capacity/Unit x Pre # of Units."]
[null,180,"","",null,null,null,null,null,null,null,null,null,null,null,null,null,null,null,null,null,null,null,null,null,null,null,null,null,null,null,null,null,null,null,null,null,null,null,null,null,null,null,0,0,0,0,0,0,999999999,"",0,0,{"$f":"IFERROR(IF($DH$261>'Utility Admin'!$H$5,$BA189/$BA$5*$BB$261,$DH189),0)","v":0},"","",{"$f":"IF(AND(OR($AB189=\"DX AC Air Cooled\",$AB189=\"DX HP Air Cooled\"),OR(AND($AI189=\"Btu/hr\",$AH189<65000),AND($AI189=\"Tons\",$AH189<65000/12000)),$AC189=\"Split\",$AN189>=15.2),MAX(Baselines!$CB433,12/9.8),Baselines!$CB433)","v":0},{"$f":"Baselines!$CC433","v":0},{"$f":"Baselines!$CE433","v":0},0,0,0,0,0,0,0,0,0,0,{"$f":"IF(OR($C189<>\"Early Retirement\",$J189=\"\"),0,IF(OR($I189=\"DX AC Air Cooled\",$I189=\"DX HP Air Cooled\"),VLOOKUP($J189,'Early Retirement'!$CI$6:$CM$32,2,FALSE),IF(OR($I189=\"PTAC\",$I189=\"PTHP\"),VLOOKUP($J189,'Early Retirement'!$CI$6:$CM$32,3,FALSE),IF(AND(OR($I189=\"Air Cooled Chiller\",$I189=\"Water Cooled Chiller\"),$L189<>\"Centrifugal\"),VLOOKUP($J189,'Early Retirement'!$CI$6:$CM$32,4,FALSE),IF(AND(OR($I189=\"Air Cooled Chiller\",$I189=\"Water Cooled Chiller\"),$L189=\"Centrifugal\"),VLOOKUP($J189,'Early Retirement'!$CI$6:$CM$32,5,FALSE),\"\")))))","v":0},0,0,0,0,0,0,0,0,0,0,0,"","","",0,0,0,{"$f":"IF(AND($C189=\"Early Retirement\",$J189<>\"\",$S189<>\"\",$U189<>\"\"),$CG189,IF(AND(OR($AB189=\"DX AC Air Cooled\",$AB189=\"DX HP Air Cooled\"),OR(AND($AI189=\"Btu/hr\",$AH189<65000),AND($AI189=\"Tons\",$AH189<65000/12000)),$AC189=\"Split\",$AN189>=15.2),MAX(Baselines!$CB182,12/9.8),Baselines!$CB182))","v":0},{"$f":"IF(AND($C189=\"Early Retirement\",$J189<>\"\",$S189<>\"\",$U189<>\"\"),$CH189,Baselines!$CC182)","v":0},{"$f":"Baselines!$CD182","v":"kW/ton"},"",{"$f":"IF(AND($C189=\"Early Retirement\",$J189<>\"\",$S189<>\"\",$U189<>\"\"),$CI189,IF(AND(Baselines!$CE182=0,OR($CT189=\"DX HP\",$CT189=\"PTHP\")),$BG189,Baselines!$CE182))","v":0},"COP",{"$f":"IF(OR($C189=\"Replace-on-Burnout\",$C189=\"New Construction\"),$DB189,IF($CD189=\"\",\"\",IF(OR($CD189=\"DX HP\",$CD189=\"PTHP\"),VLOOKUP($D189,'Factor Tables'!$B$89:$M$105,MATCH(CONCATENATE($CD189,\" Clg\"),'Factor Tables'!$B$88:$M$88,0),FALSE),VLOOKUP($D189,'Factor Tables'!$B$89:$M$105,MATCH($CD189,'Factor Tables'!$B$88:$M$88,0),FALSE))))","v":""},{"$f":"IF(OR($C189=\"Replace-on-Burnout\",$C189=\"New Construction\"),$DC189,IF($CD189=\"\",\"\",IF($CD189=\"DX HP\",VLOOKUP($D189,'Factor Tables'!$B$89:$M$105,MATCH(\"DX HP Htg\",'Factor Tables'!$B$88:$M$88,0),FALSE),0)))","v":""},{"$f":"IF(OR($C189=\"Replace-on-Burnout\",$C189=\"New Construction\"),$DD189,IF($CD189=\"\",\"\",IF($CD189=\"DX HP\",VLOOKUP($D189,'Factor Tables'!$N$89:$Y$105,MATCH(\"DX HP Clg\",'Factor Tables'!$N$88:$Y$88,0),FALSE),IF($CD189=\"PTHP\",VLOOKUP($D189,'Factor Tables'!$N$89:$Y$105,MATCH(\"PTHP Clg\",'Factor Tables'!$N$88:$Y$88,0),FALSE),IF(AND($CD189<>\"DX HP\",$CD189<>\"PTHP\"),VLOOKUP($D189,'Factor Tables'!$N$89:$Y$105,MATCH($CD189,'Factor Tables'!$N$88:$Y$88,0),FALSE),\"\")))))","v":""},{"$f":"IF(OR($C189=\"Replace-on-Burnout\",$C189=\"New Construction\",$CT189=\"DX HP\",$CT189=\"PTHP\"),$DE189,IF($CD189=\"\",\"\",IF($CD189=\"DX HP\",VLOOKUP($D189,'Factor Tables'!$N$89:$Y$105,MATCH(\"DX HP Htg\",'Factor Tables'!$N$88:$Y$88,0),FALSE),IF($CD189=\"PTHP\",VLOOKUP($D189,'Factor Tables'!$N$89:$Y$105,MATCH(\"PTHP Htg\",'Factor Tables'!$N$88:$Y$88,0),FALSE),0))))","v":""},"","",0,0,"kW/ton","",0,"COP",{"$f":"IF($CT189=\"\",\"\",IF(OR($CT189=\"DX HP\",$CT189=\"VRF HP\",$CT189=\"PTHP\"),VLOOKUP($D189,'Factor Tables'!$B$89:$M$105,MATCH(CONCATENATE($CT189,\" Clg\"),'Factor Tables'!$B$88:$M$88,0),FALSE),VLOOKUP($D189,'Factor Tables'!$B$89:$M$105,MATCH($CT189,'Factor Tables'!$B$88:$M$88,0),FALSE)))","v":""},{"$f":"IF($CT189=\"\",\"\",IF(OR($CT189=\"DX HP\",$CT189=\"VRF HP\",$CT189=\"PTHP\"),VLOOKUP($D189,'Factor Tables'!$B$89:$M$105,MATCH(CONCATENATE($CT189,\" Htg\"),'Factor Tables'!$B$88:$M$88,0),FALSE),0))","v":""},{"$f":"IF($CT189=\"\",\"\",IF(OR($CT189=\"DX HP\",$CT189=\"VRF HP\",$CT189=\"PTHP\"),VLOOKUP($D189,'Factor Tables'!$N$89:$Y$105,MATCH(CONCATENATE($CT189,\" Clg\"),'Factor Tables'!$N$88:$Y$88,0),FALSE),VLOOKUP($D189,'Factor Tables'!$N$89:$Y$105,MATCH($CT189,'Factor Tables'!$N$88:$Y$88,0),FALSE)))","v":""},{"$f":"IF($CT189=\"\",\"\",IF(OR($CT189=\"DX HP\",$CT189=\"VRF HP\",$CT189=\"PTHP\"),VLOOKUP($D189,'Factor Tables'!$N$89:$Y$105,MATCH(CONCATENATE($CT189,\" Htg\"),'Factor Tables'!$N$88:$Y$88,0),FALSE),0))","v":""},{"$f":"IF($AB189=\"\",0,VLOOKUP($AB189,'Utility Admin'!$E:$G,2,FALSE))","v":0},{"$f":"IF($AB189=\"\",0,VLOOKUP($AB189,'Utility Admin'!$E:$G,3,FALSE))","v":0},{"$f":"IFERROR(IF(ABS(Summary!$F$12)<=ABS(Summary!$E$12)*'Utility Admin'!$I$5,$AZ189*$DF189+$BA189*$DG189,$AZ189*$DF189+$AZ189*'Utility Admin'!$I$5*$DG189),0)","v":0},null,"Summer",null,null,null,null,null,null,null,null,null,null,{"$f":"IF(OR('Project Info'!$C$10=\"\",$C189=\"\",$D189=\"\"),\"\",VLOOKUP($D189,$DW$9:$DZ$32,MATCH($C189,$DW$9:$DZ$9,0),FALSE))","v":""},null,null,null,null,null,null,"ERROR: Contact Program Manager. Post Capacity/Unit x Post # of Units must be within +/- 20% of Pre Capacity/Unit x Pre # of Units."]
[null,181,"","",null,null,null,null,null,null,null,null,null,null,null,null,null,null,null,null,null,null,null,null,null,null,null,null,null,null,null,null,null,null,null,null,null,null,null,null,null,null,null,0,0,0,0,0,0,999999999,"",0,0,{"$f":"IFERROR(IF($DH$261>'Utility Admin'!$H$5,$BA190/$BA$5*$BB$261,$DH190),0)","v":0},"","",{"$f":"IF(AND(OR($AB190=\"DX AC Air Cooled\",$AB190=\"DX HP Air Cooled\"),OR(AND($AI190=\"Btu/hr\",$AH190<65000),AND($AI190=\"Tons\",$AH190<65000/12000)),$AC190=\"Split\",$AN190>=15.2),MAX(Baselines!$CB434,12/9.8),Baselines!$CB434)","v":0},{"$f":"Baselines!$CC434","v":0},{"$f":"Baselines!$CE434","v":0},0,0,0,0,0,0,0,0,0,0,{"$f":"IF(OR($C190<>\"Early Retirement\",$J190=\"\"),0,IF(OR($I190=\"DX AC Air Cooled\",$I190=\"DX HP Air Cooled\"),VLOOKUP($J190,'Early Retirement'!$CI$6:$CM$32,2,FALSE),IF(OR($I190=\"PTAC\",$I190=\"PTHP\"),VLOOKUP($J190,'Early Retirement'!$CI$6:$CM$32,3,FALSE),IF(AND(OR($I190=\"Air Cooled Chiller\",$I190=\"Water Cooled Chiller\"),$L190<>\"Centrifugal\"),VLOOKUP($J190,'Early Retirement'!$CI$6:$CM$32,4,FALSE),IF(AND(OR($I190=\"Air Cooled Chiller\",$I190=\"Water Cooled Chiller\"),$L190=\"Centrifugal\"),VLOOKUP($J190,'Early Retirement'!$CI$6:$CM$32,5,FALSE),\"\")))))","v":0},0,0,0,0,0,0,0,0,0,0,0,"","","",0,0,0,{"$f":"IF(AND($C190=\"Early Retirement\",$J190<>\"\",$S190<>\"\",$U190<>\"\"),$CG190,IF(AND(OR($AB190=\"DX AC Air Cooled\",$AB190=\"DX HP Air Cooled\"),OR(AND($AI190=\"Btu/hr\",$AH190<65000),AND($AI190=\"Tons\",$AH190<65000/12000)),$AC190=\"Split\",$AN190>=15.2),MAX(Baselines!$CB183,12/9.8),Baselines!$CB183))","v":0},{"$f":"IF(AND($C190=\"Early Retirement\",$J190<>\"\",$S190<>\"\",$U190<>\"\"),$CH190,Baselines!$CC183)","v":0},{"$f":"Baselines!$CD183","v":"kW/ton"},"",{"$f":"IF(AND($C190=\"Early Retirement\",$J190<>\"\",$S190<>\"\",$U190<>\"\"),$CI190,IF(AND(Baselines!$CE183=0,OR($CT190=\"DX HP\",$CT190=\"PTHP\")),$BG190,Baselines!$CE183))","v":0},"COP",{"$f":"IF(OR($C190=\"Replace-on-Burnout\",$C190=\"New Construction\"),$DB190,IF($CD190=\"\",\"\",IF(OR($CD190=\"DX HP\",$CD190=\"PTHP\"),VLOOKUP($D190,'Factor Tables'!$B$89:$M$105,MATCH(CONCATENATE($CD190,\" Clg\"),'Factor Tables'!$B$88:$M$88,0),FALSE),VLOOKUP($D190,'Factor Tables'!$B$89:$M$105,MATCH($CD190,'Factor Tables'!$B$88:$M$88,0),FALSE))))","v":""},{"$f":"IF(OR($C190=\"Replace-on-Burnout\",$C190=\"New Construction\"),$DC190,IF($CD190=\"\",\"\",IF($CD190=\"DX HP\",VLOOKUP($D190,'Factor Tables'!$B$89:$M$105,MATCH(\"DX HP Htg\",'Factor Tables'!$B$88:$M$88,0),FALSE),0)))","v":""},{"$f":"IF(OR($C190=\"Replace-on-Burnout\",$C190=\"New Construction\"),$DD190,IF($CD190=\"\",\"\",IF($CD190=\"DX HP\",VLOOKUP($D190,'Factor Tables'!$N$89:$Y$105,MATCH(\"DX HP Clg\",'Factor Tables'!$N$88:$Y$88,0),FALSE),IF($CD190=\"PTHP\",VLOOKUP($D190,'Factor Tables'!$N$89:$Y$105,MATCH(\"PTHP Clg\",'Factor Tables'!$N$88:$Y$88,0),FALSE),IF(AND($CD190<>\"DX HP\",$CD190<>\"PTHP\"),VLOOKUP($D190,'Factor Tables'!$N$89:$Y$105,MATCH($CD190,'Factor Tables'!$N$88:$Y$88,0),FALSE),\"\")))))","v":""},{"$f":"IF(OR($C190=\"Replace-on-Burnout\",$C190=\"New Construction\",$CT190=\"DX HP\",$CT190=\"PTHP\"),$DE190,IF($CD190=\"\",\"\",IF($CD190=\"DX HP\",VLOOKUP($D190,'Factor Tables'!$N$89:$Y$105,MATCH(\"DX HP Htg\",'Factor Tables'!$N$88:$Y$88,0),FALSE),IF($CD190=\"PTHP\",VLOOKUP($D190,'Factor Tables'!$N$89:$Y$105,MATCH(\"PTHP Htg\",'Factor Tables'!$N$88:$Y$88,0),FALSE),0))))","v":""},"","",0,0,"kW/ton","",0,"COP",{"$f":"IF($CT190=\"\",\"\",IF(OR($CT190=\"DX HP\",$CT190=\"VRF HP\",$CT190=\"PTHP\"),VLOOKUP($D190,'Factor Tables'!$B$89:$M$105,MATCH(CONCATENATE($CT190,\" Clg\"),'Factor Tables'!$B$88:$M$88,0),FALSE),VLOOKUP($D190,'Factor Tables'!$B$89:$M$105,MATCH($CT190,'Factor Tables'!$B$88:$M$88,0),FALSE)))","v":""},{"$f":"IF($CT190=\"\",\"\",IF(OR($CT190=\"DX HP\",$CT190=\"VRF HP\",$CT190=\"PTHP\"),VLOOKUP($D190,'Factor Tables'!$B$89:$M$105,MATCH(CONCATENATE($CT190,\" Htg\"),'Factor Tables'!$B$88:$M$88,0),FALSE),0))","v":""},{"$f":"IF($CT190=\"\",\"\",IF(OR($CT190=\"DX HP\",$CT190=\"VRF HP\",$CT190=\"PTHP\"),VLOOKUP($D190,'Factor Tables'!$N$89:$Y$105,MATCH(CONCATENATE($CT190,\" Clg\"),'Factor Tables'!$N$88:$Y$88,0),FALSE),VLOOKUP($D190,'Factor Tables'!$N$89:$Y$105,MATCH($CT190,'Factor Tables'!$N$88:$Y$88,0),FALSE)))","v":""},{"$f":"IF($CT190=\"\",\"\",IF(OR($CT190=\"DX HP\",$CT190=\"VRF HP\",$CT190=\"PTHP\"),VLOOKUP($D190,'Factor Tables'!$N$89:$Y$105,MATCH(CONCATENATE($CT190,\" Htg\"),'Factor Tables'!$N$88:$Y$88,0),FALSE),0))","v":""},{"$f":"IF($AB190=\"\",0,VLOOKUP($AB190,'Utility Admin'!$E:$G,2,FALSE))","v":0},{"$f":"IF($AB190=\"\",0,VLOOKUP($AB190,'Utility Admin'!$E:$G,3,FALSE))","v":0},{"$f":"IFERROR(IF(ABS(Summary!$F$12)<=ABS(Summary!$E$12)*'Utility Admin'!$I$5,$AZ190*$DF190+$BA190*$DG190,$AZ190*$DF190+$AZ190*'Utility Admin'!$I$5*$DG190),0)","v":0},null,"Summer",null,null,null,null,null,null,null,null,null,null,{"$f":"IF(OR('Project Info'!$C$10=\"\",$C190=\"\",$D190=\"\"),\"\",VLOOKUP($D190,$DW$9:$DZ$32,MATCH($C190,$DW$9:$DZ$9,0),FALSE))","v":""},null,null,null,null,null,null,"ERROR: Contact Program Manager. Post Capacity/Unit x Post # of Units must be within +/- 20% of Pre Capacity/Unit x Pre # of Units."]
[null,182,"","",null,null,null,null,null,null,null,null,null,null,null,null,null,null,null,null,null,null,null,null,null,null,null,null,null,null,null,null,null,null,null,null,null,null,null,null,null,null,null,0,0,0,0,0,0,999999999,"",0,0,{"$f":"IFERROR(IF($DH$261>'Utility Admin'!$H$5,$BA191/$BA$5*$BB$261,$DH191),0)","v":0},"","",{"$f":"IF(AND(OR($AB191=\"DX AC Air Cooled\",$AB191=\"DX HP Air Cooled\"),OR(AND($AI191=\"Btu/hr\",$AH191<65000),AND($AI191=\"Tons\",$AH191<65000/12000)),$AC191=\"Split\",$AN191>=15.2),MAX(Baselines!$CB435,12/9.8),Baselines!$CB435)","v":0},{"$f":"Baselines!$CC435","v":0},{"$f":"Baselines!$CE435","v":0},0,0,0,0,0,0,0,0,0,0,{"$f":"IF(OR($C191<>\"Early Retirement\",$J191=\"\"),0,IF(OR($I191=\"DX AC Air Cooled\",$I191=\"DX HP Air Cooled\"),VLOOKUP($J191,'Early Retirement'!$CI$6:$CM$32,2,FALSE),IF(OR($I191=\"PTAC\",$I191=\"PTHP\"),VLOOKUP($J191,'Early Retirement'!$CI$6:$CM$32,3,FALSE),IF(AND(OR($I191=\"Air Cooled Chiller\",$I191=\"Water Cooled Chiller\"),$L191<>\"Centrifugal\"),VLOOKUP($J191,'Early Retirement'!$CI$6:$CM$32,4,FALSE),IF(AND(OR($I191=\"Air Cooled Chiller\",$I191=\"Water Cooled Chiller\"),$L191=\"Centrifugal\"),VLOOKUP($J191,'Early Retirement'!$CI$6:$CM$32,5,FALSE),\"\")))))","v":0},0,0,0,0,0,0,0,0,0,0,0,"","","",0,0,0,{"$f":"IF(AND($C191=\"Early Retirement\",$J191<>\"\",$S191<>\"\",$U191<>\"\"),$CG191,IF(AND(OR($AB191=\"DX AC Air Cooled\",$AB191=\"DX HP Air Cooled\"),OR(AND($AI191=\"Btu/hr\",$AH191<65000),AND($AI191=\"Tons\",$AH191<65000/12000)),$AC191=\"Split\",$AN191>=15.2),MAX(Baselines!$CB184,12/9.8),Baselines!$CB184))","v":0},{"$f":"IF(AND($C191=\"Early Retirement\",$J191<>\"\",$S191<>\"\",$U191<>\"\"),$CH191,Baselines!$CC184)","v":0},{"$f":"Baselines!$CD184","v":"kW/ton"},"",{"$f":"IF(AND($C191=\"Early Retirement\",$J191<>\"\",$S191<>\"\",$U191<>\"\"),$CI191,IF(AND(Baselines!$CE184=0,OR($CT191=\"DX HP\",$CT191=\"PTHP\")),$BG191,Baselines!$CE184))","v":0},"COP",{"$f":"IF(OR($C191=\"Replace-on-Burnout\",$C191=\"New Construction\"),$DB191,IF($CD191=\"\",\"\",IF(OR($CD191=\"DX HP\",$CD191=\"PTHP\"),VLOOKUP($D191,'Factor Tables'!$B$89:$M$105,MATCH(CONCATENATE($CD191,\" Clg\"),'Factor Tables'!$B$88:$M$88,0),FALSE),VLOOKUP($D191,'Factor Tables'!$B$89:$M$105,MATCH($CD191,'Factor Tables'!$B$88:$M$88,0),FALSE))))","v":""},{"$f":"IF(OR($C191=\"Replace-on-Burnout\",$C191=\"New Construction\"),$DC191,IF($CD191=\"\",\"\",IF($CD191=\"DX HP\",VLOOKUP($D191,'Factor Tables'!$B$89:$M$105,MATCH(\"DX HP Htg\",'Factor Tables'!$B$88:$M$88,0),FALSE),0)))","v":""},{"$f":"IF(OR($C191=\"Replace-on-Burnout\",$C191=\"New Construction\"),$DD191,IF($CD191=\"\",\"\",IF($CD191=\"DX HP\",VLOOKUP($D191,'Factor Tables'!$N$89:$Y$105,MATCH(\"DX HP Clg\",'Factor Tables'!$N$88:$Y$88,0),FALSE),IF($CD191=\"PTHP\",VLOOKUP($D191,'Factor Tables'!$N$89:$Y$105,MATCH(\"PTHP Clg\",'Factor Tables'!$N$88:$Y$88,0),FALSE),IF(AND($CD191<>\"DX HP\",$CD191<>\"PTHP\"),VLOOKUP($D191,'Factor Tables'!$N$89:$Y$105,MATCH($CD191,'Factor Tables'!$N$88:$Y$88,0),FALSE),\"\")))))","v":""},{"$f":"IF(OR($C191=\"Replace-on-Burnout\",$C191=\"New Construction\",$CT191=\"DX HP\",$CT191=\"PTHP\"),$DE191,IF($CD191=\"\",\"\",IF($CD191=\"DX HP\",VLOOKUP($D191,'Factor Tables'!$N$89:$Y$105,MATCH(\"DX HP Htg\",'Factor Tables'!$N$88:$Y$88,0),FALSE),IF($CD191=\"PTHP\",VLOOKUP($D191,'Factor Tables'!$N$89:$Y$105,MATCH(\"PTHP Htg\",'Factor Tables'!$N$88:$Y$88,0),FALSE),0))))","v":""},"","",0,0,"kW/ton","",0,"COP",{"$f":"IF($CT191=\"\",\"\",IF(OR($CT191=\"DX HP\",$CT191=\"VRF HP\",$CT191=\"PTHP\"),VLOOKUP($D191,'Factor Tables'!$B$89:$M$105,MATCH(CONCATENATE($CT191,\" Clg\"),'Factor Tables'!$B$88:$M$88,0),FALSE),VLOOKUP($D191,'Factor Tables'!$B$89:$M$105,MATCH($CT191,'Factor Tables'!$B$88:$M$88,0),FALSE)))","v":""},{"$f":"IF($CT191=\"\",\"\",IF(OR($CT191=\"DX HP\",$CT191=\"VRF HP\",$CT191=\"PTHP\"),VLOOKUP($D191,'Factor Tables'!$B$89:$M$105,MATCH(CONCATENATE($CT191,\" Htg\"),'Factor Tables'!$B$88:$M$88,0),FALSE),0))","v":""},{"$f":"IF($CT191=\"\",\"\",IF(OR($CT191=\"DX HP\",$CT191=\"VRF HP\",$CT191=\"PTHP\"),VLOOKUP($D191,'Factor Tables'!$N$89:$Y$105,MATCH(CONCATENATE($CT191,\" Clg\"),'Factor Tables'!$N$88:$Y$88,0),FALSE),VLOOKUP($D191,'Factor Tables'!$N$89:$Y$105,MATCH($CT191,'Factor Tables'!$N$88:$Y$88,0),FALSE)))","v":""},{"$f":"IF($CT191=\"\",\"\",IF(OR($CT191=\"DX HP\",$CT191=\"VRF HP\",$CT191=\"PTHP\"),VLOOKUP($D191,'Factor Tables'!$N$89:$Y$105,MATCH(CONCATENATE($CT191,\" Htg\"),'Factor Tables'!$N$88:$Y$88,0),FALSE),0))","v":""},{"$f":"IF($AB191=\"\",0,VLOOKUP($AB191,'Utility Admin'!$E:$G,2,FALSE))","v":0},{"$f":"IF($AB191=\"\",0,VLOOKUP($AB191,'Utility Admin'!$E:$G,3,FALSE))","v":0},{"$f":"IFERROR(IF(ABS(Summary!$F$12)<=ABS(Summary!$E$12)*'Utility Admin'!$I$5,$AZ191*$DF191+$BA191*$DG191,$AZ191*$DF191+$AZ191*'Utility Admin'!$I$5*$DG191),0)","v":0},null,"Summer",null,null,null,null,null,null,null,null,null,null,{"$f":"IF(OR('Project Info'!$C$10=\"\",$C191=\"\",$D191=\"\"),\"\",VLOOKUP($D191,$DW$9:$DZ$32,MATCH($C191,$DW$9:$DZ$9,0),FALSE))","v":""},null,null,null,null,null,null,"ERROR: Contact Program Manager. Post Capacity/Unit x Post # of Units must be within +/- 20% of Pre Capacity/Unit x Pre # of Units."]
[null,183,"","",null,null,null,null,null,null,null,null,null,null,null,null,null,null,null,null,null,null,null,null,null,null,null,null,null,null,null,null,null,null,null,null,null,null,null,null,null,null,null,0,0,0,0,0,0,999999999,"",0,0,{"$f":"IFERROR(IF($DH$261>'Utility Admin'!$H$5,$BA192/$BA$5*$BB$261,$DH192),0)","v":0},"","",{"$f":"IF(AND(OR($AB192=\"DX AC Air Cooled\",$AB192=\"DX HP Air Cooled\"),OR(AND($AI192=\"Btu/hr\",$AH192<65000),AND($AI192=\"Tons\",$AH192<65000/12000)),$AC192=\"Split\",$AN192>=15.2),MAX(Baselines!$CB436,12/9.8),Baselines!$CB436)","v":0},{"$f":"Baselines!$CC436","v":0},{"$f":"Baselines!$CE436","v":0},0,0,0,0,0,0,0,0,0,0,{"$f":"IF(OR($C192<>\"Early Retirement\",$J192=\"\"),0,IF(OR($I192=\"DX AC Air Cooled\",$I192=\"DX HP Air Cooled\"),VLOOKUP($J192,'Early Retirement'!$CI$6:$CM$32,2,FALSE),IF(OR($I192=\"PTAC\",$I192=\"PTHP\"),VLOOKUP($J192,'Early Retirement'!$CI$6:$CM$32,3,FALSE),IF(AND(OR($I192=\"Air Cooled Chiller\",$I192=\"Water Cooled Chiller\"),$L192<>\"Centrifugal\"),VLOOKUP($J192,'Early Retirement'!$CI$6:$CM$32,4,FALSE),IF(AND(OR($I192=\"Air Cooled Chiller\",$I192=\"Water Cooled Chiller\"),$L192=\"Centrifugal\"),VLOOKUP($J192,'Early Retirement'!$CI$6:$CM$32,5,FALSE),\"\")))))","v":0},0,0,0,0,0,0,0,0,0,0,0,"","","",0,0,0,{"$f":"IF(AND($C192=\"Early Retirement\",$J192<>\"\",$S192<>\"\",$U192<>\"\"),$CG192,IF(AND(OR($AB192=\"DX AC Air Cooled\",$AB192=\"DX HP Air Cooled\"),OR(AND($AI192=\"Btu/hr\",$AH192<65000),AND($AI192=\"Tons\",$AH192<65000/12000)),$AC192=\"Split\",$AN192>=15.2),MAX(Baselines!$CB185,12/9.8),Baselines!$CB185))","v":0},{"$f":"IF(AND($C192=\"Early Retirement\",$J192<>\"\",$S192<>\"\",$U192<>\"\"),$CH192,Baselines!$CC185)","v":0},{"$f":"Baselines!$CD185","v":"kW/ton"},"",{"$f":"IF(AND($C192=\"Early Retirement\",$J192<>\"\",$S192<>\"\",$U192<>\"\"),$CI192,IF(AND(Baselines!$CE185=0,OR($CT192=\"DX HP\",$CT192=\"PTHP\")),$BG192,Baselines!$CE185))","v":0},"COP",{"$f":"IF(OR($C192=\"Replace-on-Burnout\",$C192=\"New Construction\"),$DB192,IF($CD192=\"\",\"\",IF(OR($CD192=\"DX HP\",$CD192=\"PTHP\"),VLOOKUP($D192,'Factor Tables'!$B$89:$M$105,MATCH(CONCATENATE($CD192,\" Clg\"),'Factor Tables'!$B$88:$M$88,0),FALSE),VLOOKUP($D192,'Factor Tables'!$B$89:$M$105,MATCH($CD192,'Factor Tables'!$B$88:$M$88,0),FALSE))))","v":""},{"$f":"IF(OR($C192=\"Replace-on-Burnout\",$C192=\"New Construction\"),$DC192,IF($CD192=\"\",\"\",IF($CD192=\"DX HP\",VLOOKUP($D192,'Factor Tables'!$B$89:$M$105,MATCH(\"DX HP Htg\",'Factor Tables'!$B$88:$M$88,0),FALSE),0)))","v":""},{"$f":"IF(OR($C192=\"Replace-on-Burnout\",$C192=\"New Construction\"),$DD192,IF($CD192=\"\",\"\",IF($CD192=\"DX HP\",VLOOKUP($D192,'Factor Tables'!$N$89:$Y$105,MATCH(\"DX HP Clg\",'Factor Tables'!$N$88:$Y$88,0),FALSE),IF($CD192=\"PTHP\",VLOOKUP($D192,'Factor Tables'!$N$89:$Y$105,MATCH(\"PTHP Clg\",'Factor Tables'!$N$88:$Y$88,0),FALSE),IF(AND($CD192<>\"DX HP\",$CD192<>\"PTHP\"),VLOOKUP($D192,'Factor Tables'!$N$89:$Y$105,MATCH($CD192,'Factor Tables'!$N$88:$Y$88,0),FALSE),\"\")))))","v":""},{"$f":"IF(OR($C192=\"Replace-on-Burnout\",$C192=\"New Construction\",$CT192=\"DX HP\",$CT192=\"PTHP\"),$DE192,IF($CD192=\"\",\"\",IF($CD192=\"DX HP\",VLOOKUP($D192,'Factor Tables'!$N$89:$Y$105,MATCH(\"DX HP Htg\",'Factor Tables'!$N$88:$Y$88,0),FALSE),IF($CD192=\"PTHP\",VLOOKUP($D192,'Factor Tables'!$N$89:$Y$105,MATCH(\"PTHP Htg\",'Factor Tables'!$N$88:$Y$88,0),FALSE),0))))","v":""},"","",0,0,"kW/ton","",0,"COP",{"$f":"IF($CT192=\"\",\"\",IF(OR($CT192=\"DX HP\",$CT192=\"VRF HP\",$CT192=\"PTHP\"),VLOOKUP($D192,'Factor Tables'!$B$89:$M$105,MATCH(CONCATENATE($CT192,\" Clg\"),'Factor Tables'!$B$88:$M$88,0),FALSE),VLOOKUP($D192,'Factor Tables'!$B$89:$M$105,MATCH($CT192,'Factor Tables'!$B$88:$M$88,0),FALSE)))","v":""},{"$f":"IF($CT192=\"\",\"\",IF(OR($CT192=\"DX HP\",$CT192=\"VRF HP\",$CT192=\"PTHP\"),VLOOKUP($D192,'Factor Tables'!$B$89:$M$105,MATCH(CONCATENATE($CT192,\" Htg\"),'Factor Tables'!$B$88:$M$88,0),FALSE),0))","v":""},{"$f":"IF($CT192=\"\",\"\",IF(OR($CT192=\"DX HP\",$CT192=\"VRF HP\",$CT192=\"PTHP\"),VLOOKUP($D192,'Factor Tables'!$N$89:$Y$105,MATCH(CONCATENATE($CT192,\" Clg\"),'Factor Tables'!$N$88:$Y$88,0),FALSE),VLOOKUP($D192,'Factor Tables'!$N$89:$Y$105,MATCH($CT192,'Factor Tables'!$N$88:$Y$88,0),FALSE)))","v":""},{"$f":"IF($CT192=\"\",\"\",IF(OR($CT192=\"DX HP\",$CT192=\"VRF HP\",$CT192=\"PTHP\"),VLOOKUP($D192,'Factor Tables'!$N$89:$Y$105,MATCH(CONCATENATE($CT192,\" Htg\"),'Factor Tables'!$N$88:$Y$88,0),FALSE),0))","v":""},{"$f":"IF($AB192=\"\",0,VLOOKUP($AB192,'Utility Admin'!$E:$G,2,FALSE))","v":0},{"$f":"IF($AB192=\"\",0,VLOOKUP($AB192,'Utility Admin'!$E:$G,3,FALSE))","v":0},{"$f":"IFERROR(IF(ABS(Summary!$F$12)<=ABS(Summary!$E$12)*'Utility Admin'!$I$5,$AZ192*$DF192+$BA192*$DG192,$AZ192*$DF192+$AZ192*'Utility Admin'!$I$5*$DG192),0)","v":0},null,"Summer",null,null,null,null,null,null,null,null,null,null,{"$f":"IF(OR('Project Info'!$C$10=\"\",$C192=\"\",$D192=\"\"),\"\",VLOOKUP($D192,$DW$9:$DZ$32,MATCH($C192,$DW$9:$DZ$9,0),FALSE))","v":""},null,null,null,null,null,null,"ERROR: Contact Program Manager. Post Capacity/Unit x Post # of Units must be within +/- 20% of Pre Capacity/Unit x Pre # of Units."]
[null,184,"","",null,null,null,null,null,null,null,null,null,null,null,null,null,null,null,null,null,null,null,null,null,null,null,null,null,null,null,null,null,null,null,null,null,null,null,null,null,null,null,0,0,0,0,0,0,999999999,"",0,0,{"$f":"IFERROR(IF($DH$261>'Utility Admin'!$H$5,$BA193/$BA$5*$BB$261,$DH193),0)","v":0},"","",{"$f":"IF(AND(OR($AB193=\"DX AC Air Cooled\",$AB193=\"DX HP Air Cooled\"),OR(AND($AI193=\"Btu/hr\",$AH193<65000),AND($AI193=\"Tons\",$AH193<65000/12000)),$AC193=\"Split\",$AN193>=15.2),MAX(Baselines!$CB437,12/9.8),Baselines!$CB437)","v":0},{"$f":"Baselines!$CC437","v":0},{"$f":"Baselines!$CE437","v":0},0,0,0,0,0,0,0,0,0,0,{"$f":"IF(OR($C193<>\"Early Retirement\",$J193=\"\"),0,IF(OR($I193=\"DX AC Air Cooled\",$I193=\"DX HP Air Cooled\"),VLOOKUP($J193,'Early Retirement'!$CI$6:$CM$32,2,FALSE),IF(OR($I193=\"PTAC\",$I193=\"PTHP\"),VLOOKUP($J193,'Early Retirement'!$CI$6:$CM$32,3,FALSE),IF(AND(OR($I193=\"Air Cooled Chiller\",$I193=\"Water Cooled Chiller\"),$L193<>\"Centrifugal\"),VLOOKUP($J193,'Early Retirement'!$CI$6:$CM$32,4,FALSE),IF(AND(OR($I193=\"Air Cooled Chiller\",$I193=\"Water Cooled Chiller\"),$L193=\"Centrifugal\"),VLOOKUP($J193,'Early Retirement'!$CI$6:$CM$32,5,FALSE),\"\")))))","v":0},0,0,0,0,0,0,0,0,0,0,0,"","","",0,0,0,{"$f":"IF(AND($C193=\"Early Retirement\",$J193<>\"\",$S193<>\"\",$U193<>\"\"),$CG193,IF(AND(OR($AB193=\"DX AC Air Cooled\",$AB193=\"DX HP Air Cooled\"),OR(AND($AI193=\"Btu/hr\",$AH193<65000),AND($AI193=\"Tons\",$AH193<65000/12000)),$AC193=\"Split\",$AN193>=15.2),MAX(Baselines!$CB186,12/9.8),Baselines!$CB186))","v":0},{"$f":"IF(AND($C193=\"Early Retirement\",$J193<>\"\",$S193<>\"\",$U193<>\"\"),$CH193,Baselines!$CC186)","v":0},{"$f":"Baselines!$CD186","v":"kW/ton"},"",{"$f":"IF(AND($C193=\"Early Retirement\",$J193<>\"\",$S193<>\"\",$U193<>\"\"),$CI193,IF(AND(Baselines!$CE186=0,OR($CT193=\"DX HP\",$CT193=\"PTHP\")),$BG193,Baselines!$CE186))","v":0},"COP",{"$f":"IF(OR($C193=\"Replace-on-Burnout\",$C193=\"New Construction\"),$DB193,IF($CD193=\"\",\"\",IF(OR($CD193=\"DX HP\",$CD193=\"PTHP\"),VLOOKUP($D193,'Factor Tables'!$B$89:$M$105,MATCH(CONCATENATE($CD193,\" Clg\"),'Factor Tables'!$B$88:$M$88,0),FALSE),VLOOKUP($D193,'Factor Tables'!$B$89:$M$105,MATCH($CD193,'Factor Tables'!$B$88:$M$88,0),FALSE))))","v":""},{"$f":"IF(OR($C193=\"Replace-on-Burnout\",$C193=\"New Construction\"),$DC193,IF($CD193=\"\",\"\",IF($CD193=\"DX HP\",VLOOKUP($D193,'Factor Tables'!$B$89:$M$105,MATCH(\"DX HP Htg\",'Factor Tables'!$B$88:$M$88,0),FALSE),0)))","v":""},{"$f":"IF(OR($C193=\"Replace-on-Burnout\",$C193=\"New Construction\"),$DD193,IF($CD193=\"\",\"\",IF($CD193=\"DX HP\",VLOOKUP($D193,'Factor Tables'!$N$89:$Y$105,MATCH(\"DX HP Clg\",'Factor Tables'!$N$88:$Y$88,0),FALSE),IF($CD193=\"PTHP\",VLOOKUP($D193,'Factor Tables'!$N$89:$Y$105,MATCH(\"PTHP Clg\",'Factor Tables'!$N$88:$Y$88,0),FALSE),IF(AND($CD193<>\"DX HP\",$CD193<>\"PTHP\"),VLOOKUP($D193,'Factor Tables'!$N$89:$Y$105,MATCH($CD193,'Factor Tables'!$N$88:$Y$88,0),FALSE),\"\")))))","v":""},{"$f":"IF(OR($C193=\"Replace-on-Burnout\",$C193=\"New Construction\",$CT193=\"DX HP\",$CT193=\"PTHP\"),$DE193,IF($CD193=\"\",\"\",IF($CD193=\"DX HP\",VLOOKUP($D193,'Factor Tables'!$N$89:$Y$105,MATCH(\"DX HP Htg\",'Factor Tables'!$N$88:$Y$88,0),FALSE),IF($CD193=\"PTHP\",VLOOKUP($D193,'Factor Tables'!$N$89:$Y$105,MATCH(\"PTHP Htg\",'Factor Tables'!$N$88:$Y$88,0),FALSE),0))))","v":""},"","",0,0,"kW/ton","",0,"COP",{"$f":"IF($CT193=\"\",\"\",IF(OR($CT193=\"DX HP\",$CT193=\"VRF HP\",$CT193=\"PTHP\"),VLOOKUP($D193,'Factor Tables'!$B$89:$M$105,MATCH(CONCATENATE($CT193,\" Clg\"),'Factor Tables'!$B$88:$M$88,0),FALSE),VLOOKUP($D193,'Factor Tables'!$B$89:$M$105,MATCH($CT193,'Factor Tables'!$B$88:$M$88,0),FALSE)))","v":""},{"$f":"IF($CT193=\"\",\"\",IF(OR($CT193=\"DX HP\",$CT193=\"VRF HP\",$CT193=\"PTHP\"),VLOOKUP($D193,'Factor Tables'!$B$89:$M$105,MATCH(CONCATENATE($CT193,\" Htg\"),'Factor Tables'!$B$88:$M$88,0),FALSE),0))","v":""},{"$f":"IF($CT193=\"\",\"\",IF(OR($CT193=\"DX HP\",$CT193=\"VRF HP\",$CT193=\"PTHP\"),VLOOKUP($D193,'Factor Tables'!$N$89:$Y$105,MATCH(CONCATENATE($CT193,\" Clg\"),'Factor Tables'!$N$88:$Y$88,0),FALSE),VLOOKUP($D193,'Factor Tables'!$N$89:$Y$105,MATCH($CT193,'Factor Tables'!$N$88:$Y$88,0),FALSE)))","v":""},{"$f":"IF($CT193=\"\",\"\",IF(OR($CT193=\"DX HP\",$CT193=\"VRF HP\",$CT193=\"PTHP\"),VLOOKUP($D193,'Factor Tables'!$N$89:$Y$105,MATCH(CONCATENATE($CT193,\" Htg\"),'Factor Tables'!$N$88:$Y$88,0),FALSE),0))","v":""},{"$f":"IF($AB193=\"\",0,VLOOKUP($AB193,'Utility Admin'!$E:$G,2,FALSE))","v":0},{"$f":"IF($AB193=\"\",0,VLOOKUP($AB193,'Utility Admin'!$E:$G,3,FALSE))","v":0},{"$f":"IFERROR(IF(ABS(Summary!$F$12)<=ABS(Summary!$E$12)*'Utility Admin'!$I$5,$AZ193*$DF193+$BA193*$DG193,$AZ193*$DF193+$AZ193*'Utility Admin'!$I$5*$DG193),0)","v":0},null,"Summer",null,null,null,null,null,null,null,null,null,null,{"$f":"IF(OR('Project Info'!$C$10=\"\",$C193=\"\",$D193=\"\"),\"\",VLOOKUP($D193,$DW$9:$DZ$32,MATCH($C193,$DW$9:$DZ$9,0),FALSE))","v":""},null,null,null,null,null,null,"ERROR: Contact Program Manager. Post Capacity/Unit x Post # of Units must be within +/- 20% of Pre Capacity/Unit x Pre # of Units."]
[null,185,"","",null,null,null,null,null,null,null,null,null,null,null,null,null,null,null,null,null,null,null,null,null,null,null,null,null,null,null,null,null,null,null,null,null,null,null,null,null,null,null,0,0,0,0,0,0,999999999,"",0,0,{"$f":"IFERROR(IF($DH$261>'Utility Admin'!$H$5,$BA194/$BA$5*$BB$261,$DH194),0)","v":0},"","",{"$f":"IF(AND(OR($AB194=\"DX AC Air Cooled\",$AB194=\"DX HP Air Cooled\"),OR(AND($AI194=\"Btu/hr\",$AH194<65000),AND($AI194=\"Tons\",$AH194<65000/12000)),$AC194=\"Split\",$AN194>=15.2),MAX(Baselines!$CB438,12/9.8),Baselines!$CB438)","v":0},{"$f":"Baselines!$CC438","v":0},{"$f":"Baselines!$CE438","v":0},0,0,0,0,0,0,0,0,0,0,{"$f":"IF(OR($C194<>\"Early Retirement\",$J194=\"\"),0,IF(OR($I194=\"DX AC Air Cooled\",$I194=\"DX HP Air Cooled\"),VLOOKUP($J194,'Early Retirement'!$CI$6:$CM$32,2,FALSE),IF(OR($I194=\"PTAC\",$I194=\"PTHP\"),VLOOKUP($J194,'Early Retirement'!$CI$6:$CM$32,3,FALSE),IF(AND(OR($I194=\"Air Cooled Chiller\",$I194=\"Water Cooled Chiller\"),$L194<>\"Centrifugal\"),VLOOKUP($J194,'Early Retirement'!$CI$6:$CM$32,4,FALSE),IF(AND(OR($I194=\"Air Cooled Chiller\",$I194=\"Water Cooled Chiller\"),$L194=\"Centrifugal\"),VLOOKUP($J194,'Early Retirement'!$CI$6:$CM$32,5,FALSE),\"\")))))","v":0},0,0,0,0,0,0,0,0,0,0,0,"","","",0,0,0,{"$f":"IF(AND($C194=\"Early Retirement\",$J194<>\"\",$S194<>\"\",$U194<>\"\"),$CG194,IF(AND(OR($AB194=\"DX AC Air Cooled\",$AB194=\"DX HP Air Cooled\"),OR(AND($AI194=\"Btu/hr\",$AH194<65000),AND($AI194=\"Tons\",$AH194<65000/12000)),$AC194=\"Split\",$AN194>=15.2),MAX(Baselines!$CB187,12/9.8),Baselines!$CB187))","v":0},{"$f":"IF(AND($C194=\"Early Retirement\",$J194<>\"\",$S194<>\"\",$U194<>\"\"),$CH194,Baselines!$CC187)","v":0},{"$f":"Baselines!$CD187","v":"kW/ton"},"",{"$f":"IF(AND($C194=\"Early Retirement\",$J194<>\"\",$S194<>\"\",$U194<>\"\"),$CI194,IF(AND(Baselines!$CE187=0,OR($CT194=\"DX HP\",$CT194=\"PTHP\")),$BG194,Baselines!$CE187))","v":0},"COP",{"$f":"IF(OR($C194=\"Replace-on-Burnout\",$C194=\"New Construction\"),$DB194,IF($CD194=\"\",\"\",IF(OR($CD194=\"DX HP\",$CD194=\"PTHP\"),VLOOKUP($D194,'Factor Tables'!$B$89:$M$105,MATCH(CONCATENATE($CD194,\" Clg\"),'Factor Tables'!$B$88:$M$88,0),FALSE),VLOOKUP($D194,'Factor Tables'!$B$89:$M$105,MATCH($CD194,'Factor Tables'!$B$88:$M$88,0),FALSE))))","v":""},{"$f":"IF(OR($C194=\"Replace-on-Burnout\",$C194=\"New Construction\"),$DC194,IF($CD194=\"\",\"\",IF($CD194=\"DX HP\",VLOOKUP($D194,'Factor Tables'!$B$89:$M$105,MATCH(\"DX HP Htg\",'Factor Tables'!$B$88:$M$88,0),FALSE),0)))","v":""},{"$f":"IF(OR($C194=\"Replace-on-Burnout\",$C194=\"New Construction\"),$DD194,IF($CD194=\"\",\"\",IF($CD194=\"DX HP\",VLOOKUP($D194,'Factor Tables'!$N$89:$Y$105,MATCH(\"DX HP Clg\",'Factor Tables'!$N$88:$Y$88,0),FALSE),IF($CD194=\"PTHP\",VLOOKUP($D194,'Factor Tables'!$N$89:$Y$105,MATCH(\"PTHP Clg\",'Factor Tables'!$N$88:$Y$88,0),FALSE),IF(AND($CD194<>\"DX HP\",$CD194<>\"PTHP\"),VLOOKUP($D194,'Factor Tables'!$N$89:$Y$105,MATCH($CD194,'Factor Tables'!$N$88:$Y$88,0),FALSE),\"\")))))","v":""},{"$f":"IF(OR($C194=\"Replace-on-Burnout\",$C194=\"New Construction\",$CT194=\"DX HP\",$CT194=\"PTHP\"),$DE194,IF($CD194=\"\",\"\",IF($CD194=\"DX HP\",VLOOKUP($D194,'Factor Tables'!$N$89:$Y$105,MATCH(\"DX HP Htg\",'Factor Tables'!$N$88:$Y$88,0),FALSE),IF($CD194=\"PTHP\",VLOOKUP($D194,'Factor Tables'!$N$89:$Y$105,MATCH(\"PTHP Htg\",'Factor Tables'!$N$88:$Y$88,0),FALSE),0))))","v":""},"","",0,0,"kW/ton","",0,"COP",{"$f":"IF($CT194=\"\",\"\",IF(OR($CT194=\"DX HP\",$CT194=\"VRF HP\",$CT194=\"PTHP\"),VLOOKUP($D194,'Factor Tables'!$B$89:$M$105,MATCH(CONCATENATE($CT194,\" Clg\"),'Factor Tables'!$B$88:$M$88,0),FALSE),VLOOKUP($D194,'Factor Tables'!$B$89:$M$105,MATCH($CT194,'Factor Tables'!$B$88:$M$88,0),FALSE)))","v":""},{"$f":"IF($CT194=\"\",\"\",IF(OR($CT194=\"DX HP\",$CT194=\"VRF HP\",$CT194=\"PTHP\"),VLOOKUP($D194,'Factor Tables'!$B$89:$M$105,MATCH(CONCATENATE($CT194,\" Htg\"),'Factor Tables'!$B$88:$M$88,0),FALSE),0))","v":""},{"$f":"IF($CT194=\"\",\"\",IF(OR($CT194=\"DX HP\",$CT194=\"VRF HP\",$CT194=\"PTHP\"),VLOOKUP($D194,'Factor Tables'!$N$89:$Y$105,MATCH(CONCATENATE($CT194,\" Clg\"),'Factor Tables'!$N$88:$Y$88,0),FALSE),VLOOKUP($D194,'Factor Tables'!$N$89:$Y$105,MATCH($CT194,'Factor Tables'!$N$88:$Y$88,0),FALSE)))","v":""},{"$f":"IF($CT194=\"\",\"\",IF(OR($CT194=\"DX HP\",$CT194=\"VRF HP\",$CT194=\"PTHP\"),VLOOKUP($D194,'Factor Tables'!$N$89:$Y$105,MATCH(CONCATENATE($CT194,\" Htg\"),'Factor Tables'!$N$88:$Y$88,0),FALSE),0))","v":""},{"$f":"IF($AB194=\"\",0,VLOOKUP($AB194,'Utility Admin'!$E:$G,2,FALSE))","v":0},{"$f":"IF($AB194=\"\",0,VLOOKUP($AB194,'Utility Admin'!$E:$G,3,FALSE))","v":0},{"$f":"IFERROR(IF(ABS(Summary!$F$12)<=ABS(Summary!$E$12)*'Utility Admin'!$I$5,$AZ194*$DF194+$BA194*$DG194,$AZ194*$DF194+$AZ194*'Utility Admin'!$I$5*$DG194),0)","v":0},null,"Summer",null,null,null,null,null,null,null,null,null,null,{"$f":"IF(OR('Project Info'!$C$10=\"\",$C194=\"\",$D194=\"\"),\"\",VLOOKUP($D194,$DW$9:$DZ$32,MATCH($C194,$DW$9:$DZ$9,0),FALSE))","v":""},null,null,null,null,null,null,"ERROR: Contact Program Manager. Post Capacity/Unit x Post # of Units must be within +/- 20% of Pre Capacity/Unit x Pre # of Units."]
[null,186,"","",null,null,null,null,null,null,null,null,null,null,null,null,null,null,null,null,null,null,null,null,null,null,null,null,null,null,null,null,null,null,null,null,null,null,null,null,null,null,null,0,0,0,0,0,0,999999999,"",0,0,{"$f":"IFERROR(IF($DH$261>'Utility Admin'!$H$5,$BA195/$BA$5*$BB$261,$DH195),0)","v":0},"","",{"$f":"IF(AND(OR($AB195=\"DX AC Air Cooled\",$AB195=\"DX HP Air Cooled\"),OR(AND($AI195=\"Btu/hr\",$AH195<65000),AND($AI195=\"Tons\",$AH195<65000/12000)),$AC195=\"Split\",$AN195>=15.2),MAX(Baselines!$CB439,12/9.8),Baselines!$CB439)","v":0},{"$f":"Baselines!$CC439","v":0},{"$f":"Baselines!$CE439","v":0},0,0,0,0,0,0,0,0,0,0,{"$f":"IF(OR($C195<>\"Early Retirement\",$J195=\"\"),0,IF(OR($I195=\"DX AC Air Cooled\",$I195=\"DX HP Air Cooled\"),VLOOKUP($J195,'Early Retirement'!$CI$6:$CM$32,2,FALSE),IF(OR($I195=\"PTAC\",$I195=\"PTHP\"),VLOOKUP($J195,'Early Retirement'!$CI$6:$CM$32,3,FALSE),IF(AND(OR($I195=\"Air Cooled Chiller\",$I195=\"Water Cooled Chiller\"),$L195<>\"Centrifugal\"),VLOOKUP($J195,'Early Retirement'!$CI$6:$CM$32,4,FALSE),IF(AND(OR($I195=\"Air Cooled Chiller\",$I195=\"Water Cooled Chiller\"),$L195=\"Centrifugal\"),VLOOKUP($J195,'Early Retirement'!$CI$6:$CM$32,5,FALSE),\"\")))))","v":0},0,0,0,0,0,0,0,0,0,0,0,"","","",0,0,0,{"$f":"IF(AND($C195=\"Early Retirement\",$J195<>\"\",$S195<>\"\",$U195<>\"\"),$CG195,IF(AND(OR($AB195=\"DX AC Air Cooled\",$AB195=\"DX HP Air Cooled\"),OR(AND($AI195=\"Btu/hr\",$AH195<65000),AND($AI195=\"Tons\",$AH195<65000/12000)),$AC195=\"Split\",$AN195>=15.2),MAX(Baselines!$CB188,12/9.8),Baselines!$CB188))","v":0},{"$f":"IF(AND($C195=\"Early Retirement\",$J195<>\"\",$S195<>\"\",$U195<>\"\"),$CH195,Baselines!$CC188)","v":0},{"$f":"Baselines!$CD188","v":"kW/ton"},"",{"$f":"IF(AND($C195=\"Early Retirement\",$J195<>\"\",$S195<>\"\",$U195<>\"\"),$CI195,IF(AND(Baselines!$CE188=0,OR($CT195=\"DX HP\",$CT195=\"PTHP\")),$BG195,Baselines!$CE188))","v":0},"COP",{"$f":"IF(OR($C195=\"Replace-on-Burnout\",$C195=\"New Construction\"),$DB195,IF($CD195=\"\",\"\",IF(OR($CD195=\"DX HP\",$CD195=\"PTHP\"),VLOOKUP($D195,'Factor Tables'!$B$89:$M$105,MATCH(CONCATENATE($CD195,\" Clg\"),'Factor Tables'!$B$88:$M$88,0),FALSE),VLOOKUP($D195,'Factor Tables'!$B$89:$M$105,MATCH($CD195,'Factor Tables'!$B$88:$M$88,0),FALSE))))","v":""},{"$f":"IF(OR($C195=\"Replace-on-Burnout\",$C195=\"New Construction\"),$DC195,IF($CD195=\"\",\"\",IF($CD195=\"DX HP\",VLOOKUP($D195,'Factor Tables'!$B$89:$M$105,MATCH(\"DX HP Htg\",'Factor Tables'!$B$88:$M$88,0),FALSE),0)))","v":""},{"$f":"IF(OR($C195=\"Replace-on-Burnout\",$C195=\"New Construction\"),$DD195,IF($CD195=\"\",\"\",IF($CD195=\"DX HP\",VLOOKUP($D195,'Factor Tables'!$N$89:$Y$105,MATCH(\"DX HP Clg\",'Factor Tables'!$N$88:$Y$88,0),FALSE),IF($CD195=\"PTHP\",VLOOKUP($D195,'Factor Tables'!$N$89:$Y$105,MATCH(\"PTHP Clg\",'Factor Tables'!$N$88:$Y$88,0),FALSE),IF(AND($CD195<>\"DX HP\",$CD195<>\"PTHP\"),VLOOKUP($D195,'Factor Tables'!$N$89:$Y$105,MATCH($CD195,'Factor Tables'!$N$88:$Y$88,0),FALSE),\"\")))))","v":""},{"$f":"IF(OR($C195=\"Replace-on-Burnout\",$C195=\"New Construction\",$CT195=\"DX HP\",$CT195=\"PTHP\"),$DE195,IF($CD195=\"\",\"\",IF($CD195=\"DX HP\",VLOOKUP($D195,'Factor Tables'!$N$89:$Y$105,MATCH(\"DX HP Htg\",'Factor Tables'!$N$88:$Y$88,0),FALSE),IF($CD195=\"PTHP\",VLOOKUP($D195,'Factor Tables'!$N$89:$Y$105,MATCH(\"PTHP Htg\",'Factor Tables'!$N$88:$Y$88,0),FALSE),0))))","v":""},"","",0,0,"kW/ton","",0,"COP",{"$f":"IF($CT195=\"\",\"\",IF(OR($CT195=\"DX HP\",$CT195=\"VRF HP\",$CT195=\"PTHP\"),VLOOKUP($D195,'Factor Tables'!$B$89:$M$105,MATCH(CONCATENATE($CT195,\" Clg\"),'Factor Tables'!$B$88:$M$88,0),FALSE),VLOOKUP($D195,'Factor Tables'!$B$89:$M$105,MATCH($CT195,'Factor Tables'!$B$88:$M$88,0),FALSE)))","v":""},{"$f":"IF($CT195=\"\",\"\",IF(OR($CT195=\"DX HP\",$CT195=\"VRF HP\",$CT195=\"PTHP\"),VLOOKUP($D195,'Factor Tables'!$B$89:$M$105,MATCH(CONCATENATE($CT195,\" Htg\"),'Factor Tables'!$B$88:$M$88,0),FALSE),0))","v":""},{"$f":"IF($CT195=\"\",\"\",IF(OR($CT195=\"DX HP\",$CT195=\"VRF HP\",$CT195=\"PTHP\"),VLOOKUP($D195,'Factor Tables'!$N$89:$Y$105,MATCH(CONCATENATE($CT195,\" Clg\"),'Factor Tables'!$N$88:$Y$88,0),FALSE),VLOOKUP($D195,'Factor Tables'!$N$89:$Y$105,MATCH($CT195,'Factor Tables'!$N$88:$Y$88,0),FALSE)))","v":""},{"$f":"IF($CT195=\"\",\"\",IF(OR($CT195=\"DX HP\",$CT195=\"VRF HP\",$CT195=\"PTHP\"),VLOOKUP($D195,'Factor Tables'!$N$89:$Y$105,MATCH(CONCATENATE($CT195,\" Htg\"),'Factor Tables'!$N$88:$Y$88,0),FALSE),0))","v":""},{"$f":"IF($AB195=\"\",0,VLOOKUP($AB195,'Utility Admin'!$E:$G,2,FALSE))","v":0},{"$f":"IF($AB195=\"\",0,VLOOKUP($AB195,'Utility Admin'!$E:$G,3,FALSE))","v":0},{"$f":"IFERROR(IF(ABS(Summary!$F$12)<=ABS(Summary!$E$12)*'Utility Admin'!$I$5,$AZ195*$DF195+$BA195*$DG195,$AZ195*$DF195+$AZ195*'Utility Admin'!$I$5*$DG195),0)","v":0},null,"Summer",null,null,null,null,null,null,null,null,null,null,{"$f":"IF(OR('Project Info'!$C$10=\"\",$C195=\"\",$D195=\"\"),\"\",VLOOKUP($D195,$DW$9:$DZ$32,MATCH($C195,$DW$9:$DZ$9,0),FALSE))","v":""},null,null,null,null,null,null,"ERROR: Contact Program Manager. Post Capacity/Unit x Post # of Units must be within +/- 20% of Pre Capacity/Unit x Pre # of Units."]
[null,187,"","",null,null,null,null,null,null,null,null,null,null,null,null,null,null,null,null,null,null,null,null,null,null,null,null,null,null,null,null,null,null,null,null,null,null,null,null,null,null,null,0,0,0,0,0,0,999999999,"",0,0,{"$f":"IFERROR(IF($DH$261>'Utility Admin'!$H$5,$BA196/$BA$5*$BB$261,$DH196),0)","v":0},"","",{"$f":"IF(AND(OR($AB196=\"DX AC Air Cooled\",$AB196=\"DX HP Air Cooled\"),OR(AND($AI196=\"Btu/hr\",$AH196<65000),AND($AI196=\"Tons\",$AH196<65000/12000)),$AC196=\"Split\",$AN196>=15.2),MAX(Baselines!$CB440,12/9.8),Baselines!$CB440)","v":0},{"$f":"Baselines!$CC440","v":0},{"$f":"Baselines!$CE440","v":0},0,0,0,0,0,0,0,0,0,0,{"$f":"IF(OR($C196<>\"Early Retirement\",$J196=\"\"),0,IF(OR($I196=\"DX AC Air Cooled\",$I196=\"DX HP Air Cooled\"),VLOOKUP($J196,'Early Retirement'!$CI$6:$CM$32,2,FALSE),IF(OR($I196=\"PTAC\",$I196=\"PTHP\"),VLOOKUP($J196,'Early Retirement'!$CI$6:$CM$32,3,FALSE),IF(AND(OR($I196=\"Air Cooled Chiller\",$I196=\"Water Cooled Chiller\"),$L196<>\"Centrifugal\"),VLOOKUP($J196,'Early Retirement'!$CI$6:$CM$32,4,FALSE),IF(AND(OR($I196=\"Air Cooled Chiller\",$I196=\"Water Cooled Chiller\"),$L196=\"Centrifugal\"),VLOOKUP($J196,'Early Retirement'!$CI$6:$CM$32,5,FALSE),\"\")))))","v":0},0,0,0,0,0,0,0,0,0,0,0,"","","",0,0,0,{"$f":"IF(AND($C196=\"Early Retirement\",$J196<>\"\",$S196<>\"\",$U196<>\"\"),$CG196,IF(AND(OR($AB196=\"DX AC Air Cooled\",$AB196=\"DX HP Air Cooled\"),OR(AND($AI196=\"Btu/hr\",$AH196<65000),AND($AI196=\"Tons\",$AH196<65000/12000)),$AC196=\"Split\",$AN196>=15.2),MAX(Baselines!$CB189,12/9.8),Baselines!$CB189))","v":0},{"$f":"IF(AND($C196=\"Early Retirement\",$J196<>\"\",$S196<>\"\",$U196<>\"\"),$CH196,Baselines!$CC189)","v":0},{"$f":"Baselines!$CD189","v":"kW/ton"},"",{"$f":"IF(AND($C196=\"Early Retirement\",$J196<>\"\",$S196<>\"\",$U196<>\"\"),$CI196,IF(AND(Baselines!$CE189=0,OR($CT196=\"DX HP\",$CT196=\"PTHP\")),$BG196,Baselines!$CE189))","v":0},"COP",{"$f":"IF(OR($C196=\"Replace-on-Burnout\",$C196=\"New Construction\"),$DB196,IF($CD196=\"\",\"\",IF(OR($CD196=\"DX HP\",$CD196=\"PTHP\"),VLOOKUP($D196,'Factor Tables'!$B$89:$M$105,MATCH(CONCATENATE($CD196,\" Clg\"),'Factor Tables'!$B$88:$M$88,0),FALSE),VLOOKUP($D196,'Factor Tables'!$B$89:$M$105,MATCH($CD196,'Factor Tables'!$B$88:$M$88,0),FALSE))))","v":""},{"$f":"IF(OR($C196=\"Replace-on-Burnout\",$C196=\"New Construction\"),$DC196,IF($CD196=\"\",\"\",IF($CD196=\"DX HP\",VLOOKUP($D196,'Factor Tables'!$B$89:$M$105,MATCH(\"DX HP Htg\",'Factor Tables'!$B$88:$M$88,0),FALSE),0)))","v":""},{"$f":"IF(OR($C196=\"Replace-on-Burnout\",$C196=\"New Construction\"),$DD196,IF($CD196=\"\",\"\",IF($CD196=\"DX HP\",VLOOKUP($D196,'Factor Tables'!$N$89:$Y$105,MATCH(\"DX HP Clg\",'Factor Tables'!$N$88:$Y$88,0),FALSE),IF($CD196=\"PTHP\",VLOOKUP($D196,'Factor Tables'!$N$89:$Y$105,MATCH(\"PTHP Clg\",'Factor Tables'!$N$88:$Y$88,0),FALSE),IF(AND($CD196<>\"DX HP\",$CD196<>\"PTHP\"),VLOOKUP($D196,'Factor Tables'!$N$89:$Y$105,MATCH($CD196,'Factor Tables'!$N$88:$Y$88,0),FALSE),\"\")))))","v":""},{"$f":"IF(OR($C196=\"Replace-on-Burnout\",$C196=\"New Construction\",$CT196=\"DX HP\",$CT196=\"PTHP\"),$DE196,IF($CD196=\"\",\"\",IF($CD196=\"DX HP\",VLOOKUP($D196,'Factor Tables'!$N$89:$Y$105,MATCH(\"DX HP Htg\",'Factor Tables'!$N$88:$Y$88,0),FALSE),IF($CD196=\"PTHP\",VLOOKUP($D196,'Factor Tables'!$N$89:$Y$105,MATCH(\"PTHP Htg\",'Factor Tables'!$N$88:$Y$88,0),FALSE),0))))","v":""},"","",0,0,"kW/ton","",0,"COP",{"$f":"IF($CT196=\"\",\"\",IF(OR($CT196=\"DX HP\",$CT196=\"VRF HP\",$CT196=\"PTHP\"),VLOOKUP($D196,'Factor Tables'!$B$89:$M$105,MATCH(CONCATENATE($CT196,\" Clg\"),'Factor Tables'!$B$88:$M$88,0),FALSE),VLOOKUP($D196,'Factor Tables'!$B$89:$M$105,MATCH($CT196,'Factor Tables'!$B$88:$M$88,0),FALSE)))","v":""},{"$f":"IF($CT196=\"\",\"\",IF(OR($CT196=\"DX HP\",$CT196=\"VRF HP\",$CT196=\"PTHP\"),VLOOKUP($D196,'Factor Tables'!$B$89:$M$105,MATCH(CONCATENATE($CT196,\" Htg\"),'Factor Tables'!$B$88:$M$88,0),FALSE),0))","v":""},{"$f":"IF($CT196=\"\",\"\",IF(OR($CT196=\"DX HP\",$CT196=\"VRF HP\",$CT196=\"PTHP\"),VLOOKUP($D196,'Factor Tables'!$N$89:$Y$105,MATCH(CONCATENATE($CT196,\" Clg\"),'Factor Tables'!$N$88:$Y$88,0),FALSE),VLOOKUP($D196,'Factor Tables'!$N$89:$Y$105,MATCH($CT196,'Factor Tables'!$N$88:$Y$88,0),FALSE)))","v":""},{"$f":"IF($CT196=\"\",\"\",IF(OR($CT196=\"DX HP\",$CT196=\"VRF HP\",$CT196=\"PTHP\"),VLOOKUP($D196,'Factor Tables'!$N$89:$Y$105,MATCH(CONCATENATE($CT196,\" Htg\"),'Factor Tables'!$N$88:$Y$88,0),FALSE),0))","v":""},{"$f":"IF($AB196=\"\",0,VLOOKUP($AB196,'Utility Admin'!$E:$G,2,FALSE))","v":0},{"$f":"IF($AB196=\"\",0,VLOOKUP($AB196,'Utility Admin'!$E:$G,3,FALSE))","v":0},{"$f":"IFERROR(IF(ABS(Summary!$F$12)<=ABS(Summary!$E$12)*'Utility Admin'!$I$5,$AZ196*$DF196+$BA196*$DG196,$AZ196*$DF196+$AZ196*'Utility Admin'!$I$5*$DG196),0)","v":0},null,"Summer",null,null,null,null,null,null,null,null,null,null,{"$f":"IF(OR('Project Info'!$C$10=\"\",$C196=\"\",$D196=\"\"),\"\",VLOOKUP($D196,$DW$9:$DZ$32,MATCH($C196,$DW$9:$DZ$9,0),FALSE))","v":""},null,null,null,null,null,null,"ERROR: Contact Program Manager. Post Capacity/Unit x Post # of Units must be within +/- 20% of Pre Capacity/Unit x Pre # of Units."]
[null,188,"","",null,null,null,null,null,null,null,null,null,null,null,null,null,null,null,null,null,null,null,null,null,null,null,null,null,null,null,null,null,null,null,null,null,null,null,null,null,null,null,0,0,0,0,0,0,999999999,"",0,0,{"$f":"IFERROR(IF($DH$261>'Utility Admin'!$H$5,$BA197/$BA$5*$BB$261,$DH197),0)","v":0},"","",{"$f":"IF(AND(OR($AB197=\"DX AC Air Cooled\",$AB197=\"DX HP Air Cooled\"),OR(AND($AI197=\"Btu/hr\",$AH197<65000),AND($AI197=\"Tons\",$AH197<65000/12000)),$AC197=\"Split\",$AN197>=15.2),MAX(Baselines!$CB441,12/9.8),Baselines!$CB441)","v":0},{"$f":"Baselines!$CC441","v":0},{"$f":"Baselines!$CE441","v":0},0,0,0,0,0,0,0,0,0,0,{"$f":"IF(OR($C197<>\"Early Retirement\",$J197=\"\"),0,IF(OR($I197=\"DX AC Air Cooled\",$I197=\"DX HP Air Cooled\"),VLOOKUP($J197,'Early Retirement'!$CI$6:$CM$32,2,FALSE),IF(OR($I197=\"PTAC\",$I197=\"PTHP\"),VLOOKUP($J197,'Early Retirement'!$CI$6:$CM$32,3,FALSE),IF(AND(OR($I197=\"Air Cooled Chiller\",$I197=\"Water Cooled Chiller\"),$L197<>\"Centrifugal\"),VLOOKUP($J197,'Early Retirement'!$CI$6:$CM$32,4,FALSE),IF(AND(OR($I197=\"Air Cooled Chiller\",$I197=\"Water Cooled Chiller\"),$L197=\"Centrifugal\"),VLOOKUP($J197,'Early Retirement'!$CI$6:$CM$32,5,FALSE),\"\")))))","v":0},0,0,0,0,0,0,0,0,0,0,0,"","","",0,0,0,{"$f":"IF(AND($C197=\"Early Retirement\",$J197<>\"\",$S197<>\"\",$U197<>\"\"),$CG197,IF(AND(OR($AB197=\"DX AC Air Cooled\",$AB197=\"DX HP Air Cooled\"),OR(AND($AI197=\"Btu/hr\",$AH197<65000),AND($AI197=\"Tons\",$AH197<65000/12000)),$AC197=\"Split\",$AN197>=15.2),MAX(Baselines!$CB190,12/9.8),Baselines!$CB190))","v":0},{"$f":"IF(AND($C197=\"Early Retirement\",$J197<>\"\",$S197<>\"\",$U197<>\"\"),$CH197,Baselines!$CC190)","v":0},{"$f":"Baselines!$CD190","v":"kW/ton"},"",{"$f":"IF(AND($C197=\"Early Retirement\",$J197<>\"\",$S197<>\"\",$U197<>\"\"),$CI197,IF(AND(Baselines!$CE190=0,OR($CT197=\"DX HP\",$CT197=\"PTHP\")),$BG197,Baselines!$CE190))","v":0},"COP",{"$f":"IF(OR($C197=\"Replace-on-Burnout\",$C197=\"New Construction\"),$DB197,IF($CD197=\"\",\"\",IF(OR($CD197=\"DX HP\",$CD197=\"PTHP\"),VLOOKUP($D197,'Factor Tables'!$B$89:$M$105,MATCH(CONCATENATE($CD197,\" Clg\"),'Factor Tables'!$B$88:$M$88,0),FALSE),VLOOKUP($D197,'Factor Tables'!$B$89:$M$105,MATCH($CD197,'Factor Tables'!$B$88:$M$88,0),FALSE))))","v":""},{"$f":"IF(OR($C197=\"Replace-on-Burnout\",$C197=\"New Construction\"),$DC197,IF($CD197=\"\",\"\",IF($CD197=\"DX HP\",VLOOKUP($D197,'Factor Tables'!$B$89:$M$105,MATCH(\"DX HP Htg\",'Factor Tables'!$B$88:$M$88,0),FALSE),0)))","v":""},{"$f":"IF(OR($C197=\"Replace-on-Burnout\",$C197=\"New Construction\"),$DD197,IF($CD197=\"\",\"\",IF($CD197=\"DX HP\",VLOOKUP($D197,'Factor Tables'!$N$89:$Y$105,MATCH(\"DX HP Clg\",'Factor Tables'!$N$88:$Y$88,0),FALSE),IF($CD197=\"PTHP\",VLOOKUP($D197,'Factor Tables'!$N$89:$Y$105,MATCH(\"PTHP Clg\",'Factor Tables'!$N$88:$Y$88,0),FALSE),IF(AND($CD197<>\"DX HP\",$CD197<>\"PTHP\"),VLOOKUP($D197,'Factor Tables'!$N$89:$Y$105,MATCH($CD197,'Factor Tables'!$N$88:$Y$88,0),FALSE),\"\")))))","v":""},{"$f":"IF(OR($C197=\"Replace-on-Burnout\",$C197=\"New Construction\",$CT197=\"DX HP\",$CT197=\"PTHP\"),$DE197,IF($CD197=\"\",\"\",IF($CD197=\"DX HP\",VLOOKUP($D197,'Factor Tables'!$N$89:$Y$105,MATCH(\"DX HP Htg\",'Factor Tables'!$N$88:$Y$88,0),FALSE),IF($CD197=\"PTHP\",VLOOKUP($D197,'Factor Tables'!$N$89:$Y$105,MATCH(\"PTHP Htg\",'Factor Tables'!$N$88:$Y$88,0),FALSE),0))))","v":""},"","",0,0,"kW/ton","",0,"COP",{"$f":"IF($CT197=\"\",\"\",IF(OR($CT197=\"DX HP\",$CT197=\"VRF HP\",$CT197=\"PTHP\"),VLOOKUP($D197,'Factor Tables'!$B$89:$M$105,MATCH(CONCATENATE($CT197,\" Clg\"),'Factor Tables'!$B$88:$M$88,0),FALSE),VLOOKUP($D197,'Factor Tables'!$B$89:$M$105,MATCH($CT197,'Factor Tables'!$B$88:$M$88,0),FALSE)))","v":""},{"$f":"IF($CT197=\"\",\"\",IF(OR($CT197=\"DX HP\",$CT197=\"VRF HP\",$CT197=\"PTHP\"),VLOOKUP($D197,'Factor Tables'!$B$89:$M$105,MATCH(CONCATENATE($CT197,\" Htg\"),'Factor Tables'!$B$88:$M$88,0),FALSE),0))","v":""},{"$f":"IF($CT197=\"\",\"\",IF(OR($CT197=\"DX HP\",$CT197=\"VRF HP\",$CT197=\"PTHP\"),VLOOKUP($D197,'Factor Tables'!$N$89:$Y$105,MATCH(CONCATENATE($CT197,\" Clg\"),'Factor Tables'!$N$88:$Y$88,0),FALSE),VLOOKUP($D197,'Factor Tables'!$N$89:$Y$105,MATCH($CT197,'Factor Tables'!$N$88:$Y$88,0),FALSE)))","v":""},{"$f":"IF($CT197=\"\",\"\",IF(OR($CT197=\"DX HP\",$CT197=\"VRF HP\",$CT197=\"PTHP\"),VLOOKUP($D197,'Factor Tables'!$N$89:$Y$105,MATCH(CONCATENATE($CT197,\" Htg\"),'Factor Tables'!$N$88:$Y$88,0),FALSE),0))","v":""},{"$f":"IF($AB197=\"\",0,VLOOKUP($AB197,'Utility Admin'!$E:$G,2,FALSE))","v":0},{"$f":"IF($AB197=\"\",0,VLOOKUP($AB197,'Utility Admin'!$E:$G,3,FALSE))","v":0},{"$f":"IFERROR(IF(ABS(Summary!$F$12)<=ABS(Summary!$E$12)*'Utility Admin'!$I$5,$AZ197*$DF197+$BA197*$DG197,$AZ197*$DF197+$AZ197*'Utility Admin'!$I$5*$DG197),0)","v":0},null,"Summer",null,null,null,null,null,null,null,null,null,null,{"$f":"IF(OR('Project Info'!$C$10=\"\",$C197=\"\",$D197=\"\"),\"\",VLOOKUP($D197,$DW$9:$DZ$32,MATCH($C197,$DW$9:$DZ$9,0),FALSE))","v":""},null,null,null,null,null,null,"ERROR: Contact Program Manager. Post Capacity/Unit x Post # of Units must be within +/- 20% of Pre Capacity/Unit x Pre # of Units."]
[null,189,"","",null,null,null,null,null,null,null,null,null,null,null,null,null,null,null,null,null,null,null,null,null,null,null,null,null,null,null,null,null,null,null,null,null,null,null,null,null,null,null,0,0,0,0,0,0,999999999,"",0,0,{"$f":"IFERROR(IF($DH$261>'Utility Admin'!$H$5,$BA198/$BA$5*$BB$261,$DH198),0)","v":0},"","",{"$f":"IF(AND(OR($AB198=\"DX AC Air Cooled\",$AB198=\"DX HP Air Cooled\"),OR(AND($AI198=\"Btu/hr\",$AH198<65000),AND($AI198=\"Tons\",$AH198<65000/12000)),$AC198=\"Split\",$AN198>=15.2),MAX(Baselines!$CB442,12/9.8),Baselines!$CB442)","v":0},{"$f":"Baselines!$CC442","v":0},{"$f":"Baselines!$CE442","v":0},0,0,0,0,0,0,0,0,0,0,{"$f":"IF(OR($C198<>\"Early Retirement\",$J198=\"\"),0,IF(OR($I198=\"DX AC Air Cooled\",$I198=\"DX HP Air Cooled\"),VLOOKUP($J198,'Early Retirement'!$CI$6:$CM$32,2,FALSE),IF(OR($I198=\"PTAC\",$I198=\"PTHP\"),VLOOKUP($J198,'Early Retirement'!$CI$6:$CM$32,3,FALSE),IF(AND(OR($I198=\"Air Cooled Chiller\",$I198=\"Water Cooled Chiller\"),$L198<>\"Centrifugal\"),VLOOKUP($J198,'Early Retirement'!$CI$6:$CM$32,4,FALSE),IF(AND(OR($I198=\"Air Cooled Chiller\",$I198=\"Water Cooled Chiller\"),$L198=\"Centrifugal\"),VLOOKUP($J198,'Early Retirement'!$CI$6:$CM$32,5,FALSE),\"\")))))","v":0},0,0,0,0,0,0,0,0,0,0,0,"","","",0,0,0,{"$f":"IF(AND($C198=\"Early Retirement\",$J198<>\"\",$S198<>\"\",$U198<>\"\"),$CG198,IF(AND(OR($AB198=\"DX AC Air Cooled\",$AB198=\"DX HP Air Cooled\"),OR(AND($AI198=\"Btu/hr\",$AH198<65000),AND($AI198=\"Tons\",$AH198<65000/12000)),$AC198=\"Split\",$AN198>=15.2),MAX(Baselines!$CB191,12/9.8),Baselines!$CB191))","v":0},{"$f":"IF(AND($C198=\"Early Retirement\",$J198<>\"\",$S198<>\"\",$U198<>\"\"),$CH198,Baselines!$CC191)","v":0},{"$f":"Baselines!$CD191","v":"kW/ton"},"",{"$f":"IF(AND($C198=\"Early Retirement\",$J198<>\"\",$S198<>\"\",$U198<>\"\"),$CI198,IF(AND(Baselines!$CE191=0,OR($CT198=\"DX HP\",$CT198=\"PTHP\")),$BG198,Baselines!$CE191))","v":0},"COP",{"$f":"IF(OR($C198=\"Replace-on-Burnout\",$C198=\"New Construction\"),$DB198,IF($CD198=\"\",\"\",IF(OR($CD198=\"DX HP\",$CD198=\"PTHP\"),VLOOKUP($D198,'Factor Tables'!$B$89:$M$105,MATCH(CONCATENATE($CD198,\" Clg\"),'Factor Tables'!$B$88:$M$88,0),FALSE),VLOOKUP($D198,'Factor Tables'!$B$89:$M$105,MATCH($CD198,'Factor Tables'!$B$88:$M$88,0),FALSE))))","v":""},{"$f":"IF(OR($C198=\"Replace-on-Burnout\",$C198=\"New Construction\"),$DC198,IF($CD198=\"\",\"\",IF($CD198=\"DX HP\",VLOOKUP($D198,'Factor Tables'!$B$89:$M$105,MATCH(\"DX HP Htg\",'Factor Tables'!$B$88:$M$88,0),FALSE),0)))","v":""},{"$f":"IF(OR($C198=\"Replace-on-Burnout\",$C198=\"New Construction\"),$DD198,IF($CD198=\"\",\"\",IF($CD198=\"DX HP\",VLOOKUP($D198,'Factor Tables'!$N$89:$Y$105,MATCH(\"DX HP Clg\",'Factor Tables'!$N$88:$Y$88,0),FALSE),IF($CD198=\"PTHP\",VLOOKUP($D198,'Factor Tables'!$N$89:$Y$105,MATCH(\"PTHP Clg\",'Factor Tables'!$N$88:$Y$88,0),FALSE),IF(AND($CD198<>\"DX HP\",$CD198<>\"PTHP\"),VLOOKUP($D198,'Factor Tables'!$N$89:$Y$105,MATCH($CD198,'Factor Tables'!$N$88:$Y$88,0),FALSE),\"\")))))","v":""},{"$f":"IF(OR($C198=\"Replace-on-Burnout\",$C198=\"New Construction\",$CT198=\"DX HP\",$CT198=\"PTHP\"),$DE198,IF($CD198=\"\",\"\",IF($CD198=\"DX HP\",VLOOKUP($D198,'Factor Tables'!$N$89:$Y$105,MATCH(\"DX HP Htg\",'Factor Tables'!$N$88:$Y$88,0),FALSE),IF($CD198=\"PTHP\",VLOOKUP($D198,'Factor Tables'!$N$89:$Y$105,MATCH(\"PTHP Htg\",'Factor Tables'!$N$88:$Y$88,0),FALSE),0))))","v":""},"","",0,0,"kW/ton","",0,"COP",{"$f":"IF($CT198=\"\",\"\",IF(OR($CT198=\"DX HP\",$CT198=\"VRF HP\",$CT198=\"PTHP\"),VLOOKUP($D198,'Factor Tables'!$B$89:$M$105,MATCH(CONCATENATE($CT198,\" Clg\"),'Factor Tables'!$B$88:$M$88,0),FALSE),VLOOKUP($D198,'Factor Tables'!$B$89:$M$105,MATCH($CT198,'Factor Tables'!$B$88:$M$88,0),FALSE)))","v":""},{"$f":"IF($CT198=\"\",\"\",IF(OR($CT198=\"DX HP\",$CT198=\"VRF HP\",$CT198=\"PTHP\"),VLOOKUP($D198,'Factor Tables'!$B$89:$M$105,MATCH(CONCATENATE($CT198,\" Htg\"),'Factor Tables'!$B$88:$M$88,0),FALSE),0))","v":""},{"$f":"IF($CT198=\"\",\"\",IF(OR($CT198=\"DX HP\",$CT198=\"VRF HP\",$CT198=\"PTHP\"),VLOOKUP($D198,'Factor Tables'!$N$89:$Y$105,MATCH(CONCATENATE($CT198,\" Clg\"),'Factor Tables'!$N$88:$Y$88,0),FALSE),VLOOKUP($D198,'Factor Tables'!$N$89:$Y$105,MATCH($CT198,'Factor Tables'!$N$88:$Y$88,0),FALSE)))","v":""},{"$f":"IF($CT198=\"\",\"\",IF(OR($CT198=\"DX HP\",$CT198=\"VRF HP\",$CT198=\"PTHP\"),VLOOKUP($D198,'Factor Tables'!$N$89:$Y$105,MATCH(CONCATENATE($CT198,\" Htg\"),'Factor Tables'!$N$88:$Y$88,0),FALSE),0))","v":""},{"$f":"IF($AB198=\"\",0,VLOOKUP($AB198,'Utility Admin'!$E:$G,2,FALSE))","v":0},{"$f":"IF($AB198=\"\",0,VLOOKUP($AB198,'Utility Admin'!$E:$G,3,FALSE))","v":0},{"$f":"IFERROR(IF(ABS(Summary!$F$12)<=ABS(Summary!$E$12)*'Utility Admin'!$I$5,$AZ198*$DF198+$BA198*$DG198,$AZ198*$DF198+$AZ198*'Utility Admin'!$I$5*$DG198),0)","v":0},null,"Summer",null,null,null,null,null,null,null,null,null,null,{"$f":"IF(OR('Project Info'!$C$10=\"\",$C198=\"\",$D198=\"\"),\"\",VLOOKUP($D198,$DW$9:$DZ$32,MATCH($C198,$DW$9:$DZ$9,0),FALSE))","v":""},null,null,null,null,null,null,"ERROR: Contact Program Manager. Post Capacity/Unit x Post # of Units must be within +/- 20% of Pre Capacity/Unit x Pre # of Units."]
[null,190,"","",null,null,null,null,null,null,null,null,null,null,null,null,null,null,null,null,null,null,null,null,null,null,null,null,null,null,null,null,null,null,null,null,null,null,null,null,null,null,null,0,0,0,0,0,0,999999999,"",0,0,{"$f":"IFERROR(IF($DH$261>'Utility Admin'!$H$5,$BA199/$BA$5*$BB$261,$DH199),0)","v":0},"","",{"$f":"IF(AND(OR($AB199=\"DX AC Air Cooled\",$AB199=\"DX HP Air Cooled\"),OR(AND($AI199=\"Btu/hr\",$AH199<65000),AND($AI199=\"Tons\",$AH199<65000/12000)),$AC199=\"Split\",$AN199>=15.2),MAX(Baselines!$CB443,12/9.8),Baselines!$CB443)","v":0},{"$f":"Baselines!$CC443","v":0},{"$f":"Baselines!$CE443","v":0},0,0,0,0,0,0,0,0,0,0,{"$f":"IF(OR($C199<>\"Early Retirement\",$J199=\"\"),0,IF(OR($I199=\"DX AC Air Cooled\",$I199=\"DX HP Air Cooled\"),VLOOKUP($J199,'Early Retirement'!$CI$6:$CM$32,2,FALSE),IF(OR($I199=\"PTAC\",$I199=\"PTHP\"),VLOOKUP($J199,'Early Retirement'!$CI$6:$CM$32,3,FALSE),IF(AND(OR($I199=\"Air Cooled Chiller\",$I199=\"Water Cooled Chiller\"),$L199<>\"Centrifugal\"),VLOOKUP($J199,'Early Retirement'!$CI$6:$CM$32,4,FALSE),IF(AND(OR($I199=\"Air Cooled Chiller\",$I199=\"Water Cooled Chiller\"),$L199=\"Centrifugal\"),VLOOKUP($J199,'Early Retirement'!$CI$6:$CM$32,5,FALSE),\"\")))))","v":0},0,0,0,0,0,0,0,0,0,0,0,"","","",0,0,0,{"$f":"IF(AND($C199=\"Early Retirement\",$J199<>\"\",$S199<>\"\",$U199<>\"\"),$CG199,IF(AND(OR($AB199=\"DX AC Air Cooled\",$AB199=\"DX HP Air Cooled\"),OR(AND($AI199=\"Btu/hr\",$AH199<65000),AND($AI199=\"Tons\",$AH199<65000/12000)),$AC199=\"Split\",$AN199>=15.2),MAX(Baselines!$CB192,12/9.8),Baselines!$CB192))","v":0},{"$f":"IF(AND($C199=\"Early Retirement\",$J199<>\"\",$S199<>\"\",$U199<>\"\"),$CH199,Baselines!$CC192)","v":0},{"$f":"Baselines!$CD192","v":"kW/ton"},"",{"$f":"IF(AND($C199=\"Early Retirement\",$J199<>\"\",$S199<>\"\",$U199<>\"\"),$CI199,IF(AND(Baselines!$CE192=0,OR($CT199=\"DX HP\",$CT199=\"PTHP\")),$BG199,Baselines!$CE192))","v":0},"COP",{"$f":"IF(OR($C199=\"Replace-on-Burnout\",$C199=\"New Construction\"),$DB199,IF($CD199=\"\",\"\",IF(OR($CD199=\"DX HP\",$CD199=\"PTHP\"),VLOOKUP($D199,'Factor Tables'!$B$89:$M$105,MATCH(CONCATENATE($CD199,\" Clg\"),'Factor Tables'!$B$88:$M$88,0),FALSE),VLOOKUP($D199,'Factor Tables'!$B$89:$M$105,MATCH($CD199,'Factor Tables'!$B$88:$M$88,0),FALSE))))","v":""},{"$f":"IF(OR($C199=\"Replace-on-Burnout\",$C199=\"New Construction\"),$DC199,IF($CD199=\"\",\"\",IF($CD199=\"DX HP\",VLOOKUP($D199,'Factor Tables'!$B$89:$M$105,MATCH(\"DX HP Htg\",'Factor Tables'!$B$88:$M$88,0),FALSE),0)))","v":""},{"$f":"IF(OR($C199=\"Replace-on-Burnout\",$C199=\"New Construction\"),$DD199,IF($CD199=\"\",\"\",IF($CD199=\"DX HP\",VLOOKUP($D199,'Factor Tables'!$N$89:$Y$105,MATCH(\"DX HP Clg\",'Factor Tables'!$N$88:$Y$88,0),FALSE),IF($CD199=\"PTHP\",VLOOKUP($D199,'Factor Tables'!$N$89:$Y$105,MATCH(\"PTHP Clg\",'Factor Tables'!$N$88:$Y$88,0),FALSE),IF(AND($CD199<>\"DX HP\",$CD199<>\"PTHP\"),VLOOKUP($D199,'Factor Tables'!$N$89:$Y$105,MATCH($CD199,'Factor Tables'!$N$88:$Y$88,0),FALSE),\"\")))))","v":""},{"$f":"IF(OR($C199=\"Replace-on-Burnout\",$C199=\"New Construction\",$CT199=\"DX HP\",$CT199=\"PTHP\"),$DE199,IF($CD199=\"\",\"\",IF($CD199=\"DX HP\",VLOOKUP($D199,'Factor Tables'!$N$89:$Y$105,MATCH(\"DX HP Htg\",'Factor Tables'!$N$88:$Y$88,0),FALSE),IF($CD199=\"PTHP\",VLOOKUP($D199,'Factor Tables'!$N$89:$Y$105,MATCH(\"PTHP Htg\",'Factor Tables'!$N$88:$Y$88,0),FALSE),0))))","v":""},"","",0,0,"kW/ton","",0,"COP",{"$f":"IF($CT199=\"\",\"\",IF(OR($CT199=\"DX HP\",$CT199=\"VRF HP\",$CT199=\"PTHP\"),VLOOKUP($D199,'Factor Tables'!$B$89:$M$105,MATCH(CONCATENATE($CT199,\" Clg\"),'Factor Tables'!$B$88:$M$88,0),FALSE),VLOOKUP($D199,'Factor Tables'!$B$89:$M$105,MATCH($CT199,'Factor Tables'!$B$88:$M$88,0),FALSE)))","v":""},{"$f":"IF($CT199=\"\",\"\",IF(OR($CT199=\"DX HP\",$CT199=\"VRF HP\",$CT199=\"PTHP\"),VLOOKUP($D199,'Factor Tables'!$B$89:$M$105,MATCH(CONCATENATE($CT199,\" Htg\"),'Factor Tables'!$B$88:$M$88,0),FALSE),0))","v":""},{"$f":"IF($CT199=\"\",\"\",IF(OR($CT199=\"DX HP\",$CT199=\"VRF HP\",$CT199=\"PTHP\"),VLOOKUP($D199,'Factor Tables'!$N$89:$Y$105,MATCH(CONCATENATE($CT199,\" Clg\"),'Factor Tables'!$N$88:$Y$88,0),FALSE),VLOOKUP($D199,'Factor Tables'!$N$89:$Y$105,MATCH($CT199,'Factor Tables'!$N$88:$Y$88,0),FALSE)))","v":""},{"$f":"IF($CT199=\"\",\"\",IF(OR($CT199=\"DX HP\",$CT199=\"VRF HP\",$CT199=\"PTHP\"),VLOOKUP($D199,'Factor Tables'!$N$89:$Y$105,MATCH(CONCATENATE($CT199,\" Htg\"),'Factor Tables'!$N$88:$Y$88,0),FALSE),0))","v":""},{"$f":"IF($AB199=\"\",0,VLOOKUP($AB199,'Utility Admin'!$E:$G,2,FALSE))","v":0},{"$f":"IF($AB199=\"\",0,VLOOKUP($AB199,'Utility Admin'!$E:$G,3,FALSE))","v":0},{"$f":"IFERROR(IF(ABS(Summary!$F$12)<=ABS(Summary!$E$12)*'Utility Admin'!$I$5,$AZ199*$DF199+$BA199*$DG199,$AZ199*$DF199+$AZ199*'Utility Admin'!$I$5*$DG199),0)","v":0},null,"Summer",null,null,null,null,null,null,null,null,null,null,{"$f":"IF(OR('Project Info'!$C$10=\"\",$C199=\"\",$D199=\"\"),\"\",VLOOKUP($D199,$DW$9:$DZ$32,MATCH($C199,$DW$9:$DZ$9,0),FALSE))","v":""},null,null,null,null,null,null,"ERROR: Contact Program Manager. Post Capacity/Unit x Post # of Units must be within +/- 20% of Pre Capacity/Unit x Pre # of Units."]
[null,191,"","",null,null,null,null,null,null,null,null,null,null,null,null,null,null,null,null,null,null,null,null,null,null,null,null,null,null,null,null,null,null,null,null,null,null,null,null,null,null,null,0,0,0,0,0,0,999999999,"",0,0,{"$f":"IFERROR(IF($DH$261>'Utility Admin'!$H$5,$BA200/$BA$5*$BB$261,$DH200),0)","v":0},"","",{"$f":"IF(AND(OR($AB200=\"DX AC Air Cooled\",$AB200=\"DX HP Air Cooled\"),OR(AND($AI200=\"Btu/hr\",$AH200<65000),AND($AI200=\"Tons\",$AH200<65000/12000)),$AC200=\"Split\",$AN200>=15.2),MAX(Baselines!$CB444,12/9.8),Baselines!$CB444)","v":0},{"$f":"Baselines!$CC444","v":0},{"$f":"Baselines!$CE444","v":0},0,0,0,0,0,0,0,0,0,0,{"$f":"IF(OR($C200<>\"Early Retirement\",$J200=\"\"),0,IF(OR($I200=\"DX AC Air Cooled\",$I200=\"DX HP Air Cooled\"),VLOOKUP($J200,'Early Retirement'!$CI$6:$CM$32,2,FALSE),IF(OR($I200=\"PTAC\",$I200=\"PTHP\"),VLOOKUP($J200,'Early Retirement'!$CI$6:$CM$32,3,FALSE),IF(AND(OR($I200=\"Air Cooled Chiller\",$I200=\"Water Cooled Chiller\"),$L200<>\"Centrifugal\"),VLOOKUP($J200,'Early Retirement'!$CI$6:$CM$32,4,FALSE),IF(AND(OR($I200=\"Air Cooled Chiller\",$I200=\"Water Cooled Chiller\"),$L200=\"Centrifugal\"),VLOOKUP($J200,'Early Retirement'!$CI$6:$CM$32,5,FALSE),\"\")))))","v":0},0,0,0,0,0,0,0,0,0,0,0,"","","",0,0,0,{"$f":"IF(AND($C200=\"Early Retirement\",$J200<>\"\",$S200<>\"\",$U200<>\"\"),$CG200,IF(AND(OR($AB200=\"DX AC Air Cooled\",$AB200=\"DX HP Air Cooled\"),OR(AND($AI200=\"Btu/hr\",$AH200<65000),AND($AI200=\"Tons\",$AH200<65000/12000)),$AC200=\"Split\",$AN200>=15.2),MAX(Baselines!$CB193,12/9.8),Baselines!$CB193))","v":0},{"$f":"IF(AND($C200=\"Early Retirement\",$J200<>\"\",$S200<>\"\",$U200<>\"\"),$CH200,Baselines!$CC193)","v":0},{"$f":"Baselines!$CD193","v":"kW/ton"},"",{"$f":"IF(AND($C200=\"Early Retirement\",$J200<>\"\",$S200<>\"\",$U200<>\"\"),$CI200,IF(AND(Baselines!$CE193=0,OR($CT200=\"DX HP\",$CT200=\"PTHP\")),$BG200,Baselines!$CE193))","v":0},"COP",{"$f":"IF(OR($C200=\"Replace-on-Burnout\",$C200=\"New Construction\"),$DB200,IF($CD200=\"\",\"\",IF(OR($CD200=\"DX HP\",$CD200=\"PTHP\"),VLOOKUP($D200,'Factor Tables'!$B$89:$M$105,MATCH(CONCATENATE($CD200,\" Clg\"),'Factor Tables'!$B$88:$M$88,0),FALSE),VLOOKUP($D200,'Factor Tables'!$B$89:$M$105,MATCH($CD200,'Factor Tables'!$B$88:$M$88,0),FALSE))))","v":""},{"$f":"IF(OR($C200=\"Replace-on-Burnout\",$C200=\"New Construction\"),$DC200,IF($CD200=\"\",\"\",IF($CD200=\"DX HP\",VLOOKUP($D200,'Factor Tables'!$B$89:$M$105,MATCH(\"DX HP Htg\",'Factor Tables'!$B$88:$M$88,0),FALSE),0)))","v":""},{"$f":"IF(OR($C200=\"Replace-on-Burnout\",$C200=\"New Construction\"),$DD200,IF($CD200=\"\",\"\",IF($CD200=\"DX HP\",VLOOKUP($D200,'Factor Tables'!$N$89:$Y$105,MATCH(\"DX HP Clg\",'Factor Tables'!$N$88:$Y$88,0),FALSE),IF($CD200=\"PTHP\",VLOOKUP($D200,'Factor Tables'!$N$89:$Y$105,MATCH(\"PTHP Clg\",'Factor Tables'!$N$88:$Y$88,0),FALSE),IF(AND($CD200<>\"DX HP\",$CD200<>\"PTHP\"),VLOOKUP($D200,'Factor Tables'!$N$89:$Y$105,MATCH($CD200,'Factor Tables'!$N$88:$Y$88,0),FALSE),\"\")))))","v":""},{"$f":"IF(OR($C200=\"Replace-on-Burnout\",$C200=\"New Construction\",$CT200=\"DX HP\",$CT200=\"PTHP\"),$DE200,IF($CD200=\"\",\"\",IF($CD200=\"DX HP\",VLOOKUP($D200,'Factor Tables'!$N$89:$Y$105,MATCH(\"DX HP Htg\",'Factor Tables'!$N$88:$Y$88,0),FALSE),IF($CD200=\"PTHP\",VLOOKUP($D200,'Factor Tables'!$N$89:$Y$105,MATCH(\"PTHP Htg\",'Factor Tables'!$N$88:$Y$88,0),FALSE),0))))","v":""},"","",0,0,"kW/ton","",0,"COP",{"$f":"IF($CT200=\"\",\"\",IF(OR($CT200=\"DX HP\",$CT200=\"VRF HP\",$CT200=\"PTHP\"),VLOOKUP($D200,'Factor Tables'!$B$89:$M$105,MATCH(CONCATENATE($CT200,\" Clg\"),'Factor Tables'!$B$88:$M$88,0),FALSE),VLOOKUP($D200,'Factor Tables'!$B$89:$M$105,MATCH($CT200,'Factor Tables'!$B$88:$M$88,0),FALSE)))","v":""},{"$f":"IF($CT200=\"\",\"\",IF(OR($CT200=\"DX HP\",$CT200=\"VRF HP\",$CT200=\"PTHP\"),VLOOKUP($D200,'Factor Tables'!$B$89:$M$105,MATCH(CONCATENATE($CT200,\" Htg\"),'Factor Tables'!$B$88:$M$88,0),FALSE),0))","v":""},{"$f":"IF($CT200=\"\",\"\",IF(OR($CT200=\"DX HP\",$CT200=\"VRF HP\",$CT200=\"PTHP\"),VLOOKUP($D200,'Factor Tables'!$N$89:$Y$105,MATCH(CONCATENATE($CT200,\" Clg\"),'Factor Tables'!$N$88:$Y$88,0),FALSE),VLOOKUP($D200,'Factor Tables'!$N$89:$Y$105,MATCH($CT200,'Factor Tables'!$N$88:$Y$88,0),FALSE)))","v":""},{"$f":"IF($CT200=\"\",\"\",IF(OR($CT200=\"DX HP\",$CT200=\"VRF HP\",$CT200=\"PTHP\"),VLOOKUP($D200,'Factor Tables'!$N$89:$Y$105,MATCH(CONCATENATE($CT200,\" Htg\"),'Factor Tables'!$N$88:$Y$88,0),FALSE),0))","v":""},{"$f":"IF($AB200=\"\",0,VLOOKUP($AB200,'Utility Admin'!$E:$G,2,FALSE))","v":0},{"$f":"IF($AB200=\"\",0,VLOOKUP($AB200,'Utility Admin'!$E:$G,3,FALSE))","v":0},{"$f":"IFERROR(IF(ABS(Summary!$F$12)<=ABS(Summary!$E$12)*'Utility Admin'!$I$5,$AZ200*$DF200+$BA200*$DG200,$AZ200*$DF200+$AZ200*'Utility Admin'!$I$5*$DG200),0)","v":0},null,"Summer",null,null,null,null,null,null,null,null,null,null,{"$f":"IF(OR('Project Info'!$C$10=\"\",$C200=\"\",$D200=\"\"),\"\",VLOOKUP($D200,$DW$9:$DZ$32,MATCH($C200,$DW$9:$DZ$9,0),FALSE))","v":""},null,null,null,null,null,null,"ERROR: Contact Program Manager. Post Capacity/Unit x Post # of Units must be within +/- 20% of Pre Capacity/Unit x Pre # of Units."]
[null,192,"","",null,null,null,null,null,null,null,null,null,null,null,null,null,null,null,null,null,null,null,null,null,null,null,null,null,null,null,null,null,null,null,null,null,null,null,null,null,null,null,0,0,0,0,0,0,999999999,"",0,0,{"$f":"IFERROR(IF($DH$261>'Utility Admin'!$H$5,$BA201/$BA$5*$BB$261,$DH201),0)","v":0},"","",{"$f":"IF(AND(OR($AB201=\"DX AC Air Cooled\",$AB201=\"DX HP Air Cooled\"),OR(AND($AI201=\"Btu/hr\",$AH201<65000),AND($AI201=\"Tons\",$AH201<65000/12000)),$AC201=\"Split\",$AN201>=15.2),MAX(Baselines!$CB445,12/9.8),Baselines!$CB445)","v":0},{"$f":"Baselines!$CC445","v":0},{"$f":"Baselines!$CE445","v":0},0,0,0,0,0,0,0,0,0,0,{"$f":"IF(OR($C201<>\"Early Retirement\",$J201=\"\"),0,IF(OR($I201=\"DX AC Air Cooled\",$I201=\"DX HP Air Cooled\"),VLOOKUP($J201,'Early Retirement'!$CI$6:$CM$32,2,FALSE),IF(OR($I201=\"PTAC\",$I201=\"PTHP\"),VLOOKUP($J201,'Early Retirement'!$CI$6:$CM$32,3,FALSE),IF(AND(OR($I201=\"Air Cooled Chiller\",$I201=\"Water Cooled Chiller\"),$L201<>\"Centrifugal\"),VLOOKUP($J201,'Early Retirement'!$CI$6:$CM$32,4,FALSE),IF(AND(OR($I201=\"Air Cooled Chiller\",$I201=\"Water Cooled Chiller\"),$L201=\"Centrifugal\"),VLOOKUP($J201,'Early Retirement'!$CI$6:$CM$32,5,FALSE),\"\")))))","v":0},0,0,0,0,0,0,0,0,0,0,0,"","","",0,0,0,{"$f":"IF(AND($C201=\"Early Retirement\",$J201<>\"\",$S201<>\"\",$U201<>\"\"),$CG201,IF(AND(OR($AB201=\"DX AC Air Cooled\",$AB201=\"DX HP Air Cooled\"),OR(AND($AI201=\"Btu/hr\",$AH201<65000),AND($AI201=\"Tons\",$AH201<65000/12000)),$AC201=\"Split\",$AN201>=15.2),MAX(Baselines!$CB194,12/9.8),Baselines!$CB194))","v":0},{"$f":"IF(AND($C201=\"Early Retirement\",$J201<>\"\",$S201<>\"\",$U201<>\"\"),$CH201,Baselines!$CC194)","v":0},{"$f":"Baselines!$CD194","v":"kW/ton"},"",{"$f":"IF(AND($C201=\"Early Retirement\",$J201<>\"\",$S201<>\"\",$U201<>\"\"),$CI201,IF(AND(Baselines!$CE194=0,OR($CT201=\"DX HP\",$CT201=\"PTHP\")),$BG201,Baselines!$CE194))","v":0},"COP",{"$f":"IF(OR($C201=\"Replace-on-Burnout\",$C201=\"New Construction\"),$DB201,IF($CD201=\"\",\"\",IF(OR($CD201=\"DX HP\",$CD201=\"PTHP\"),VLOOKUP($D201,'Factor Tables'!$B$89:$M$105,MATCH(CONCATENATE($CD201,\" Clg\"),'Factor Tables'!$B$88:$M$88,0),FALSE),VLOOKUP($D201,'Factor Tables'!$B$89:$M$105,MATCH($CD201,'Factor Tables'!$B$88:$M$88,0),FALSE))))","v":""},{"$f":"IF(OR($C201=\"Replace-on-Burnout\",$C201=\"New Construction\"),$DC201,IF($CD201=\"\",\"\",IF($CD201=\"DX HP\",VLOOKUP($D201,'Factor Tables'!$B$89:$M$105,MATCH(\"DX HP Htg\",'Factor Tables'!$B$88:$M$88,0),FALSE),0)))","v":""},{"$f":"IF(OR($C201=\"Replace-on-Burnout\",$C201=\"New Construction\"),$DD201,IF($CD201=\"\",\"\",IF($CD201=\"DX HP\",VLOOKUP($D201,'Factor Tables'!$N$89:$Y$105,MATCH(\"DX HP Clg\",'Factor Tables'!$N$88:$Y$88,0),FALSE),IF($CD201=\"PTHP\",VLOOKUP($D201,'Factor Tables'!$N$89:$Y$105,MATCH(\"PTHP Clg\",'Factor Tables'!$N$88:$Y$88,0),FALSE),IF(AND($CD201<>\"DX HP\",$CD201<>\"PTHP\"),VLOOKUP($D201,'Factor Tables'!$N$89:$Y$105,MATCH($CD201,'Factor Tables'!$N$88:$Y$88,0),FALSE),\"\")))))","v":""},{"$f":"IF(OR($C201=\"Replace-on-Burnout\",$C201=\"New Construction\",$CT201=\"DX HP\",$CT201=\"PTHP\"),$DE201,IF($CD201=\"\",\"\",IF($CD201=\"DX HP\",VLOOKUP($D201,'Factor Tables'!$N$89:$Y$105,MATCH(\"DX HP Htg\",'Factor Tables'!$N$88:$Y$88,0),FALSE),IF($CD201=\"PTHP\",VLOOKUP($D201,'Factor Tables'!$N$89:$Y$105,MATCH(\"PTHP Htg\",'Factor Tables'!$N$88:$Y$88,0),FALSE),0))))","v":""},"","",0,0,"kW/ton","",0,"COP",{"$f":"IF($CT201=\"\",\"\",IF(OR($CT201=\"DX HP\",$CT201=\"VRF HP\",$CT201=\"PTHP\"),VLOOKUP($D201,'Factor Tables'!$B$89:$M$105,MATCH(CONCATENATE($CT201,\" Clg\"),'Factor Tables'!$B$88:$M$88,0),FALSE),VLOOKUP($D201,'Factor Tables'!$B$89:$M$105,MATCH($CT201,'Factor Tables'!$B$88:$M$88,0),FALSE)))","v":""},{"$f":"IF($CT201=\"\",\"\",IF(OR($CT201=\"DX HP\",$CT201=\"VRF HP\",$CT201=\"PTHP\"),VLOOKUP($D201,'Factor Tables'!$B$89:$M$105,MATCH(CONCATENATE($CT201,\" Htg\"),'Factor Tables'!$B$88:$M$88,0),FALSE),0))","v":""},{"$f":"IF($CT201=\"\",\"\",IF(OR($CT201=\"DX HP\",$CT201=\"VRF HP\",$CT201=\"PTHP\"),VLOOKUP($D201,'Factor Tables'!$N$89:$Y$105,MATCH(CONCATENATE($CT201,\" Clg\"),'Factor Tables'!$N$88:$Y$88,0),FALSE),VLOOKUP($D201,'Factor Tables'!$N$89:$Y$105,MATCH($CT201,'Factor Tables'!$N$88:$Y$88,0),FALSE)))","v":""},{"$f":"IF($CT201=\"\",\"\",IF(OR($CT201=\"DX HP\",$CT201=\"VRF HP\",$CT201=\"PTHP\"),VLOOKUP($D201,'Factor Tables'!$N$89:$Y$105,MATCH(CONCATENATE($CT201,\" Htg\"),'Factor Tables'!$N$88:$Y$88,0),FALSE),0))","v":""},{"$f":"IF($AB201=\"\",0,VLOOKUP($AB201,'Utility Admin'!$E:$G,2,FALSE))","v":0},{"$f":"IF($AB201=\"\",0,VLOOKUP($AB201,'Utility Admin'!$E:$G,3,FALSE))","v":0},{"$f":"IFERROR(IF(ABS(Summary!$F$12)<=ABS(Summary!$E$12)*'Utility Admin'!$I$5,$AZ201*$DF201+$BA201*$DG201,$AZ201*$DF201+$AZ201*'Utility Admin'!$I$5*$DG201),0)","v":0},null,"Summer",null,null,null,null,null,null,null,null,null,null,{"$f":"IF(OR('Project Info'!$C$10=\"\",$C201=\"\",$D201=\"\"),\"\",VLOOKUP($D201,$DW$9:$DZ$32,MATCH($C201,$DW$9:$DZ$9,0),FALSE))","v":""},null,null,null,null,null,null,"ERROR: Contact Program Manager. Post Capacity/Unit x Post # of Units must be within +/- 20% of Pre Capacity/Unit x Pre # of Units."]
[null,193,"","",null,null,null,null,null,null,null,null,null,null,null,null,null,null,null,null,null,null,null,null,null,null,null,null,null,null,null,null,null,null,null,null,null,null,null,null,null,null,null,0,{"$f":"IF(OR($AH202=\"\",$AI202=\"\"),0,IF($AI202=\"Tons\",$AH202,IF($AI202=\"Btu/hr\",$AH202/12000,\"\")))","v":0},0,{"$f":"IF(OR($C202=\"New Construction\",$C202=\"Replace-on-Burnout\",$AI202=\"\",$AL202=\"\"),0,(0.8*$AR202*$R202)/$AL202)","v":0},{"$f":"IF(OR($C202=\"New Construction\",$C202=\"Replace-on-Burnout\"),999999999,IF(OR($AI202=\"\",$AL202=\"\"),0,(1.2*$AR202*$R202)/$AL202))","v":0},{"$f":"IF(OR($C202=\"New Construction\",$C202=\"Replace-on-Burnout\",$AI202=\"\",$AL202=\"\"),0,IF($AI202=\"Tons\",$AU202,IF($AI202=\"Btu/hr\",$AU202*12000,0)))","v":0},{"$f":"IF(OR($C202=\"New Construction\",$C202=\"Replace-on-Burnout\",$AI202=\"\",$AL202=\"\"),999999999,IF($AI202=\"Tons\",$AV202,IF($AI202=\"Btu/hr\",$AV202*12000,0)))","v":999999999},{"$f":"IF(OR($AB202=\"\",AND(OR($AB202=\"Air Cooled Chiller\",$AB202=\"Water Cooled Chiller\"),$AD202=\"\")),\"\",IF(OR($AB202=\"Air Cooled Chiller\",$AB202=\"Water Cooled Chiller\"),VLOOKUP(CONCATENATE($AD202,\" \",$AB202),$DM$10:$DP$22,4,FALSE),VLOOKUP($AB202,$DM$10:$DP$22,4,FALSE)))","v":""},{"$f":"ROUND(IF($C202=\"Early Retirement\",$CB202,IFERROR(IF(OR($AB202=\"\",$AH202=\"\",$AI202=\"\",$AL202=\"\",$AM202=\"\",$AO202=\"\",$CP202=0,$DB202=0,OR($CV202>$CJ202,$CW202>$CK202,$CZ202<$CN202)),0,IF(OR($AB202=\"DX HP Air Cooled\",$AB202=\"PTHP\"),MAX(($CF202*$CJ202*$CP202)-($CU202*$CV202*$DB202),($CM202/$CN202*$CQ202-$CY202/$CZ202*$DC202)/3412),($CF202*$CJ202*$CP202)-($CU202*$CV202*$DB202))),0)),2)","v":0},{"$f":"ROUND(IF($C202=\"Early Retirement\",$CC202,IFERROR(IF(OR($AB202=\"\",$AH202=\"\",$AI202=\"\",$AL202=\"\",$AM202=\"\",AND(OR($AB202=\"Air Cooled Chiller\",$AB202=\"Water Cooled Chiller\",$AB202=\"DX AC Air Cooled\",$AB202=\"DX HP Air Cooled\"),$AN202=\"\"),$AO202=\"\",AND(OR($AB202=\"DX HP Air Cooled\",$AB202=\"PTHP\"),OR($AP202=\"\",$AQ202=\"\")),$CR202=0,$DD202=0,OR($CV202>$CJ202,$CW202>$CK202,$CZ202<$CN202)),0,IF(OR($AB202=\"DX HP Air Cooled\",$AB202=\"VRF HP Air Cooled\",$AB202=\"VRF HP Water Cooled\",$AB202=\"PTHP\"),(($CF202*$CK202*$CR202)-($CU202*$CW202*$DD202))+((($CM202*(1/$CN202)*$CS202)-($CY202*(1/$CZ202)*$DE202))*(1/3412)),($CF202*$CK202*$CR202)-($CU202*$CW202*$DD202))),0)),0)","v":0},{"$f":"IFERROR(IF($DH$261>'Utility Admin'!$H$5,$BA202/$BA$5*$BB$261,$DH202),0)","v":0},{"$f":"IF(OR($AB202=\"\",AND(OR($AB202=\"Air Cooled Chiller\",$AB202=\"Water Cooled Chiller\"),$AD202=\"\")),\"\",IF(OR($AB202=\"Air Cooled Chiller\",$AB202=\"Water Cooled Chiller\"),VLOOKUP(CONCATENATE($AD202,\" \",$AB202),$DM$10:$DO$22,3,FALSE),VLOOKUP($AB202,$DM$10:$DO$22,3,FALSE)))","v":""},"",{"$f":"IF(AND(OR($AB202=\"DX AC Air Cooled\",$AB202=\"DX HP Air Cooled\"),OR(AND($AI202=\"Btu/hr\",$AH202<65000),AND($AI202=\"Tons\",$AH202<65000/12000)),$AC202=\"Split\",$AN202>=15.2),MAX(Baselines!$CB446,12/9.8),Baselines!$CB446)","v":0},{"$f":"Baselines!$CC446","v":0},{"$f":"Baselines!$CE446","v":0},{"$f":"IF(OR($D202=\"\",$AB202=\"\",$AH202=\"\",$AI202=\"\",$AL202=\"\",$AM202=\"\",$AO202=\"\",$BD202=\"\"),0,IFERROR(IF(OR($CP202=0,$DB202=0),0,($CF202*$BE202*$CP202)-($CU202*$CV202*$DB202)),0))","v":0},{"$f":"IF(OR($D202=\"\",$AB202=\"\",$AH202=\"\",$AI202=\"\",$AL202=\"\",$AM202=\"\",$AO202=\"\",$BD202=\"\"),0,IFERROR(IF(OR($CQ202=0,$DC202=0),0,($CM202/$BG202*$CQ202-$CY202/$CZ202*$DC202)/3412),0))","v":0},{"$f":"IF(OR($D202=\"\",$AB202=\"\",$AH202=\"\",$AI202=\"\",$AL202=\"\",AND($AB202<>\"PTAC\",$AB202<>\"PTHP\",$AN202=\"\"),AND(OR($AB202=\"PTAC\",$AB202=\"PTHP\"),$AM202=\"\"),$AO202=\"\",$BD202=\"\"),0,IFERROR(IF(OR($CR202=0,$DD202=0),0,($CF202*$BF202*$CR202)-($CU202*$CW202*$DD202)),0))","v":0},{"$f":"IF(OR($D202=\"\",$AB202=\"\",$AJ202=\"\",$AK202=\"\",$AL202=\"\",$AP202=\"\",$AQ202=\"\",$BD202=\"\"),0,IFERROR(IF(OR($CS202=0,$DE202=0),0,(($CM202*(1/$BG202)*$CS202)-($CY202*(1/$CZ202)*$DE202))*(1/3412)),0))","v":0},0,{"$f":"IF(OR($C202<>\"Early Retirement\",$D202=\"\",$J202=\"\",$AB202=\"\",$AH202=\"\",$AI202=\"\",$AL202=\"\",$AM202=\"\",$AO202=\"\"),0,IF(AND($C202=\"Early Retirement\",OR($AB202=\"PTAC\",$AB202=\"PTHP\"),OR($AG202<>\"Yes\",$AH202>$N202)),$BH202,IFERROR(IF(OR($CP202=0,$DB202=0),0,($CF202*$CJ202*$CP202)-($CU202*$CV202*$DB202)),0)))","v":0},{"$f":"IF(OR($C202<>\"Early Retirement\",$D202=\"\",$J202=\"\",$AB202=\"\",$AH202=\"\",$AI202=\"\",$AL202=\"\",$AM202=\"\",$AO202=\"\"),0,IF(AND($C202=\"Early Retirement\",OR($AB202=\"PTAC\",$AB202=\"PTHP\"),OR($AG202<>\"Yes\",$AH202>$N202)),$BI202,IFERROR(IF(OR($CQ202=0,$DC202=0),0,($CM202/$CN202*$CQ202-$CY202/$CZ202*$DC202)/3412),0)))","v":0},{"$f":"IF(OR($C202<>\"Early Retirement\",$D202=\"\",$J202=\"\",$AB202=\"\",$AH202=\"\",$AI202=\"\",$AL202=\"\",AND($AM202=\"\",$AN202=\"\"),$AO202=\"\"),0,IF(AND($C202=\"Early Retirement\",OR($AB202=\"PTAC\",$AB202=\"PTHP\"),OR($AG202<>\"Yes\",$AH202>$N202)),$BJ202,IFERROR(IF(OR($CR202=0,$DD202=0),0,($CF202*$CK202*$CR202)-($CU202*$CW202*$DD202)),0)))","v":0},{"$f":"IF(OR($C202<>\"Early Retirement\",$D202=\"\",$J202=\"\",$AB202=\"\",$AJ202=\"\",$AK202=\"\",$AL202=\"\",$AP202=\"\",$AQ202=\"\"),0,IF(AND($C202=\"Early Retirement\",OR($AB202=\"PTAC\",$AB202=\"PTHP\"),OR($AG202<>\"Yes\",$AH202>$N202)),$BK202,IFERROR(IF(OR($CS202=0,$DE202=0),0,(($CM202*(1/$CN202)*$CS202)-($CY202*(1/$CZ202)*$DE202))*(1/3412)),0)))","v":0},0,{"$f":"IF(OR($C202<>\"Early Retirement\",$J202=\"\"),0,IF(OR($I202=\"DX AC Air Cooled\",$I202=\"DX HP Air Cooled\"),VLOOKUP($J202,'Early Retirement'!$CI$6:$CM$32,2,FALSE),IF(OR($I202=\"PTAC\",$I202=\"PTHP\"),VLOOKUP($J202,'Early Retirement'!$CI$6:$CM$32,3,FALSE),IF(AND(OR($I202=\"Air Cooled Chiller\",$I202=\"Water Cooled Chiller\"),$L202<>\"Centrifugal\"),VLOOKUP($J202,'Early Retirement'!$CI$6:$CM$32,4,FALSE),IF(AND(OR($I202=\"Air Cooled Chiller\",$I202=\"Water Cooled Chiller\"),$L202=\"Centrifugal\"),VLOOKUP($J202,'Early Retirement'!$CI$6:$CM$32,5,FALSE),\"\")))))","v":0},{"$f":"IF(OR($C202<>\"Early Retirement\",$J202=\"\",$AB202=\"\",$AY202=\"\"),0,$AY202-$BR202)","v":0},0,0,{"$f":"IF(OR($CV202>$BE202,$CW202>$BF202,$CZ202<$BG202),0,MAX(BT202,BU202))","v":0},0,{"$f":"IF($AE202=\"\",0,$BV202-$BW202)","v":0},0,0,{"$f":"IF($AE202=\"\",0,$BY202-$BZ202)","v":0},{"$f":"IF(OR($CV202>$BE202,$CW202>$BF202,$CZ202<$BG202),0,IF(AND($C202=\"Early Retirement\",$I202=\"Air Cooled Chiller\",$AB202=\"Water Cooled Chiller\"),$BX202,MAX(BT202,BU202)))","v":0},0,{"$f":"IF($C202=\"New Construction\",$CT202,IF($I202=\"\",\"\",VLOOKUP($I202,$DL$10:$DN$22,3,FALSE)))","v":""},"","",0,0,0,{"$f":"IF(AND($C202=\"Early Retirement\",$J202<>\"\",$S202<>\"\",$U202<>\"\"),$CG202,IF(AND(OR($AB202=\"DX AC Air Cooled\",$AB202=\"DX HP Air Cooled\"),OR(AND($AI202=\"Btu/hr\",$AH202<65000),AND($AI202=\"Tons\",$AH202<65000/12000)),$AC202=\"Split\",$AN202>=15.2),MAX(Baselines!$CB195,12/9.8),Baselines!$CB195))","v":0},{"$f":"IF(AND($C202=\"Early Retirement\",$J202<>\"\",$S202<>\"\",$U202<>\"\"),$CH202,Baselines!$CC195)","v":0},{"$f":"Baselines!$CD195","v":"kW/ton"},"",{"$f":"IF(AND($C202=\"Early Retirement\",$J202<>\"\",$S202<>\"\",$U202<>\"\"),$CI202,IF(AND(Baselines!$CE195=0,OR($CT202=\"DX HP\",$CT202=\"PTHP\")),$BG202,Baselines!$CE195))","v":0},"COP",{"$f":"IF(OR($C202=\"Replace-on-Burnout\",$C202=\"New Construction\"),$DB202,IF($CD202=\"\",\"\",IF(OR($CD202=\"DX HP\",$CD202=\"PTHP\"),VLOOKUP($D202,'Factor Tables'!$B$89:$M$105,MATCH(CONCATENATE($CD202,\" Clg\"),'Factor Tables'!$B$88:$M$88,0),FALSE),VLOOKUP($D202,'Factor Tables'!$B$89:$M$105,MATCH($CD202,'Factor Tables'!$B$88:$M$88,0),FALSE))))","v":""},{"$f":"IF(OR($C202=\"Replace-on-Burnout\",$C202=\"New Construction\"),$DC202,IF($CD202=\"\",\"\",IF($CD202=\"DX HP\",VLOOKUP($D202,'Factor Tables'!$B$89:$M$105,MATCH(\"DX HP Htg\",'Factor Tables'!$B$88:$M$88,0),FALSE),0)))","v":""},{"$f":"IF(OR($C202=\"Replace-on-Burnout\",$C202=\"New Construction\"),$DD202,IF($CD202=\"\",\"\",IF($CD202=\"DX HP\",VLOOKUP($D202,'Factor Tables'!$N$89:$Y$105,MATCH(\"DX HP Clg\",'Factor Tables'!$N$88:$Y$88,0),FALSE),IF($CD202=\"PTHP\",VLOOKUP($D202,'Factor Tables'!$N$89:$Y$105,MATCH(\"PTHP Clg\",'Factor Tables'!$N$88:$Y$88,0),FALSE),IF(AND($CD202<>\"DX HP\",$CD202<>\"PTHP\"),VLOOKUP($D202,'Factor Tables'!$N$89:$Y$105,MATCH($CD202,'Factor Tables'!$N$88:$Y$88,0),FALSE),\"\")))))","v":""},{"$f":"IF(OR($C202=\"Replace-on-Burnout\",$C202=\"New Construction\",$CT202=\"DX HP\",$CT202=\"PTHP\"),$DE202,IF($CD202=\"\",\"\",IF($CD202=\"DX HP\",VLOOKUP($D202,'Factor Tables'!$N$89:$Y$105,MATCH(\"DX HP Htg\",'Factor Tables'!$N$88:$Y$88,0),FALSE),IF($CD202=\"PTHP\",VLOOKUP($D202,'Factor Tables'!$N$89:$Y$105,MATCH(\"PTHP Htg\",'Factor Tables'!$N$88:$Y$88,0),FALSE),0))))","v":""},{"$f":"IF($AB202=\"\",\"\",VLOOKUP($AB202,$DL$10:$DN$22,3,FALSE))","v":""},{"$f":"IF(OR($AH202=\"\",$AI202=\"\",$AL202=\"\"),\"\",IF($AI202=\"Btu/hr\",($AH202/12000)*$AL202,IF($AI202=\"Tons\",$AH202*$AL202,\"\")))","v":""},0,0,"kW/ton",{"$f":"IF(OR($AJ202=\"\",$AK202=\"\",$AL202=\"\"),\"\",IF($AK202=\"Tons\",($AJ202*12000)*$AL202,IF($AK202=\"Btu/hr\",$AJ202*$AL202,\"\")))","v":""},0,"COP",{"$f":"IF($CT202=\"\",\"\",IF(OR($CT202=\"DX HP\",$CT202=\"VRF HP\",$CT202=\"PTHP\"),VLOOKUP($D202,'Factor Tables'!$B$89:$M$105,MATCH(CONCATENATE($CT202,\" Clg\"),'Factor Tables'!$B$88:$M$88,0),FALSE),VLOOKUP($D202,'Factor Tables'!$B$89:$M$105,MATCH($CT202,'Factor Tables'!$B$88:$M$88,0),FALSE)))","v":""},{"$f":"IF($CT202=\"\",\"\",IF(OR($CT202=\"DX HP\",$CT202=\"VRF HP\",$CT202=\"PTHP\"),VLOOKUP($D202,'Factor Tables'!$B$89:$M$105,MATCH(CONCATENATE($CT202,\" Htg\"),'Factor Tables'!$B$88:$M$88,0),FALSE),0))","v":""},{"$f":"IF($CT202=\"\",\"\",IF(OR($CT202=\"DX HP\",$CT202=\"VRF HP\",$CT202=\"PTHP\"),VLOOKUP($D202,'Factor Tables'!$N$89:$Y$105,MATCH(CONCATENATE($CT202,\" Clg\"),'Factor Tables'!$N$88:$Y$88,0),FALSE),VLOOKUP($D202,'Factor Tables'!$N$89:$Y$105,MATCH($CT202,'Factor Tables'!$N$88:$Y$88,0),FALSE)))","v":""},{"$f":"IF($CT202=\"\",\"\",IF(OR($CT202=\"DX HP\",$CT202=\"VRF HP\",$CT202=\"PTHP\"),VLOOKUP($D202,'Factor Tables'!$N$89:$Y$105,MATCH(CONCATENATE($CT202,\" Htg\"),'Factor Tables'!$N$88:$Y$88,0),FALSE),0))","v":""},{"$f":"IF($AB202=\"\",0,VLOOKUP($AB202,'Utility Admin'!$E:$G,2,FALSE))","v":0},{"$f":"IF($AB202=\"\",0,VLOOKUP($AB202,'Utility Admin'!$E:$G,3,FALSE))","v":0},{"$f":"IFERROR(IF(ABS(Summary!$F$12)<=ABS(Summary!$E$12)*'Utility Admin'!$I$5,$AZ202*$DF202+$BA202*$DG202,$AZ202*$DF202+$AZ202*'Utility Admin'!$I$5*$DG202),0)","v":0},null,{"$f":"IF(AND($AB202<>\"DX HP Air Cooled\",$AB202<>\"PTHP\"),\"Summer\",IF(AND($C202=\"Early Retirement\",$BU202>$BT202),\"Winter\",IF(AND($C202=\"Early Retirement\",$BU202<=$BT202),\"Summer\",IF((($CM202/$CN202*$CQ202-$CY202/$CZ202*$DC202)/3412)>(($CF202*$CJ202*$CP202)-($CU202*$CV202*$DB202)),\"Winter\",\"Summer\"))))","v":"Summer"},null,null,null,null,null,null,null,null,null,null,{"$f":"IF(OR('Project Info'!$C$10=\"\",$C202=\"\",$D202=\"\"),\"\",VLOOKUP($D202,$DW$9:$DZ$32,MATCH($C202,$DW$9:$DZ$9,0),FALSE))","v":""},null,null,null,null,null,null,"ERROR: Contact Program Manager. Post Capacity/Unit x Post # of Units must be within +/- 20% of Pre Capacity/Unit x Pre # of Units."]
[null,194,{"$f":"IF($C202=\"\",\"\",$C202)","v":""},{"$f":"IF($D202=\"\",\"\",$D202)","v":""},null,null,null,null,null,null,null,null,null,null,null,null,null,null,null,null,null,null,null,null,null,null,null,null,null,null,null,null,null,null,null,null,null,null,null,null,null,null,null,0,0,{"$f":"IF(OR($AJ203=\"\",$AK203=\"\"),0,IF($AK203=\"Tons\",$AJ203,IF($AK203=\"Btu/hr\",$AJ203/12000,\"\")))","v":0},0,0,0,999999999,"",0,0,{"$f":"IFERROR(IF($DH$261>'Utility Admin'!$H$5,$BA203/$BA$5*$BB$261,$DH203),0)","v":0},"","",{"$f":"IF(AND(OR($AB203=\"DX AC Air Cooled\",$AB203=\"DX HP Air Cooled\"),OR(AND($AI203=\"Btu/hr\",$AH203<65000),AND($AI203=\"Tons\",$AH203<65000/12000)),$AC203=\"Split\",$AN203>=15.2),MAX(Baselines!$CB447,12/9.8),Baselines!$CB447)","v":0},{"$f":"Baselines!$CC447","v":0},{"$f":"Baselines!$CE447","v":0},0,0,0,0,{"$f":"BJ203+BK203","v":0},0,0,0,0,{"$f":"BO203+BP203","v":0},{"$f":"IF(OR($C203<>\"Early Retirement\",$J203=\"\"),0,IF(OR($I203=\"DX AC Air Cooled\",$I203=\"DX HP Air Cooled\"),VLOOKUP($J203,'Early Retirement'!$CI$6:$CM$32,2,FALSE),IF(OR($I203=\"PTAC\",$I203=\"PTHP\"),VLOOKUP($J203,'Early Retirement'!$CI$6:$CM$32,3,FALSE),IF(AND(OR($I203=\"Air Cooled Chiller\",$I203=\"Water Cooled Chiller\"),$L203<>\"Centrifugal\"),VLOOKUP($J203,'Early Retirement'!$CI$6:$CM$32,4,FALSE),IF(AND(OR($I203=\"Air Cooled Chiller\",$I203=\"Water Cooled Chiller\"),$L203=\"Centrifugal\"),VLOOKUP($J203,'Early Retirement'!$CI$6:$CM$32,5,FALSE),\"\")))))","v":0},0,{"$f":"IF(OR($C203<>\"Early Retirement\",$AM203=\"\",AND($AB203<>\"PTAC\",$AB203<>\"PTHP\",$AN203=\"\"),$AO203=\"\"),0,($BM203*$BR203+$BH203*$BS203)/SUM($BR203:$BS203))","v":0},{"$f":"IF(OR($C203<>\"Early Retirement\",$AM203=\"\",AND($AB203<>\"PTAC\",$AB203<>\"PTHP\",$AN203=\"\"),$AO203=\"\"),0,($BN203*$BR203+$BI203*$BS203)/SUM($BR203:$BS203))","v":0},0,{"$f":"$AE203*(0.746/0.86)*0.8","v":0},0,{"$f":"IF(OR($C203<>\"Early Retirement\",$AM203=\"\",AND($AB203<>\"PTAC\",$AB203<>\"PTHP\",$AN203=\"\"),$AO203=\"\",OR($CV203>$BE203,$CW203>$BF203,$CZ203<$BG203)),0,($BQ203*$BR203+$BL203*$BS203)/SUM($BR203:$BS203))","v":0},{"$f":"$BW203*8760","v":0},0,0,{"$f":"IF(OR($C203<>\"Early Retirement\",$AM203=\"\",AND($AB203<>\"PTAC\",$AB203<>\"PTHP\",$AN203=\"\"),$AO203=\"\",OR($CV203>$BE203,$CW203>$BF203,$CZ203<$BG203)),0,IF(AND($C203=\"Early Retirement\",$I203=\"Air Cooled Chiller\",$AB203=\"Water Cooled Chiller\"),$CA203,($BQ203*$BR203+$BL203*$BS203)/SUM($BR203:$BS203)))","v":0},"",{"$f":"IF(OR($N203=\"\",$O203=\"\",$R203=\"\"),\"\",IF($O203=\"Btu/hr\",($N203/12000)*$R203,IF($O203=\"Tons\",$N203*$R203,\"\")))","v":""},{"$f":"CU203","v":""},{"$f":"IF($U203=\"EER\",12/$S203,IF($U203=\"kW/ton\",$S203,0))","v":0},{"$f":"IF(AND(OR($I203=\"PTAC\",$I203=\"PTHP\"),$U203=\"EER\"),12/$S203,IF(AND(OR($I203=\"PTAC\",$I203=\"PTHP\"),$U203=\"kW/ton\"),$S203,IF($U203=\"EER\",12/$T203,IF($U203=\"kW/ton\",$T203,0))))","v":0},{"$f":"IF($W203=\"HSPF\",$V203/3.214,IF($W203=\"COP\",$V203,0))","v":0},{"$f":"IF(AND($C203=\"Early Retirement\",$J203<>\"\",$S203<>\"\",$U203<>\"\"),$CG203,IF(AND(OR($AB203=\"DX AC Air Cooled\",$AB203=\"DX HP Air Cooled\"),OR(AND($AI203=\"Btu/hr\",$AH203<65000),AND($AI203=\"Tons\",$AH203<65000/12000)),$AC203=\"Split\",$AN203>=15.2),MAX(Baselines!$CB196,12/9.8),Baselines!$CB196))","v":0},{"$f":"IF(AND($C203=\"Early Retirement\",$J203<>\"\",$S203<>\"\",$U203<>\"\"),$CH203,Baselines!$CC196)","v":0},{"$f":"Baselines!$CD196","v":"kW/ton"},{"$f":"CY203","v":""},{"$f":"IF(AND($C203=\"Early Retirement\",$J203<>\"\",$S203<>\"\",$U203<>\"\"),$CI203,IF(AND(Baselines!$CE196=0,OR($CT203=\"DX HP\",$CT203=\"PTHP\")),$BG203,Baselines!$CE196))","v":0},"COP",{"$f":"IF(OR($C203=\"Replace-on-Burnout\",$C203=\"New Construction\"),$DB203,IF($CD203=\"\",\"\",IF(OR($CD203=\"DX HP\",$CD203=\"PTHP\"),VLOOKUP($D203,'Factor Tables'!$B$89:$M$105,MATCH(CONCATENATE($CD203,\" Clg\"),'Factor Tables'!$B$88:$M$88,0),FALSE),VLOOKUP($D203,'Factor Tables'!$B$89:$M$105,MATCH($CD203,'Factor Tables'!$B$88:$M$88,0),FALSE))))","v":""},{"$f":"IF(OR($C203=\"Replace-on-Burnout\",$C203=\"New Construction\"),$DC203,IF($CD203=\"\",\"\",IF($CD203=\"DX HP\",VLOOKUP($D203,'Factor Tables'!$B$89:$M$105,MATCH(\"DX HP Htg\",'Factor Tables'!$B$88:$M$88,0),FALSE),0)))","v":""},{"$f":"IF(OR($C203=\"Replace-on-Burnout\",$C203=\"New Construction\"),$DD203,IF($CD203=\"\",\"\",IF($CD203=\"DX HP\",VLOOKUP($D203,'Factor Tables'!$N$89:$Y$105,MATCH(\"DX HP Clg\",'Factor Tables'!$N$88:$Y$88,0),FALSE),IF($CD203=\"PTHP\",VLOOKUP($D203,'Factor Tables'!$N$89:$Y$105,MATCH(\"PTHP Clg\",'Factor Tables'!$N$88:$Y$88,0),FALSE),IF(AND($CD203<>\"DX HP\",$CD203<>\"PTHP\"),VLOOKUP($D203,'Factor Tables'!$N$89:$Y$105,MATCH($CD203,'Factor Tables'!$N$88:$Y$88,0),FALSE),\"\")))))","v":""},{"$f":"IF(OR($C203=\"Replace-on-Burnout\",$C203=\"New Construction\",$CT203=\"DX HP\",$CT203=\"PTHP\"),$DE203,IF($CD203=\"\",\"\",IF($CD203=\"DX HP\",VLOOKUP($D203,'Factor Tables'!$N$89:$Y$105,MATCH(\"DX HP Htg\",'Factor Tables'!$N$88:$Y$88,0),FALSE),IF($CD203=\"PTHP\",VLOOKUP($D203,'Factor Tables'!$N$89:$Y$105,MATCH(\"PTHP Htg\",'Factor Tables'!$N$88:$Y$88,0),FALSE),0))))","v":""},"","",{"$f":"IF($AO203=\"EER\",12/$AM203,IF($AO203=\"kW/ton\",$AM203,0))","v":0},{"$f":"IF(AND(OR($AB203=\"VRF HP Water Cooled\",$AB203=\"PTAC\",$AB203=\"PTHP\"),$AO203=\"EER\"),12/$AM203,IF(AND(OR($AB203=\"VRF HP Water Cooled\",$AB203=\"PTAC\",$AB203=\"PTHP\"),$AO203=\"kW/ton\"),$AM203,IF($AO203=\"EER\",12/$AN203,IF($AO203=\"kW/ton\",$AN203,0))))","v":0},"kW/ton","",{"$f":"IF($AQ203=\"HSPF\",$AP203/3.412,IF($AQ203=\"COP\",$AP203,0))","v":0},"COP",{"$f":"IF($CT203=\"\",\"\",IF(OR($CT203=\"DX HP\",$CT203=\"VRF HP\",$CT203=\"PTHP\"),VLOOKUP($D203,'Factor Tables'!$B$89:$M$105,MATCH(CONCATENATE($CT203,\" Clg\"),'Factor Tables'!$B$88:$M$88,0),FALSE),VLOOKUP($D203,'Factor Tables'!$B$89:$M$105,MATCH($CT203,'Factor Tables'!$B$88:$M$88,0),FALSE)))","v":""},{"$f":"IF($CT203=\"\",\"\",IF(OR($CT203=\"DX HP\",$CT203=\"VRF HP\",$CT203=\"PTHP\"),VLOOKUP($D203,'Factor Tables'!$B$89:$M$105,MATCH(CONCATENATE($CT203,\" Htg\"),'Factor Tables'!$B$88:$M$88,0),FALSE),0))","v":""},{"$f":"IF($CT203=\"\",\"\",IF(OR($CT203=\"DX HP\",$CT203=\"VRF HP\",$CT203=\"PTHP\"),VLOOKUP($D203,'Factor Tables'!$N$89:$Y$105,MATCH(CONCATENATE($CT203,\" Clg\"),'Factor Tables'!$N$88:$Y$88,0),FALSE),VLOOKUP($D203,'Factor Tables'!$N$89:$Y$105,MATCH($CT203,'Factor Tables'!$N$88:$Y$88,0),FALSE)))","v":""},{"$f":"IF($CT203=\"\",\"\",IF(OR($CT203=\"DX HP\",$CT203=\"VRF HP\",$CT203=\"PTHP\"),VLOOKUP($D203,'Factor Tables'!$N$89:$Y$105,MATCH(CONCATENATE($CT203,\" Htg\"),'Factor Tables'!$N$88:$Y$88,0),FALSE),0))","v":""},{"$f":"IF($AB203=\"\",0,VLOOKUP($AB203,'Utility Admin'!$E:$G,2,FALSE))","v":0},{"$f":"IF($AB203=\"\",0,VLOOKUP($AB203,'Utility Admin'!$E:$G,3,FALSE))","v":0},{"$f":"IFERROR(IF(ABS(Summary!$F$12)<=ABS(Summary!$E$12)*'Utility Admin'!$I$5,$AZ203*$DF203+$BA203*$DG203,$AZ203*$DF203+$AZ203*'Utility Admin'!$I$5*$DG203),0)","v":0},null,"Summer",null,null,null,null,null,null,null,null,null,null,{"$f":"IF(OR('Project Info'!$C$10=\"\",$C203=\"\",$D203=\"\"),\"\",VLOOKUP($D203,$DW$9:$DZ$32,MATCH($C203,$DW$9:$DZ$9,0),FALSE))","v":""},null,null,null,null,null,null,"ERROR: Contact Program Manager. Post Capacity/Unit x Post # of Units must be within +/- 20% of Pre Capacity/Unit x Pre # of Units."]
[null,195,"","",null,null,null,null,null,null,null,null,null,null,null,null,null,null,null,null,null,null,null,null,null,null,null,null,null,null,null,null,null,null,null,null,null,null,null,null,null,null,null,0,0,0,0,0,0,999999999,"",0,0,{"$f":"IFERROR(IF($DH$261>'Utility Admin'!$H$5,$BA204/$BA$5*$BB$261,$DH204),0)","v":0},"","",{"$f":"IF(AND(OR($AB204=\"DX AC Air Cooled\",$AB204=\"DX HP Air Cooled\"),OR(AND($AI204=\"Btu/hr\",$AH204<65000),AND($AI204=\"Tons\",$AH204<65000/12000)),$AC204=\"Split\",$AN204>=15.2),MAX(Baselines!$CB448,12/9.8),Baselines!$CB448)","v":0},{"$f":"Baselines!$CC448","v":0},{"$f":"Baselines!$CE448","v":0},0,0,0,0,0,0,0,0,0,0,{"$f":"IF(OR($C204<>\"Early Retirement\",$J204=\"\"),0,IF(OR($I204=\"DX AC Air Cooled\",$I204=\"DX HP Air Cooled\"),VLOOKUP($J204,'Early Retirement'!$CI$6:$CM$32,2,FALSE),IF(OR($I204=\"PTAC\",$I204=\"PTHP\"),VLOOKUP($J204,'Early Retirement'!$CI$6:$CM$32,3,FALSE),IF(AND(OR($I204=\"Air Cooled Chiller\",$I204=\"Water Cooled Chiller\"),$L204<>\"Centrifugal\"),VLOOKUP($J204,'Early Retirement'!$CI$6:$CM$32,4,FALSE),IF(AND(OR($I204=\"Air Cooled Chiller\",$I204=\"Water Cooled Chiller\"),$L204=\"Centrifugal\"),VLOOKUP($J204,'Early Retirement'!$CI$6:$CM$32,5,FALSE),\"\")))))","v":0},0,0,0,0,0,0,0,0,0,0,0,"","","",0,0,0,{"$f":"IF(AND($C204=\"Early Retirement\",$J204<>\"\",$S204<>\"\",$U204<>\"\"),$CG204,IF(AND(OR($AB204=\"DX AC Air Cooled\",$AB204=\"DX HP Air Cooled\"),OR(AND($AI204=\"Btu/hr\",$AH204<65000),AND($AI204=\"Tons\",$AH204<65000/12000)),$AC204=\"Split\",$AN204>=15.2),MAX(Baselines!$CB197,12/9.8),Baselines!$CB197))","v":0},{"$f":"IF(AND($C204=\"Early Retirement\",$J204<>\"\",$S204<>\"\",$U204<>\"\"),$CH204,Baselines!$CC197)","v":0},{"$f":"Baselines!$CD197","v":"kW/ton"},"",{"$f":"IF(AND($C204=\"Early Retirement\",$J204<>\"\",$S204<>\"\",$U204<>\"\"),$CI204,IF(AND(Baselines!$CE197=0,OR($CT204=\"DX HP\",$CT204=\"PTHP\")),$BG204,Baselines!$CE197))","v":0},"COP",{"$f":"IF(OR($C204=\"Replace-on-Burnout\",$C204=\"New Construction\"),$DB204,IF($CD204=\"\",\"\",IF(OR($CD204=\"DX HP\",$CD204=\"PTHP\"),VLOOKUP($D204,'Factor Tables'!$B$89:$M$105,MATCH(CONCATENATE($CD204,\" Clg\"),'Factor Tables'!$B$88:$M$88,0),FALSE),VLOOKUP($D204,'Factor Tables'!$B$89:$M$105,MATCH($CD204,'Factor Tables'!$B$88:$M$88,0),FALSE))))","v":""},{"$f":"IF(OR($C204=\"Replace-on-Burnout\",$C204=\"New Construction\"),$DC204,IF($CD204=\"\",\"\",IF($CD204=\"DX HP\",VLOOKUP($D204,'Factor Tables'!$B$89:$M$105,MATCH(\"DX HP Htg\",'Factor Tables'!$B$88:$M$88,0),FALSE),0)))","v":""},{"$f":"IF(OR($C204=\"Replace-on-Burnout\",$C204=\"New Construction\"),$DD204,IF($CD204=\"\",\"\",IF($CD204=\"DX HP\",VLOOKUP($D204,'Factor Tables'!$N$89:$Y$105,MATCH(\"DX HP Clg\",'Factor Tables'!$N$88:$Y$88,0),FALSE),IF($CD204=\"PTHP\",VLOOKUP($D204,'Factor Tables'!$N$89:$Y$105,MATCH(\"PTHP Clg\",'Factor Tables'!$N$88:$Y$88,0),FALSE),IF(AND($CD204<>\"DX HP\",$CD204<>\"PTHP\"),VLOOKUP($D204,'Factor Tables'!$N$89:$Y$105,MATCH($CD204,'Factor Tables'!$N$88:$Y$88,0),FALSE),\"\")))))","v":""},{"$f":"IF(OR($C204=\"Replace-on-Burnout\",$C204=\"New Construction\",$CT204=\"DX HP\",$CT204=\"PTHP\"),$DE204,IF($CD204=\"\",\"\",IF($CD204=\"DX HP\",VLOOKUP($D204,'Factor Tables'!$N$89:$Y$105,MATCH(\"DX HP Htg\",'Factor Tables'!$N$88:$Y$88,0),FALSE),IF($CD204=\"PTHP\",VLOOKUP($D204,'Factor Tables'!$N$89:$Y$105,MATCH(\"PTHP Htg\",'Factor Tables'!$N$88:$Y$88,0),FALSE),0))))","v":""},"","",0,0,"kW/ton","",0,"COP",{"$f":"IF($CT204=\"\",\"\",IF(OR($CT204=\"DX HP\",$CT204=\"VRF HP\",$CT204=\"PTHP\"),VLOOKUP($D204,'Factor Tables'!$B$89:$M$105,MATCH(CONCATENATE($CT204,\" Clg\"),'Factor Tables'!$B$88:$M$88,0),FALSE),VLOOKUP($D204,'Factor Tables'!$B$89:$M$105,MATCH($CT204,'Factor Tables'!$B$88:$M$88,0),FALSE)))","v":""},{"$f":"IF($CT204=\"\",\"\",IF(OR($CT204=\"DX HP\",$CT204=\"VRF HP\",$CT204=\"PTHP\"),VLOOKUP($D204,'Factor Tables'!$B$89:$M$105,MATCH(CONCATENATE($CT204,\" Htg\"),'Factor Tables'!$B$88:$M$88,0),FALSE),0))","v":""},{"$f":"IF($CT204=\"\",\"\",IF(OR($CT204=\"DX HP\",$CT204=\"VRF HP\",$CT204=\"PTHP\"),VLOOKUP($D204,'Factor Tables'!$N$89:$Y$105,MATCH(CONCATENATE($CT204,\" Clg\"),'Factor Tables'!$N$88:$Y$88,0),FALSE),VLOOKUP($D204,'Factor Tables'!$N$89:$Y$105,MATCH($CT204,'Factor Tables'!$N$88:$Y$88,0),FALSE)))","v":""},{"$f":"IF($CT204=\"\",\"\",IF(OR($CT204=\"DX HP\",$CT204=\"VRF HP\",$CT204=\"PTHP\"),VLOOKUP($D204,'Factor Tables'!$N$89:$Y$105,MATCH(CONCATENATE($CT204,\" Htg\"),'Factor Tables'!$N$88:$Y$88,0),FALSE),0))","v":""},{"$f":"IF($AB204=\"\",0,VLOOKUP($AB204,'Utility Admin'!$E:$G,2,FALSE))","v":0},{"$f":"IF($AB204=\"\",0,VLOOKUP($AB204,'Utility Admin'!$E:$G,3,FALSE))","v":0},{"$f":"IFERROR(IF(ABS(Summary!$F$12)<=ABS(Summary!$E$12)*'Utility Admin'!$I$5,$AZ204*$DF204+$BA204*$DG204,$AZ204*$DF204+$AZ204*'Utility Admin'!$I$5*$DG204),0)","v":0},null,"Summer",null,null,null,null,null,null,null,null,null,null,{"$f":"IF(OR('Project Info'!$C$10=\"\",$C204=\"\",$D204=\"\"),\"\",VLOOKUP($D204,$DW$9:$DZ$32,MATCH($C204,$DW$9:$DZ$9,0),FALSE))","v":""},null,null,null,null,null,null,"ERROR: Contact Program Manager. Post Capacity/Unit x Post # of Units must be within +/- 20% of Pre Capacity/Unit x Pre # of Units."]
[null,196,"","",null,null,null,null,null,null,null,null,null,null,null,null,null,null,null,null,null,null,null,null,null,null,null,null,null,null,null,null,null,null,null,null,null,null,null,null,null,null,null,0,0,0,0,0,0,999999999,"",0,0,{"$f":"IFERROR(IF($DH$261>'Utility Admin'!$H$5,$BA205/$BA$5*$BB$261,$DH205),0)","v":0},"","",{"$f":"IF(AND(OR($AB205=\"DX AC Air Cooled\",$AB205=\"DX HP Air Cooled\"),OR(AND($AI205=\"Btu/hr\",$AH205<65000),AND($AI205=\"Tons\",$AH205<65000/12000)),$AC205=\"Split\",$AN205>=15.2),MAX(Baselines!$CB449,12/9.8),Baselines!$CB449)","v":0},{"$f":"Baselines!$CC449","v":0},{"$f":"Baselines!$CE449","v":0},0,0,0,0,0,0,0,0,0,0,{"$f":"IF(OR($C205<>\"Early Retirement\",$J205=\"\"),0,IF(OR($I205=\"DX AC Air Cooled\",$I205=\"DX HP Air Cooled\"),VLOOKUP($J205,'Early Retirement'!$CI$6:$CM$32,2,FALSE),IF(OR($I205=\"PTAC\",$I205=\"PTHP\"),VLOOKUP($J205,'Early Retirement'!$CI$6:$CM$32,3,FALSE),IF(AND(OR($I205=\"Air Cooled Chiller\",$I205=\"Water Cooled Chiller\"),$L205<>\"Centrifugal\"),VLOOKUP($J205,'Early Retirement'!$CI$6:$CM$32,4,FALSE),IF(AND(OR($I205=\"Air Cooled Chiller\",$I205=\"Water Cooled Chiller\"),$L205=\"Centrifugal\"),VLOOKUP($J205,'Early Retirement'!$CI$6:$CM$32,5,FALSE),\"\")))))","v":0},0,0,0,0,0,0,0,0,0,0,0,"","","",0,0,0,{"$f":"IF(AND($C205=\"Early Retirement\",$J205<>\"\",$S205<>\"\",$U205<>\"\"),$CG205,IF(AND(OR($AB205=\"DX AC Air Cooled\",$AB205=\"DX HP Air Cooled\"),OR(AND($AI205=\"Btu/hr\",$AH205<65000),AND($AI205=\"Tons\",$AH205<65000/12000)),$AC205=\"Split\",$AN205>=15.2),MAX(Baselines!$CB198,12/9.8),Baselines!$CB198))","v":0},{"$f":"IF(AND($C205=\"Early Retirement\",$J205<>\"\",$S205<>\"\",$U205<>\"\"),$CH205,Baselines!$CC198)","v":0},{"$f":"Baselines!$CD198","v":"kW/ton"},"",{"$f":"IF(AND($C205=\"Early Retirement\",$J205<>\"\",$S205<>\"\",$U205<>\"\"),$CI205,IF(AND(Baselines!$CE198=0,OR($CT205=\"DX HP\",$CT205=\"PTHP\")),$BG205,Baselines!$CE198))","v":0},"COP",{"$f":"IF(OR($C205=\"Replace-on-Burnout\",$C205=\"New Construction\"),$DB205,IF($CD205=\"\",\"\",IF(OR($CD205=\"DX HP\",$CD205=\"PTHP\"),VLOOKUP($D205,'Factor Tables'!$B$89:$M$105,MATCH(CONCATENATE($CD205,\" Clg\"),'Factor Tables'!$B$88:$M$88,0),FALSE),VLOOKUP($D205,'Factor Tables'!$B$89:$M$105,MATCH($CD205,'Factor Tables'!$B$88:$M$88,0),FALSE))))","v":""},{"$f":"IF(OR($C205=\"Replace-on-Burnout\",$C205=\"New Construction\"),$DC205,IF($CD205=\"\",\"\",IF($CD205=\"DX HP\",VLOOKUP($D205,'Factor Tables'!$B$89:$M$105,MATCH(\"DX HP Htg\",'Factor Tables'!$B$88:$M$88,0),FALSE),0)))","v":""},{"$f":"IF(OR($C205=\"Replace-on-Burnout\",$C205=\"New Construction\"),$DD205,IF($CD205=\"\",\"\",IF($CD205=\"DX HP\",VLOOKUP($D205,'Factor Tables'!$N$89:$Y$105,MATCH(\"DX HP Clg\",'Factor Tables'!$N$88:$Y$88,0),FALSE),IF($CD205=\"PTHP\",VLOOKUP($D205,'Factor Tables'!$N$89:$Y$105,MATCH(\"PTHP Clg\",'Factor Tables'!$N$88:$Y$88,0),FALSE),IF(AND($CD205<>\"DX HP\",$CD205<>\"PTHP\"),VLOOKUP($D205,'Factor Tables'!$N$89:$Y$105,MATCH($CD205,'Factor Tables'!$N$88:$Y$88,0),FALSE),\"\")))))","v":""},{"$f":"IF(OR($C205=\"Replace-on-Burnout\",$C205=\"New Construction\",$CT205=\"DX HP\",$CT205=\"PTHP\"),$DE205,IF($CD205=\"\",\"\",IF($CD205=\"DX HP\",VLOOKUP($D205,'Factor Tables'!$N$89:$Y$105,MATCH(\"DX HP Htg\",'Factor Tables'!$N$88:$Y$88,0),FALSE),IF($CD205=\"PTHP\",VLOOKUP($D205,'Factor Tables'!$N$89:$Y$105,MATCH(\"PTHP Htg\",'Factor Tables'!$N$88:$Y$88,0),FALSE),0))))","v":""},"","",0,0,"kW/ton","",0,"COP",{"$f":"IF($CT205=\"\",\"\",IF(OR($CT205=\"DX HP\",$CT205=\"VRF HP\",$CT205=\"PTHP\"),VLOOKUP($D205,'Factor Tables'!$B$89:$M$105,MATCH(CONCATENATE($CT205,\" Clg\"),'Factor Tables'!$B$88:$M$88,0),FALSE),VLOOKUP($D205,'Factor Tables'!$B$89:$M$105,MATCH($CT205,'Factor Tables'!$B$88:$M$88,0),FALSE)))","v":""},{"$f":"IF($CT205=\"\",\"\",IF(OR($CT205=\"DX HP\",$CT205=\"VRF HP\",$CT205=\"PTHP\"),VLOOKUP($D205,'Factor Tables'!$B$89:$M$105,MATCH(CONCATENATE($CT205,\" Htg\"),'Factor Tables'!$B$88:$M$88,0),FALSE),0))","v":""},{"$f":"IF($CT205=\"\",\"\",IF(OR($CT205=\"DX HP\",$CT205=\"VRF HP\",$CT205=\"PTHP\"),VLOOKUP($D205,'Factor Tables'!$N$89:$Y$105,MATCH(CONCATENATE($CT205,\" Clg\"),'Factor Tables'!$N$88:$Y$88,0),FALSE),VLOOKUP($D205,'Factor Tables'!$N$89:$Y$105,MATCH($CT205,'Factor Tables'!$N$88:$Y$88,0),FALSE)))","v":""},{"$f":"IF($CT205=\"\",\"\",IF(OR($CT205=\"DX HP\",$CT205=\"VRF HP\",$CT205=\"PTHP\"),VLOOKUP($D205,'Factor Tables'!$N$89:$Y$105,MATCH(CONCATENATE($CT205,\" Htg\"),'Factor Tables'!$N$88:$Y$88,0),FALSE),0))","v":""},{"$f":"IF($AB205=\"\",0,VLOOKUP($AB205,'Utility Admin'!$E:$G,2,FALSE))","v":0},{"$f":"IF($AB205=\"\",0,VLOOKUP($AB205,'Utility Admin'!$E:$G,3,FALSE))","v":0},{"$f":"IFERROR(IF(ABS(Summary!$F$12)<=ABS(Summary!$E$12)*'Utility Admin'!$I$5,$AZ205*$DF205+$BA205*$DG205,$AZ205*$DF205+$AZ205*'Utility Admin'!$I$5*$DG205),0)","v":0},null,"Summer",null,null,null,null,null,null,null,null,null,null,{"$f":"IF(OR('Project Info'!$C$10=\"\",$C205=\"\",$D205=\"\"),\"\",VLOOKUP($D205,$DW$9:$DZ$32,MATCH($C205,$DW$9:$DZ$9,0),FALSE))","v":""},null,null,null,null,null,null,"ERROR: Contact Program Manager. Post Capacity/Unit x Post # of Units must be within +/- 20% of Pre Capacity/Unit x Pre # of Units."]
[null,197,"","",null,null,null,null,null,null,null,null,null,null,null,null,null,null,null,null,null,null,null,null,null,null,null,null,null,null,null,null,null,null,null,null,null,null,null,null,null,null,null,0,0,0,0,0,0,999999999,"",0,0,{"$f":"IFERROR(IF($DH$261>'Utility Admin'!$H$5,$BA206/$BA$5*$BB$261,$DH206),0)","v":0},"","",{"$f":"IF(AND(OR($AB206=\"DX AC Air Cooled\",$AB206=\"DX HP Air Cooled\"),OR(AND($AI206=\"Btu/hr\",$AH206<65000),AND($AI206=\"Tons\",$AH206<65000/12000)),$AC206=\"Split\",$AN206>=15.2),MAX(Baselines!$CB450,12/9.8),Baselines!$CB450)","v":0},{"$f":"Baselines!$CC450","v":0},{"$f":"Baselines!$CE450","v":0},0,0,0,0,0,0,0,0,0,0,{"$f":"IF(OR($C206<>\"Early Retirement\",$J206=\"\"),0,IF(OR($I206=\"DX AC Air Cooled\",$I206=\"DX HP Air Cooled\"),VLOOKUP($J206,'Early Retirement'!$CI$6:$CM$32,2,FALSE),IF(OR($I206=\"PTAC\",$I206=\"PTHP\"),VLOOKUP($J206,'Early Retirement'!$CI$6:$CM$32,3,FALSE),IF(AND(OR($I206=\"Air Cooled Chiller\",$I206=\"Water Cooled Chiller\"),$L206<>\"Centrifugal\"),VLOOKUP($J206,'Early Retirement'!$CI$6:$CM$32,4,FALSE),IF(AND(OR($I206=\"Air Cooled Chiller\",$I206=\"Water Cooled Chiller\"),$L206=\"Centrifugal\"),VLOOKUP($J206,'Early Retirement'!$CI$6:$CM$32,5,FALSE),\"\")))))","v":0},0,0,0,0,0,0,0,0,0,0,0,"","","",0,0,0,{"$f":"IF(AND($C206=\"Early Retirement\",$J206<>\"\",$S206<>\"\",$U206<>\"\"),$CG206,IF(AND(OR($AB206=\"DX AC Air Cooled\",$AB206=\"DX HP Air Cooled\"),OR(AND($AI206=\"Btu/hr\",$AH206<65000),AND($AI206=\"Tons\",$AH206<65000/12000)),$AC206=\"Split\",$AN206>=15.2),MAX(Baselines!$CB199,12/9.8),Baselines!$CB199))","v":0},{"$f":"IF(AND($C206=\"Early Retirement\",$J206<>\"\",$S206<>\"\",$U206<>\"\"),$CH206,Baselines!$CC199)","v":0},{"$f":"Baselines!$CD199","v":"kW/ton"},"",{"$f":"IF(AND($C206=\"Early Retirement\",$J206<>\"\",$S206<>\"\",$U206<>\"\"),$CI206,IF(AND(Baselines!$CE199=0,OR($CT206=\"DX HP\",$CT206=\"PTHP\")),$BG206,Baselines!$CE199))","v":0},"COP",{"$f":"IF(OR($C206=\"Replace-on-Burnout\",$C206=\"New Construction\"),$DB206,IF($CD206=\"\",\"\",IF(OR($CD206=\"DX HP\",$CD206=\"PTHP\"),VLOOKUP($D206,'Factor Tables'!$B$89:$M$105,MATCH(CONCATENATE($CD206,\" Clg\"),'Factor Tables'!$B$88:$M$88,0),FALSE),VLOOKUP($D206,'Factor Tables'!$B$89:$M$105,MATCH($CD206,'Factor Tables'!$B$88:$M$88,0),FALSE))))","v":""},{"$f":"IF(OR($C206=\"Replace-on-Burnout\",$C206=\"New Construction\"),$DC206,IF($CD206=\"\",\"\",IF($CD206=\"DX HP\",VLOOKUP($D206,'Factor Tables'!$B$89:$M$105,MATCH(\"DX HP Htg\",'Factor Tables'!$B$88:$M$88,0),FALSE),0)))","v":""},{"$f":"IF(OR($C206=\"Replace-on-Burnout\",$C206=\"New Construction\"),$DD206,IF($CD206=\"\",\"\",IF($CD206=\"DX HP\",VLOOKUP($D206,'Factor Tables'!$N$89:$Y$105,MATCH(\"DX HP Clg\",'Factor Tables'!$N$88:$Y$88,0),FALSE),IF($CD206=\"PTHP\",VLOOKUP($D206,'Factor Tables'!$N$89:$Y$105,MATCH(\"PTHP Clg\",'Factor Tables'!$N$88:$Y$88,0),FALSE),IF(AND($CD206<>\"DX HP\",$CD206<>\"PTHP\"),VLOOKUP($D206,'Factor Tables'!$N$89:$Y$105,MATCH($CD206,'Factor Tables'!$N$88:$Y$88,0),FALSE),\"\")))))","v":""},{"$f":"IF(OR($C206=\"Replace-on-Burnout\",$C206=\"New Construction\",$CT206=\"DX HP\",$CT206=\"PTHP\"),$DE206,IF($CD206=\"\",\"\",IF($CD206=\"DX HP\",VLOOKUP($D206,'Factor Tables'!$N$89:$Y$105,MATCH(\"DX HP Htg\",'Factor Tables'!$N$88:$Y$88,0),FALSE),IF($CD206=\"PTHP\",VLOOKUP($D206,'Factor Tables'!$N$89:$Y$105,MATCH(\"PTHP Htg\",'Factor Tables'!$N$88:$Y$88,0),FALSE),0))))","v":""},"","",0,0,"kW/ton","",0,"COP",{"$f":"IF($CT206=\"\",\"\",IF(OR($CT206=\"DX HP\",$CT206=\"VRF HP\",$CT206=\"PTHP\"),VLOOKUP($D206,'Factor Tables'!$B$89:$M$105,MATCH(CONCATENATE($CT206,\" Clg\"),'Factor Tables'!$B$88:$M$88,0),FALSE),VLOOKUP($D206,'Factor Tables'!$B$89:$M$105,MATCH($CT206,'Factor Tables'!$B$88:$M$88,0),FALSE)))","v":""},{"$f":"IF($CT206=\"\",\"\",IF(OR($CT206=\"DX HP\",$CT206=\"VRF HP\",$CT206=\"PTHP\"),VLOOKUP($D206,'Factor Tables'!$B$89:$M$105,MATCH(CONCATENATE($CT206,\" Htg\"),'Factor Tables'!$B$88:$M$88,0),FALSE),0))","v":""},{"$f":"IF($CT206=\"\",\"\",IF(OR($CT206=\"DX HP\",$CT206=\"VRF HP\",$CT206=\"PTHP\"),VLOOKUP($D206,'Factor Tables'!$N$89:$Y$105,MATCH(CONCATENATE($CT206,\" Clg\"),'Factor Tables'!$N$88:$Y$88,0),FALSE),VLOOKUP($D206,'Factor Tables'!$N$89:$Y$105,MATCH($CT206,'Factor Tables'!$N$88:$Y$88,0),FALSE)))","v":""},{"$f":"IF($CT206=\"\",\"\",IF(OR($CT206=\"DX HP\",$CT206=\"VRF HP\",$CT206=\"PTHP\"),VLOOKUP($D206,'Factor Tables'!$N$89:$Y$105,MATCH(CONCATENATE($CT206,\" Htg\"),'Factor Tables'!$N$88:$Y$88,0),FALSE),0))","v":""},{"$f":"IF($AB206=\"\",0,VLOOKUP($AB206,'Utility Admin'!$E:$G,2,FALSE))","v":0},{"$f":"IF($AB206=\"\",0,VLOOKUP($AB206,'Utility Admin'!$E:$G,3,FALSE))","v":0},{"$f":"IFERROR(IF(ABS(Summary!$F$12)<=ABS(Summary!$E$12)*'Utility Admin'!$I$5,$AZ206*$DF206+$BA206*$DG206,$AZ206*$DF206+$AZ206*'Utility Admin'!$I$5*$DG206),0)","v":0},null,"Summer",null,null,null,null,null,null,null,null,null,null,{"$f":"IF(OR('Project Info'!$C$10=\"\",$C206=\"\",$D206=\"\"),\"\",VLOOKUP($D206,$DW$9:$DZ$32,MATCH($C206,$DW$9:$DZ$9,0),FALSE))","v":""},null,null,null,null,null,null,"ERROR: Contact Program Manager. Post Capacity/Unit x Post # of Units must be within +/- 20% of Pre Capacity/Unit x Pre # of Units."]
[null,198,"","",null,null,null,null,null,null,null,null,null,null,null,null,null,null,null,null,null,null,null,null,null,null,null,null,null,null,null,null,null,null,null,null,null,null,null,null,null,null,null,0,0,0,0,0,0,999999999,"",0,0,{"$f":"IFERROR(IF($DH$261>'Utility Admin'!$H$5,$BA207/$BA$5*$BB$261,$DH207),0)","v":0},"","",{"$f":"IF(AND(OR($AB207=\"DX AC Air Cooled\",$AB207=\"DX HP Air Cooled\"),OR(AND($AI207=\"Btu/hr\",$AH207<65000),AND($AI207=\"Tons\",$AH207<65000/12000)),$AC207=\"Split\",$AN207>=15.2),MAX(Baselines!$CB451,12/9.8),Baselines!$CB451)","v":0},{"$f":"Baselines!$CC451","v":0},{"$f":"Baselines!$CE451","v":0},0,0,0,0,0,0,0,0,0,0,{"$f":"IF(OR($C207<>\"Early Retirement\",$J207=\"\"),0,IF(OR($I207=\"DX AC Air Cooled\",$I207=\"DX HP Air Cooled\"),VLOOKUP($J207,'Early Retirement'!$CI$6:$CM$32,2,FALSE),IF(OR($I207=\"PTAC\",$I207=\"PTHP\"),VLOOKUP($J207,'Early Retirement'!$CI$6:$CM$32,3,FALSE),IF(AND(OR($I207=\"Air Cooled Chiller\",$I207=\"Water Cooled Chiller\"),$L207<>\"Centrifugal\"),VLOOKUP($J207,'Early Retirement'!$CI$6:$CM$32,4,FALSE),IF(AND(OR($I207=\"Air Cooled Chiller\",$I207=\"Water Cooled Chiller\"),$L207=\"Centrifugal\"),VLOOKUP($J207,'Early Retirement'!$CI$6:$CM$32,5,FALSE),\"\")))))","v":0},0,0,0,0,0,0,0,0,0,0,0,"","","",0,0,0,{"$f":"IF(AND($C207=\"Early Retirement\",$J207<>\"\",$S207<>\"\",$U207<>\"\"),$CG207,IF(AND(OR($AB207=\"DX AC Air Cooled\",$AB207=\"DX HP Air Cooled\"),OR(AND($AI207=\"Btu/hr\",$AH207<65000),AND($AI207=\"Tons\",$AH207<65000/12000)),$AC207=\"Split\",$AN207>=15.2),MAX(Baselines!$CB200,12/9.8),Baselines!$CB200))","v":0},{"$f":"IF(AND($C207=\"Early Retirement\",$J207<>\"\",$S207<>\"\",$U207<>\"\"),$CH207,Baselines!$CC200)","v":0},{"$f":"Baselines!$CD200","v":"kW/ton"},"",{"$f":"IF(AND($C207=\"Early Retirement\",$J207<>\"\",$S207<>\"\",$U207<>\"\"),$CI207,IF(AND(Baselines!$CE200=0,OR($CT207=\"DX HP\",$CT207=\"PTHP\")),$BG207,Baselines!$CE200))","v":0},"COP",{"$f":"IF(OR($C207=\"Replace-on-Burnout\",$C207=\"New Construction\"),$DB207,IF($CD207=\"\",\"\",IF(OR($CD207=\"DX HP\",$CD207=\"PTHP\"),VLOOKUP($D207,'Factor Tables'!$B$89:$M$105,MATCH(CONCATENATE($CD207,\" Clg\"),'Factor Tables'!$B$88:$M$88,0),FALSE),VLOOKUP($D207,'Factor Tables'!$B$89:$M$105,MATCH($CD207,'Factor Tables'!$B$88:$M$88,0),FALSE))))","v":""},{"$f":"IF(OR($C207=\"Replace-on-Burnout\",$C207=\"New Construction\"),$DC207,IF($CD207=\"\",\"\",IF($CD207=\"DX HP\",VLOOKUP($D207,'Factor Tables'!$B$89:$M$105,MATCH(\"DX HP Htg\",'Factor Tables'!$B$88:$M$88,0),FALSE),0)))","v":""},{"$f":"IF(OR($C207=\"Replace-on-Burnout\",$C207=\"New Construction\"),$DD207,IF($CD207=\"\",\"\",IF($CD207=\"DX HP\",VLOOKUP($D207,'Factor Tables'!$N$89:$Y$105,MATCH(\"DX HP Clg\",'Factor Tables'!$N$88:$Y$88,0),FALSE),IF($CD207=\"PTHP\",VLOOKUP($D207,'Factor Tables'!$N$89:$Y$105,MATCH(\"PTHP Clg\",'Factor Tables'!$N$88:$Y$88,0),FALSE),IF(AND($CD207<>\"DX HP\",$CD207<>\"PTHP\"),VLOOKUP($D207,'Factor Tables'!$N$89:$Y$105,MATCH($CD207,'Factor Tables'!$N$88:$Y$88,0),FALSE),\"\")))))","v":""},{"$f":"IF(OR($C207=\"Replace-on-Burnout\",$C207=\"New Construction\",$CT207=\"DX HP\",$CT207=\"PTHP\"),$DE207,IF($CD207=\"\",\"\",IF($CD207=\"DX HP\",VLOOKUP($D207,'Factor Tables'!$N$89:$Y$105,MATCH(\"DX HP Htg\",'Factor Tables'!$N$88:$Y$88,0),FALSE),IF($CD207=\"PTHP\",VLOOKUP($D207,'Factor Tables'!$N$89:$Y$105,MATCH(\"PTHP Htg\",'Factor Tables'!$N$88:$Y$88,0),FALSE),0))))","v":""},"","",0,0,"kW/ton","",0,"COP",{"$f":"IF($CT207=\"\",\"\",IF(OR($CT207=\"DX HP\",$CT207=\"VRF HP\",$CT207=\"PTHP\"),VLOOKUP($D207,'Factor Tables'!$B$89:$M$105,MATCH(CONCATENATE($CT207,\" Clg\"),'Factor Tables'!$B$88:$M$88,0),FALSE),VLOOKUP($D207,'Factor Tables'!$B$89:$M$105,MATCH($CT207,'Factor Tables'!$B$88:$M$88,0),FALSE)))","v":""},{"$f":"IF($CT207=\"\",\"\",IF(OR($CT207=\"DX HP\",$CT207=\"VRF HP\",$CT207=\"PTHP\"),VLOOKUP($D207,'Factor Tables'!$B$89:$M$105,MATCH(CONCATENATE($CT207,\" Htg\"),'Factor Tables'!$B$88:$M$88,0),FALSE),0))","v":""},{"$f":"IF($CT207=\"\",\"\",IF(OR($CT207=\"DX HP\",$CT207=\"VRF HP\",$CT207=\"PTHP\"),VLOOKUP($D207,'Factor Tables'!$N$89:$Y$105,MATCH(CONCATENATE($CT207,\" Clg\"),'Factor Tables'!$N$88:$Y$88,0),FALSE),VLOOKUP($D207,'Factor Tables'!$N$89:$Y$105,MATCH($CT207,'Factor Tables'!$N$88:$Y$88,0),FALSE)))","v":""},{"$f":"IF($CT207=\"\",\"\",IF(OR($CT207=\"DX HP\",$CT207=\"VRF HP\",$CT207=\"PTHP\"),VLOOKUP($D207,'Factor Tables'!$N$89:$Y$105,MATCH(CONCATENATE($CT207,\" Htg\"),'Factor Tables'!$N$88:$Y$88,0),FALSE),0))","v":""},{"$f":"IF($AB207=\"\",0,VLOOKUP($AB207,'Utility Admin'!$E:$G,2,FALSE))","v":0},{"$f":"IF($AB207=\"\",0,VLOOKUP($AB207,'Utility Admin'!$E:$G,3,FALSE))","v":0},{"$f":"IFERROR(IF(ABS(Summary!$F$12)<=ABS(Summary!$E$12)*'Utility Admin'!$I$5,$AZ207*$DF207+$BA207*$DG207,$AZ207*$DF207+$AZ207*'Utility Admin'!$I$5*$DG207),0)","v":0},null,"Summer",null,null,null,null,null,null,null,null,null,null,{"$f":"IF(OR('Project Info'!$C$10=\"\",$C207=\"\",$D207=\"\"),\"\",VLOOKUP($D207,$DW$9:$DZ$32,MATCH($C207,$DW$9:$DZ$9,0),FALSE))","v":""},null,null,null,null,null,null,"ERROR: Contact Program Manager. Post Capacity/Unit x Post # of Units must be within +/- 20% of Pre Capacity/Unit x Pre # of Units."]
[null,199,"","",null,null,null,null,null,null,null,null,null,null,null,null,null,null,null,null,null,null,null,null,null,null,null,null,null,null,null,null,null,null,null,null,null,null,null,null,null,null,null,0,0,0,0,0,0,999999999,"",0,0,{"$f":"IFERROR(IF($DH$261>'Utility Admin'!$H$5,$BA208/$BA$5*$BB$261,$DH208),0)","v":0},"","",{"$f":"IF(AND(OR($AB208=\"DX AC Air Cooled\",$AB208=\"DX HP Air Cooled\"),OR(AND($AI208=\"Btu/hr\",$AH208<65000),AND($AI208=\"Tons\",$AH208<65000/12000)),$AC208=\"Split\",$AN208>=15.2),MAX(Baselines!$CB452,12/9.8),Baselines!$CB452)","v":0},{"$f":"Baselines!$CC452","v":0},{"$f":"Baselines!$CE452","v":0},0,0,0,0,0,0,0,0,0,0,{"$f":"IF(OR($C208<>\"Early Retirement\",$J208=\"\"),0,IF(OR($I208=\"DX AC Air Cooled\",$I208=\"DX HP Air Cooled\"),VLOOKUP($J208,'Early Retirement'!$CI$6:$CM$32,2,FALSE),IF(OR($I208=\"PTAC\",$I208=\"PTHP\"),VLOOKUP($J208,'Early Retirement'!$CI$6:$CM$32,3,FALSE),IF(AND(OR($I208=\"Air Cooled Chiller\",$I208=\"Water Cooled Chiller\"),$L208<>\"Centrifugal\"),VLOOKUP($J208,'Early Retirement'!$CI$6:$CM$32,4,FALSE),IF(AND(OR($I208=\"Air Cooled Chiller\",$I208=\"Water Cooled Chiller\"),$L208=\"Centrifugal\"),VLOOKUP($J208,'Early Retirement'!$CI$6:$CM$32,5,FALSE),\"\")))))","v":0},0,0,0,0,0,0,0,0,0,0,0,"","","",0,0,0,{"$f":"IF(AND($C208=\"Early Retirement\",$J208<>\"\",$S208<>\"\",$U208<>\"\"),$CG208,IF(AND(OR($AB208=\"DX AC Air Cooled\",$AB208=\"DX HP Air Cooled\"),OR(AND($AI208=\"Btu/hr\",$AH208<65000),AND($AI208=\"Tons\",$AH208<65000/12000)),$AC208=\"Split\",$AN208>=15.2),MAX(Baselines!$CB201,12/9.8),Baselines!$CB201))","v":0},{"$f":"IF(AND($C208=\"Early Retirement\",$J208<>\"\",$S208<>\"\",$U208<>\"\"),$CH208,Baselines!$CC201)","v":0},{"$f":"Baselines!$CD201","v":"kW/ton"},"",{"$f":"IF(AND($C208=\"Early Retirement\",$J208<>\"\",$S208<>\"\",$U208<>\"\"),$CI208,IF(AND(Baselines!$CE201=0,OR($CT208=\"DX HP\",$CT208=\"PTHP\")),$BG208,Baselines!$CE201))","v":0},"COP",{"$f":"IF(OR($C208=\"Replace-on-Burnout\",$C208=\"New Construction\"),$DB208,IF($CD208=\"\",\"\",IF(OR($CD208=\"DX HP\",$CD208=\"PTHP\"),VLOOKUP($D208,'Factor Tables'!$B$89:$M$105,MATCH(CONCATENATE($CD208,\" Clg\"),'Factor Tables'!$B$88:$M$88,0),FALSE),VLOOKUP($D208,'Factor Tables'!$B$89:$M$105,MATCH($CD208,'Factor Tables'!$B$88:$M$88,0),FALSE))))","v":""},{"$f":"IF(OR($C208=\"Replace-on-Burnout\",$C208=\"New Construction\"),$DC208,IF($CD208=\"\",\"\",IF($CD208=\"DX HP\",VLOOKUP($D208,'Factor Tables'!$B$89:$M$105,MATCH(\"DX HP Htg\",'Factor Tables'!$B$88:$M$88,0),FALSE),0)))","v":""},{"$f":"IF(OR($C208=\"Replace-on-Burnout\",$C208=\"New Construction\"),$DD208,IF($CD208=\"\",\"\",IF($CD208=\"DX HP\",VLOOKUP($D208,'Factor Tables'!$N$89:$Y$105,MATCH(\"DX HP Clg\",'Factor Tables'!$N$88:$Y$88,0),FALSE),IF($CD208=\"PTHP\",VLOOKUP($D208,'Factor Tables'!$N$89:$Y$105,MATCH(\"PTHP Clg\",'Factor Tables'!$N$88:$Y$88,0),FALSE),IF(AND($CD208<>\"DX HP\",$CD208<>\"PTHP\"),VLOOKUP($D208,'Factor Tables'!$N$89:$Y$105,MATCH($CD208,'Factor Tables'!$N$88:$Y$88,0),FALSE),\"\")))))","v":""},{"$f":"IF(OR($C208=\"Replace-on-Burnout\",$C208=\"New Construction\",$CT208=\"DX HP\",$CT208=\"PTHP\"),$DE208,IF($CD208=\"\",\"\",IF($CD208=\"DX HP\",VLOOKUP($D208,'Factor Tables'!$N$89:$Y$105,MATCH(\"DX HP Htg\",'Factor Tables'!$N$88:$Y$88,0),FALSE),IF($CD208=\"PTHP\",VLOOKUP($D208,'Factor Tables'!$N$89:$Y$105,MATCH(\"PTHP Htg\",'Factor Tables'!$N$88:$Y$88,0),FALSE),0))))","v":""},"","",0,0,"kW/ton","",0,"COP",{"$f":"IF($CT208=\"\",\"\",IF(OR($CT208=\"DX HP\",$CT208=\"VRF HP\",$CT208=\"PTHP\"),VLOOKUP($D208,'Factor Tables'!$B$89:$M$105,MATCH(CONCATENATE($CT208,\" Clg\"),'Factor Tables'!$B$88:$M$88,0),FALSE),VLOOKUP($D208,'Factor Tables'!$B$89:$M$105,MATCH($CT208,'Factor Tables'!$B$88:$M$88,0),FALSE)))","v":""},{"$f":"IF($CT208=\"\",\"\",IF(OR($CT208=\"DX HP\",$CT208=\"VRF HP\",$CT208=\"PTHP\"),VLOOKUP($D208,'Factor Tables'!$B$89:$M$105,MATCH(CONCATENATE($CT208,\" Htg\"),'Factor Tables'!$B$88:$M$88,0),FALSE),0))","v":""},{"$f":"IF($CT208=\"\",\"\",IF(OR($CT208=\"DX HP\",$CT208=\"VRF HP\",$CT208=\"PTHP\"),VLOOKUP($D208,'Factor Tables'!$N$89:$Y$105,MATCH(CONCATENATE($CT208,\" Clg\"),'Factor Tables'!$N$88:$Y$88,0),FALSE),VLOOKUP($D208,'Factor Tables'!$N$89:$Y$105,MATCH($CT208,'Factor Tables'!$N$88:$Y$88,0),FALSE)))","v":""},{"$f":"IF($CT208=\"\",\"\",IF(OR($CT208=\"DX HP\",$CT208=\"VRF HP\",$CT208=\"PTHP\"),VLOOKUP($D208,'Factor Tables'!$N$89:$Y$105,MATCH(CONCATENATE($CT208,\" Htg\"),'Factor Tables'!$N$88:$Y$88,0),FALSE),0))","v":""},{"$f":"IF($AB208=\"\",0,VLOOKUP($AB208,'Utility Admin'!$E:$G,2,FALSE))","v":0},{"$f":"IF($AB208=\"\",0,VLOOKUP($AB208,'Utility Admin'!$E:$G,3,FALSE))","v":0},{"$f":"IFERROR(IF(ABS(Summary!$F$12)<=ABS(Summary!$E$12)*'Utility Admin'!$I$5,$AZ208*$DF208+$BA208*$DG208,$AZ208*$DF208+$AZ208*'Utility Admin'!$I$5*$DG208),0)","v":0},null,"Summer",null,null,null,null,null,null,null,null,null,null,{"$f":"IF(OR('Project Info'!$C$10=\"\",$C208=\"\",$D208=\"\"),\"\",VLOOKUP($D208,$DW$9:$DZ$32,MATCH($C208,$DW$9:$DZ$9,0),FALSE))","v":""},null,null,null,null,null,null,"ERROR: Contact Program Manager. Post Capacity/Unit x Post # of Units must be within +/- 20% of Pre Capacity/Unit x Pre # of Units."]
[null,200,"","",null,null,null,null,null,null,null,null,null,null,null,null,null,null,null,null,null,null,null,null,null,null,null,null,null,null,null,null,null,null,null,null,null,null,null,null,null,null,null,0,0,0,0,0,0,999999999,"",0,0,{"$f":"IFERROR(IF($DH$261>'Utility Admin'!$H$5,$BA209/$BA$5*$BB$261,$DH209),0)","v":0},"","",{"$f":"IF(AND(OR($AB209=\"DX AC Air Cooled\",$AB209=\"DX HP Air Cooled\"),OR(AND($AI209=\"Btu/hr\",$AH209<65000),AND($AI209=\"Tons\",$AH209<65000/12000)),$AC209=\"Split\",$AN209>=15.2),MAX(Baselines!$CB453,12/9.8),Baselines!$CB453)","v":0},{"$f":"Baselines!$CC453","v":0},{"$f":"Baselines!$CE453","v":0},0,0,0,0,0,0,0,0,0,0,{"$f":"IF(OR($C209<>\"Early Retirement\",$J209=\"\"),0,IF(OR($I209=\"DX AC Air Cooled\",$I209=\"DX HP Air Cooled\"),VLOOKUP($J209,'Early Retirement'!$CI$6:$CM$32,2,FALSE),IF(OR($I209=\"PTAC\",$I209=\"PTHP\"),VLOOKUP($J209,'Early Retirement'!$CI$6:$CM$32,3,FALSE),IF(AND(OR($I209=\"Air Cooled Chiller\",$I209=\"Water Cooled Chiller\"),$L209<>\"Centrifugal\"),VLOOKUP($J209,'Early Retirement'!$CI$6:$CM$32,4,FALSE),IF(AND(OR($I209=\"Air Cooled Chiller\",$I209=\"Water Cooled Chiller\"),$L209=\"Centrifugal\"),VLOOKUP($J209,'Early Retirement'!$CI$6:$CM$32,5,FALSE),\"\")))))","v":0},0,0,0,0,0,0,0,0,0,0,0,"","","",0,0,0,{"$f":"IF(AND($C209=\"Early Retirement\",$J209<>\"\",$S209<>\"\",$U209<>\"\"),$CG209,IF(AND(OR($AB209=\"DX AC Air Cooled\",$AB209=\"DX HP Air Cooled\"),OR(AND($AI209=\"Btu/hr\",$AH209<65000),AND($AI209=\"Tons\",$AH209<65000/12000)),$AC209=\"Split\",$AN209>=15.2),MAX(Baselines!$CB202,12/9.8),Baselines!$CB202))","v":0},{"$f":"IF(AND($C209=\"Early Retirement\",$J209<>\"\",$S209<>\"\",$U209<>\"\"),$CH209,Baselines!$CC202)","v":0},{"$f":"Baselines!$CD202","v":"kW/ton"},"",{"$f":"IF(AND($C209=\"Early Retirement\",$J209<>\"\",$S209<>\"\",$U209<>\"\"),$CI209,IF(AND(Baselines!$CE202=0,OR($CT209=\"DX HP\",$CT209=\"PTHP\")),$BG209,Baselines!$CE202))","v":0},"COP",{"$f":"IF(OR($C209=\"Replace-on-Burnout\",$C209=\"New Construction\"),$DB209,IF($CD209=\"\",\"\",IF(OR($CD209=\"DX HP\",$CD209=\"PTHP\"),VLOOKUP($D209,'Factor Tables'!$B$89:$M$105,MATCH(CONCATENATE($CD209,\" Clg\"),'Factor Tables'!$B$88:$M$88,0),FALSE),VLOOKUP($D209,'Factor Tables'!$B$89:$M$105,MATCH($CD209,'Factor Tables'!$B$88:$M$88,0),FALSE))))","v":""},{"$f":"IF(OR($C209=\"Replace-on-Burnout\",$C209=\"New Construction\"),$DC209,IF($CD209=\"\",\"\",IF($CD209=\"DX HP\",VLOOKUP($D209,'Factor Tables'!$B$89:$M$105,MATCH(\"DX HP Htg\",'Factor Tables'!$B$88:$M$88,0),FALSE),0)))","v":""},{"$f":"IF(OR($C209=\"Replace-on-Burnout\",$C209=\"New Construction\"),$DD209,IF($CD209=\"\",\"\",IF($CD209=\"DX HP\",VLOOKUP($D209,'Factor Tables'!$N$89:$Y$105,MATCH(\"DX HP Clg\",'Factor Tables'!$N$88:$Y$88,0),FALSE),IF($CD209=\"PTHP\",VLOOKUP($D209,'Factor Tables'!$N$89:$Y$105,MATCH(\"PTHP Clg\",'Factor Tables'!$N$88:$Y$88,0),FALSE),IF(AND($CD209<>\"DX HP\",$CD209<>\"PTHP\"),VLOOKUP($D209,'Factor Tables'!$N$89:$Y$105,MATCH($CD209,'Factor Tables'!$N$88:$Y$88,0),FALSE),\"\")))))","v":""},{"$f":"IF(OR($C209=\"Replace-on-Burnout\",$C209=\"New Construction\",$CT209=\"DX HP\",$CT209=\"PTHP\"),$DE209,IF($CD209=\"\",\"\",IF($CD209=\"DX HP\",VLOOKUP($D209,'Factor Tables'!$N$89:$Y$105,MATCH(\"DX HP Htg\",'Factor Tables'!$N$88:$Y$88,0),FALSE),IF($CD209=\"PTHP\",VLOOKUP($D209,'Factor Tables'!$N$89:$Y$105,MATCH(\"PTHP Htg\",'Factor Tables'!$N$88:$Y$88,0),FALSE),0))))","v":""},"","",0,0,"kW/ton","",0,"COP",{"$f":"IF($CT209=\"\",\"\",IF(OR($CT209=\"DX HP\",$CT209=\"VRF HP\",$CT209=\"PTHP\"),VLOOKUP($D209,'Factor Tables'!$B$89:$M$105,MATCH(CONCATENATE($CT209,\" Clg\"),'Factor Tables'!$B$88:$M$88,0),FALSE),VLOOKUP($D209,'Factor Tables'!$B$89:$M$105,MATCH($CT209,'Factor Tables'!$B$88:$M$88,0),FALSE)))","v":""},{"$f":"IF($CT209=\"\",\"\",IF(OR($CT209=\"DX HP\",$CT209=\"VRF HP\",$CT209=\"PTHP\"),VLOOKUP($D209,'Factor Tables'!$B$89:$M$105,MATCH(CONCATENATE($CT209,\" Htg\"),'Factor Tables'!$B$88:$M$88,0),FALSE),0))","v":""},{"$f":"IF($CT209=\"\",\"\",IF(OR($CT209=\"DX HP\",$CT209=\"VRF HP\",$CT209=\"PTHP\"),VLOOKUP($D209,'Factor Tables'!$N$89:$Y$105,MATCH(CONCATENATE($CT209,\" Clg\"),'Factor Tables'!$N$88:$Y$88,0),FALSE),VLOOKUP($D209,'Factor Tables'!$N$89:$Y$105,MATCH($CT209,'Factor Tables'!$N$88:$Y$88,0),FALSE)))","v":""},{"$f":"IF($CT209=\"\",\"\",IF(OR($CT209=\"DX HP\",$CT209=\"VRF HP\",$CT209=\"PTHP\"),VLOOKUP($D209,'Factor Tables'!$N$89:$Y$105,MATCH(CONCATENATE($CT209,\" Htg\"),'Factor Tables'!$N$88:$Y$88,0),FALSE),0))","v":""},{"$f":"IF($AB209=\"\",0,VLOOKUP($AB209,'Utility Admin'!$E:$G,2,FALSE))","v":0},{"$f":"IF($AB209=\"\",0,VLOOKUP($AB209,'Utility Admin'!$E:$G,3,FALSE))","v":0},{"$f":"IFERROR(IF(ABS(Summary!$F$12)<=ABS(Summary!$E$12)*'Utility Admin'!$I$5,$AZ209*$DF209+$BA209*$DG209,$AZ209*$DF209+$AZ209*'Utility Admin'!$I$5*$DG209),0)","v":0},null,"Summer",null,null,null,null,null,null,null,null,null,null,{"$f":"IF(OR('Project Info'!$C$10=\"\",$C209=\"\",$D209=\"\"),\"\",VLOOKUP($D209,$DW$9:$DZ$32,MATCH($C209,$DW$9:$DZ$9,0),FALSE))","v":""},null,null,null,null,null,null,"ERROR: Contact Program Manager. Post Capacity/Unit x Post # of Units must be within +/- 20% of Pre Capacity/Unit x Pre # of Units."]
[null,201,"","",null,null,null,null,null,null,null,null,null,null,null,null,null,null,null,null,null,null,null,null,null,null,null,null,null,null,null,null,null,null,null,null,null,null,null,null,null,null,null,0,0,0,0,0,0,999999999,"",0,0,{"$f":"IFERROR(IF($DH$261>'Utility Admin'!$H$5,$BA210/$BA$5*$BB$261,$DH210),0)","v":0},"","",{"$f":"IF(AND(OR($AB210=\"DX AC Air Cooled\",$AB210=\"DX HP Air Cooled\"),OR(AND($AI210=\"Btu/hr\",$AH210<65000),AND($AI210=\"Tons\",$AH210<65000/12000)),$AC210=\"Split\",$AN210>=15.2),MAX(Baselines!$CB454,12/9.8),Baselines!$CB454)","v":0},{"$f":"Baselines!$CC454","v":0},{"$f":"Baselines!$CE454","v":0},0,0,0,0,0,0,0,0,0,0,{"$f":"IF(OR($C210<>\"Early Retirement\",$J210=\"\"),0,IF(OR($I210=\"DX AC Air Cooled\",$I210=\"DX HP Air Cooled\"),VLOOKUP($J210,'Early Retirement'!$CI$6:$CM$32,2,FALSE),IF(OR($I210=\"PTAC\",$I210=\"PTHP\"),VLOOKUP($J210,'Early Retirement'!$CI$6:$CM$32,3,FALSE),IF(AND(OR($I210=\"Air Cooled Chiller\",$I210=\"Water Cooled Chiller\"),$L210<>\"Centrifugal\"),VLOOKUP($J210,'Early Retirement'!$CI$6:$CM$32,4,FALSE),IF(AND(OR($I210=\"Air Cooled Chiller\",$I210=\"Water Cooled Chiller\"),$L210=\"Centrifugal\"),VLOOKUP($J210,'Early Retirement'!$CI$6:$CM$32,5,FALSE),\"\")))))","v":0},0,0,0,0,0,0,0,0,0,0,0,"","","",0,0,0,{"$f":"IF(AND($C210=\"Early Retirement\",$J210<>\"\",$S210<>\"\",$U210<>\"\"),$CG210,IF(AND(OR($AB210=\"DX AC Air Cooled\",$AB210=\"DX HP Air Cooled\"),OR(AND($AI210=\"Btu/hr\",$AH210<65000),AND($AI210=\"Tons\",$AH210<65000/12000)),$AC210=\"Split\",$AN210>=15.2),MAX(Baselines!$CB203,12/9.8),Baselines!$CB203))","v":0},{"$f":"IF(AND($C210=\"Early Retirement\",$J210<>\"\",$S210<>\"\",$U210<>\"\"),$CH210,Baselines!$CC203)","v":0},{"$f":"Baselines!$CD203","v":"kW/ton"},"",{"$f":"IF(AND($C210=\"Early Retirement\",$J210<>\"\",$S210<>\"\",$U210<>\"\"),$CI210,IF(AND(Baselines!$CE203=0,OR($CT210=\"DX HP\",$CT210=\"PTHP\")),$BG210,Baselines!$CE203))","v":0},"COP",{"$f":"IF(OR($C210=\"Replace-on-Burnout\",$C210=\"New Construction\"),$DB210,IF($CD210=\"\",\"\",IF(OR($CD210=\"DX HP\",$CD210=\"PTHP\"),VLOOKUP($D210,'Factor Tables'!$B$89:$M$105,MATCH(CONCATENATE($CD210,\" Clg\"),'Factor Tables'!$B$88:$M$88,0),FALSE),VLOOKUP($D210,'Factor Tables'!$B$89:$M$105,MATCH($CD210,'Factor Tables'!$B$88:$M$88,0),FALSE))))","v":""},{"$f":"IF(OR($C210=\"Replace-on-Burnout\",$C210=\"New Construction\"),$DC210,IF($CD210=\"\",\"\",IF($CD210=\"DX HP\",VLOOKUP($D210,'Factor Tables'!$B$89:$M$105,MATCH(\"DX HP Htg\",'Factor Tables'!$B$88:$M$88,0),FALSE),0)))","v":""},{"$f":"IF(OR($C210=\"Replace-on-Burnout\",$C210=\"New Construction\"),$DD210,IF($CD210=\"\",\"\",IF($CD210=\"DX HP\",VLOOKUP($D210,'Factor Tables'!$N$89:$Y$105,MATCH(\"DX HP Clg\",'Factor Tables'!$N$88:$Y$88,0),FALSE),IF($CD210=\"PTHP\",VLOOKUP($D210,'Factor Tables'!$N$89:$Y$105,MATCH(\"PTHP Clg\",'Factor Tables'!$N$88:$Y$88,0),FALSE),IF(AND($CD210<>\"DX HP\",$CD210<>\"PTHP\"),VLOOKUP($D210,'Factor Tables'!$N$89:$Y$105,MATCH($CD210,'Factor Tables'!$N$88:$Y$88,0),FALSE),\"\")))))","v":""},{"$f":"IF(OR($C210=\"Replace-on-Burnout\",$C210=\"New Construction\",$CT210=\"DX HP\",$CT210=\"PTHP\"),$DE210,IF($CD210=\"\",\"\",IF($CD210=\"DX HP\",VLOOKUP($D210,'Factor Tables'!$N$89:$Y$105,MATCH(\"DX HP Htg\",'Factor Tables'!$N$88:$Y$88,0),FALSE),IF($CD210=\"PTHP\",VLOOKUP($D210,'Factor Tables'!$N$89:$Y$105,MATCH(\"PTHP Htg\",'Factor Tables'!$N$88:$Y$88,0),FALSE),0))))","v":""},"","",0,0,"kW/ton","",0,"COP",{"$f":"IF($CT210=\"\",\"\",IF(OR($CT210=\"DX HP\",$CT210=\"VRF HP\",$CT210=\"PTHP\"),VLOOKUP($D210,'Factor Tables'!$B$89:$M$105,MATCH(CONCATENATE($CT210,\" Clg\"),'Factor Tables'!$B$88:$M$88,0),FALSE),VLOOKUP($D210,'Factor Tables'!$B$89:$M$105,MATCH($CT210,'Factor Tables'!$B$88:$M$88,0),FALSE)))","v":""},{"$f":"IF($CT210=\"\",\"\",IF(OR($CT210=\"DX HP\",$CT210=\"VRF HP\",$CT210=\"PTHP\"),VLOOKUP($D210,'Factor Tables'!$B$89:$M$105,MATCH(CONCATENATE($CT210,\" Htg\"),'Factor Tables'!$B$88:$M$88,0),FALSE),0))","v":""},{"$f":"IF($CT210=\"\",\"\",IF(OR($CT210=\"DX HP\",$CT210=\"VRF HP\",$CT210=\"PTHP\"),VLOOKUP($D210,'Factor Tables'!$N$89:$Y$105,MATCH(CONCATENATE($CT210,\" Clg\"),'Factor Tables'!$N$88:$Y$88,0),FALSE),VLOOKUP($D210,'Factor Tables'!$N$89:$Y$105,MATCH($CT210,'Factor Tables'!$N$88:$Y$88,0),FALSE)))","v":""},{"$f":"IF($CT210=\"\",\"\",IF(OR($CT210=\"DX HP\",$CT210=\"VRF HP\",$CT210=\"PTHP\"),VLOOKUP($D210,'Factor Tables'!$N$89:$Y$105,MATCH(CONCATENATE($CT210,\" Htg\"),'Factor Tables'!$N$88:$Y$88,0),FALSE),0))","v":""},{"$f":"IF($AB210=\"\",0,VLOOKUP($AB210,'Utility Admin'!$E:$G,2,FALSE))","v":0},{"$f":"IF($AB210=\"\",0,VLOOKUP($AB210,'Utility Admin'!$E:$G,3,FALSE))","v":0},{"$f":"IFERROR(IF(ABS(Summary!$F$12)<=ABS(Summary!$E$12)*'Utility Admin'!$I$5,$AZ210*$DF210+$BA210*$DG210,$AZ210*$DF210+$AZ210*'Utility Admin'!$I$5*$DG210),0)","v":0},null,"Summer",null,null,null,null,null,null,null,null,null,null,{"$f":"IF(OR('Project Info'!$C$10=\"\",$C210=\"\",$D210=\"\"),\"\",VLOOKUP($D210,$DW$9:$DZ$32,MATCH($C210,$DW$9:$DZ$9,0),FALSE))","v":""},null,null,null,null,null,null,"ERROR: Contact Program Manager. Post Capacity/Unit x Post # of Units must be within +/- 20% of Pre Capacity/Unit x Pre # of Units."]
[null,202,"","",null,null,null,null,null,null,null,null,null,null,null,null,null,null,null,null,null,null,null,null,null,null,null,null,null,null,null,null,null,null,null,null,null,null,null,null,null,null,null,0,0,0,0,0,0,999999999,"",0,0,{"$f":"IFERROR(IF($DH$261>'Utility Admin'!$H$5,$BA211/$BA$5*$BB$261,$DH211),0)","v":0},"","",{"$f":"IF(AND(OR($AB211=\"DX AC Air Cooled\",$AB211=\"DX HP Air Cooled\"),OR(AND($AI211=\"Btu/hr\",$AH211<65000),AND($AI211=\"Tons\",$AH211<65000/12000)),$AC211=\"Split\",$AN211>=15.2),MAX(Baselines!$CB455,12/9.8),Baselines!$CB455)","v":0},{"$f":"Baselines!$CC455","v":0},{"$f":"Baselines!$CE455","v":0},0,0,0,0,0,0,0,0,0,0,{"$f":"IF(OR($C211<>\"Early Retirement\",$J211=\"\"),0,IF(OR($I211=\"DX AC Air Cooled\",$I211=\"DX HP Air Cooled\"),VLOOKUP($J211,'Early Retirement'!$CI$6:$CM$32,2,FALSE),IF(OR($I211=\"PTAC\",$I211=\"PTHP\"),VLOOKUP($J211,'Early Retirement'!$CI$6:$CM$32,3,FALSE),IF(AND(OR($I211=\"Air Cooled Chiller\",$I211=\"Water Cooled Chiller\"),$L211<>\"Centrifugal\"),VLOOKUP($J211,'Early Retirement'!$CI$6:$CM$32,4,FALSE),IF(AND(OR($I211=\"Air Cooled Chiller\",$I211=\"Water Cooled Chiller\"),$L211=\"Centrifugal\"),VLOOKUP($J211,'Early Retirement'!$CI$6:$CM$32,5,FALSE),\"\")))))","v":0},0,0,0,0,0,0,0,0,0,0,0,"","","",0,0,0,{"$f":"IF(AND($C211=\"Early Retirement\",$J211<>\"\",$S211<>\"\",$U211<>\"\"),$CG211,IF(AND(OR($AB211=\"DX AC Air Cooled\",$AB211=\"DX HP Air Cooled\"),OR(AND($AI211=\"Btu/hr\",$AH211<65000),AND($AI211=\"Tons\",$AH211<65000/12000)),$AC211=\"Split\",$AN211>=15.2),MAX(Baselines!$CB204,12/9.8),Baselines!$CB204))","v":0},{"$f":"IF(AND($C211=\"Early Retirement\",$J211<>\"\",$S211<>\"\",$U211<>\"\"),$CH211,Baselines!$CC204)","v":0},{"$f":"Baselines!$CD204","v":"kW/ton"},"",{"$f":"IF(AND($C211=\"Early Retirement\",$J211<>\"\",$S211<>\"\",$U211<>\"\"),$CI211,IF(AND(Baselines!$CE204=0,OR($CT211=\"DX HP\",$CT211=\"PTHP\")),$BG211,Baselines!$CE204))","v":0},"COP",{"$f":"IF(OR($C211=\"Replace-on-Burnout\",$C211=\"New Construction\"),$DB211,IF($CD211=\"\",\"\",IF(OR($CD211=\"DX HP\",$CD211=\"PTHP\"),VLOOKUP($D211,'Factor Tables'!$B$89:$M$105,MATCH(CONCATENATE($CD211,\" Clg\"),'Factor Tables'!$B$88:$M$88,0),FALSE),VLOOKUP($D211,'Factor Tables'!$B$89:$M$105,MATCH($CD211,'Factor Tables'!$B$88:$M$88,0),FALSE))))","v":""},{"$f":"IF(OR($C211=\"Replace-on-Burnout\",$C211=\"New Construction\"),$DC211,IF($CD211=\"\",\"\",IF($CD211=\"DX HP\",VLOOKUP($D211,'Factor Tables'!$B$89:$M$105,MATCH(\"DX HP Htg\",'Factor Tables'!$B$88:$M$88,0),FALSE),0)))","v":""},{"$f":"IF(OR($C211=\"Replace-on-Burnout\",$C211=\"New Construction\"),$DD211,IF($CD211=\"\",\"\",IF($CD211=\"DX HP\",VLOOKUP($D211,'Factor Tables'!$N$89:$Y$105,MATCH(\"DX HP Clg\",'Factor Tables'!$N$88:$Y$88,0),FALSE),IF($CD211=\"PTHP\",VLOOKUP($D211,'Factor Tables'!$N$89:$Y$105,MATCH(\"PTHP Clg\",'Factor Tables'!$N$88:$Y$88,0),FALSE),IF(AND($CD211<>\"DX HP\",$CD211<>\"PTHP\"),VLOOKUP($D211,'Factor Tables'!$N$89:$Y$105,MATCH($CD211,'Factor Tables'!$N$88:$Y$88,0),FALSE),\"\")))))","v":""},{"$f":"IF(OR($C211=\"Replace-on-Burnout\",$C211=\"New Construction\",$CT211=\"DX HP\",$CT211=\"PTHP\"),$DE211,IF($CD211=\"\",\"\",IF($CD211=\"DX HP\",VLOOKUP($D211,'Factor Tables'!$N$89:$Y$105,MATCH(\"DX HP Htg\",'Factor Tables'!$N$88:$Y$88,0),FALSE),IF($CD211=\"PTHP\",VLOOKUP($D211,'Factor Tables'!$N$89:$Y$105,MATCH(\"PTHP Htg\",'Factor Tables'!$N$88:$Y$88,0),FALSE),0))))","v":""},"","",0,0,"kW/ton","",0,"COP",{"$f":"IF($CT211=\"\",\"\",IF(OR($CT211=\"DX HP\",$CT211=\"VRF HP\",$CT211=\"PTHP\"),VLOOKUP($D211,'Factor Tables'!$B$89:$M$105,MATCH(CONCATENATE($CT211,\" Clg\"),'Factor Tables'!$B$88:$M$88,0),FALSE),VLOOKUP($D211,'Factor Tables'!$B$89:$M$105,MATCH($CT211,'Factor Tables'!$B$88:$M$88,0),FALSE)))","v":""},{"$f":"IF($CT211=\"\",\"\",IF(OR($CT211=\"DX HP\",$CT211=\"VRF HP\",$CT211=\"PTHP\"),VLOOKUP($D211,'Factor Tables'!$B$89:$M$105,MATCH(CONCATENATE($CT211,\" Htg\"),'Factor Tables'!$B$88:$M$88,0),FALSE),0))","v":""},{"$f":"IF($CT211=\"\",\"\",IF(OR($CT211=\"DX HP\",$CT211=\"VRF HP\",$CT211=\"PTHP\"),VLOOKUP($D211,'Factor Tables'!$N$89:$Y$105,MATCH(CONCATENATE($CT211,\" Clg\"),'Factor Tables'!$N$88:$Y$88,0),FALSE),VLOOKUP($D211,'Factor Tables'!$N$89:$Y$105,MATCH($CT211,'Factor Tables'!$N$88:$Y$88,0),FALSE)))","v":""},{"$f":"IF($CT211=\"\",\"\",IF(OR($CT211=\"DX HP\",$CT211=\"VRF HP\",$CT211=\"PTHP\"),VLOOKUP($D211,'Factor Tables'!$N$89:$Y$105,MATCH(CONCATENATE($CT211,\" Htg\"),'Factor Tables'!$N$88:$Y$88,0),FALSE),0))","v":""},{"$f":"IF($AB211=\"\",0,VLOOKUP($AB211,'Utility Admin'!$E:$G,2,FALSE))","v":0},{"$f":"IF($AB211=\"\",0,VLOOKUP($AB211,'Utility Admin'!$E:$G,3,FALSE))","v":0},{"$f":"IFERROR(IF(ABS(Summary!$F$12)<=ABS(Summary!$E$12)*'Utility Admin'!$I$5,$AZ211*$DF211+$BA211*$DG211,$AZ211*$DF211+$AZ211*'Utility Admin'!$I$5*$DG211),0)","v":0},null,"Summer",null,null,null,null,null,null,null,null,null,null,{"$f":"IF(OR('Project Info'!$C$10=\"\",$C211=\"\",$D211=\"\"),\"\",VLOOKUP($D211,$DW$9:$DZ$32,MATCH($C211,$DW$9:$DZ$9,0),FALSE))","v":""},null,null,null,null,null,null,"ERROR: Contact Program Manager. Post Capacity/Unit x Post # of Units must be within +/- 20% of Pre Capacity/Unit x Pre # of Units."]
[null,203,"","",null,null,null,null,null,null,null,null,null,null,null,null,null,null,null,null,null,null,null,null,null,null,null,null,null,null,null,null,null,null,null,null,null,null,null,null,null,null,null,0,0,0,0,0,0,999999999,"",0,0,{"$f":"IFERROR(IF($DH$261>'Utility Admin'!$H$5,$BA212/$BA$5*$BB$261,$DH212),0)","v":0},"","",{"$f":"IF(AND(OR($AB212=\"DX AC Air Cooled\",$AB212=\"DX HP Air Cooled\"),OR(AND($AI212=\"Btu/hr\",$AH212<65000),AND($AI212=\"Tons\",$AH212<65000/12000)),$AC212=\"Split\",$AN212>=15.2),MAX(Baselines!$CB456,12/9.8),Baselines!$CB456)","v":0},{"$f":"Baselines!$CC456","v":0},{"$f":"Baselines!$CE456","v":0},0,0,0,0,0,0,0,0,0,0,{"$f":"IF(OR($C212<>\"Early Retirement\",$J212=\"\"),0,IF(OR($I212=\"DX AC Air Cooled\",$I212=\"DX HP Air Cooled\"),VLOOKUP($J212,'Early Retirement'!$CI$6:$CM$32,2,FALSE),IF(OR($I212=\"PTAC\",$I212=\"PTHP\"),VLOOKUP($J212,'Early Retirement'!$CI$6:$CM$32,3,FALSE),IF(AND(OR($I212=\"Air Cooled Chiller\",$I212=\"Water Cooled Chiller\"),$L212<>\"Centrifugal\"),VLOOKUP($J212,'Early Retirement'!$CI$6:$CM$32,4,FALSE),IF(AND(OR($I212=\"Air Cooled Chiller\",$I212=\"Water Cooled Chiller\"),$L212=\"Centrifugal\"),VLOOKUP($J212,'Early Retirement'!$CI$6:$CM$32,5,FALSE),\"\")))))","v":0},0,0,0,0,0,0,0,0,0,0,0,"","","",0,0,0,{"$f":"IF(AND($C212=\"Early Retirement\",$J212<>\"\",$S212<>\"\",$U212<>\"\"),$CG212,IF(AND(OR($AB212=\"DX AC Air Cooled\",$AB212=\"DX HP Air Cooled\"),OR(AND($AI212=\"Btu/hr\",$AH212<65000),AND($AI212=\"Tons\",$AH212<65000/12000)),$AC212=\"Split\",$AN212>=15.2),MAX(Baselines!$CB205,12/9.8),Baselines!$CB205))","v":0},{"$f":"IF(AND($C212=\"Early Retirement\",$J212<>\"\",$S212<>\"\",$U212<>\"\"),$CH212,Baselines!$CC205)","v":0},{"$f":"Baselines!$CD205","v":"kW/ton"},"",{"$f":"IF(AND($C212=\"Early Retirement\",$J212<>\"\",$S212<>\"\",$U212<>\"\"),$CI212,IF(AND(Baselines!$CE205=0,OR($CT212=\"DX HP\",$CT212=\"PTHP\")),$BG212,Baselines!$CE205))","v":0},"COP",{"$f":"IF(OR($C212=\"Replace-on-Burnout\",$C212=\"New Construction\"),$DB212,IF($CD212=\"\",\"\",IF(OR($CD212=\"DX HP\",$CD212=\"PTHP\"),VLOOKUP($D212,'Factor Tables'!$B$89:$M$105,MATCH(CONCATENATE($CD212,\" Clg\"),'Factor Tables'!$B$88:$M$88,0),FALSE),VLOOKUP($D212,'Factor Tables'!$B$89:$M$105,MATCH($CD212,'Factor Tables'!$B$88:$M$88,0),FALSE))))","v":""},{"$f":"IF(OR($C212=\"Replace-on-Burnout\",$C212=\"New Construction\"),$DC212,IF($CD212=\"\",\"\",IF($CD212=\"DX HP\",VLOOKUP($D212,'Factor Tables'!$B$89:$M$105,MATCH(\"DX HP Htg\",'Factor Tables'!$B$88:$M$88,0),FALSE),0)))","v":""},{"$f":"IF(OR($C212=\"Replace-on-Burnout\",$C212=\"New Construction\"),$DD212,IF($CD212=\"\",\"\",IF($CD212=\"DX HP\",VLOOKUP($D212,'Factor Tables'!$N$89:$Y$105,MATCH(\"DX HP Clg\",'Factor Tables'!$N$88:$Y$88,0),FALSE),IF($CD212=\"PTHP\",VLOOKUP($D212,'Factor Tables'!$N$89:$Y$105,MATCH(\"PTHP Clg\",'Factor Tables'!$N$88:$Y$88,0),FALSE),IF(AND($CD212<>\"DX HP\",$CD212<>\"PTHP\"),VLOOKUP($D212,'Factor Tables'!$N$89:$Y$105,MATCH($CD212,'Factor Tables'!$N$88:$Y$88,0),FALSE),\"\")))))","v":""},{"$f":"IF(OR($C212=\"Replace-on-Burnout\",$C212=\"New Construction\",$CT212=\"DX HP\",$CT212=\"PTHP\"),$DE212,IF($CD212=\"\",\"\",IF($CD212=\"DX HP\",VLOOKUP($D212,'Factor Tables'!$N$89:$Y$105,MATCH(\"DX HP Htg\",'Factor Tables'!$N$88:$Y$88,0),FALSE),IF($CD212=\"PTHP\",VLOOKUP($D212,'Factor Tables'!$N$89:$Y$105,MATCH(\"PTHP Htg\",'Factor Tables'!$N$88:$Y$88,0),FALSE),0))))","v":""},"","",0,0,"kW/ton","",0,"COP",{"$f":"IF($CT212=\"\",\"\",IF(OR($CT212=\"DX HP\",$CT212=\"VRF HP\",$CT212=\"PTHP\"),VLOOKUP($D212,'Factor Tables'!$B$89:$M$105,MATCH(CONCATENATE($CT212,\" Clg\"),'Factor Tables'!$B$88:$M$88,0),FALSE),VLOOKUP($D212,'Factor Tables'!$B$89:$M$105,MATCH($CT212,'Factor Tables'!$B$88:$M$88,0),FALSE)))","v":""},{"$f":"IF($CT212=\"\",\"\",IF(OR($CT212=\"DX HP\",$CT212=\"VRF HP\",$CT212=\"PTHP\"),VLOOKUP($D212,'Factor Tables'!$B$89:$M$105,MATCH(CONCATENATE($CT212,\" Htg\"),'Factor Tables'!$B$88:$M$88,0),FALSE),0))","v":""},{"$f":"IF($CT212=\"\",\"\",IF(OR($CT212=\"DX HP\",$CT212=\"VRF HP\",$CT212=\"PTHP\"),VLOOKUP($D212,'Factor Tables'!$N$89:$Y$105,MATCH(CONCATENATE($CT212,\" Clg\"),'Factor Tables'!$N$88:$Y$88,0),FALSE),VLOOKUP($D212,'Factor Tables'!$N$89:$Y$105,MATCH($CT212,'Factor Tables'!$N$88:$Y$88,0),FALSE)))","v":""},{"$f":"IF($CT212=\"\",\"\",IF(OR($CT212=\"DX HP\",$CT212=\"VRF HP\",$CT212=\"PTHP\"),VLOOKUP($D212,'Factor Tables'!$N$89:$Y$105,MATCH(CONCATENATE($CT212,\" Htg\"),'Factor Tables'!$N$88:$Y$88,0),FALSE),0))","v":""},{"$f":"IF($AB212=\"\",0,VLOOKUP($AB212,'Utility Admin'!$E:$G,2,FALSE))","v":0},{"$f":"IF($AB212=\"\",0,VLOOKUP($AB212,'Utility Admin'!$E:$G,3,FALSE))","v":0},{"$f":"IFERROR(IF(ABS(Summary!$F$12)<=ABS(Summary!$E$12)*'Utility Admin'!$I$5,$AZ212*$DF212+$BA212*$DG212,$AZ212*$DF212+$AZ212*'Utility Admin'!$I$5*$DG212),0)","v":0},null,"Summer",null,null,null,null,null,null,null,null,null,null,{"$f":"IF(OR('Project Info'!$C$10=\"\",$C212=\"\",$D212=\"\"),\"\",VLOOKUP($D212,$DW$9:$DZ$32,MATCH($C212,$DW$9:$DZ$9,0),FALSE))","v":""},null,null,null,null,null,null,"ERROR: Contact Program Manager. Post Capacity/Unit x Post # of Units must be within +/- 20% of Pre Capacity/Unit x Pre # of Units."]
[null,204,"","",null,null,null,null,null,null,null,null,null,null,null,null,null,null,null,null,null,null,null,null,null,null,null,null,null,null,null,null,null,null,null,null,null,null,null,null,null,null,null,0,0,0,0,0,0,999999999,"",0,0,{"$f":"IFERROR(IF($DH$261>'Utility Admin'!$H$5,$BA213/$BA$5*$BB$261,$DH213),0)","v":0},"","",{"$f":"IF(AND(OR($AB213=\"DX AC Air Cooled\",$AB213=\"DX HP Air Cooled\"),OR(AND($AI213=\"Btu/hr\",$AH213<65000),AND($AI213=\"Tons\",$AH213<65000/12000)),$AC213=\"Split\",$AN213>=15.2),MAX(Baselines!$CB457,12/9.8),Baselines!$CB457)","v":0},{"$f":"Baselines!$CC457","v":0},{"$f":"Baselines!$CE457","v":0},0,0,0,0,0,0,0,0,0,0,{"$f":"IF(OR($C213<>\"Early Retirement\",$J213=\"\"),0,IF(OR($I213=\"DX AC Air Cooled\",$I213=\"DX HP Air Cooled\"),VLOOKUP($J213,'Early Retirement'!$CI$6:$CM$32,2,FALSE),IF(OR($I213=\"PTAC\",$I213=\"PTHP\"),VLOOKUP($J213,'Early Retirement'!$CI$6:$CM$32,3,FALSE),IF(AND(OR($I213=\"Air Cooled Chiller\",$I213=\"Water Cooled Chiller\"),$L213<>\"Centrifugal\"),VLOOKUP($J213,'Early Retirement'!$CI$6:$CM$32,4,FALSE),IF(AND(OR($I213=\"Air Cooled Chiller\",$I213=\"Water Cooled Chiller\"),$L213=\"Centrifugal\"),VLOOKUP($J213,'Early Retirement'!$CI$6:$CM$32,5,FALSE),\"\")))))","v":0},0,0,0,0,0,0,0,0,0,0,0,"","","",0,0,0,{"$f":"IF(AND($C213=\"Early Retirement\",$J213<>\"\",$S213<>\"\",$U213<>\"\"),$CG213,IF(AND(OR($AB213=\"DX AC Air Cooled\",$AB213=\"DX HP Air Cooled\"),OR(AND($AI213=\"Btu/hr\",$AH213<65000),AND($AI213=\"Tons\",$AH213<65000/12000)),$AC213=\"Split\",$AN213>=15.2),MAX(Baselines!$CB206,12/9.8),Baselines!$CB206))","v":0},{"$f":"IF(AND($C213=\"Early Retirement\",$J213<>\"\",$S213<>\"\",$U213<>\"\"),$CH213,Baselines!$CC206)","v":0},{"$f":"Baselines!$CD206","v":"kW/ton"},"",{"$f":"IF(AND($C213=\"Early Retirement\",$J213<>\"\",$S213<>\"\",$U213<>\"\"),$CI213,IF(AND(Baselines!$CE206=0,OR($CT213=\"DX HP\",$CT213=\"PTHP\")),$BG213,Baselines!$CE206))","v":0},"COP",{"$f":"IF(OR($C213=\"Replace-on-Burnout\",$C213=\"New Construction\"),$DB213,IF($CD213=\"\",\"\",IF(OR($CD213=\"DX HP\",$CD213=\"PTHP\"),VLOOKUP($D213,'Factor Tables'!$B$89:$M$105,MATCH(CONCATENATE($CD213,\" Clg\"),'Factor Tables'!$B$88:$M$88,0),FALSE),VLOOKUP($D213,'Factor Tables'!$B$89:$M$105,MATCH($CD213,'Factor Tables'!$B$88:$M$88,0),FALSE))))","v":""},{"$f":"IF(OR($C213=\"Replace-on-Burnout\",$C213=\"New Construction\"),$DC213,IF($CD213=\"\",\"\",IF($CD213=\"DX HP\",VLOOKUP($D213,'Factor Tables'!$B$89:$M$105,MATCH(\"DX HP Htg\",'Factor Tables'!$B$88:$M$88,0),FALSE),0)))","v":""},{"$f":"IF(OR($C213=\"Replace-on-Burnout\",$C213=\"New Construction\"),$DD213,IF($CD213=\"\",\"\",IF($CD213=\"DX HP\",VLOOKUP($D213,'Factor Tables'!$N$89:$Y$105,MATCH(\"DX HP Clg\",'Factor Tables'!$N$88:$Y$88,0),FALSE),IF($CD213=\"PTHP\",VLOOKUP($D213,'Factor Tables'!$N$89:$Y$105,MATCH(\"PTHP Clg\",'Factor Tables'!$N$88:$Y$88,0),FALSE),IF(AND($CD213<>\"DX HP\",$CD213<>\"PTHP\"),VLOOKUP($D213,'Factor Tables'!$N$89:$Y$105,MATCH($CD213,'Factor Tables'!$N$88:$Y$88,0),FALSE),\"\")))))","v":""},{"$f":"IF(OR($C213=\"Replace-on-Burnout\",$C213=\"New Construction\",$CT213=\"DX HP\",$CT213=\"PTHP\"),$DE213,IF($CD213=\"\",\"\",IF($CD213=\"DX HP\",VLOOKUP($D213,'Factor Tables'!$N$89:$Y$105,MATCH(\"DX HP Htg\",'Factor Tables'!$N$88:$Y$88,0),FALSE),IF($CD213=\"PTHP\",VLOOKUP($D213,'Factor Tables'!$N$89:$Y$105,MATCH(\"PTHP Htg\",'Factor Tables'!$N$88:$Y$88,0),FALSE),0))))","v":""},"","",0,0,"kW/ton","",0,"COP",{"$f":"IF($CT213=\"\",\"\",IF(OR($CT213=\"DX HP\",$CT213=\"VRF HP\",$CT213=\"PTHP\"),VLOOKUP($D213,'Factor Tables'!$B$89:$M$105,MATCH(CONCATENATE($CT213,\" Clg\"),'Factor Tables'!$B$88:$M$88,0),FALSE),VLOOKUP($D213,'Factor Tables'!$B$89:$M$105,MATCH($CT213,'Factor Tables'!$B$88:$M$88,0),FALSE)))","v":""},{"$f":"IF($CT213=\"\",\"\",IF(OR($CT213=\"DX HP\",$CT213=\"VRF HP\",$CT213=\"PTHP\"),VLOOKUP($D213,'Factor Tables'!$B$89:$M$105,MATCH(CONCATENATE($CT213,\" Htg\"),'Factor Tables'!$B$88:$M$88,0),FALSE),0))","v":""},{"$f":"IF($CT213=\"\",\"\",IF(OR($CT213=\"DX HP\",$CT213=\"VRF HP\",$CT213=\"PTHP\"),VLOOKUP($D213,'Factor Tables'!$N$89:$Y$105,MATCH(CONCATENATE($CT213,\" Clg\"),'Factor Tables'!$N$88:$Y$88,0),FALSE),VLOOKUP($D213,'Factor Tables'!$N$89:$Y$105,MATCH($CT213,'Factor Tables'!$N$88:$Y$88,0),FALSE)))","v":""},{"$f":"IF($CT213=\"\",\"\",IF(OR($CT213=\"DX HP\",$CT213=\"VRF HP\",$CT213=\"PTHP\"),VLOOKUP($D213,'Factor Tables'!$N$89:$Y$105,MATCH(CONCATENATE($CT213,\" Htg\"),'Factor Tables'!$N$88:$Y$88,0),FALSE),0))","v":""},{"$f":"IF($AB213=\"\",0,VLOOKUP($AB213,'Utility Admin'!$E:$G,2,FALSE))","v":0},{"$f":"IF($AB213=\"\",0,VLOOKUP($AB213,'Utility Admin'!$E:$G,3,FALSE))","v":0},{"$f":"IFERROR(IF(ABS(Summary!$F$12)<=ABS(Summary!$E$12)*'Utility Admin'!$I$5,$AZ213*$DF213+$BA213*$DG213,$AZ213*$DF213+$AZ213*'Utility Admin'!$I$5*$DG213),0)","v":0},null,"Summer",null,null,null,null,null,null,null,null,null,null,{"$f":"IF(OR('Project Info'!$C$10=\"\",$C213=\"\",$D213=\"\"),\"\",VLOOKUP($D213,$DW$9:$DZ$32,MATCH($C213,$DW$9:$DZ$9,0),FALSE))","v":""},null,null,null,null,null,null,"ERROR: Contact Program Manager. Post Capacity/Unit x Post # of Units must be within +/- 20% of Pre Capacity/Unit x Pre # of Units."]
[null,205,"","",null,null,null,null,null,null,null,null,null,null,null,null,null,null,null,null,null,null,null,null,null,null,null,null,null,null,null,null,null,null,null,null,null,null,null,null,null,null,null,0,0,0,0,0,0,999999999,"",0,0,{"$f":"IFERROR(IF($DH$261>'Utility Admin'!$H$5,$BA214/$BA$5*$BB$261,$DH214),0)","v":0},"","",{"$f":"IF(AND(OR($AB214=\"DX AC Air Cooled\",$AB214=\"DX HP Air Cooled\"),OR(AND($AI214=\"Btu/hr\",$AH214<65000),AND($AI214=\"Tons\",$AH214<65000/12000)),$AC214=\"Split\",$AN214>=15.2),MAX(Baselines!$CB458,12/9.8),Baselines!$CB458)","v":0},{"$f":"Baselines!$CC458","v":0},{"$f":"Baselines!$CE458","v":0},0,0,0,0,0,0,0,0,0,0,{"$f":"IF(OR($C214<>\"Early Retirement\",$J214=\"\"),0,IF(OR($I214=\"DX AC Air Cooled\",$I214=\"DX HP Air Cooled\"),VLOOKUP($J214,'Early Retirement'!$CI$6:$CM$32,2,FALSE),IF(OR($I214=\"PTAC\",$I214=\"PTHP\"),VLOOKUP($J214,'Early Retirement'!$CI$6:$CM$32,3,FALSE),IF(AND(OR($I214=\"Air Cooled Chiller\",$I214=\"Water Cooled Chiller\"),$L214<>\"Centrifugal\"),VLOOKUP($J214,'Early Retirement'!$CI$6:$CM$32,4,FALSE),IF(AND(OR($I214=\"Air Cooled Chiller\",$I214=\"Water Cooled Chiller\"),$L214=\"Centrifugal\"),VLOOKUP($J214,'Early Retirement'!$CI$6:$CM$32,5,FALSE),\"\")))))","v":0},0,0,0,0,0,0,0,0,0,0,0,"","","",0,0,0,{"$f":"IF(AND($C214=\"Early Retirement\",$J214<>\"\",$S214<>\"\",$U214<>\"\"),$CG214,IF(AND(OR($AB214=\"DX AC Air Cooled\",$AB214=\"DX HP Air Cooled\"),OR(AND($AI214=\"Btu/hr\",$AH214<65000),AND($AI214=\"Tons\",$AH214<65000/12000)),$AC214=\"Split\",$AN214>=15.2),MAX(Baselines!$CB207,12/9.8),Baselines!$CB207))","v":0},{"$f":"IF(AND($C214=\"Early Retirement\",$J214<>\"\",$S214<>\"\",$U214<>\"\"),$CH214,Baselines!$CC207)","v":0},{"$f":"Baselines!$CD207","v":"kW/ton"},"",{"$f":"IF(AND($C214=\"Early Retirement\",$J214<>\"\",$S214<>\"\",$U214<>\"\"),$CI214,IF(AND(Baselines!$CE207=0,OR($CT214=\"DX HP\",$CT214=\"PTHP\")),$BG214,Baselines!$CE207))","v":0},"COP",{"$f":"IF(OR($C214=\"Replace-on-Burnout\",$C214=\"New Construction\"),$DB214,IF($CD214=\"\",\"\",IF(OR($CD214=\"DX HP\",$CD214=\"PTHP\"),VLOOKUP($D214,'Factor Tables'!$B$89:$M$105,MATCH(CONCATENATE($CD214,\" Clg\"),'Factor Tables'!$B$88:$M$88,0),FALSE),VLOOKUP($D214,'Factor Tables'!$B$89:$M$105,MATCH($CD214,'Factor Tables'!$B$88:$M$88,0),FALSE))))","v":""},{"$f":"IF(OR($C214=\"Replace-on-Burnout\",$C214=\"New Construction\"),$DC214,IF($CD214=\"\",\"\",IF($CD214=\"DX HP\",VLOOKUP($D214,'Factor Tables'!$B$89:$M$105,MATCH(\"DX HP Htg\",'Factor Tables'!$B$88:$M$88,0),FALSE),0)))","v":""},{"$f":"IF(OR($C214=\"Replace-on-Burnout\",$C214=\"New Construction\"),$DD214,IF($CD214=\"\",\"\",IF($CD214=\"DX HP\",VLOOKUP($D214,'Factor Tables'!$N$89:$Y$105,MATCH(\"DX HP Clg\",'Factor Tables'!$N$88:$Y$88,0),FALSE),IF($CD214=\"PTHP\",VLOOKUP($D214,'Factor Tables'!$N$89:$Y$105,MATCH(\"PTHP Clg\",'Factor Tables'!$N$88:$Y$88,0),FALSE),IF(AND($CD214<>\"DX HP\",$CD214<>\"PTHP\"),VLOOKUP($D214,'Factor Tables'!$N$89:$Y$105,MATCH($CD214,'Factor Tables'!$N$88:$Y$88,0),FALSE),\"\")))))","v":""},{"$f":"IF(OR($C214=\"Replace-on-Burnout\",$C214=\"New Construction\",$CT214=\"DX HP\",$CT214=\"PTHP\"),$DE214,IF($CD214=\"\",\"\",IF($CD214=\"DX HP\",VLOOKUP($D214,'Factor Tables'!$N$89:$Y$105,MATCH(\"DX HP Htg\",'Factor Tables'!$N$88:$Y$88,0),FALSE),IF($CD214=\"PTHP\",VLOOKUP($D214,'Factor Tables'!$N$89:$Y$105,MATCH(\"PTHP Htg\",'Factor Tables'!$N$88:$Y$88,0),FALSE),0))))","v":""},"","",0,0,"kW/ton","",0,"COP",{"$f":"IF($CT214=\"\",\"\",IF(OR($CT214=\"DX HP\",$CT214=\"VRF HP\",$CT214=\"PTHP\"),VLOOKUP($D214,'Factor Tables'!$B$89:$M$105,MATCH(CONCATENATE($CT214,\" Clg\"),'Factor Tables'!$B$88:$M$88,0),FALSE),VLOOKUP($D214,'Factor Tables'!$B$89:$M$105,MATCH($CT214,'Factor Tables'!$B$88:$M$88,0),FALSE)))","v":""},{"$f":"IF($CT214=\"\",\"\",IF(OR($CT214=\"DX HP\",$CT214=\"VRF HP\",$CT214=\"PTHP\"),VLOOKUP($D214,'Factor Tables'!$B$89:$M$105,MATCH(CONCATENATE($CT214,\" Htg\"),'Factor Tables'!$B$88:$M$88,0),FALSE),0))","v":""},{"$f":"IF($CT214=\"\",\"\",IF(OR($CT214=\"DX HP\",$CT214=\"VRF HP\",$CT214=\"PTHP\"),VLOOKUP($D214,'Factor Tables'!$N$89:$Y$105,MATCH(CONCATENATE($CT214,\" Clg\"),'Factor Tables'!$N$88:$Y$88,0),FALSE),VLOOKUP($D214,'Factor Tables'!$N$89:$Y$105,MATCH($CT214,'Factor Tables'!$N$88:$Y$88,0),FALSE)))","v":""},{"$f":"IF($CT214=\"\",\"\",IF(OR($CT214=\"DX HP\",$CT214=\"VRF HP\",$CT214=\"PTHP\"),VLOOKUP($D214,'Factor Tables'!$N$89:$Y$105,MATCH(CONCATENATE($CT214,\" Htg\"),'Factor Tables'!$N$88:$Y$88,0),FALSE),0))","v":""},{"$f":"IF($AB214=\"\",0,VLOOKUP($AB214,'Utility Admin'!$E:$G,2,FALSE))","v":0},{"$f":"IF($AB214=\"\",0,VLOOKUP($AB214,'Utility Admin'!$E:$G,3,FALSE))","v":0},{"$f":"IFERROR(IF(ABS(Summary!$F$12)<=ABS(Summary!$E$12)*'Utility Admin'!$I$5,$AZ214*$DF214+$BA214*$DG214,$AZ214*$DF214+$AZ214*'Utility Admin'!$I$5*$DG214),0)","v":0},null,"Summer",null,null,null,null,null,null,null,null,null,null,{"$f":"IF(OR('Project Info'!$C$10=\"\",$C214=\"\",$D214=\"\"),\"\",VLOOKUP($D214,$DW$9:$DZ$32,MATCH($C214,$DW$9:$DZ$9,0),FALSE))","v":""},null,null,null,null,null,null,"ERROR: Contact Program Manager. Post Capacity/Unit x Post # of Units must be within +/- 20% of Pre Capacity/Unit x Pre # of Units."]
[null,206,"","",null,null,null,null,null,null,null,null,null,null,null,null,null,null,null,null,null,null,null,null,null,null,null,null,null,null,null,null,null,null,null,null,null,null,null,null,null,null,null,0,0,0,0,0,0,999999999,"",0,0,{"$f":"IFERROR(IF($DH$261>'Utility Admin'!$H$5,$BA215/$BA$5*$BB$261,$DH215),0)","v":0},"","",{"$f":"IF(AND(OR($AB215=\"DX AC Air Cooled\",$AB215=\"DX HP Air Cooled\"),OR(AND($AI215=\"Btu/hr\",$AH215<65000),AND($AI215=\"Tons\",$AH215<65000/12000)),$AC215=\"Split\",$AN215>=15.2),MAX(Baselines!$CB459,12/9.8),Baselines!$CB459)","v":0},{"$f":"Baselines!$CC459","v":0},{"$f":"Baselines!$CE459","v":0},0,0,0,0,0,0,0,0,0,0,{"$f":"IF(OR($C215<>\"Early Retirement\",$J215=\"\"),0,IF(OR($I215=\"DX AC Air Cooled\",$I215=\"DX HP Air Cooled\"),VLOOKUP($J215,'Early Retirement'!$CI$6:$CM$32,2,FALSE),IF(OR($I215=\"PTAC\",$I215=\"PTHP\"),VLOOKUP($J215,'Early Retirement'!$CI$6:$CM$32,3,FALSE),IF(AND(OR($I215=\"Air Cooled Chiller\",$I215=\"Water Cooled Chiller\"),$L215<>\"Centrifugal\"),VLOOKUP($J215,'Early Retirement'!$CI$6:$CM$32,4,FALSE),IF(AND(OR($I215=\"Air Cooled Chiller\",$I215=\"Water Cooled Chiller\"),$L215=\"Centrifugal\"),VLOOKUP($J215,'Early Retirement'!$CI$6:$CM$32,5,FALSE),\"\")))))","v":0},0,0,0,0,0,0,0,0,0,0,0,"","","",0,0,0,{"$f":"IF(AND($C215=\"Early Retirement\",$J215<>\"\",$S215<>\"\",$U215<>\"\"),$CG215,IF(AND(OR($AB215=\"DX AC Air Cooled\",$AB215=\"DX HP Air Cooled\"),OR(AND($AI215=\"Btu/hr\",$AH215<65000),AND($AI215=\"Tons\",$AH215<65000/12000)),$AC215=\"Split\",$AN215>=15.2),MAX(Baselines!$CB208,12/9.8),Baselines!$CB208))","v":0},{"$f":"IF(AND($C215=\"Early Retirement\",$J215<>\"\",$S215<>\"\",$U215<>\"\"),$CH215,Baselines!$CC208)","v":0},{"$f":"Baselines!$CD208","v":"kW/ton"},"",{"$f":"IF(AND($C215=\"Early Retirement\",$J215<>\"\",$S215<>\"\",$U215<>\"\"),$CI215,IF(AND(Baselines!$CE208=0,OR($CT215=\"DX HP\",$CT215=\"PTHP\")),$BG215,Baselines!$CE208))","v":0},"COP",{"$f":"IF(OR($C215=\"Replace-on-Burnout\",$C215=\"New Construction\"),$DB215,IF($CD215=\"\",\"\",IF(OR($CD215=\"DX HP\",$CD215=\"PTHP\"),VLOOKUP($D215,'Factor Tables'!$B$89:$M$105,MATCH(CONCATENATE($CD215,\" Clg\"),'Factor Tables'!$B$88:$M$88,0),FALSE),VLOOKUP($D215,'Factor Tables'!$B$89:$M$105,MATCH($CD215,'Factor Tables'!$B$88:$M$88,0),FALSE))))","v":""},{"$f":"IF(OR($C215=\"Replace-on-Burnout\",$C215=\"New Construction\"),$DC215,IF($CD215=\"\",\"\",IF($CD215=\"DX HP\",VLOOKUP($D215,'Factor Tables'!$B$89:$M$105,MATCH(\"DX HP Htg\",'Factor Tables'!$B$88:$M$88,0),FALSE),0)))","v":""},{"$f":"IF(OR($C215=\"Replace-on-Burnout\",$C215=\"New Construction\"),$DD215,IF($CD215=\"\",\"\",IF($CD215=\"DX HP\",VLOOKUP($D215,'Factor Tables'!$N$89:$Y$105,MATCH(\"DX HP Clg\",'Factor Tables'!$N$88:$Y$88,0),FALSE),IF($CD215=\"PTHP\",VLOOKUP($D215,'Factor Tables'!$N$89:$Y$105,MATCH(\"PTHP Clg\",'Factor Tables'!$N$88:$Y$88,0),FALSE),IF(AND($CD215<>\"DX HP\",$CD215<>\"PTHP\"),VLOOKUP($D215,'Factor Tables'!$N$89:$Y$105,MATCH($CD215,'Factor Tables'!$N$88:$Y$88,0),FALSE),\"\")))))","v":""},{"$f":"IF(OR($C215=\"Replace-on-Burnout\",$C215=\"New Construction\",$CT215=\"DX HP\",$CT215=\"PTHP\"),$DE215,IF($CD215=\"\",\"\",IF($CD215=\"DX HP\",VLOOKUP($D215,'Factor Tables'!$N$89:$Y$105,MATCH(\"DX HP Htg\",'Factor Tables'!$N$88:$Y$88,0),FALSE),IF($CD215=\"PTHP\",VLOOKUP($D215,'Factor Tables'!$N$89:$Y$105,MATCH(\"PTHP Htg\",'Factor Tables'!$N$88:$Y$88,0),FALSE),0))))","v":""},"","",0,0,"kW/ton","",0,"COP",{"$f":"IF($CT215=\"\",\"\",IF(OR($CT215=\"DX HP\",$CT215=\"VRF HP\",$CT215=\"PTHP\"),VLOOKUP($D215,'Factor Tables'!$B$89:$M$105,MATCH(CONCATENATE($CT215,\" Clg\"),'Factor Tables'!$B$88:$M$88,0),FALSE),VLOOKUP($D215,'Factor Tables'!$B$89:$M$105,MATCH($CT215,'Factor Tables'!$B$88:$M$88,0),FALSE)))","v":""},{"$f":"IF($CT215=\"\",\"\",IF(OR($CT215=\"DX HP\",$CT215=\"VRF HP\",$CT215=\"PTHP\"),VLOOKUP($D215,'Factor Tables'!$B$89:$M$105,MATCH(CONCATENATE($CT215,\" Htg\"),'Factor Tables'!$B$88:$M$88,0),FALSE),0))","v":""},{"$f":"IF($CT215=\"\",\"\",IF(OR($CT215=\"DX HP\",$CT215=\"VRF HP\",$CT215=\"PTHP\"),VLOOKUP($D215,'Factor Tables'!$N$89:$Y$105,MATCH(CONCATENATE($CT215,\" Clg\"),'Factor Tables'!$N$88:$Y$88,0),FALSE),VLOOKUP($D215,'Factor Tables'!$N$89:$Y$105,MATCH($CT215,'Factor Tables'!$N$88:$Y$88,0),FALSE)))","v":""},{"$f":"IF($CT215=\"\",\"\",IF(OR($CT215=\"DX HP\",$CT215=\"VRF HP\",$CT215=\"PTHP\"),VLOOKUP($D215,'Factor Tables'!$N$89:$Y$105,MATCH(CONCATENATE($CT215,\" Htg\"),'Factor Tables'!$N$88:$Y$88,0),FALSE),0))","v":""},{"$f":"IF($AB215=\"\",0,VLOOKUP($AB215,'Utility Admin'!$E:$G,2,FALSE))","v":0},{"$f":"IF($AB215=\"\",0,VLOOKUP($AB215,'Utility Admin'!$E:$G,3,FALSE))","v":0},{"$f":"IFERROR(IF(ABS(Summary!$F$12)<=ABS(Summary!$E$12)*'Utility Admin'!$I$5,$AZ215*$DF215+$BA215*$DG215,$AZ215*$DF215+$AZ215*'Utility Admin'!$I$5*$DG215),0)","v":0},null,"Summer",null,null,null,null,null,null,null,null,null,null,{"$f":"IF(OR('Project Info'!$C$10=\"\",$C215=\"\",$D215=\"\"),\"\",VLOOKUP($D215,$DW$9:$DZ$32,MATCH($C215,$DW$9:$DZ$9,0),FALSE))","v":""},null,null,null,null,null,null,"ERROR: Contact Program Manager. Post Capacity/Unit x Post # of Units must be within +/- 20% of Pre Capacity/Unit x Pre # of Units."]
[null,207,"","",null,null,null,null,null,null,null,null,null,null,null,null,null,null,null,null,null,null,null,null,null,null,null,null,null,null,null,null,null,null,null,null,null,null,null,null,null,null,null,0,0,0,0,0,0,999999999,"",0,0,{"$f":"IFERROR(IF($DH$261>'Utility Admin'!$H$5,$BA216/$BA$5*$BB$261,$DH216),0)","v":0},"","",{"$f":"IF(AND(OR($AB216=\"DX AC Air Cooled\",$AB216=\"DX HP Air Cooled\"),OR(AND($AI216=\"Btu/hr\",$AH216<65000),AND($AI216=\"Tons\",$AH216<65000/12000)),$AC216=\"Split\",$AN216>=15.2),MAX(Baselines!$CB460,12/9.8),Baselines!$CB460)","v":0},{"$f":"Baselines!$CC460","v":0},{"$f":"Baselines!$CE460","v":0},0,0,0,0,0,0,0,0,0,0,{"$f":"IF(OR($C216<>\"Early Retirement\",$J216=\"\"),0,IF(OR($I216=\"DX AC Air Cooled\",$I216=\"DX HP Air Cooled\"),VLOOKUP($J216,'Early Retirement'!$CI$6:$CM$32,2,FALSE),IF(OR($I216=\"PTAC\",$I216=\"PTHP\"),VLOOKUP($J216,'Early Retirement'!$CI$6:$CM$32,3,FALSE),IF(AND(OR($I216=\"Air Cooled Chiller\",$I216=\"Water Cooled Chiller\"),$L216<>\"Centrifugal\"),VLOOKUP($J216,'Early Retirement'!$CI$6:$CM$32,4,FALSE),IF(AND(OR($I216=\"Air Cooled Chiller\",$I216=\"Water Cooled Chiller\"),$L216=\"Centrifugal\"),VLOOKUP($J216,'Early Retirement'!$CI$6:$CM$32,5,FALSE),\"\")))))","v":0},0,0,0,0,0,0,0,0,0,0,0,"","","",0,0,0,{"$f":"IF(AND($C216=\"Early Retirement\",$J216<>\"\",$S216<>\"\",$U216<>\"\"),$CG216,IF(AND(OR($AB216=\"DX AC Air Cooled\",$AB216=\"DX HP Air Cooled\"),OR(AND($AI216=\"Btu/hr\",$AH216<65000),AND($AI216=\"Tons\",$AH216<65000/12000)),$AC216=\"Split\",$AN216>=15.2),MAX(Baselines!$CB209,12/9.8),Baselines!$CB209))","v":0},{"$f":"IF(AND($C216=\"Early Retirement\",$J216<>\"\",$S216<>\"\",$U216<>\"\"),$CH216,Baselines!$CC209)","v":0},{"$f":"Baselines!$CD209","v":"kW/ton"},"",{"$f":"IF(AND($C216=\"Early Retirement\",$J216<>\"\",$S216<>\"\",$U216<>\"\"),$CI216,IF(AND(Baselines!$CE209=0,OR($CT216=\"DX HP\",$CT216=\"PTHP\")),$BG216,Baselines!$CE209))","v":0},"COP",{"$f":"IF(OR($C216=\"Replace-on-Burnout\",$C216=\"New Construction\"),$DB216,IF($CD216=\"\",\"\",IF(OR($CD216=\"DX HP\",$CD216=\"PTHP\"),VLOOKUP($D216,'Factor Tables'!$B$89:$M$105,MATCH(CONCATENATE($CD216,\" Clg\"),'Factor Tables'!$B$88:$M$88,0),FALSE),VLOOKUP($D216,'Factor Tables'!$B$89:$M$105,MATCH($CD216,'Factor Tables'!$B$88:$M$88,0),FALSE))))","v":""},{"$f":"IF(OR($C216=\"Replace-on-Burnout\",$C216=\"New Construction\"),$DC216,IF($CD216=\"\",\"\",IF($CD216=\"DX HP\",VLOOKUP($D216,'Factor Tables'!$B$89:$M$105,MATCH(\"DX HP Htg\",'Factor Tables'!$B$88:$M$88,0),FALSE),0)))","v":""},{"$f":"IF(OR($C216=\"Replace-on-Burnout\",$C216=\"New Construction\"),$DD216,IF($CD216=\"\",\"\",IF($CD216=\"DX HP\",VLOOKUP($D216,'Factor Tables'!$N$89:$Y$105,MATCH(\"DX HP Clg\",'Factor Tables'!$N$88:$Y$88,0),FALSE),IF($CD216=\"PTHP\",VLOOKUP($D216,'Factor Tables'!$N$89:$Y$105,MATCH(\"PTHP Clg\",'Factor Tables'!$N$88:$Y$88,0),FALSE),IF(AND($CD216<>\"DX HP\",$CD216<>\"PTHP\"),VLOOKUP($D216,'Factor Tables'!$N$89:$Y$105,MATCH($CD216,'Factor Tables'!$N$88:$Y$88,0),FALSE),\"\")))))","v":""},{"$f":"IF(OR($C216=\"Replace-on-Burnout\",$C216=\"New Construction\",$CT216=\"DX HP\",$CT216=\"PTHP\"),$DE216,IF($CD216=\"\",\"\",IF($CD216=\"DX HP\",VLOOKUP($D216,'Factor Tables'!$N$89:$Y$105,MATCH(\"DX HP Htg\",'Factor Tables'!$N$88:$Y$88,0),FALSE),IF($CD216=\"PTHP\",VLOOKUP($D216,'Factor Tables'!$N$89:$Y$105,MATCH(\"PTHP Htg\",'Factor Tables'!$N$88:$Y$88,0),FALSE),0))))","v":""},"","",0,0,"kW/ton","",0,"COP",{"$f":"IF($CT216=\"\",\"\",IF(OR($CT216=\"DX HP\",$CT216=\"VRF HP\",$CT216=\"PTHP\"),VLOOKUP($D216,'Factor Tables'!$B$89:$M$105,MATCH(CONCATENATE($CT216,\" Clg\"),'Factor Tables'!$B$88:$M$88,0),FALSE),VLOOKUP($D216,'Factor Tables'!$B$89:$M$105,MATCH($CT216,'Factor Tables'!$B$88:$M$88,0),FALSE)))","v":""},{"$f":"IF($CT216=\"\",\"\",IF(OR($CT216=\"DX HP\",$CT216=\"VRF HP\",$CT216=\"PTHP\"),VLOOKUP($D216,'Factor Tables'!$B$89:$M$105,MATCH(CONCATENATE($CT216,\" Htg\"),'Factor Tables'!$B$88:$M$88,0),FALSE),0))","v":""},{"$f":"IF($CT216=\"\",\"\",IF(OR($CT216=\"DX HP\",$CT216=\"VRF HP\",$CT216=\"PTHP\"),VLOOKUP($D216,'Factor Tables'!$N$89:$Y$105,MATCH(CONCATENATE($CT216,\" Clg\"),'Factor Tables'!$N$88:$Y$88,0),FALSE),VLOOKUP($D216,'Factor Tables'!$N$89:$Y$105,MATCH($CT216,'Factor Tables'!$N$88:$Y$88,0),FALSE)))","v":""},{"$f":"IF($CT216=\"\",\"\",IF(OR($CT216=\"DX HP\",$CT216=\"VRF HP\",$CT216=\"PTHP\"),VLOOKUP($D216,'Factor Tables'!$N$89:$Y$105,MATCH(CONCATENATE($CT216,\" Htg\"),'Factor Tables'!$N$88:$Y$88,0),FALSE),0))","v":""},{"$f":"IF($AB216=\"\",0,VLOOKUP($AB216,'Utility Admin'!$E:$G,2,FALSE))","v":0},{"$f":"IF($AB216=\"\",0,VLOOKUP($AB216,'Utility Admin'!$E:$G,3,FALSE))","v":0},{"$f":"IFERROR(IF(ABS(Summary!$F$12)<=ABS(Summary!$E$12)*'Utility Admin'!$I$5,$AZ216*$DF216+$BA216*$DG216,$AZ216*$DF216+$AZ216*'Utility Admin'!$I$5*$DG216),0)","v":0},null,"Summer",null,null,null,null,null,null,null,null,null,null,{"$f":"IF(OR('Project Info'!$C$10=\"\",$C216=\"\",$D216=\"\"),\"\",VLOOKUP($D216,$DW$9:$DZ$32,MATCH($C216,$DW$9:$DZ$9,0),FALSE))","v":""},null,null,null,null,null,null,"ERROR: Contact Program Manager. Post Capacity/Unit x Post # of Units must be within +/- 20% of Pre Capacity/Unit x Pre # of Units."]
[null,208,"","",null,null,null,null,null,null,null,null,null,null,null,null,null,null,null,null,null,null,null,null,null,null,null,null,null,null,null,null,null,null,null,null,null,null,null,null,null,null,null,0,0,0,0,0,0,999999999,"",0,0,{"$f":"IFERROR(IF($DH$261>'Utility Admin'!$H$5,$BA217/$BA$5*$BB$261,$DH217),0)","v":0},"","",{"$f":"IF(AND(OR($AB217=\"DX AC Air Cooled\",$AB217=\"DX HP Air Cooled\"),OR(AND($AI217=\"Btu/hr\",$AH217<65000),AND($AI217=\"Tons\",$AH217<65000/12000)),$AC217=\"Split\",$AN217>=15.2),MAX(Baselines!$CB461,12/9.8),Baselines!$CB461)","v":0},{"$f":"Baselines!$CC461","v":0},{"$f":"Baselines!$CE461","v":0},0,0,0,0,0,0,0,0,0,0,{"$f":"IF(OR($C217<>\"Early Retirement\",$J217=\"\"),0,IF(OR($I217=\"DX AC Air Cooled\",$I217=\"DX HP Air Cooled\"),VLOOKUP($J217,'Early Retirement'!$CI$6:$CM$32,2,FALSE),IF(OR($I217=\"PTAC\",$I217=\"PTHP\"),VLOOKUP($J217,'Early Retirement'!$CI$6:$CM$32,3,FALSE),IF(AND(OR($I217=\"Air Cooled Chiller\",$I217=\"Water Cooled Chiller\"),$L217<>\"Centrifugal\"),VLOOKUP($J217,'Early Retirement'!$CI$6:$CM$32,4,FALSE),IF(AND(OR($I217=\"Air Cooled Chiller\",$I217=\"Water Cooled Chiller\"),$L217=\"Centrifugal\"),VLOOKUP($J217,'Early Retirement'!$CI$6:$CM$32,5,FALSE),\"\")))))","v":0},0,0,0,0,0,0,0,0,0,0,0,"","","",0,0,0,{"$f":"IF(AND($C217=\"Early Retirement\",$J217<>\"\",$S217<>\"\",$U217<>\"\"),$CG217,IF(AND(OR($AB217=\"DX AC Air Cooled\",$AB217=\"DX HP Air Cooled\"),OR(AND($AI217=\"Btu/hr\",$AH217<65000),AND($AI217=\"Tons\",$AH217<65000/12000)),$AC217=\"Split\",$AN217>=15.2),MAX(Baselines!$CB210,12/9.8),Baselines!$CB210))","v":0},{"$f":"IF(AND($C217=\"Early Retirement\",$J217<>\"\",$S217<>\"\",$U217<>\"\"),$CH217,Baselines!$CC210)","v":0},{"$f":"Baselines!$CD210","v":"kW/ton"},"",{"$f":"IF(AND($C217=\"Early Retirement\",$J217<>\"\",$S217<>\"\",$U217<>\"\"),$CI217,IF(AND(Baselines!$CE210=0,OR($CT217=\"DX HP\",$CT217=\"PTHP\")),$BG217,Baselines!$CE210))","v":0},"COP",{"$f":"IF(OR($C217=\"Replace-on-Burnout\",$C217=\"New Construction\"),$DB217,IF($CD217=\"\",\"\",IF(OR($CD217=\"DX HP\",$CD217=\"PTHP\"),VLOOKUP($D217,'Factor Tables'!$B$89:$M$105,MATCH(CONCATENATE($CD217,\" Clg\"),'Factor Tables'!$B$88:$M$88,0),FALSE),VLOOKUP($D217,'Factor Tables'!$B$89:$M$105,MATCH($CD217,'Factor Tables'!$B$88:$M$88,0),FALSE))))","v":""},{"$f":"IF(OR($C217=\"Replace-on-Burnout\",$C217=\"New Construction\"),$DC217,IF($CD217=\"\",\"\",IF($CD217=\"DX HP\",VLOOKUP($D217,'Factor Tables'!$B$89:$M$105,MATCH(\"DX HP Htg\",'Factor Tables'!$B$88:$M$88,0),FALSE),0)))","v":""},{"$f":"IF(OR($C217=\"Replace-on-Burnout\",$C217=\"New Construction\"),$DD217,IF($CD217=\"\",\"\",IF($CD217=\"DX HP\",VLOOKUP($D217,'Factor Tables'!$N$89:$Y$105,MATCH(\"DX HP Clg\",'Factor Tables'!$N$88:$Y$88,0),FALSE),IF($CD217=\"PTHP\",VLOOKUP($D217,'Factor Tables'!$N$89:$Y$105,MATCH(\"PTHP Clg\",'Factor Tables'!$N$88:$Y$88,0),FALSE),IF(AND($CD217<>\"DX HP\",$CD217<>\"PTHP\"),VLOOKUP($D217,'Factor Tables'!$N$89:$Y$105,MATCH($CD217,'Factor Tables'!$N$88:$Y$88,0),FALSE),\"\")))))","v":""},{"$f":"IF(OR($C217=\"Replace-on-Burnout\",$C217=\"New Construction\",$CT217=\"DX HP\",$CT217=\"PTHP\"),$DE217,IF($CD217=\"\",\"\",IF($CD217=\"DX HP\",VLOOKUP($D217,'Factor Tables'!$N$89:$Y$105,MATCH(\"DX HP Htg\",'Factor Tables'!$N$88:$Y$88,0),FALSE),IF($CD217=\"PTHP\",VLOOKUP($D217,'Factor Tables'!$N$89:$Y$105,MATCH(\"PTHP Htg\",'Factor Tables'!$N$88:$Y$88,0),FALSE),0))))","v":""},"","",0,0,"kW/ton","",0,"COP",{"$f":"IF($CT217=\"\",\"\",IF(OR($CT217=\"DX HP\",$CT217=\"VRF HP\",$CT217=\"PTHP\"),VLOOKUP($D217,'Factor Tables'!$B$89:$M$105,MATCH(CONCATENATE($CT217,\" Clg\"),'Factor Tables'!$B$88:$M$88,0),FALSE),VLOOKUP($D217,'Factor Tables'!$B$89:$M$105,MATCH($CT217,'Factor Tables'!$B$88:$M$88,0),FALSE)))","v":""},{"$f":"IF($CT217=\"\",\"\",IF(OR($CT217=\"DX HP\",$CT217=\"VRF HP\",$CT217=\"PTHP\"),VLOOKUP($D217,'Factor Tables'!$B$89:$M$105,MATCH(CONCATENATE($CT217,\" Htg\"),'Factor Tables'!$B$88:$M$88,0),FALSE),0))","v":""},{"$f":"IF($CT217=\"\",\"\",IF(OR($CT217=\"DX HP\",$CT217=\"VRF HP\",$CT217=\"PTHP\"),VLOOKUP($D217,'Factor Tables'!$N$89:$Y$105,MATCH(CONCATENATE($CT217,\" Clg\"),'Factor Tables'!$N$88:$Y$88,0),FALSE),VLOOKUP($D217,'Factor Tables'!$N$89:$Y$105,MATCH($CT217,'Factor Tables'!$N$88:$Y$88,0),FALSE)))","v":""},{"$f":"IF($CT217=\"\",\"\",IF(OR($CT217=\"DX HP\",$CT217=\"VRF HP\",$CT217=\"PTHP\"),VLOOKUP($D217,'Factor Tables'!$N$89:$Y$105,MATCH(CONCATENATE($CT217,\" Htg\"),'Factor Tables'!$N$88:$Y$88,0),FALSE),0))","v":""},{"$f":"IF($AB217=\"\",0,VLOOKUP($AB217,'Utility Admin'!$E:$G,2,FALSE))","v":0},{"$f":"IF($AB217=\"\",0,VLOOKUP($AB217,'Utility Admin'!$E:$G,3,FALSE))","v":0},{"$f":"IFERROR(IF(ABS(Summary!$F$12)<=ABS(Summary!$E$12)*'Utility Admin'!$I$5,$AZ217*$DF217+$BA217*$DG217,$AZ217*$DF217+$AZ217*'Utility Admin'!$I$5*$DG217),0)","v":0},null,"Summer",null,null,null,null,null,null,null,null,null,null,{"$f":"IF(OR('Project Info'!$C$10=\"\",$C217=\"\",$D217=\"\"),\"\",VLOOKUP($D217,$DW$9:$DZ$32,MATCH($C217,$DW$9:$DZ$9,0),FALSE))","v":""},null,null,null,null,null,null,"ERROR: Contact Program Manager. Post Capacity/Unit x Post # of Units must be within +/- 20% of Pre Capacity/Unit x Pre # of Units."]
[null,209,"","",null,null,null,null,null,null,null,null,null,null,null,null,null,null,null,null,null,null,null,null,null,null,null,null,null,null,null,null,null,null,null,null,null,null,null,null,null,null,null,0,0,0,0,0,0,999999999,"",0,0,{"$f":"IFERROR(IF($DH$261>'Utility Admin'!$H$5,$BA218/$BA$5*$BB$261,$DH218),0)","v":0},"","",{"$f":"IF(AND(OR($AB218=\"DX AC Air Cooled\",$AB218=\"DX HP Air Cooled\"),OR(AND($AI218=\"Btu/hr\",$AH218<65000),AND($AI218=\"Tons\",$AH218<65000/12000)),$AC218=\"Split\",$AN218>=15.2),MAX(Baselines!$CB462,12/9.8),Baselines!$CB462)","v":0},{"$f":"Baselines!$CC462","v":0},{"$f":"Baselines!$CE462","v":0},0,0,0,0,0,0,0,0,0,0,{"$f":"IF(OR($C218<>\"Early Retirement\",$J218=\"\"),0,IF(OR($I218=\"DX AC Air Cooled\",$I218=\"DX HP Air Cooled\"),VLOOKUP($J218,'Early Retirement'!$CI$6:$CM$32,2,FALSE),IF(OR($I218=\"PTAC\",$I218=\"PTHP\"),VLOOKUP($J218,'Early Retirement'!$CI$6:$CM$32,3,FALSE),IF(AND(OR($I218=\"Air Cooled Chiller\",$I218=\"Water Cooled Chiller\"),$L218<>\"Centrifugal\"),VLOOKUP($J218,'Early Retirement'!$CI$6:$CM$32,4,FALSE),IF(AND(OR($I218=\"Air Cooled Chiller\",$I218=\"Water Cooled Chiller\"),$L218=\"Centrifugal\"),VLOOKUP($J218,'Early Retirement'!$CI$6:$CM$32,5,FALSE),\"\")))))","v":0},0,0,0,0,0,0,0,0,0,0,0,"","","",0,0,0,{"$f":"IF(AND($C218=\"Early Retirement\",$J218<>\"\",$S218<>\"\",$U218<>\"\"),$CG218,IF(AND(OR($AB218=\"DX AC Air Cooled\",$AB218=\"DX HP Air Cooled\"),OR(AND($AI218=\"Btu/hr\",$AH218<65000),AND($AI218=\"Tons\",$AH218<65000/12000)),$AC218=\"Split\",$AN218>=15.2),MAX(Baselines!$CB211,12/9.8),Baselines!$CB211))","v":0},{"$f":"IF(AND($C218=\"Early Retirement\",$J218<>\"\",$S218<>\"\",$U218<>\"\"),$CH218,Baselines!$CC211)","v":0},{"$f":"Baselines!$CD211","v":"kW/ton"},"",{"$f":"IF(AND($C218=\"Early Retirement\",$J218<>\"\",$S218<>\"\",$U218<>\"\"),$CI218,IF(AND(Baselines!$CE211=0,OR($CT218=\"DX HP\",$CT218=\"PTHP\")),$BG218,Baselines!$CE211))","v":0},"COP",{"$f":"IF(OR($C218=\"Replace-on-Burnout\",$C218=\"New Construction\"),$DB218,IF($CD218=\"\",\"\",IF(OR($CD218=\"DX HP\",$CD218=\"PTHP\"),VLOOKUP($D218,'Factor Tables'!$B$89:$M$105,MATCH(CONCATENATE($CD218,\" Clg\"),'Factor Tables'!$B$88:$M$88,0),FALSE),VLOOKUP($D218,'Factor Tables'!$B$89:$M$105,MATCH($CD218,'Factor Tables'!$B$88:$M$88,0),FALSE))))","v":""},{"$f":"IF(OR($C218=\"Replace-on-Burnout\",$C218=\"New Construction\"),$DC218,IF($CD218=\"\",\"\",IF($CD218=\"DX HP\",VLOOKUP($D218,'Factor Tables'!$B$89:$M$105,MATCH(\"DX HP Htg\",'Factor Tables'!$B$88:$M$88,0),FALSE),0)))","v":""},{"$f":"IF(OR($C218=\"Replace-on-Burnout\",$C218=\"New Construction\"),$DD218,IF($CD218=\"\",\"\",IF($CD218=\"DX HP\",VLOOKUP($D218,'Factor Tables'!$N$89:$Y$105,MATCH(\"DX HP Clg\",'Factor Tables'!$N$88:$Y$88,0),FALSE),IF($CD218=\"PTHP\",VLOOKUP($D218,'Factor Tables'!$N$89:$Y$105,MATCH(\"PTHP Clg\",'Factor Tables'!$N$88:$Y$88,0),FALSE),IF(AND($CD218<>\"DX HP\",$CD218<>\"PTHP\"),VLOOKUP($D218,'Factor Tables'!$N$89:$Y$105,MATCH($CD218,'Factor Tables'!$N$88:$Y$88,0),FALSE),\"\")))))","v":""},{"$f":"IF(OR($C218=\"Replace-on-Burnout\",$C218=\"New Construction\",$CT218=\"DX HP\",$CT218=\"PTHP\"),$DE218,IF($CD218=\"\",\"\",IF($CD218=\"DX HP\",VLOOKUP($D218,'Factor Tables'!$N$89:$Y$105,MATCH(\"DX HP Htg\",'Factor Tables'!$N$88:$Y$88,0),FALSE),IF($CD218=\"PTHP\",VLOOKUP($D218,'Factor Tables'!$N$89:$Y$105,MATCH(\"PTHP Htg\",'Factor Tables'!$N$88:$Y$88,0),FALSE),0))))","v":""},"","",0,0,"kW/ton","",0,"COP",{"$f":"IF($CT218=\"\",\"\",IF(OR($CT218=\"DX HP\",$CT218=\"VRF HP\",$CT218=\"PTHP\"),VLOOKUP($D218,'Factor Tables'!$B$89:$M$105,MATCH(CONCATENATE($CT218,\" Clg\"),'Factor Tables'!$B$88:$M$88,0),FALSE),VLOOKUP($D218,'Factor Tables'!$B$89:$M$105,MATCH($CT218,'Factor Tables'!$B$88:$M$88,0),FALSE)))","v":""},{"$f":"IF($CT218=\"\",\"\",IF(OR($CT218=\"DX HP\",$CT218=\"VRF HP\",$CT218=\"PTHP\"),VLOOKUP($D218,'Factor Tables'!$B$89:$M$105,MATCH(CONCATENATE($CT218,\" Htg\"),'Factor Tables'!$B$88:$M$88,0),FALSE),0))","v":""},{"$f":"IF($CT218=\"\",\"\",IF(OR($CT218=\"DX HP\",$CT218=\"VRF HP\",$CT218=\"PTHP\"),VLOOKUP($D218,'Factor Tables'!$N$89:$Y$105,MATCH(CONCATENATE($CT218,\" Clg\"),'Factor Tables'!$N$88:$Y$88,0),FALSE),VLOOKUP($D218,'Factor Tables'!$N$89:$Y$105,MATCH($CT218,'Factor Tables'!$N$88:$Y$88,0),FALSE)))","v":""},{"$f":"IF($CT218=\"\",\"\",IF(OR($CT218=\"DX HP\",$CT218=\"VRF HP\",$CT218=\"PTHP\"),VLOOKUP($D218,'Factor Tables'!$N$89:$Y$105,MATCH(CONCATENATE($CT218,\" Htg\"),'Factor Tables'!$N$88:$Y$88,0),FALSE),0))","v":""},{"$f":"IF($AB218=\"\",0,VLOOKUP($AB218,'Utility Admin'!$E:$G,2,FALSE))","v":0},{"$f":"IF($AB218=\"\",0,VLOOKUP($AB218,'Utility Admin'!$E:$G,3,FALSE))","v":0},{"$f":"IFERROR(IF(ABS(Summary!$F$12)<=ABS(Summary!$E$12)*'Utility Admin'!$I$5,$AZ218*$DF218+$BA218*$DG218,$AZ218*$DF218+$AZ218*'Utility Admin'!$I$5*$DG218),0)","v":0},null,"Summer",null,null,null,null,null,null,null,null,null,null,{"$f":"IF(OR('Project Info'!$C$10=\"\",$C218=\"\",$D218=\"\"),\"\",VLOOKUP($D218,$DW$9:$DZ$32,MATCH($C218,$DW$9:$DZ$9,0),FALSE))","v":""},null,null,null,null,null,null,"ERROR: Contact Program Manager. Post Capacity/Unit x Post # of Units must be within +/- 20% of Pre Capacity/Unit x Pre # of Units."]
[null,210,"","",null,null,null,null,null,null,null,null,null,null,null,null,null,null,null,null,null,null,null,null,null,null,null,null,null,null,null,null,null,null,null,null,null,null,null,null,null,null,null,0,0,0,0,0,0,999999999,"",0,0,{"$f":"IFERROR(IF($DH$261>'Utility Admin'!$H$5,$BA219/$BA$5*$BB$261,$DH219),0)","v":0},"","",{"$f":"IF(AND(OR($AB219=\"DX AC Air Cooled\",$AB219=\"DX HP Air Cooled\"),OR(AND($AI219=\"Btu/hr\",$AH219<65000),AND($AI219=\"Tons\",$AH219<65000/12000)),$AC219=\"Split\",$AN219>=15.2),MAX(Baselines!$CB463,12/9.8),Baselines!$CB463)","v":0},{"$f":"Baselines!$CC463","v":0},{"$f":"Baselines!$CE463","v":0},0,0,0,0,0,0,0,0,0,0,{"$f":"IF(OR($C219<>\"Early Retirement\",$J219=\"\"),0,IF(OR($I219=\"DX AC Air Cooled\",$I219=\"DX HP Air Cooled\"),VLOOKUP($J219,'Early Retirement'!$CI$6:$CM$32,2,FALSE),IF(OR($I219=\"PTAC\",$I219=\"PTHP\"),VLOOKUP($J219,'Early Retirement'!$CI$6:$CM$32,3,FALSE),IF(AND(OR($I219=\"Air Cooled Chiller\",$I219=\"Water Cooled Chiller\"),$L219<>\"Centrifugal\"),VLOOKUP($J219,'Early Retirement'!$CI$6:$CM$32,4,FALSE),IF(AND(OR($I219=\"Air Cooled Chiller\",$I219=\"Water Cooled Chiller\"),$L219=\"Centrifugal\"),VLOOKUP($J219,'Early Retirement'!$CI$6:$CM$32,5,FALSE),\"\")))))","v":0},0,0,0,0,0,0,0,0,0,0,0,"","","",0,0,0,{"$f":"IF(AND($C219=\"Early Retirement\",$J219<>\"\",$S219<>\"\",$U219<>\"\"),$CG219,IF(AND(OR($AB219=\"DX AC Air Cooled\",$AB219=\"DX HP Air Cooled\"),OR(AND($AI219=\"Btu/hr\",$AH219<65000),AND($AI219=\"Tons\",$AH219<65000/12000)),$AC219=\"Split\",$AN219>=15.2),MAX(Baselines!$CB212,12/9.8),Baselines!$CB212))","v":0},{"$f":"IF(AND($C219=\"Early Retirement\",$J219<>\"\",$S219<>\"\",$U219<>\"\"),$CH219,Baselines!$CC212)","v":0},{"$f":"Baselines!$CD212","v":"kW/ton"},"",{"$f":"IF(AND($C219=\"Early Retirement\",$J219<>\"\",$S219<>\"\",$U219<>\"\"),$CI219,IF(AND(Baselines!$CE212=0,OR($CT219=\"DX HP\",$CT219=\"PTHP\")),$BG219,Baselines!$CE212))","v":0},"COP",{"$f":"IF(OR($C219=\"Replace-on-Burnout\",$C219=\"New Construction\"),$DB219,IF($CD219=\"\",\"\",IF(OR($CD219=\"DX HP\",$CD219=\"PTHP\"),VLOOKUP($D219,'Factor Tables'!$B$89:$M$105,MATCH(CONCATENATE($CD219,\" Clg\"),'Factor Tables'!$B$88:$M$88,0),FALSE),VLOOKUP($D219,'Factor Tables'!$B$89:$M$105,MATCH($CD219,'Factor Tables'!$B$88:$M$88,0),FALSE))))","v":""},{"$f":"IF(OR($C219=\"Replace-on-Burnout\",$C219=\"New Construction\"),$DC219,IF($CD219=\"\",\"\",IF($CD219=\"DX HP\",VLOOKUP($D219,'Factor Tables'!$B$89:$M$105,MATCH(\"DX HP Htg\",'Factor Tables'!$B$88:$M$88,0),FALSE),0)))","v":""},{"$f":"IF(OR($C219=\"Replace-on-Burnout\",$C219=\"New Construction\"),$DD219,IF($CD219=\"\",\"\",IF($CD219=\"DX HP\",VLOOKUP($D219,'Factor Tables'!$N$89:$Y$105,MATCH(\"DX HP Clg\",'Factor Tables'!$N$88:$Y$88,0),FALSE),IF($CD219=\"PTHP\",VLOOKUP($D219,'Factor Tables'!$N$89:$Y$105,MATCH(\"PTHP Clg\",'Factor Tables'!$N$88:$Y$88,0),FALSE),IF(AND($CD219<>\"DX HP\",$CD219<>\"PTHP\"),VLOOKUP($D219,'Factor Tables'!$N$89:$Y$105,MATCH($CD219,'Factor Tables'!$N$88:$Y$88,0),FALSE),\"\")))))","v":""},{"$f":"IF(OR($C219=\"Replace-on-Burnout\",$C219=\"New Construction\",$CT219=\"DX HP\",$CT219=\"PTHP\"),$DE219,IF($CD219=\"\",\"\",IF($CD219=\"DX HP\",VLOOKUP($D219,'Factor Tables'!$N$89:$Y$105,MATCH(\"DX HP Htg\",'Factor Tables'!$N$88:$Y$88,0),FALSE),IF($CD219=\"PTHP\",VLOOKUP($D219,'Factor Tables'!$N$89:$Y$105,MATCH(\"PTHP Htg\",'Factor Tables'!$N$88:$Y$88,0),FALSE),0))))","v":""},"","",0,0,"kW/ton","",0,"COP",{"$f":"IF($CT219=\"\",\"\",IF(OR($CT219=\"DX HP\",$CT219=\"VRF HP\",$CT219=\"PTHP\"),VLOOKUP($D219,'Factor Tables'!$B$89:$M$105,MATCH(CONCATENATE($CT219,\" Clg\"),'Factor Tables'!$B$88:$M$88,0),FALSE),VLOOKUP($D219,'Factor Tables'!$B$89:$M$105,MATCH($CT219,'Factor Tables'!$B$88:$M$88,0),FALSE)))","v":""},{"$f":"IF($CT219=\"\",\"\",IF(OR($CT219=\"DX HP\",$CT219=\"VRF HP\",$CT219=\"PTHP\"),VLOOKUP($D219,'Factor Tables'!$B$89:$M$105,MATCH(CONCATENATE($CT219,\" Htg\"),'Factor Tables'!$B$88:$M$88,0),FALSE),0))","v":""},{"$f":"IF($CT219=\"\",\"\",IF(OR($CT219=\"DX HP\",$CT219=\"VRF HP\",$CT219=\"PTHP\"),VLOOKUP($D219,'Factor Tables'!$N$89:$Y$105,MATCH(CONCATENATE($CT219,\" Clg\"),'Factor Tables'!$N$88:$Y$88,0),FALSE),VLOOKUP($D219,'Factor Tables'!$N$89:$Y$105,MATCH($CT219,'Factor Tables'!$N$88:$Y$88,0),FALSE)))","v":""},{"$f":"IF($CT219=\"\",\"\",IF(OR($CT219=\"DX HP\",$CT219=\"VRF HP\",$CT219=\"PTHP\"),VLOOKUP($D219,'Factor Tables'!$N$89:$Y$105,MATCH(CONCATENATE($CT219,\" Htg\"),'Factor Tables'!$N$88:$Y$88,0),FALSE),0))","v":""},{"$f":"IF($AB219=\"\",0,VLOOKUP($AB219,'Utility Admin'!$E:$G,2,FALSE))","v":0},{"$f":"IF($AB219=\"\",0,VLOOKUP($AB219,'Utility Admin'!$E:$G,3,FALSE))","v":0},{"$f":"IFERROR(IF(ABS(Summary!$F$12)<=ABS(Summary!$E$12)*'Utility Admin'!$I$5,$AZ219*$DF219+$BA219*$DG219,$AZ219*$DF219+$AZ219*'Utility Admin'!$I$5*$DG219),0)","v":0},null,"Summer",null,null,null,null,null,null,null,null,null,null,{"$f":"IF(OR('Project Info'!$C$10=\"\",$C219=\"\",$D219=\"\"),\"\",VLOOKUP($D219,$DW$9:$DZ$32,MATCH($C219,$DW$9:$DZ$9,0),FALSE))","v":""},null,null,null,null,null,null,"ERROR: Contact Program Manager. Post Capacity/Unit x Post # of Units must be within +/- 20% of Pre Capacity/Unit x Pre # of Units."]
[null,211,"","",null,null,null,null,null,null,null,null,null,null,null,null,null,null,null,null,null,null,null,null,null,null,null,null,null,null,null,null,null,null,null,null,null,null,null,null,null,null,null,0,0,0,0,0,0,999999999,"",0,0,{"$f":"IFERROR(IF($DH$261>'Utility Admin'!$H$5,$BA220/$BA$5*$BB$261,$DH220),0)","v":0},"","",{"$f":"IF(AND(OR($AB220=\"DX AC Air Cooled\",$AB220=\"DX HP Air Cooled\"),OR(AND($AI220=\"Btu/hr\",$AH220<65000),AND($AI220=\"Tons\",$AH220<65000/12000)),$AC220=\"Split\",$AN220>=15.2),MAX(Baselines!$CB464,12/9.8),Baselines!$CB464)","v":0},{"$f":"Baselines!$CC464","v":0},{"$f":"Baselines!$CE464","v":0},0,0,0,0,0,0,0,0,0,0,{"$f":"IF(OR($C220<>\"Early Retirement\",$J220=\"\"),0,IF(OR($I220=\"DX AC Air Cooled\",$I220=\"DX HP Air Cooled\"),VLOOKUP($J220,'Early Retirement'!$CI$6:$CM$32,2,FALSE),IF(OR($I220=\"PTAC\",$I220=\"PTHP\"),VLOOKUP($J220,'Early Retirement'!$CI$6:$CM$32,3,FALSE),IF(AND(OR($I220=\"Air Cooled Chiller\",$I220=\"Water Cooled Chiller\"),$L220<>\"Centrifugal\"),VLOOKUP($J220,'Early Retirement'!$CI$6:$CM$32,4,FALSE),IF(AND(OR($I220=\"Air Cooled Chiller\",$I220=\"Water Cooled Chiller\"),$L220=\"Centrifugal\"),VLOOKUP($J220,'Early Retirement'!$CI$6:$CM$32,5,FALSE),\"\")))))","v":0},0,0,0,0,0,0,0,0,0,0,0,"","","",0,0,0,{"$f":"IF(AND($C220=\"Early Retirement\",$J220<>\"\",$S220<>\"\",$U220<>\"\"),$CG220,IF(AND(OR($AB220=\"DX AC Air Cooled\",$AB220=\"DX HP Air Cooled\"),OR(AND($AI220=\"Btu/hr\",$AH220<65000),AND($AI220=\"Tons\",$AH220<65000/12000)),$AC220=\"Split\",$AN220>=15.2),MAX(Baselines!$CB213,12/9.8),Baselines!$CB213))","v":0},{"$f":"IF(AND($C220=\"Early Retirement\",$J220<>\"\",$S220<>\"\",$U220<>\"\"),$CH220,Baselines!$CC213)","v":0},{"$f":"Baselines!$CD213","v":"kW/ton"},"",{"$f":"IF(AND($C220=\"Early Retirement\",$J220<>\"\",$S220<>\"\",$U220<>\"\"),$CI220,IF(AND(Baselines!$CE213=0,OR($CT220=\"DX HP\",$CT220=\"PTHP\")),$BG220,Baselines!$CE213))","v":0},"COP",{"$f":"IF(OR($C220=\"Replace-on-Burnout\",$C220=\"New Construction\"),$DB220,IF($CD220=\"\",\"\",IF(OR($CD220=\"DX HP\",$CD220=\"PTHP\"),VLOOKUP($D220,'Factor Tables'!$B$89:$M$105,MATCH(CONCATENATE($CD220,\" Clg\"),'Factor Tables'!$B$88:$M$88,0),FALSE),VLOOKUP($D220,'Factor Tables'!$B$89:$M$105,MATCH($CD220,'Factor Tables'!$B$88:$M$88,0),FALSE))))","v":""},{"$f":"IF(OR($C220=\"Replace-on-Burnout\",$C220=\"New Construction\"),$DC220,IF($CD220=\"\",\"\",IF($CD220=\"DX HP\",VLOOKUP($D220,'Factor Tables'!$B$89:$M$105,MATCH(\"DX HP Htg\",'Factor Tables'!$B$88:$M$88,0),FALSE),0)))","v":""},{"$f":"IF(OR($C220=\"Replace-on-Burnout\",$C220=\"New Construction\"),$DD220,IF($CD220=\"\",\"\",IF($CD220=\"DX HP\",VLOOKUP($D220,'Factor Tables'!$N$89:$Y$105,MATCH(\"DX HP Clg\",'Factor Tables'!$N$88:$Y$88,0),FALSE),IF($CD220=\"PTHP\",VLOOKUP($D220,'Factor Tables'!$N$89:$Y$105,MATCH(\"PTHP Clg\",'Factor Tables'!$N$88:$Y$88,0),FALSE),IF(AND($CD220<>\"DX HP\",$CD220<>\"PTHP\"),VLOOKUP($D220,'Factor Tables'!$N$89:$Y$105,MATCH($CD220,'Factor Tables'!$N$88:$Y$88,0),FALSE),\"\")))))","v":""},{"$f":"IF(OR($C220=\"Replace-on-Burnout\",$C220=\"New Construction\",$CT220=\"DX HP\",$CT220=\"PTHP\"),$DE220,IF($CD220=\"\",\"\",IF($CD220=\"DX HP\",VLOOKUP($D220,'Factor Tables'!$N$89:$Y$105,MATCH(\"DX HP Htg\",'Factor Tables'!$N$88:$Y$88,0),FALSE),IF($CD220=\"PTHP\",VLOOKUP($D220,'Factor Tables'!$N$89:$Y$105,MATCH(\"PTHP Htg\",'Factor Tables'!$N$88:$Y$88,0),FALSE),0))))","v":""},"","",0,0,"kW/ton","",0,"COP",{"$f":"IF($CT220=\"\",\"\",IF(OR($CT220=\"DX HP\",$CT220=\"VRF HP\",$CT220=\"PTHP\"),VLOOKUP($D220,'Factor Tables'!$B$89:$M$105,MATCH(CONCATENATE($CT220,\" Clg\"),'Factor Tables'!$B$88:$M$88,0),FALSE),VLOOKUP($D220,'Factor Tables'!$B$89:$M$105,MATCH($CT220,'Factor Tables'!$B$88:$M$88,0),FALSE)))","v":""},{"$f":"IF($CT220=\"\",\"\",IF(OR($CT220=\"DX HP\",$CT220=\"VRF HP\",$CT220=\"PTHP\"),VLOOKUP($D220,'Factor Tables'!$B$89:$M$105,MATCH(CONCATENATE($CT220,\" Htg\"),'Factor Tables'!$B$88:$M$88,0),FALSE),0))","v":""},{"$f":"IF($CT220=\"\",\"\",IF(OR($CT220=\"DX HP\",$CT220=\"VRF HP\",$CT220=\"PTHP\"),VLOOKUP($D220,'Factor Tables'!$N$89:$Y$105,MATCH(CONCATENATE($CT220,\" Clg\"),'Factor Tables'!$N$88:$Y$88,0),FALSE),VLOOKUP($D220,'Factor Tables'!$N$89:$Y$105,MATCH($CT220,'Factor Tables'!$N$88:$Y$88,0),FALSE)))","v":""},{"$f":"IF($CT220=\"\",\"\",IF(OR($CT220=\"DX HP\",$CT220=\"VRF HP\",$CT220=\"PTHP\"),VLOOKUP($D220,'Factor Tables'!$N$89:$Y$105,MATCH(CONCATENATE($CT220,\" Htg\"),'Factor Tables'!$N$88:$Y$88,0),FALSE),0))","v":""},{"$f":"IF($AB220=\"\",0,VLOOKUP($AB220,'Utility Admin'!$E:$G,2,FALSE))","v":0},{"$f":"IF($AB220=\"\",0,VLOOKUP($AB220,'Utility Admin'!$E:$G,3,FALSE))","v":0},{"$f":"IFERROR(IF(ABS(Summary!$F$12)<=ABS(Summary!$E$12)*'Utility Admin'!$I$5,$AZ220*$DF220+$BA220*$DG220,$AZ220*$DF220+$AZ220*'Utility Admin'!$I$5*$DG220),0)","v":0},null,"Summer",null,null,null,null,null,null,null,null,null,null,{"$f":"IF(OR('Project Info'!$C$10=\"\",$C220=\"\",$D220=\"\"),\"\",VLOOKUP($D220,$DW$9:$DZ$32,MATCH($C220,$DW$9:$DZ$9,0),FALSE))","v":""},null,null,null,null,null,null,"ERROR: Contact Program Manager. Post Capacity/Unit x Post # of Units must be within +/- 20% of Pre Capacity/Unit x Pre # of Units."]
[null,212,"","",null,null,null,null,null,null,null,null,null,null,null,null,null,null,null,null,null,null,null,null,null,null,null,null,null,null,null,null,null,null,null,null,null,null,null,null,null,null,null,0,0,0,0,0,0,999999999,"",0,0,{"$f":"IFERROR(IF($DH$261>'Utility Admin'!$H$5,$BA221/$BA$5*$BB$261,$DH221),0)","v":0},"","",{"$f":"IF(AND(OR($AB221=\"DX AC Air Cooled\",$AB221=\"DX HP Air Cooled\"),OR(AND($AI221=\"Btu/hr\",$AH221<65000),AND($AI221=\"Tons\",$AH221<65000/12000)),$AC221=\"Split\",$AN221>=15.2),MAX(Baselines!$CB465,12/9.8),Baselines!$CB465)","v":0},{"$f":"Baselines!$CC465","v":0},{"$f":"Baselines!$CE465","v":0},0,0,0,0,0,0,0,0,0,0,{"$f":"IF(OR($C221<>\"Early Retirement\",$J221=\"\"),0,IF(OR($I221=\"DX AC Air Cooled\",$I221=\"DX HP Air Cooled\"),VLOOKUP($J221,'Early Retirement'!$CI$6:$CM$32,2,FALSE),IF(OR($I221=\"PTAC\",$I221=\"PTHP\"),VLOOKUP($J221,'Early Retirement'!$CI$6:$CM$32,3,FALSE),IF(AND(OR($I221=\"Air Cooled Chiller\",$I221=\"Water Cooled Chiller\"),$L221<>\"Centrifugal\"),VLOOKUP($J221,'Early Retirement'!$CI$6:$CM$32,4,FALSE),IF(AND(OR($I221=\"Air Cooled Chiller\",$I221=\"Water Cooled Chiller\"),$L221=\"Centrifugal\"),VLOOKUP($J221,'Early Retirement'!$CI$6:$CM$32,5,FALSE),\"\")))))","v":0},0,0,0,0,0,0,0,0,0,0,0,"","","",0,0,0,{"$f":"IF(AND($C221=\"Early Retirement\",$J221<>\"\",$S221<>\"\",$U221<>\"\"),$CG221,IF(AND(OR($AB221=\"DX AC Air Cooled\",$AB221=\"DX HP Air Cooled\"),OR(AND($AI221=\"Btu/hr\",$AH221<65000),AND($AI221=\"Tons\",$AH221<65000/12000)),$AC221=\"Split\",$AN221>=15.2),MAX(Baselines!$CB214,12/9.8),Baselines!$CB214))","v":0},{"$f":"IF(AND($C221=\"Early Retirement\",$J221<>\"\",$S221<>\"\",$U221<>\"\"),$CH221,Baselines!$CC214)","v":0},{"$f":"Baselines!$CD214","v":"kW/ton"},"",{"$f":"IF(AND($C221=\"Early Retirement\",$J221<>\"\",$S221<>\"\",$U221<>\"\"),$CI221,IF(AND(Baselines!$CE214=0,OR($CT221=\"DX HP\",$CT221=\"PTHP\")),$BG221,Baselines!$CE214))","v":0},"COP",{"$f":"IF(OR($C221=\"Replace-on-Burnout\",$C221=\"New Construction\"),$DB221,IF($CD221=\"\",\"\",IF(OR($CD221=\"DX HP\",$CD221=\"PTHP\"),VLOOKUP($D221,'Factor Tables'!$B$89:$M$105,MATCH(CONCATENATE($CD221,\" Clg\"),'Factor Tables'!$B$88:$M$88,0),FALSE),VLOOKUP($D221,'Factor Tables'!$B$89:$M$105,MATCH($CD221,'Factor Tables'!$B$88:$M$88,0),FALSE))))","v":""},{"$f":"IF(OR($C221=\"Replace-on-Burnout\",$C221=\"New Construction\"),$DC221,IF($CD221=\"\",\"\",IF($CD221=\"DX HP\",VLOOKUP($D221,'Factor Tables'!$B$89:$M$105,MATCH(\"DX HP Htg\",'Factor Tables'!$B$88:$M$88,0),FALSE),0)))","v":""},{"$f":"IF(OR($C221=\"Replace-on-Burnout\",$C221=\"New Construction\"),$DD221,IF($CD221=\"\",\"\",IF($CD221=\"DX HP\",VLOOKUP($D221,'Factor Tables'!$N$89:$Y$105,MATCH(\"DX HP Clg\",'Factor Tables'!$N$88:$Y$88,0),FALSE),IF($CD221=\"PTHP\",VLOOKUP($D221,'Factor Tables'!$N$89:$Y$105,MATCH(\"PTHP Clg\",'Factor Tables'!$N$88:$Y$88,0),FALSE),IF(AND($CD221<>\"DX HP\",$CD221<>\"PTHP\"),VLOOKUP($D221,'Factor Tables'!$N$89:$Y$105,MATCH($CD221,'Factor Tables'!$N$88:$Y$88,0),FALSE),\"\")))))","v":""},{"$f":"IF(OR($C221=\"Replace-on-Burnout\",$C221=\"New Construction\",$CT221=\"DX HP\",$CT221=\"PTHP\"),$DE221,IF($CD221=\"\",\"\",IF($CD221=\"DX HP\",VLOOKUP($D221,'Factor Tables'!$N$89:$Y$105,MATCH(\"DX HP Htg\",'Factor Tables'!$N$88:$Y$88,0),FALSE),IF($CD221=\"PTHP\",VLOOKUP($D221,'Factor Tables'!$N$89:$Y$105,MATCH(\"PTHP Htg\",'Factor Tables'!$N$88:$Y$88,0),FALSE),0))))","v":""},"","",0,0,"kW/ton","",0,"COP",{"$f":"IF($CT221=\"\",\"\",IF(OR($CT221=\"DX HP\",$CT221=\"VRF HP\",$CT221=\"PTHP\"),VLOOKUP($D221,'Factor Tables'!$B$89:$M$105,MATCH(CONCATENATE($CT221,\" Clg\"),'Factor Tables'!$B$88:$M$88,0),FALSE),VLOOKUP($D221,'Factor Tables'!$B$89:$M$105,MATCH($CT221,'Factor Tables'!$B$88:$M$88,0),FALSE)))","v":""},{"$f":"IF($CT221=\"\",\"\",IF(OR($CT221=\"DX HP\",$CT221=\"VRF HP\",$CT221=\"PTHP\"),VLOOKUP($D221,'Factor Tables'!$B$89:$M$105,MATCH(CONCATENATE($CT221,\" Htg\"),'Factor Tables'!$B$88:$M$88,0),FALSE),0))","v":""},{"$f":"IF($CT221=\"\",\"\",IF(OR($CT221=\"DX HP\",$CT221=\"VRF HP\",$CT221=\"PTHP\"),VLOOKUP($D221,'Factor Tables'!$N$89:$Y$105,MATCH(CONCATENATE($CT221,\" Clg\"),'Factor Tables'!$N$88:$Y$88,0),FALSE),VLOOKUP($D221,'Factor Tables'!$N$89:$Y$105,MATCH($CT221,'Factor Tables'!$N$88:$Y$88,0),FALSE)))","v":""},{"$f":"IF($CT221=\"\",\"\",IF(OR($CT221=\"DX HP\",$CT221=\"VRF HP\",$CT221=\"PTHP\"),VLOOKUP($D221,'Factor Tables'!$N$89:$Y$105,MATCH(CONCATENATE($CT221,\" Htg\"),'Factor Tables'!$N$88:$Y$88,0),FALSE),0))","v":""},{"$f":"IF($AB221=\"\",0,VLOOKUP($AB221,'Utility Admin'!$E:$G,2,FALSE))","v":0},{"$f":"IF($AB221=\"\",0,VLOOKUP($AB221,'Utility Admin'!$E:$G,3,FALSE))","v":0},{"$f":"IFERROR(IF(ABS(Summary!$F$12)<=ABS(Summary!$E$12)*'Utility Admin'!$I$5,$AZ221*$DF221+$BA221*$DG221,$AZ221*$DF221+$AZ221*'Utility Admin'!$I$5*$DG221),0)","v":0},null,"Summer",null,null,null,null,null,null,null,null,null,null,{"$f":"IF(OR('Project Info'!$C$10=\"\",$C221=\"\",$D221=\"\"),\"\",VLOOKUP($D221,$DW$9:$DZ$32,MATCH($C221,$DW$9:$DZ$9,0),FALSE))","v":""},null,null,null,null,null,null,"ERROR: Contact Program Manager. Post Capacity/Unit x Post # of Units must be within +/- 20% of Pre Capacity/Unit x Pre # of Units."]
[null,213,"","",null,null,null,null,null,null,null,null,null,null,null,null,null,null,null,null,null,null,null,null,null,null,null,null,null,null,null,null,null,null,null,null,null,null,null,null,null,null,null,0,0,0,0,0,0,999999999,"",0,0,{"$f":"IFERROR(IF($DH$261>'Utility Admin'!$H$5,$BA222/$BA$5*$BB$261,$DH222),0)","v":0},"","",{"$f":"IF(AND(OR($AB222=\"DX AC Air Cooled\",$AB222=\"DX HP Air Cooled\"),OR(AND($AI222=\"Btu/hr\",$AH222<65000),AND($AI222=\"Tons\",$AH222<65000/12000)),$AC222=\"Split\",$AN222>=15.2),MAX(Baselines!$CB466,12/9.8),Baselines!$CB466)","v":0},{"$f":"Baselines!$CC466","v":0},{"$f":"Baselines!$CE466","v":0},0,0,0,0,0,0,0,0,0,0,{"$f":"IF(OR($C222<>\"Early Retirement\",$J222=\"\"),0,IF(OR($I222=\"DX AC Air Cooled\",$I222=\"DX HP Air Cooled\"),VLOOKUP($J222,'Early Retirement'!$CI$6:$CM$32,2,FALSE),IF(OR($I222=\"PTAC\",$I222=\"PTHP\"),VLOOKUP($J222,'Early Retirement'!$CI$6:$CM$32,3,FALSE),IF(AND(OR($I222=\"Air Cooled Chiller\",$I222=\"Water Cooled Chiller\"),$L222<>\"Centrifugal\"),VLOOKUP($J222,'Early Retirement'!$CI$6:$CM$32,4,FALSE),IF(AND(OR($I222=\"Air Cooled Chiller\",$I222=\"Water Cooled Chiller\"),$L222=\"Centrifugal\"),VLOOKUP($J222,'Early Retirement'!$CI$6:$CM$32,5,FALSE),\"\")))))","v":0},0,0,0,0,0,0,0,0,0,0,0,"","","",0,0,0,{"$f":"IF(AND($C222=\"Early Retirement\",$J222<>\"\",$S222<>\"\",$U222<>\"\"),$CG222,IF(AND(OR($AB222=\"DX AC Air Cooled\",$AB222=\"DX HP Air Cooled\"),OR(AND($AI222=\"Btu/hr\",$AH222<65000),AND($AI222=\"Tons\",$AH222<65000/12000)),$AC222=\"Split\",$AN222>=15.2),MAX(Baselines!$CB215,12/9.8),Baselines!$CB215))","v":0},{"$f":"IF(AND($C222=\"Early Retirement\",$J222<>\"\",$S222<>\"\",$U222<>\"\"),$CH222,Baselines!$CC215)","v":0},{"$f":"Baselines!$CD215","v":"kW/ton"},"",{"$f":"IF(AND($C222=\"Early Retirement\",$J222<>\"\",$S222<>\"\",$U222<>\"\"),$CI222,IF(AND(Baselines!$CE215=0,OR($CT222=\"DX HP\",$CT222=\"PTHP\")),$BG222,Baselines!$CE215))","v":0},"COP",{"$f":"IF(OR($C222=\"Replace-on-Burnout\",$C222=\"New Construction\"),$DB222,IF($CD222=\"\",\"\",IF(OR($CD222=\"DX HP\",$CD222=\"PTHP\"),VLOOKUP($D222,'Factor Tables'!$B$89:$M$105,MATCH(CONCATENATE($CD222,\" Clg\"),'Factor Tables'!$B$88:$M$88,0),FALSE),VLOOKUP($D222,'Factor Tables'!$B$89:$M$105,MATCH($CD222,'Factor Tables'!$B$88:$M$88,0),FALSE))))","v":""},{"$f":"IF(OR($C222=\"Replace-on-Burnout\",$C222=\"New Construction\"),$DC222,IF($CD222=\"\",\"\",IF($CD222=\"DX HP\",VLOOKUP($D222,'Factor Tables'!$B$89:$M$105,MATCH(\"DX HP Htg\",'Factor Tables'!$B$88:$M$88,0),FALSE),0)))","v":""},{"$f":"IF(OR($C222=\"Replace-on-Burnout\",$C222=\"New Construction\"),$DD222,IF($CD222=\"\",\"\",IF($CD222=\"DX HP\",VLOOKUP($D222,'Factor Tables'!$N$89:$Y$105,MATCH(\"DX HP Clg\",'Factor Tables'!$N$88:$Y$88,0),FALSE),IF($CD222=\"PTHP\",VLOOKUP($D222,'Factor Tables'!$N$89:$Y$105,MATCH(\"PTHP Clg\",'Factor Tables'!$N$88:$Y$88,0),FALSE),IF(AND($CD222<>\"DX HP\",$CD222<>\"PTHP\"),VLOOKUP($D222,'Factor Tables'!$N$89:$Y$105,MATCH($CD222,'Factor Tables'!$N$88:$Y$88,0),FALSE),\"\")))))","v":""},{"$f":"IF(OR($C222=\"Replace-on-Burnout\",$C222=\"New Construction\",$CT222=\"DX HP\",$CT222=\"PTHP\"),$DE222,IF($CD222=\"\",\"\",IF($CD222=\"DX HP\",VLOOKUP($D222,'Factor Tables'!$N$89:$Y$105,MATCH(\"DX HP Htg\",'Factor Tables'!$N$88:$Y$88,0),FALSE),IF($CD222=\"PTHP\",VLOOKUP($D222,'Factor Tables'!$N$89:$Y$105,MATCH(\"PTHP Htg\",'Factor Tables'!$N$88:$Y$88,0),FALSE),0))))","v":""},"","",0,0,"kW/ton","",0,"COP",{"$f":"IF($CT222=\"\",\"\",IF(OR($CT222=\"DX HP\",$CT222=\"VRF HP\",$CT222=\"PTHP\"),VLOOKUP($D222,'Factor Tables'!$B$89:$M$105,MATCH(CONCATENATE($CT222,\" Clg\"),'Factor Tables'!$B$88:$M$88,0),FALSE),VLOOKUP($D222,'Factor Tables'!$B$89:$M$105,MATCH($CT222,'Factor Tables'!$B$88:$M$88,0),FALSE)))","v":""},{"$f":"IF($CT222=\"\",\"\",IF(OR($CT222=\"DX HP\",$CT222=\"VRF HP\",$CT222=\"PTHP\"),VLOOKUP($D222,'Factor Tables'!$B$89:$M$105,MATCH(CONCATENATE($CT222,\" Htg\"),'Factor Tables'!$B$88:$M$88,0),FALSE),0))","v":""},{"$f":"IF($CT222=\"\",\"\",IF(OR($CT222=\"DX HP\",$CT222=\"VRF HP\",$CT222=\"PTHP\"),VLOOKUP($D222,'Factor Tables'!$N$89:$Y$105,MATCH(CONCATENATE($CT222,\" Clg\"),'Factor Tables'!$N$88:$Y$88,0),FALSE),VLOOKUP($D222,'Factor Tables'!$N$89:$Y$105,MATCH($CT222,'Factor Tables'!$N$88:$Y$88,0),FALSE)))","v":""},{"$f":"IF($CT222=\"\",\"\",IF(OR($CT222=\"DX HP\",$CT222=\"VRF HP\",$CT222=\"PTHP\"),VLOOKUP($D222,'Factor Tables'!$N$89:$Y$105,MATCH(CONCATENATE($CT222,\" Htg\"),'Factor Tables'!$N$88:$Y$88,0),FALSE),0))","v":""},{"$f":"IF($AB222=\"\",0,VLOOKUP($AB222,'Utility Admin'!$E:$G,2,FALSE))","v":0},{"$f":"IF($AB222=\"\",0,VLOOKUP($AB222,'Utility Admin'!$E:$G,3,FALSE))","v":0},{"$f":"IFERROR(IF(ABS(Summary!$F$12)<=ABS(Summary!$E$12)*'Utility Admin'!$I$5,$AZ222*$DF222+$BA222*$DG222,$AZ222*$DF222+$AZ222*'Utility Admin'!$I$5*$DG222),0)","v":0},null,"Summer",null,null,null,null,null,null,null,null,null,null,{"$f":"IF(OR('Project Info'!$C$10=\"\",$C222=\"\",$D222=\"\"),\"\",VLOOKUP($D222,$DW$9:$DZ$32,MATCH($C222,$DW$9:$DZ$9,0),FALSE))","v":""},null,null,null,null,null,null,"ERROR: Contact Program Manager. Post Capacity/Unit x Post # of Units must be within +/- 20% of Pre Capacity/Unit x Pre # of Units."]
[null,214,"","",null,null,null,null,null,null,null,null,null,null,null,null,null,null,null,null,null,null,null,null,null,null,null,null,null,null,null,null,null,null,null,null,null,null,null,null,null,null,null,0,0,0,0,0,0,999999999,"",0,0,{"$f":"IFERROR(IF($DH$261>'Utility Admin'!$H$5,$BA223/$BA$5*$BB$261,$DH223),0)","v":0},"","",{"$f":"IF(AND(OR($AB223=\"DX AC Air Cooled\",$AB223=\"DX HP Air Cooled\"),OR(AND($AI223=\"Btu/hr\",$AH223<65000),AND($AI223=\"Tons\",$AH223<65000/12000)),$AC223=\"Split\",$AN223>=15.2),MAX(Baselines!$CB467,12/9.8),Baselines!$CB467)","v":0},{"$f":"Baselines!$CC467","v":0},{"$f":"Baselines!$CE467","v":0},0,0,0,0,0,0,0,0,0,0,{"$f":"IF(OR($C223<>\"Early Retirement\",$J223=\"\"),0,IF(OR($I223=\"DX AC Air Cooled\",$I223=\"DX HP Air Cooled\"),VLOOKUP($J223,'Early Retirement'!$CI$6:$CM$32,2,FALSE),IF(OR($I223=\"PTAC\",$I223=\"PTHP\"),VLOOKUP($J223,'Early Retirement'!$CI$6:$CM$32,3,FALSE),IF(AND(OR($I223=\"Air Cooled Chiller\",$I223=\"Water Cooled Chiller\"),$L223<>\"Centrifugal\"),VLOOKUP($J223,'Early Retirement'!$CI$6:$CM$32,4,FALSE),IF(AND(OR($I223=\"Air Cooled Chiller\",$I223=\"Water Cooled Chiller\"),$L223=\"Centrifugal\"),VLOOKUP($J223,'Early Retirement'!$CI$6:$CM$32,5,FALSE),\"\")))))","v":0},0,0,0,0,0,0,0,0,0,0,0,"","","",0,0,0,{"$f":"IF(AND($C223=\"Early Retirement\",$J223<>\"\",$S223<>\"\",$U223<>\"\"),$CG223,IF(AND(OR($AB223=\"DX AC Air Cooled\",$AB223=\"DX HP Air Cooled\"),OR(AND($AI223=\"Btu/hr\",$AH223<65000),AND($AI223=\"Tons\",$AH223<65000/12000)),$AC223=\"Split\",$AN223>=15.2),MAX(Baselines!$CB216,12/9.8),Baselines!$CB216))","v":0},{"$f":"IF(AND($C223=\"Early Retirement\",$J223<>\"\",$S223<>\"\",$U223<>\"\"),$CH223,Baselines!$CC216)","v":0},{"$f":"Baselines!$CD216","v":"kW/ton"},"",{"$f":"IF(AND($C223=\"Early Retirement\",$J223<>\"\",$S223<>\"\",$U223<>\"\"),$CI223,IF(AND(Baselines!$CE216=0,OR($CT223=\"DX HP\",$CT223=\"PTHP\")),$BG223,Baselines!$CE216))","v":0},"COP",{"$f":"IF(OR($C223=\"Replace-on-Burnout\",$C223=\"New Construction\"),$DB223,IF($CD223=\"\",\"\",IF(OR($CD223=\"DX HP\",$CD223=\"PTHP\"),VLOOKUP($D223,'Factor Tables'!$B$89:$M$105,MATCH(CONCATENATE($CD223,\" Clg\"),'Factor Tables'!$B$88:$M$88,0),FALSE),VLOOKUP($D223,'Factor Tables'!$B$89:$M$105,MATCH($CD223,'Factor Tables'!$B$88:$M$88,0),FALSE))))","v":""},{"$f":"IF(OR($C223=\"Replace-on-Burnout\",$C223=\"New Construction\"),$DC223,IF($CD223=\"\",\"\",IF($CD223=\"DX HP\",VLOOKUP($D223,'Factor Tables'!$B$89:$M$105,MATCH(\"DX HP Htg\",'Factor Tables'!$B$88:$M$88,0),FALSE),0)))","v":""},{"$f":"IF(OR($C223=\"Replace-on-Burnout\",$C223=\"New Construction\"),$DD223,IF($CD223=\"\",\"\",IF($CD223=\"DX HP\",VLOOKUP($D223,'Factor Tables'!$N$89:$Y$105,MATCH(\"DX HP Clg\",'Factor Tables'!$N$88:$Y$88,0),FALSE),IF($CD223=\"PTHP\",VLOOKUP($D223,'Factor Tables'!$N$89:$Y$105,MATCH(\"PTHP Clg\",'Factor Tables'!$N$88:$Y$88,0),FALSE),IF(AND($CD223<>\"DX HP\",$CD223<>\"PTHP\"),VLOOKUP($D223,'Factor Tables'!$N$89:$Y$105,MATCH($CD223,'Factor Tables'!$N$88:$Y$88,0),FALSE),\"\")))))","v":""},{"$f":"IF(OR($C223=\"Replace-on-Burnout\",$C223=\"New Construction\",$CT223=\"DX HP\",$CT223=\"PTHP\"),$DE223,IF($CD223=\"\",\"\",IF($CD223=\"DX HP\",VLOOKUP($D223,'Factor Tables'!$N$89:$Y$105,MATCH(\"DX HP Htg\",'Factor Tables'!$N$88:$Y$88,0),FALSE),IF($CD223=\"PTHP\",VLOOKUP($D223,'Factor Tables'!$N$89:$Y$105,MATCH(\"PTHP Htg\",'Factor Tables'!$N$88:$Y$88,0),FALSE),0))))","v":""},"","",0,0,"kW/ton","",0,"COP",{"$f":"IF($CT223=\"\",\"\",IF(OR($CT223=\"DX HP\",$CT223=\"VRF HP\",$CT223=\"PTHP\"),VLOOKUP($D223,'Factor Tables'!$B$89:$M$105,MATCH(CONCATENATE($CT223,\" Clg\"),'Factor Tables'!$B$88:$M$88,0),FALSE),VLOOKUP($D223,'Factor Tables'!$B$89:$M$105,MATCH($CT223,'Factor Tables'!$B$88:$M$88,0),FALSE)))","v":""},{"$f":"IF($CT223=\"\",\"\",IF(OR($CT223=\"DX HP\",$CT223=\"VRF HP\",$CT223=\"PTHP\"),VLOOKUP($D223,'Factor Tables'!$B$89:$M$105,MATCH(CONCATENATE($CT223,\" Htg\"),'Factor Tables'!$B$88:$M$88,0),FALSE),0))","v":""},{"$f":"IF($CT223=\"\",\"\",IF(OR($CT223=\"DX HP\",$CT223=\"VRF HP\",$CT223=\"PTHP\"),VLOOKUP($D223,'Factor Tables'!$N$89:$Y$105,MATCH(CONCATENATE($CT223,\" Clg\"),'Factor Tables'!$N$88:$Y$88,0),FALSE),VLOOKUP($D223,'Factor Tables'!$N$89:$Y$105,MATCH($CT223,'Factor Tables'!$N$88:$Y$88,0),FALSE)))","v":""},{"$f":"IF($CT223=\"\",\"\",IF(OR($CT223=\"DX HP\",$CT223=\"VRF HP\",$CT223=\"PTHP\"),VLOOKUP($D223,'Factor Tables'!$N$89:$Y$105,MATCH(CONCATENATE($CT223,\" Htg\"),'Factor Tables'!$N$88:$Y$88,0),FALSE),0))","v":""},{"$f":"IF($AB223=\"\",0,VLOOKUP($AB223,'Utility Admin'!$E:$G,2,FALSE))","v":0},{"$f":"IF($AB223=\"\",0,VLOOKUP($AB223,'Utility Admin'!$E:$G,3,FALSE))","v":0},{"$f":"IFERROR(IF(ABS(Summary!$F$12)<=ABS(Summary!$E$12)*'Utility Admin'!$I$5,$AZ223*$DF223+$BA223*$DG223,$AZ223*$DF223+$AZ223*'Utility Admin'!$I$5*$DG223),0)","v":0},null,"Summer",null,null,null,null,null,null,null,null,null,null,{"$f":"IF(OR('Project Info'!$C$10=\"\",$C223=\"\",$D223=\"\"),\"\",VLOOKUP($D223,$DW$9:$DZ$32,MATCH($C223,$DW$9:$DZ$9,0),FALSE))","v":""},null,null,null,null,null,null,"ERROR: Contact Program Manager. Post Capacity/Unit x Post # of Units must be within +/- 20% of Pre Capacity/Unit x Pre # of Units."]
[null,215,"","",null,null,null,null,null,null,null,null,null,null,null,null,null,null,null,null,null,null,null,null,null,null,null,null,null,null,null,null,null,null,null,null,null,null,null,null,null,null,null,0,0,0,0,0,0,999999999,"",0,0,{"$f":"IFERROR(IF($DH$261>'Utility Admin'!$H$5,$BA224/$BA$5*$BB$261,$DH224),0)","v":0},"","",{"$f":"IF(AND(OR($AB224=\"DX AC Air Cooled\",$AB224=\"DX HP Air Cooled\"),OR(AND($AI224=\"Btu/hr\",$AH224<65000),AND($AI224=\"Tons\",$AH224<65000/12000)),$AC224=\"Split\",$AN224>=15.2),MAX(Baselines!$CB468,12/9.8),Baselines!$CB468)","v":0},{"$f":"Baselines!$CC468","v":0},{"$f":"Baselines!$CE468","v":0},0,0,0,0,0,0,0,0,0,0,{"$f":"IF(OR($C224<>\"Early Retirement\",$J224=\"\"),0,IF(OR($I224=\"DX AC Air Cooled\",$I224=\"DX HP Air Cooled\"),VLOOKUP($J224,'Early Retirement'!$CI$6:$CM$32,2,FALSE),IF(OR($I224=\"PTAC\",$I224=\"PTHP\"),VLOOKUP($J224,'Early Retirement'!$CI$6:$CM$32,3,FALSE),IF(AND(OR($I224=\"Air Cooled Chiller\",$I224=\"Water Cooled Chiller\"),$L224<>\"Centrifugal\"),VLOOKUP($J224,'Early Retirement'!$CI$6:$CM$32,4,FALSE),IF(AND(OR($I224=\"Air Cooled Chiller\",$I224=\"Water Cooled Chiller\"),$L224=\"Centrifugal\"),VLOOKUP($J224,'Early Retirement'!$CI$6:$CM$32,5,FALSE),\"\")))))","v":0},0,0,0,0,0,0,0,0,0,0,0,"","","",0,0,0,{"$f":"IF(AND($C224=\"Early Retirement\",$J224<>\"\",$S224<>\"\",$U224<>\"\"),$CG224,IF(AND(OR($AB224=\"DX AC Air Cooled\",$AB224=\"DX HP Air Cooled\"),OR(AND($AI224=\"Btu/hr\",$AH224<65000),AND($AI224=\"Tons\",$AH224<65000/12000)),$AC224=\"Split\",$AN224>=15.2),MAX(Baselines!$CB217,12/9.8),Baselines!$CB217))","v":0},{"$f":"IF(AND($C224=\"Early Retirement\",$J224<>\"\",$S224<>\"\",$U224<>\"\"),$CH224,Baselines!$CC217)","v":0},{"$f":"Baselines!$CD217","v":"kW/ton"},"",{"$f":"IF(AND($C224=\"Early Retirement\",$J224<>\"\",$S224<>\"\",$U224<>\"\"),$CI224,IF(AND(Baselines!$CE217=0,OR($CT224=\"DX HP\",$CT224=\"PTHP\")),$BG224,Baselines!$CE217))","v":0},"COP",{"$f":"IF(OR($C224=\"Replace-on-Burnout\",$C224=\"New Construction\"),$DB224,IF($CD224=\"\",\"\",IF(OR($CD224=\"DX HP\",$CD224=\"PTHP\"),VLOOKUP($D224,'Factor Tables'!$B$89:$M$105,MATCH(CONCATENATE($CD224,\" Clg\"),'Factor Tables'!$B$88:$M$88,0),FALSE),VLOOKUP($D224,'Factor Tables'!$B$89:$M$105,MATCH($CD224,'Factor Tables'!$B$88:$M$88,0),FALSE))))","v":""},{"$f":"IF(OR($C224=\"Replace-on-Burnout\",$C224=\"New Construction\"),$DC224,IF($CD224=\"\",\"\",IF($CD224=\"DX HP\",VLOOKUP($D224,'Factor Tables'!$B$89:$M$105,MATCH(\"DX HP Htg\",'Factor Tables'!$B$88:$M$88,0),FALSE),0)))","v":""},{"$f":"IF(OR($C224=\"Replace-on-Burnout\",$C224=\"New Construction\"),$DD224,IF($CD224=\"\",\"\",IF($CD224=\"DX HP\",VLOOKUP($D224,'Factor Tables'!$N$89:$Y$105,MATCH(\"DX HP Clg\",'Factor Tables'!$N$88:$Y$88,0),FALSE),IF($CD224=\"PTHP\",VLOOKUP($D224,'Factor Tables'!$N$89:$Y$105,MATCH(\"PTHP Clg\",'Factor Tables'!$N$88:$Y$88,0),FALSE),IF(AND($CD224<>\"DX HP\",$CD224<>\"PTHP\"),VLOOKUP($D224,'Factor Tables'!$N$89:$Y$105,MATCH($CD224,'Factor Tables'!$N$88:$Y$88,0),FALSE),\"\")))))","v":""},{"$f":"IF(OR($C224=\"Replace-on-Burnout\",$C224=\"New Construction\",$CT224=\"DX HP\",$CT224=\"PTHP\"),$DE224,IF($CD224=\"\",\"\",IF($CD224=\"DX HP\",VLOOKUP($D224,'Factor Tables'!$N$89:$Y$105,MATCH(\"DX HP Htg\",'Factor Tables'!$N$88:$Y$88,0),FALSE),IF($CD224=\"PTHP\",VLOOKUP($D224,'Factor Tables'!$N$89:$Y$105,MATCH(\"PTHP Htg\",'Factor Tables'!$N$88:$Y$88,0),FALSE),0))))","v":""},"","",0,0,"kW/ton","",0,"COP",{"$f":"IF($CT224=\"\",\"\",IF(OR($CT224=\"DX HP\",$CT224=\"VRF HP\",$CT224=\"PTHP\"),VLOOKUP($D224,'Factor Tables'!$B$89:$M$105,MATCH(CONCATENATE($CT224,\" Clg\"),'Factor Tables'!$B$88:$M$88,0),FALSE),VLOOKUP($D224,'Factor Tables'!$B$89:$M$105,MATCH($CT224,'Factor Tables'!$B$88:$M$88,0),FALSE)))","v":""},{"$f":"IF($CT224=\"\",\"\",IF(OR($CT224=\"DX HP\",$CT224=\"VRF HP\",$CT224=\"PTHP\"),VLOOKUP($D224,'Factor Tables'!$B$89:$M$105,MATCH(CONCATENATE($CT224,\" Htg\"),'Factor Tables'!$B$88:$M$88,0),FALSE),0))","v":""},{"$f":"IF($CT224=\"\",\"\",IF(OR($CT224=\"DX HP\",$CT224=\"VRF HP\",$CT224=\"PTHP\"),VLOOKUP($D224,'Factor Tables'!$N$89:$Y$105,MATCH(CONCATENATE($CT224,\" Clg\"),'Factor Tables'!$N$88:$Y$88,0),FALSE),VLOOKUP($D224,'Factor Tables'!$N$89:$Y$105,MATCH($CT224,'Factor Tables'!$N$88:$Y$88,0),FALSE)))","v":""},{"$f":"IF($CT224=\"\",\"\",IF(OR($CT224=\"DX HP\",$CT224=\"VRF HP\",$CT224=\"PTHP\"),VLOOKUP($D224,'Factor Tables'!$N$89:$Y$105,MATCH(CONCATENATE($CT224,\" Htg\"),'Factor Tables'!$N$88:$Y$88,0),FALSE),0))","v":""},{"$f":"IF($AB224=\"\",0,VLOOKUP($AB224,'Utility Admin'!$E:$G,2,FALSE))","v":0},{"$f":"IF($AB224=\"\",0,VLOOKUP($AB224,'Utility Admin'!$E:$G,3,FALSE))","v":0},{"$f":"IFERROR(IF(ABS(Summary!$F$12)<=ABS(Summary!$E$12)*'Utility Admin'!$I$5,$AZ224*$DF224+$BA224*$DG224,$AZ224*$DF224+$AZ224*'Utility Admin'!$I$5*$DG224),0)","v":0},null,"Summer",null,null,null,null,null,null,null,null,null,null,{"$f":"IF(OR('Project Info'!$C$10=\"\",$C224=\"\",$D224=\"\"),\"\",VLOOKUP($D224,$DW$9:$DZ$32,MATCH($C224,$DW$9:$DZ$9,0),FALSE))","v":""},null,null,null,null,null,null,"ERROR: Contact Program Manager. Post Capacity/Unit x Post # of Units must be within +/- 20% of Pre Capacity/Unit x Pre # of Units."]
[null,216,"","",null,null,null,null,null,null,null,null,null,null,null,null,null,null,null,null,null,null,null,null,null,null,null,null,null,null,null,null,null,null,null,null,null,null,null,null,null,null,null,0,0,0,0,0,0,999999999,"",0,0,{"$f":"IFERROR(IF($DH$261>'Utility Admin'!$H$5,$BA225/$BA$5*$BB$261,$DH225),0)","v":0},"","",{"$f":"IF(AND(OR($AB225=\"DX AC Air Cooled\",$AB225=\"DX HP Air Cooled\"),OR(AND($AI225=\"Btu/hr\",$AH225<65000),AND($AI225=\"Tons\",$AH225<65000/12000)),$AC225=\"Split\",$AN225>=15.2),MAX(Baselines!$CB469,12/9.8),Baselines!$CB469)","v":0},{"$f":"Baselines!$CC469","v":0},{"$f":"Baselines!$CE469","v":0},0,0,0,0,0,0,0,0,0,0,{"$f":"IF(OR($C225<>\"Early Retirement\",$J225=\"\"),0,IF(OR($I225=\"DX AC Air Cooled\",$I225=\"DX HP Air Cooled\"),VLOOKUP($J225,'Early Retirement'!$CI$6:$CM$32,2,FALSE),IF(OR($I225=\"PTAC\",$I225=\"PTHP\"),VLOOKUP($J225,'Early Retirement'!$CI$6:$CM$32,3,FALSE),IF(AND(OR($I225=\"Air Cooled Chiller\",$I225=\"Water Cooled Chiller\"),$L225<>\"Centrifugal\"),VLOOKUP($J225,'Early Retirement'!$CI$6:$CM$32,4,FALSE),IF(AND(OR($I225=\"Air Cooled Chiller\",$I225=\"Water Cooled Chiller\"),$L225=\"Centrifugal\"),VLOOKUP($J225,'Early Retirement'!$CI$6:$CM$32,5,FALSE),\"\")))))","v":0},0,0,0,0,0,0,0,0,0,0,0,"","","",0,0,0,{"$f":"IF(AND($C225=\"Early Retirement\",$J225<>\"\",$S225<>\"\",$U225<>\"\"),$CG225,IF(AND(OR($AB225=\"DX AC Air Cooled\",$AB225=\"DX HP Air Cooled\"),OR(AND($AI225=\"Btu/hr\",$AH225<65000),AND($AI225=\"Tons\",$AH225<65000/12000)),$AC225=\"Split\",$AN225>=15.2),MAX(Baselines!$CB218,12/9.8),Baselines!$CB218))","v":0},{"$f":"IF(AND($C225=\"Early Retirement\",$J225<>\"\",$S225<>\"\",$U225<>\"\"),$CH225,Baselines!$CC218)","v":0},{"$f":"Baselines!$CD218","v":"kW/ton"},"",{"$f":"IF(AND($C225=\"Early Retirement\",$J225<>\"\",$S225<>\"\",$U225<>\"\"),$CI225,IF(AND(Baselines!$CE218=0,OR($CT225=\"DX HP\",$CT225=\"PTHP\")),$BG225,Baselines!$CE218))","v":0},"COP",{"$f":"IF(OR($C225=\"Replace-on-Burnout\",$C225=\"New Construction\"),$DB225,IF($CD225=\"\",\"\",IF(OR($CD225=\"DX HP\",$CD225=\"PTHP\"),VLOOKUP($D225,'Factor Tables'!$B$89:$M$105,MATCH(CONCATENATE($CD225,\" Clg\"),'Factor Tables'!$B$88:$M$88,0),FALSE),VLOOKUP($D225,'Factor Tables'!$B$89:$M$105,MATCH($CD225,'Factor Tables'!$B$88:$M$88,0),FALSE))))","v":""},{"$f":"IF(OR($C225=\"Replace-on-Burnout\",$C225=\"New Construction\"),$DC225,IF($CD225=\"\",\"\",IF($CD225=\"DX HP\",VLOOKUP($D225,'Factor Tables'!$B$89:$M$105,MATCH(\"DX HP Htg\",'Factor Tables'!$B$88:$M$88,0),FALSE),0)))","v":""},{"$f":"IF(OR($C225=\"Replace-on-Burnout\",$C225=\"New Construction\"),$DD225,IF($CD225=\"\",\"\",IF($CD225=\"DX HP\",VLOOKUP($D225,'Factor Tables'!$N$89:$Y$105,MATCH(\"DX HP Clg\",'Factor Tables'!$N$88:$Y$88,0),FALSE),IF($CD225=\"PTHP\",VLOOKUP($D225,'Factor Tables'!$N$89:$Y$105,MATCH(\"PTHP Clg\",'Factor Tables'!$N$88:$Y$88,0),FALSE),IF(AND($CD225<>\"DX HP\",$CD225<>\"PTHP\"),VLOOKUP($D225,'Factor Tables'!$N$89:$Y$105,MATCH($CD225,'Factor Tables'!$N$88:$Y$88,0),FALSE),\"\")))))","v":""},{"$f":"IF(OR($C225=\"Replace-on-Burnout\",$C225=\"New Construction\",$CT225=\"DX HP\",$CT225=\"PTHP\"),$DE225,IF($CD225=\"\",\"\",IF($CD225=\"DX HP\",VLOOKUP($D225,'Factor Tables'!$N$89:$Y$105,MATCH(\"DX HP Htg\",'Factor Tables'!$N$88:$Y$88,0),FALSE),IF($CD225=\"PTHP\",VLOOKUP($D225,'Factor Tables'!$N$89:$Y$105,MATCH(\"PTHP Htg\",'Factor Tables'!$N$88:$Y$88,0),FALSE),0))))","v":""},"","",0,0,"kW/ton","",0,"COP",{"$f":"IF($CT225=\"\",\"\",IF(OR($CT225=\"DX HP\",$CT225=\"VRF HP\",$CT225=\"PTHP\"),VLOOKUP($D225,'Factor Tables'!$B$89:$M$105,MATCH(CONCATENATE($CT225,\" Clg\"),'Factor Tables'!$B$88:$M$88,0),FALSE),VLOOKUP($D225,'Factor Tables'!$B$89:$M$105,MATCH($CT225,'Factor Tables'!$B$88:$M$88,0),FALSE)))","v":""},{"$f":"IF($CT225=\"\",\"\",IF(OR($CT225=\"DX HP\",$CT225=\"VRF HP\",$CT225=\"PTHP\"),VLOOKUP($D225,'Factor Tables'!$B$89:$M$105,MATCH(CONCATENATE($CT225,\" Htg\"),'Factor Tables'!$B$88:$M$88,0),FALSE),0))","v":""},{"$f":"IF($CT225=\"\",\"\",IF(OR($CT225=\"DX HP\",$CT225=\"VRF HP\",$CT225=\"PTHP\"),VLOOKUP($D225,'Factor Tables'!$N$89:$Y$105,MATCH(CONCATENATE($CT225,\" Clg\"),'Factor Tables'!$N$88:$Y$88,0),FALSE),VLOOKUP($D225,'Factor Tables'!$N$89:$Y$105,MATCH($CT225,'Factor Tables'!$N$88:$Y$88,0),FALSE)))","v":""},{"$f":"IF($CT225=\"\",\"\",IF(OR($CT225=\"DX HP\",$CT225=\"VRF HP\",$CT225=\"PTHP\"),VLOOKUP($D225,'Factor Tables'!$N$89:$Y$105,MATCH(CONCATENATE($CT225,\" Htg\"),'Factor Tables'!$N$88:$Y$88,0),FALSE),0))","v":""},{"$f":"IF($AB225=\"\",0,VLOOKUP($AB225,'Utility Admin'!$E:$G,2,FALSE))","v":0},{"$f":"IF($AB225=\"\",0,VLOOKUP($AB225,'Utility Admin'!$E:$G,3,FALSE))","v":0},{"$f":"IFERROR(IF(ABS(Summary!$F$12)<=ABS(Summary!$E$12)*'Utility Admin'!$I$5,$AZ225*$DF225+$BA225*$DG225,$AZ225*$DF225+$AZ225*'Utility Admin'!$I$5*$DG225),0)","v":0},null,"Summer",null,null,null,null,null,null,null,null,null,null,{"$f":"IF(OR('Project Info'!$C$10=\"\",$C225=\"\",$D225=\"\"),\"\",VLOOKUP($D225,$DW$9:$DZ$32,MATCH($C225,$DW$9:$DZ$9,0),FALSE))","v":""},null,null,null,null,null,null,"ERROR: Contact Program Manager. Post Capacity/Unit x Post # of Units must be within +/- 20% of Pre Capacity/Unit x Pre # of Units."]
[null,217,"","",null,null,null,null,null,null,null,null,null,null,null,null,null,null,null,null,null,null,null,null,null,null,null,null,null,null,null,null,null,null,null,null,null,null,null,null,null,null,null,0,0,0,0,0,0,999999999,"",0,0,{"$f":"IFERROR(IF($DH$261>'Utility Admin'!$H$5,$BA226/$BA$5*$BB$261,$DH226),0)","v":0},"","",{"$f":"IF(AND(OR($AB226=\"DX AC Air Cooled\",$AB226=\"DX HP Air Cooled\"),OR(AND($AI226=\"Btu/hr\",$AH226<65000),AND($AI226=\"Tons\",$AH226<65000/12000)),$AC226=\"Split\",$AN226>=15.2),MAX(Baselines!$CB470,12/9.8),Baselines!$CB470)","v":0},{"$f":"Baselines!$CC470","v":0},{"$f":"Baselines!$CE470","v":0},0,0,0,0,0,0,0,0,0,0,{"$f":"IF(OR($C226<>\"Early Retirement\",$J226=\"\"),0,IF(OR($I226=\"DX AC Air Cooled\",$I226=\"DX HP Air Cooled\"),VLOOKUP($J226,'Early Retirement'!$CI$6:$CM$32,2,FALSE),IF(OR($I226=\"PTAC\",$I226=\"PTHP\"),VLOOKUP($J226,'Early Retirement'!$CI$6:$CM$32,3,FALSE),IF(AND(OR($I226=\"Air Cooled Chiller\",$I226=\"Water Cooled Chiller\"),$L226<>\"Centrifugal\"),VLOOKUP($J226,'Early Retirement'!$CI$6:$CM$32,4,FALSE),IF(AND(OR($I226=\"Air Cooled Chiller\",$I226=\"Water Cooled Chiller\"),$L226=\"Centrifugal\"),VLOOKUP($J226,'Early Retirement'!$CI$6:$CM$32,5,FALSE),\"\")))))","v":0},0,0,0,0,0,0,0,0,0,0,0,"","","",0,0,0,{"$f":"IF(AND($C226=\"Early Retirement\",$J226<>\"\",$S226<>\"\",$U226<>\"\"),$CG226,IF(AND(OR($AB226=\"DX AC Air Cooled\",$AB226=\"DX HP Air Cooled\"),OR(AND($AI226=\"Btu/hr\",$AH226<65000),AND($AI226=\"Tons\",$AH226<65000/12000)),$AC226=\"Split\",$AN226>=15.2),MAX(Baselines!$CB219,12/9.8),Baselines!$CB219))","v":0},{"$f":"IF(AND($C226=\"Early Retirement\",$J226<>\"\",$S226<>\"\",$U226<>\"\"),$CH226,Baselines!$CC219)","v":0},{"$f":"Baselines!$CD219","v":"kW/ton"},"",{"$f":"IF(AND($C226=\"Early Retirement\",$J226<>\"\",$S226<>\"\",$U226<>\"\"),$CI226,IF(AND(Baselines!$CE219=0,OR($CT226=\"DX HP\",$CT226=\"PTHP\")),$BG226,Baselines!$CE219))","v":0},"COP",{"$f":"IF(OR($C226=\"Replace-on-Burnout\",$C226=\"New Construction\"),$DB226,IF($CD226=\"\",\"\",IF(OR($CD226=\"DX HP\",$CD226=\"PTHP\"),VLOOKUP($D226,'Factor Tables'!$B$89:$M$105,MATCH(CONCATENATE($CD226,\" Clg\"),'Factor Tables'!$B$88:$M$88,0),FALSE),VLOOKUP($D226,'Factor Tables'!$B$89:$M$105,MATCH($CD226,'Factor Tables'!$B$88:$M$88,0),FALSE))))","v":""},{"$f":"IF(OR($C226=\"Replace-on-Burnout\",$C226=\"New Construction\"),$DC226,IF($CD226=\"\",\"\",IF($CD226=\"DX HP\",VLOOKUP($D226,'Factor Tables'!$B$89:$M$105,MATCH(\"DX HP Htg\",'Factor Tables'!$B$88:$M$88,0),FALSE),0)))","v":""},{"$f":"IF(OR($C226=\"Replace-on-Burnout\",$C226=\"New Construction\"),$DD226,IF($CD226=\"\",\"\",IF($CD226=\"DX HP\",VLOOKUP($D226,'Factor Tables'!$N$89:$Y$105,MATCH(\"DX HP Clg\",'Factor Tables'!$N$88:$Y$88,0),FALSE),IF($CD226=\"PTHP\",VLOOKUP($D226,'Factor Tables'!$N$89:$Y$105,MATCH(\"PTHP Clg\",'Factor Tables'!$N$88:$Y$88,0),FALSE),IF(AND($CD226<>\"DX HP\",$CD226<>\"PTHP\"),VLOOKUP($D226,'Factor Tables'!$N$89:$Y$105,MATCH($CD226,'Factor Tables'!$N$88:$Y$88,0),FALSE),\"\")))))","v":""},{"$f":"IF(OR($C226=\"Replace-on-Burnout\",$C226=\"New Construction\",$CT226=\"DX HP\",$CT226=\"PTHP\"),$DE226,IF($CD226=\"\",\"\",IF($CD226=\"DX HP\",VLOOKUP($D226,'Factor Tables'!$N$89:$Y$105,MATCH(\"DX HP Htg\",'Factor Tables'!$N$88:$Y$88,0),FALSE),IF($CD226=\"PTHP\",VLOOKUP($D226,'Factor Tables'!$N$89:$Y$105,MATCH(\"PTHP Htg\",'Factor Tables'!$N$88:$Y$88,0),FALSE),0))))","v":""},"","",0,0,"kW/ton","",0,"COP",{"$f":"IF($CT226=\"\",\"\",IF(OR($CT226=\"DX HP\",$CT226=\"VRF HP\",$CT226=\"PTHP\"),VLOOKUP($D226,'Factor Tables'!$B$89:$M$105,MATCH(CONCATENATE($CT226,\" Clg\"),'Factor Tables'!$B$88:$M$88,0),FALSE),VLOOKUP($D226,'Factor Tables'!$B$89:$M$105,MATCH($CT226,'Factor Tables'!$B$88:$M$88,0),FALSE)))","v":""},{"$f":"IF($CT226=\"\",\"\",IF(OR($CT226=\"DX HP\",$CT226=\"VRF HP\",$CT226=\"PTHP\"),VLOOKUP($D226,'Factor Tables'!$B$89:$M$105,MATCH(CONCATENATE($CT226,\" Htg\"),'Factor Tables'!$B$88:$M$88,0),FALSE),0))","v":""},{"$f":"IF($CT226=\"\",\"\",IF(OR($CT226=\"DX HP\",$CT226=\"VRF HP\",$CT226=\"PTHP\"),VLOOKUP($D226,'Factor Tables'!$N$89:$Y$105,MATCH(CONCATENATE($CT226,\" Clg\"),'Factor Tables'!$N$88:$Y$88,0),FALSE),VLOOKUP($D226,'Factor Tables'!$N$89:$Y$105,MATCH($CT226,'Factor Tables'!$N$88:$Y$88,0),FALSE)))","v":""},{"$f":"IF($CT226=\"\",\"\",IF(OR($CT226=\"DX HP\",$CT226=\"VRF HP\",$CT226=\"PTHP\"),VLOOKUP($D226,'Factor Tables'!$N$89:$Y$105,MATCH(CONCATENATE($CT226,\" Htg\"),'Factor Tables'!$N$88:$Y$88,0),FALSE),0))","v":""},{"$f":"IF($AB226=\"\",0,VLOOKUP($AB226,'Utility Admin'!$E:$G,2,FALSE))","v":0},{"$f":"IF($AB226=\"\",0,VLOOKUP($AB226,'Utility Admin'!$E:$G,3,FALSE))","v":0},{"$f":"IFERROR(IF(ABS(Summary!$F$12)<=ABS(Summary!$E$12)*'Utility Admin'!$I$5,$AZ226*$DF226+$BA226*$DG226,$AZ226*$DF226+$AZ226*'Utility Admin'!$I$5*$DG226),0)","v":0},null,"Summer",null,null,null,null,null,null,null,null,null,null,{"$f":"IF(OR('Project Info'!$C$10=\"\",$C226=\"\",$D226=\"\"),\"\",VLOOKUP($D226,$DW$9:$DZ$32,MATCH($C226,$DW$9:$DZ$9,0),FALSE))","v":""},null,null,null,null,null,null,"ERROR: Contact Program Manager. Post Capacity/Unit x Post # of Units must be within +/- 20% of Pre Capacity/Unit x Pre # of Units."]
[null,218,"","",null,null,null,null,null,null,null,null,null,null,null,null,null,null,null,null,null,null,null,null,null,null,null,null,null,null,null,null,null,null,null,null,null,null,null,null,null,null,null,0,0,0,0,0,0,999999999,"",0,0,{"$f":"IFERROR(IF($DH$261>'Utility Admin'!$H$5,$BA227/$BA$5*$BB$261,$DH227),0)","v":0},"","",{"$f":"IF(AND(OR($AB227=\"DX AC Air Cooled\",$AB227=\"DX HP Air Cooled\"),OR(AND($AI227=\"Btu/hr\",$AH227<65000),AND($AI227=\"Tons\",$AH227<65000/12000)),$AC227=\"Split\",$AN227>=15.2),MAX(Baselines!$CB471,12/9.8),Baselines!$CB471)","v":0},{"$f":"Baselines!$CC471","v":0},{"$f":"Baselines!$CE471","v":0},0,0,0,0,0,0,0,0,0,0,{"$f":"IF(OR($C227<>\"Early Retirement\",$J227=\"\"),0,IF(OR($I227=\"DX AC Air Cooled\",$I227=\"DX HP Air Cooled\"),VLOOKUP($J227,'Early Retirement'!$CI$6:$CM$32,2,FALSE),IF(OR($I227=\"PTAC\",$I227=\"PTHP\"),VLOOKUP($J227,'Early Retirement'!$CI$6:$CM$32,3,FALSE),IF(AND(OR($I227=\"Air Cooled Chiller\",$I227=\"Water Cooled Chiller\"),$L227<>\"Centrifugal\"),VLOOKUP($J227,'Early Retirement'!$CI$6:$CM$32,4,FALSE),IF(AND(OR($I227=\"Air Cooled Chiller\",$I227=\"Water Cooled Chiller\"),$L227=\"Centrifugal\"),VLOOKUP($J227,'Early Retirement'!$CI$6:$CM$32,5,FALSE),\"\")))))","v":0},0,0,0,0,0,0,0,0,0,0,0,"","","",0,0,0,{"$f":"IF(AND($C227=\"Early Retirement\",$J227<>\"\",$S227<>\"\",$U227<>\"\"),$CG227,IF(AND(OR($AB227=\"DX AC Air Cooled\",$AB227=\"DX HP Air Cooled\"),OR(AND($AI227=\"Btu/hr\",$AH227<65000),AND($AI227=\"Tons\",$AH227<65000/12000)),$AC227=\"Split\",$AN227>=15.2),MAX(Baselines!$CB220,12/9.8),Baselines!$CB220))","v":0},{"$f":"IF(AND($C227=\"Early Retirement\",$J227<>\"\",$S227<>\"\",$U227<>\"\"),$CH227,Baselines!$CC220)","v":0},{"$f":"Baselines!$CD220","v":"kW/ton"},"",{"$f":"IF(AND($C227=\"Early Retirement\",$J227<>\"\",$S227<>\"\",$U227<>\"\"),$CI227,IF(AND(Baselines!$CE220=0,OR($CT227=\"DX HP\",$CT227=\"PTHP\")),$BG227,Baselines!$CE220))","v":0},"COP",{"$f":"IF(OR($C227=\"Replace-on-Burnout\",$C227=\"New Construction\"),$DB227,IF($CD227=\"\",\"\",IF(OR($CD227=\"DX HP\",$CD227=\"PTHP\"),VLOOKUP($D227,'Factor Tables'!$B$89:$M$105,MATCH(CONCATENATE($CD227,\" Clg\"),'Factor Tables'!$B$88:$M$88,0),FALSE),VLOOKUP($D227,'Factor Tables'!$B$89:$M$105,MATCH($CD227,'Factor Tables'!$B$88:$M$88,0),FALSE))))","v":""},{"$f":"IF(OR($C227=\"Replace-on-Burnout\",$C227=\"New Construction\"),$DC227,IF($CD227=\"\",\"\",IF($CD227=\"DX HP\",VLOOKUP($D227,'Factor Tables'!$B$89:$M$105,MATCH(\"DX HP Htg\",'Factor Tables'!$B$88:$M$88,0),FALSE),0)))","v":""},{"$f":"IF(OR($C227=\"Replace-on-Burnout\",$C227=\"New Construction\"),$DD227,IF($CD227=\"\",\"\",IF($CD227=\"DX HP\",VLOOKUP($D227,'Factor Tables'!$N$89:$Y$105,MATCH(\"DX HP Clg\",'Factor Tables'!$N$88:$Y$88,0),FALSE),IF($CD227=\"PTHP\",VLOOKUP($D227,'Factor Tables'!$N$89:$Y$105,MATCH(\"PTHP Clg\",'Factor Tables'!$N$88:$Y$88,0),FALSE),IF(AND($CD227<>\"DX HP\",$CD227<>\"PTHP\"),VLOOKUP($D227,'Factor Tables'!$N$89:$Y$105,MATCH($CD227,'Factor Tables'!$N$88:$Y$88,0),FALSE),\"\")))))","v":""},{"$f":"IF(OR($C227=\"Replace-on-Burnout\",$C227=\"New Construction\",$CT227=\"DX HP\",$CT227=\"PTHP\"),$DE227,IF($CD227=\"\",\"\",IF($CD227=\"DX HP\",VLOOKUP($D227,'Factor Tables'!$N$89:$Y$105,MATCH(\"DX HP Htg\",'Factor Tables'!$N$88:$Y$88,0),FALSE),IF($CD227=\"PTHP\",VLOOKUP($D227,'Factor Tables'!$N$89:$Y$105,MATCH(\"PTHP Htg\",'Factor Tables'!$N$88:$Y$88,0),FALSE),0))))","v":""},"","",0,0,"kW/ton","",0,"COP",{"$f":"IF($CT227=\"\",\"\",IF(OR($CT227=\"DX HP\",$CT227=\"VRF HP\",$CT227=\"PTHP\"),VLOOKUP($D227,'Factor Tables'!$B$89:$M$105,MATCH(CONCATENATE($CT227,\" Clg\"),'Factor Tables'!$B$88:$M$88,0),FALSE),VLOOKUP($D227,'Factor Tables'!$B$89:$M$105,MATCH($CT227,'Factor Tables'!$B$88:$M$88,0),FALSE)))","v":""},{"$f":"IF($CT227=\"\",\"\",IF(OR($CT227=\"DX HP\",$CT227=\"VRF HP\",$CT227=\"PTHP\"),VLOOKUP($D227,'Factor Tables'!$B$89:$M$105,MATCH(CONCATENATE($CT227,\" Htg\"),'Factor Tables'!$B$88:$M$88,0),FALSE),0))","v":""},{"$f":"IF($CT227=\"\",\"\",IF(OR($CT227=\"DX HP\",$CT227=\"VRF HP\",$CT227=\"PTHP\"),VLOOKUP($D227,'Factor Tables'!$N$89:$Y$105,MATCH(CONCATENATE($CT227,\" Clg\"),'Factor Tables'!$N$88:$Y$88,0),FALSE),VLOOKUP($D227,'Factor Tables'!$N$89:$Y$105,MATCH($CT227,'Factor Tables'!$N$88:$Y$88,0),FALSE)))","v":""},{"$f":"IF($CT227=\"\",\"\",IF(OR($CT227=\"DX HP\",$CT227=\"VRF HP\",$CT227=\"PTHP\"),VLOOKUP($D227,'Factor Tables'!$N$89:$Y$105,MATCH(CONCATENATE($CT227,\" Htg\"),'Factor Tables'!$N$88:$Y$88,0),FALSE),0))","v":""},{"$f":"IF($AB227=\"\",0,VLOOKUP($AB227,'Utility Admin'!$E:$G,2,FALSE))","v":0},{"$f":"IF($AB227=\"\",0,VLOOKUP($AB227,'Utility Admin'!$E:$G,3,FALSE))","v":0},{"$f":"IFERROR(IF(ABS(Summary!$F$12)<=ABS(Summary!$E$12)*'Utility Admin'!$I$5,$AZ227*$DF227+$BA227*$DG227,$AZ227*$DF227+$AZ227*'Utility Admin'!$I$5*$DG227),0)","v":0},null,"Summer",null,null,null,null,null,null,null,null,null,null,{"$f":"IF(OR('Project Info'!$C$10=\"\",$C227=\"\",$D227=\"\"),\"\",VLOOKUP($D227,$DW$9:$DZ$32,MATCH($C227,$DW$9:$DZ$9,0),FALSE))","v":""},null,null,null,null,null,null,"ERROR: Contact Program Manager. Post Capacity/Unit x Post # of Units must be within +/- 20% of Pre Capacity/Unit x Pre # of Units."]
[null,219,"","",null,null,null,null,null,null,null,null,null,null,null,null,null,null,null,null,null,null,null,null,null,null,null,null,null,null,null,null,null,null,null,null,null,null,null,null,null,null,null,0,0,0,0,0,0,999999999,"",0,0,{"$f":"IFERROR(IF($DH$261>'Utility Admin'!$H$5,$BA228/$BA$5*$BB$261,$DH228),0)","v":0},"","",{"$f":"IF(AND(OR($AB228=\"DX AC Air Cooled\",$AB228=\"DX HP Air Cooled\"),OR(AND($AI228=\"Btu/hr\",$AH228<65000),AND($AI228=\"Tons\",$AH228<65000/12000)),$AC228=\"Split\",$AN228>=15.2),MAX(Baselines!$CB472,12/9.8),Baselines!$CB472)","v":0},{"$f":"Baselines!$CC472","v":0},{"$f":"Baselines!$CE472","v":0},0,0,0,0,0,0,0,0,0,0,{"$f":"IF(OR($C228<>\"Early Retirement\",$J228=\"\"),0,IF(OR($I228=\"DX AC Air Cooled\",$I228=\"DX HP Air Cooled\"),VLOOKUP($J228,'Early Retirement'!$CI$6:$CM$32,2,FALSE),IF(OR($I228=\"PTAC\",$I228=\"PTHP\"),VLOOKUP($J228,'Early Retirement'!$CI$6:$CM$32,3,FALSE),IF(AND(OR($I228=\"Air Cooled Chiller\",$I228=\"Water Cooled Chiller\"),$L228<>\"Centrifugal\"),VLOOKUP($J228,'Early Retirement'!$CI$6:$CM$32,4,FALSE),IF(AND(OR($I228=\"Air Cooled Chiller\",$I228=\"Water Cooled Chiller\"),$L228=\"Centrifugal\"),VLOOKUP($J228,'Early Retirement'!$CI$6:$CM$32,5,FALSE),\"\")))))","v":0},0,0,0,0,0,0,0,0,0,0,0,"","","",0,0,0,{"$f":"IF(AND($C228=\"Early Retirement\",$J228<>\"\",$S228<>\"\",$U228<>\"\"),$CG228,IF(AND(OR($AB228=\"DX AC Air Cooled\",$AB228=\"DX HP Air Cooled\"),OR(AND($AI228=\"Btu/hr\",$AH228<65000),AND($AI228=\"Tons\",$AH228<65000/12000)),$AC228=\"Split\",$AN228>=15.2),MAX(Baselines!$CB221,12/9.8),Baselines!$CB221))","v":0},{"$f":"IF(AND($C228=\"Early Retirement\",$J228<>\"\",$S228<>\"\",$U228<>\"\"),$CH228,Baselines!$CC221)","v":0},{"$f":"Baselines!$CD221","v":"kW/ton"},"",{"$f":"IF(AND($C228=\"Early Retirement\",$J228<>\"\",$S228<>\"\",$U228<>\"\"),$CI228,IF(AND(Baselines!$CE221=0,OR($CT228=\"DX HP\",$CT228=\"PTHP\")),$BG228,Baselines!$CE221))","v":0},"COP",{"$f":"IF(OR($C228=\"Replace-on-Burnout\",$C228=\"New Construction\"),$DB228,IF($CD228=\"\",\"\",IF(OR($CD228=\"DX HP\",$CD228=\"PTHP\"),VLOOKUP($D228,'Factor Tables'!$B$89:$M$105,MATCH(CONCATENATE($CD228,\" Clg\"),'Factor Tables'!$B$88:$M$88,0),FALSE),VLOOKUP($D228,'Factor Tables'!$B$89:$M$105,MATCH($CD228,'Factor Tables'!$B$88:$M$88,0),FALSE))))","v":""},{"$f":"IF(OR($C228=\"Replace-on-Burnout\",$C228=\"New Construction\"),$DC228,IF($CD228=\"\",\"\",IF($CD228=\"DX HP\",VLOOKUP($D228,'Factor Tables'!$B$89:$M$105,MATCH(\"DX HP Htg\",'Factor Tables'!$B$88:$M$88,0),FALSE),0)))","v":""},{"$f":"IF(OR($C228=\"Replace-on-Burnout\",$C228=\"New Construction\"),$DD228,IF($CD228=\"\",\"\",IF($CD228=\"DX HP\",VLOOKUP($D228,'Factor Tables'!$N$89:$Y$105,MATCH(\"DX HP Clg\",'Factor Tables'!$N$88:$Y$88,0),FALSE),IF($CD228=\"PTHP\",VLOOKUP($D228,'Factor Tables'!$N$89:$Y$105,MATCH(\"PTHP Clg\",'Factor Tables'!$N$88:$Y$88,0),FALSE),IF(AND($CD228<>\"DX HP\",$CD228<>\"PTHP\"),VLOOKUP($D228,'Factor Tables'!$N$89:$Y$105,MATCH($CD228,'Factor Tables'!$N$88:$Y$88,0),FALSE),\"\")))))","v":""},{"$f":"IF(OR($C228=\"Replace-on-Burnout\",$C228=\"New Construction\",$CT228=\"DX HP\",$CT228=\"PTHP\"),$DE228,IF($CD228=\"\",\"\",IF($CD228=\"DX HP\",VLOOKUP($D228,'Factor Tables'!$N$89:$Y$105,MATCH(\"DX HP Htg\",'Factor Tables'!$N$88:$Y$88,0),FALSE),IF($CD228=\"PTHP\",VLOOKUP($D228,'Factor Tables'!$N$89:$Y$105,MATCH(\"PTHP Htg\",'Factor Tables'!$N$88:$Y$88,0),FALSE),0))))","v":""},"","",0,0,"kW/ton","",0,"COP",{"$f":"IF($CT228=\"\",\"\",IF(OR($CT228=\"DX HP\",$CT228=\"VRF HP\",$CT228=\"PTHP\"),VLOOKUP($D228,'Factor Tables'!$B$89:$M$105,MATCH(CONCATENATE($CT228,\" Clg\"),'Factor Tables'!$B$88:$M$88,0),FALSE),VLOOKUP($D228,'Factor Tables'!$B$89:$M$105,MATCH($CT228,'Factor Tables'!$B$88:$M$88,0),FALSE)))","v":""},{"$f":"IF($CT228=\"\",\"\",IF(OR($CT228=\"DX HP\",$CT228=\"VRF HP\",$CT228=\"PTHP\"),VLOOKUP($D228,'Factor Tables'!$B$89:$M$105,MATCH(CONCATENATE($CT228,\" Htg\"),'Factor Tables'!$B$88:$M$88,0),FALSE),0))","v":""},{"$f":"IF($CT228=\"\",\"\",IF(OR($CT228=\"DX HP\",$CT228=\"VRF HP\",$CT228=\"PTHP\"),VLOOKUP($D228,'Factor Tables'!$N$89:$Y$105,MATCH(CONCATENATE($CT228,\" Clg\"),'Factor Tables'!$N$88:$Y$88,0),FALSE),VLOOKUP($D228,'Factor Tables'!$N$89:$Y$105,MATCH($CT228,'Factor Tables'!$N$88:$Y$88,0),FALSE)))","v":""},{"$f":"IF($CT228=\"\",\"\",IF(OR($CT228=\"DX HP\",$CT228=\"VRF HP\",$CT228=\"PTHP\"),VLOOKUP($D228,'Factor Tables'!$N$89:$Y$105,MATCH(CONCATENATE($CT228,\" Htg\"),'Factor Tables'!$N$88:$Y$88,0),FALSE),0))","v":""},{"$f":"IF($AB228=\"\",0,VLOOKUP($AB228,'Utility Admin'!$E:$G,2,FALSE))","v":0},{"$f":"IF($AB228=\"\",0,VLOOKUP($AB228,'Utility Admin'!$E:$G,3,FALSE))","v":0},{"$f":"IFERROR(IF(ABS(Summary!$F$12)<=ABS(Summary!$E$12)*'Utility Admin'!$I$5,$AZ228*$DF228+$BA228*$DG228,$AZ228*$DF228+$AZ228*'Utility Admin'!$I$5*$DG228),0)","v":0},null,"Summer",null,null,null,null,null,null,null,null,null,null,{"$f":"IF(OR('Project Info'!$C$10=\"\",$C228=\"\",$D228=\"\"),\"\",VLOOKUP($D228,$DW$9:$DZ$32,MATCH($C228,$DW$9:$DZ$9,0),FALSE))","v":""},null,null,null,null,null,null,"ERROR: Contact Program Manager. Post Capacity/Unit x Post # of Units must be within +/- 20% of Pre Capacity/Unit x Pre # of Units."]
[null,220,"","",null,null,null,null,null,null,null,null,null,null,null,null,null,null,null,null,null,null,null,null,null,null,null,null,null,null,null,null,null,null,null,null,null,null,null,null,null,null,null,0,0,0,0,0,0,999999999,"",0,0,{"$f":"IFERROR(IF($DH$261>'Utility Admin'!$H$5,$BA229/$BA$5*$BB$261,$DH229),0)","v":0},"","",{"$f":"IF(AND(OR($AB229=\"DX AC Air Cooled\",$AB229=\"DX HP Air Cooled\"),OR(AND($AI229=\"Btu/hr\",$AH229<65000),AND($AI229=\"Tons\",$AH229<65000/12000)),$AC229=\"Split\",$AN229>=15.2),MAX(Baselines!$CB473,12/9.8),Baselines!$CB473)","v":0},{"$f":"Baselines!$CC473","v":0},{"$f":"Baselines!$CE473","v":0},0,0,0,0,0,0,0,0,0,0,{"$f":"IF(OR($C229<>\"Early Retirement\",$J229=\"\"),0,IF(OR($I229=\"DX AC Air Cooled\",$I229=\"DX HP Air Cooled\"),VLOOKUP($J229,'Early Retirement'!$CI$6:$CM$32,2,FALSE),IF(OR($I229=\"PTAC\",$I229=\"PTHP\"),VLOOKUP($J229,'Early Retirement'!$CI$6:$CM$32,3,FALSE),IF(AND(OR($I229=\"Air Cooled Chiller\",$I229=\"Water Cooled Chiller\"),$L229<>\"Centrifugal\"),VLOOKUP($J229,'Early Retirement'!$CI$6:$CM$32,4,FALSE),IF(AND(OR($I229=\"Air Cooled Chiller\",$I229=\"Water Cooled Chiller\"),$L229=\"Centrifugal\"),VLOOKUP($J229,'Early Retirement'!$CI$6:$CM$32,5,FALSE),\"\")))))","v":0},0,0,0,0,0,0,0,0,0,0,0,"","","",0,0,0,{"$f":"IF(AND($C229=\"Early Retirement\",$J229<>\"\",$S229<>\"\",$U229<>\"\"),$CG229,IF(AND(OR($AB229=\"DX AC Air Cooled\",$AB229=\"DX HP Air Cooled\"),OR(AND($AI229=\"Btu/hr\",$AH229<65000),AND($AI229=\"Tons\",$AH229<65000/12000)),$AC229=\"Split\",$AN229>=15.2),MAX(Baselines!$CB222,12/9.8),Baselines!$CB222))","v":0},{"$f":"IF(AND($C229=\"Early Retirement\",$J229<>\"\",$S229<>\"\",$U229<>\"\"),$CH229,Baselines!$CC222)","v":0},{"$f":"Baselines!$CD222","v":"kW/ton"},"",{"$f":"IF(AND($C229=\"Early Retirement\",$J229<>\"\",$S229<>\"\",$U229<>\"\"),$CI229,IF(AND(Baselines!$CE222=0,OR($CT229=\"DX HP\",$CT229=\"PTHP\")),$BG229,Baselines!$CE222))","v":0},"COP",{"$f":"IF(OR($C229=\"Replace-on-Burnout\",$C229=\"New Construction\"),$DB229,IF($CD229=\"\",\"\",IF(OR($CD229=\"DX HP\",$CD229=\"PTHP\"),VLOOKUP($D229,'Factor Tables'!$B$89:$M$105,MATCH(CONCATENATE($CD229,\" Clg\"),'Factor Tables'!$B$88:$M$88,0),FALSE),VLOOKUP($D229,'Factor Tables'!$B$89:$M$105,MATCH($CD229,'Factor Tables'!$B$88:$M$88,0),FALSE))))","v":""},{"$f":"IF(OR($C229=\"Replace-on-Burnout\",$C229=\"New Construction\"),$DC229,IF($CD229=\"\",\"\",IF($CD229=\"DX HP\",VLOOKUP($D229,'Factor Tables'!$B$89:$M$105,MATCH(\"DX HP Htg\",'Factor Tables'!$B$88:$M$88,0),FALSE),0)))","v":""},{"$f":"IF(OR($C229=\"Replace-on-Burnout\",$C229=\"New Construction\"),$DD229,IF($CD229=\"\",\"\",IF($CD229=\"DX HP\",VLOOKUP($D229,'Factor Tables'!$N$89:$Y$105,MATCH(\"DX HP Clg\",'Factor Tables'!$N$88:$Y$88,0),FALSE),IF($CD229=\"PTHP\",VLOOKUP($D229,'Factor Tables'!$N$89:$Y$105,MATCH(\"PTHP Clg\",'Factor Tables'!$N$88:$Y$88,0),FALSE),IF(AND($CD229<>\"DX HP\",$CD229<>\"PTHP\"),VLOOKUP($D229,'Factor Tables'!$N$89:$Y$105,MATCH($CD229,'Factor Tables'!$N$88:$Y$88,0),FALSE),\"\")))))","v":""},{"$f":"IF(OR($C229=\"Replace-on-Burnout\",$C229=\"New Construction\",$CT229=\"DX HP\",$CT229=\"PTHP\"),$DE229,IF($CD229=\"\",\"\",IF($CD229=\"DX HP\",VLOOKUP($D229,'Factor Tables'!$N$89:$Y$105,MATCH(\"DX HP Htg\",'Factor Tables'!$N$88:$Y$88,0),FALSE),IF($CD229=\"PTHP\",VLOOKUP($D229,'Factor Tables'!$N$89:$Y$105,MATCH(\"PTHP Htg\",'Factor Tables'!$N$88:$Y$88,0),FALSE),0))))","v":""},"","",0,0,"kW/ton","",0,"COP",{"$f":"IF($CT229=\"\",\"\",IF(OR($CT229=\"DX HP\",$CT229=\"VRF HP\",$CT229=\"PTHP\"),VLOOKUP($D229,'Factor Tables'!$B$89:$M$105,MATCH(CONCATENATE($CT229,\" Clg\"),'Factor Tables'!$B$88:$M$88,0),FALSE),VLOOKUP($D229,'Factor Tables'!$B$89:$M$105,MATCH($CT229,'Factor Tables'!$B$88:$M$88,0),FALSE)))","v":""},{"$f":"IF($CT229=\"\",\"\",IF(OR($CT229=\"DX HP\",$CT229=\"VRF HP\",$CT229=\"PTHP\"),VLOOKUP($D229,'Factor Tables'!$B$89:$M$105,MATCH(CONCATENATE($CT229,\" Htg\"),'Factor Tables'!$B$88:$M$88,0),FALSE),0))","v":""},{"$f":"IF($CT229=\"\",\"\",IF(OR($CT229=\"DX HP\",$CT229=\"VRF HP\",$CT229=\"PTHP\"),VLOOKUP($D229,'Factor Tables'!$N$89:$Y$105,MATCH(CONCATENATE($CT229,\" Clg\"),'Factor Tables'!$N$88:$Y$88,0),FALSE),VLOOKUP($D229,'Factor Tables'!$N$89:$Y$105,MATCH($CT229,'Factor Tables'!$N$88:$Y$88,0),FALSE)))","v":""},{"$f":"IF($CT229=\"\",\"\",IF(OR($CT229=\"DX HP\",$CT229=\"VRF HP\",$CT229=\"PTHP\"),VLOOKUP($D229,'Factor Tables'!$N$89:$Y$105,MATCH(CONCATENATE($CT229,\" Htg\"),'Factor Tables'!$N$88:$Y$88,0),FALSE),0))","v":""},{"$f":"IF($AB229=\"\",0,VLOOKUP($AB229,'Utility Admin'!$E:$G,2,FALSE))","v":0},{"$f":"IF($AB229=\"\",0,VLOOKUP($AB229,'Utility Admin'!$E:$G,3,FALSE))","v":0},{"$f":"IFERROR(IF(ABS(Summary!$F$12)<=ABS(Summary!$E$12)*'Utility Admin'!$I$5,$AZ229*$DF229+$BA229*$DG229,$AZ229*$DF229+$AZ229*'Utility Admin'!$I$5*$DG229),0)","v":0},null,"Summer",null,null,null,null,null,null,null,null,null,null,{"$f":"IF(OR('Project Info'!$C$10=\"\",$C229=\"\",$D229=\"\"),\"\",VLOOKUP($D229,$DW$9:$DZ$32,MATCH($C229,$DW$9:$DZ$9,0),FALSE))","v":""},null,null,null,null,null,null,"ERROR: Contact Program Manager. Post Capacity/Unit x Post # of Units must be within +/- 20% of Pre Capacity/Unit x Pre # of Units."]
[null,221,"","",null,null,null,null,null,null,null,null,null,null,null,null,null,null,null,null,null,null,null,null,null,null,null,null,null,null,null,null,null,null,null,null,null,null,null,null,null,null,null,0,0,0,0,0,0,999999999,"",0,0,{"$f":"IFERROR(IF($DH$261>'Utility Admin'!$H$5,$BA230/$BA$5*$BB$261,$DH230),0)","v":0},"","",{"$f":"IF(AND(OR($AB230=\"DX AC Air Cooled\",$AB230=\"DX HP Air Cooled\"),OR(AND($AI230=\"Btu/hr\",$AH230<65000),AND($AI230=\"Tons\",$AH230<65000/12000)),$AC230=\"Split\",$AN230>=15.2),MAX(Baselines!$CB474,12/9.8),Baselines!$CB474)","v":0},{"$f":"Baselines!$CC474","v":0},{"$f":"Baselines!$CE474","v":0},0,0,0,0,0,0,0,0,0,0,{"$f":"IF(OR($C230<>\"Early Retirement\",$J230=\"\"),0,IF(OR($I230=\"DX AC Air Cooled\",$I230=\"DX HP Air Cooled\"),VLOOKUP($J230,'Early Retirement'!$CI$6:$CM$32,2,FALSE),IF(OR($I230=\"PTAC\",$I230=\"PTHP\"),VLOOKUP($J230,'Early Retirement'!$CI$6:$CM$32,3,FALSE),IF(AND(OR($I230=\"Air Cooled Chiller\",$I230=\"Water Cooled Chiller\"),$L230<>\"Centrifugal\"),VLOOKUP($J230,'Early Retirement'!$CI$6:$CM$32,4,FALSE),IF(AND(OR($I230=\"Air Cooled Chiller\",$I230=\"Water Cooled Chiller\"),$L230=\"Centrifugal\"),VLOOKUP($J230,'Early Retirement'!$CI$6:$CM$32,5,FALSE),\"\")))))","v":0},0,0,0,0,0,0,0,0,0,0,0,"","","",0,0,0,{"$f":"IF(AND($C230=\"Early Retirement\",$J230<>\"\",$S230<>\"\",$U230<>\"\"),$CG230,IF(AND(OR($AB230=\"DX AC Air Cooled\",$AB230=\"DX HP Air Cooled\"),OR(AND($AI230=\"Btu/hr\",$AH230<65000),AND($AI230=\"Tons\",$AH230<65000/12000)),$AC230=\"Split\",$AN230>=15.2),MAX(Baselines!$CB223,12/9.8),Baselines!$CB223))","v":0},{"$f":"IF(AND($C230=\"Early Retirement\",$J230<>\"\",$S230<>\"\",$U230<>\"\"),$CH230,Baselines!$CC223)","v":0},{"$f":"Baselines!$CD223","v":"kW/ton"},"",{"$f":"IF(AND($C230=\"Early Retirement\",$J230<>\"\",$S230<>\"\",$U230<>\"\"),$CI230,IF(AND(Baselines!$CE223=0,OR($CT230=\"DX HP\",$CT230=\"PTHP\")),$BG230,Baselines!$CE223))","v":0},"COP",{"$f":"IF(OR($C230=\"Replace-on-Burnout\",$C230=\"New Construction\"),$DB230,IF($CD230=\"\",\"\",IF(OR($CD230=\"DX HP\",$CD230=\"PTHP\"),VLOOKUP($D230,'Factor Tables'!$B$89:$M$105,MATCH(CONCATENATE($CD230,\" Clg\"),'Factor Tables'!$B$88:$M$88,0),FALSE),VLOOKUP($D230,'Factor Tables'!$B$89:$M$105,MATCH($CD230,'Factor Tables'!$B$88:$M$88,0),FALSE))))","v":""},{"$f":"IF(OR($C230=\"Replace-on-Burnout\",$C230=\"New Construction\"),$DC230,IF($CD230=\"\",\"\",IF($CD230=\"DX HP\",VLOOKUP($D230,'Factor Tables'!$B$89:$M$105,MATCH(\"DX HP Htg\",'Factor Tables'!$B$88:$M$88,0),FALSE),0)))","v":""},{"$f":"IF(OR($C230=\"Replace-on-Burnout\",$C230=\"New Construction\"),$DD230,IF($CD230=\"\",\"\",IF($CD230=\"DX HP\",VLOOKUP($D230,'Factor Tables'!$N$89:$Y$105,MATCH(\"DX HP Clg\",'Factor Tables'!$N$88:$Y$88,0),FALSE),IF($CD230=\"PTHP\",VLOOKUP($D230,'Factor Tables'!$N$89:$Y$105,MATCH(\"PTHP Clg\",'Factor Tables'!$N$88:$Y$88,0),FALSE),IF(AND($CD230<>\"DX HP\",$CD230<>\"PTHP\"),VLOOKUP($D230,'Factor Tables'!$N$89:$Y$105,MATCH($CD230,'Factor Tables'!$N$88:$Y$88,0),FALSE),\"\")))))","v":""},{"$f":"IF(OR($C230=\"Replace-on-Burnout\",$C230=\"New Construction\",$CT230=\"DX HP\",$CT230=\"PTHP\"),$DE230,IF($CD230=\"\",\"\",IF($CD230=\"DX HP\",VLOOKUP($D230,'Factor Tables'!$N$89:$Y$105,MATCH(\"DX HP Htg\",'Factor Tables'!$N$88:$Y$88,0),FALSE),IF($CD230=\"PTHP\",VLOOKUP($D230,'Factor Tables'!$N$89:$Y$105,MATCH(\"PTHP Htg\",'Factor Tables'!$N$88:$Y$88,0),FALSE),0))))","v":""},"","",0,0,"kW/ton","",0,"COP",{"$f":"IF($CT230=\"\",\"\",IF(OR($CT230=\"DX HP\",$CT230=\"VRF HP\",$CT230=\"PTHP\"),VLOOKUP($D230,'Factor Tables'!$B$89:$M$105,MATCH(CONCATENATE($CT230,\" Clg\"),'Factor Tables'!$B$88:$M$88,0),FALSE),VLOOKUP($D230,'Factor Tables'!$B$89:$M$105,MATCH($CT230,'Factor Tables'!$B$88:$M$88,0),FALSE)))","v":""},{"$f":"IF($CT230=\"\",\"\",IF(OR($CT230=\"DX HP\",$CT230=\"VRF HP\",$CT230=\"PTHP\"),VLOOKUP($D230,'Factor Tables'!$B$89:$M$105,MATCH(CONCATENATE($CT230,\" Htg\"),'Factor Tables'!$B$88:$M$88,0),FALSE),0))","v":""},{"$f":"IF($CT230=\"\",\"\",IF(OR($CT230=\"DX HP\",$CT230=\"VRF HP\",$CT230=\"PTHP\"),VLOOKUP($D230,'Factor Tables'!$N$89:$Y$105,MATCH(CONCATENATE($CT230,\" Clg\"),'Factor Tables'!$N$88:$Y$88,0),FALSE),VLOOKUP($D230,'Factor Tables'!$N$89:$Y$105,MATCH($CT230,'Factor Tables'!$N$88:$Y$88,0),FALSE)))","v":""},{"$f":"IF($CT230=\"\",\"\",IF(OR($CT230=\"DX HP\",$CT230=\"VRF HP\",$CT230=\"PTHP\"),VLOOKUP($D230,'Factor Tables'!$N$89:$Y$105,MATCH(CONCATENATE($CT230,\" Htg\"),'Factor Tables'!$N$88:$Y$88,0),FALSE),0))","v":""},{"$f":"IF($AB230=\"\",0,VLOOKUP($AB230,'Utility Admin'!$E:$G,2,FALSE))","v":0},{"$f":"IF($AB230=\"\",0,VLOOKUP($AB230,'Utility Admin'!$E:$G,3,FALSE))","v":0},{"$f":"IFERROR(IF(ABS(Summary!$F$12)<=ABS(Summary!$E$12)*'Utility Admin'!$I$5,$AZ230*$DF230+$BA230*$DG230,$AZ230*$DF230+$AZ230*'Utility Admin'!$I$5*$DG230),0)","v":0},null,"Summer",null,null,null,null,null,null,null,null,null,null,{"$f":"IF(OR('Project Info'!$C$10=\"\",$C230=\"\",$D230=\"\"),\"\",VLOOKUP($D230,$DW$9:$DZ$32,MATCH($C230,$DW$9:$DZ$9,0),FALSE))","v":""},null,null,null,null,null,null,"ERROR: Contact Program Manager. Post Capacity/Unit x Post # of Units must be within +/- 20% of Pre Capacity/Unit x Pre # of Units."]
[null,222,"","",null,null,null,null,null,null,null,null,null,null,null,null,null,null,null,null,null,null,null,null,null,null,null,null,null,null,null,null,null,null,null,null,null,null,null,null,null,null,null,0,0,0,0,0,0,999999999,"",0,0,{"$f":"IFERROR(IF($DH$261>'Utility Admin'!$H$5,$BA231/$BA$5*$BB$261,$DH231),0)","v":0},"","",{"$f":"IF(AND(OR($AB231=\"DX AC Air Cooled\",$AB231=\"DX HP Air Cooled\"),OR(AND($AI231=\"Btu/hr\",$AH231<65000),AND($AI231=\"Tons\",$AH231<65000/12000)),$AC231=\"Split\",$AN231>=15.2),MAX(Baselines!$CB475,12/9.8),Baselines!$CB475)","v":0},{"$f":"Baselines!$CC475","v":0},{"$f":"Baselines!$CE475","v":0},0,0,0,0,0,0,0,0,0,0,{"$f":"IF(OR($C231<>\"Early Retirement\",$J231=\"\"),0,IF(OR($I231=\"DX AC Air Cooled\",$I231=\"DX HP Air Cooled\"),VLOOKUP($J231,'Early Retirement'!$CI$6:$CM$32,2,FALSE),IF(OR($I231=\"PTAC\",$I231=\"PTHP\"),VLOOKUP($J231,'Early Retirement'!$CI$6:$CM$32,3,FALSE),IF(AND(OR($I231=\"Air Cooled Chiller\",$I231=\"Water Cooled Chiller\"),$L231<>\"Centrifugal\"),VLOOKUP($J231,'Early Retirement'!$CI$6:$CM$32,4,FALSE),IF(AND(OR($I231=\"Air Cooled Chiller\",$I231=\"Water Cooled Chiller\"),$L231=\"Centrifugal\"),VLOOKUP($J231,'Early Retirement'!$CI$6:$CM$32,5,FALSE),\"\")))))","v":0},0,0,0,0,0,0,0,0,0,0,0,"","","",0,0,0,{"$f":"IF(AND($C231=\"Early Retirement\",$J231<>\"\",$S231<>\"\",$U231<>\"\"),$CG231,IF(AND(OR($AB231=\"DX AC Air Cooled\",$AB231=\"DX HP Air Cooled\"),OR(AND($AI231=\"Btu/hr\",$AH231<65000),AND($AI231=\"Tons\",$AH231<65000/12000)),$AC231=\"Split\",$AN231>=15.2),MAX(Baselines!$CB224,12/9.8),Baselines!$CB224))","v":0},{"$f":"IF(AND($C231=\"Early Retirement\",$J231<>\"\",$S231<>\"\",$U231<>\"\"),$CH231,Baselines!$CC224)","v":0},{"$f":"Baselines!$CD224","v":"kW/ton"},"",{"$f":"IF(AND($C231=\"Early Retirement\",$J231<>\"\",$S231<>\"\",$U231<>\"\"),$CI231,IF(AND(Baselines!$CE224=0,OR($CT231=\"DX HP\",$CT231=\"PTHP\")),$BG231,Baselines!$CE224))","v":0},"COP",{"$f":"IF(OR($C231=\"Replace-on-Burnout\",$C231=\"New Construction\"),$DB231,IF($CD231=\"\",\"\",IF(OR($CD231=\"DX HP\",$CD231=\"PTHP\"),VLOOKUP($D231,'Factor Tables'!$B$89:$M$105,MATCH(CONCATENATE($CD231,\" Clg\"),'Factor Tables'!$B$88:$M$88,0),FALSE),VLOOKUP($D231,'Factor Tables'!$B$89:$M$105,MATCH($CD231,'Factor Tables'!$B$88:$M$88,0),FALSE))))","v":""},{"$f":"IF(OR($C231=\"Replace-on-Burnout\",$C231=\"New Construction\"),$DC231,IF($CD231=\"\",\"\",IF($CD231=\"DX HP\",VLOOKUP($D231,'Factor Tables'!$B$89:$M$105,MATCH(\"DX HP Htg\",'Factor Tables'!$B$88:$M$88,0),FALSE),0)))","v":""},{"$f":"IF(OR($C231=\"Replace-on-Burnout\",$C231=\"New Construction\"),$DD231,IF($CD231=\"\",\"\",IF($CD231=\"DX HP\",VLOOKUP($D231,'Factor Tables'!$N$89:$Y$105,MATCH(\"DX HP Clg\",'Factor Tables'!$N$88:$Y$88,0),FALSE),IF($CD231=\"PTHP\",VLOOKUP($D231,'Factor Tables'!$N$89:$Y$105,MATCH(\"PTHP Clg\",'Factor Tables'!$N$88:$Y$88,0),FALSE),IF(AND($CD231<>\"DX HP\",$CD231<>\"PTHP\"),VLOOKUP($D231,'Factor Tables'!$N$89:$Y$105,MATCH($CD231,'Factor Tables'!$N$88:$Y$88,0),FALSE),\"\")))))","v":""},{"$f":"IF(OR($C231=\"Replace-on-Burnout\",$C231=\"New Construction\",$CT231=\"DX HP\",$CT231=\"PTHP\"),$DE231,IF($CD231=\"\",\"\",IF($CD231=\"DX HP\",VLOOKUP($D231,'Factor Tables'!$N$89:$Y$105,MATCH(\"DX HP Htg\",'Factor Tables'!$N$88:$Y$88,0),FALSE),IF($CD231=\"PTHP\",VLOOKUP($D231,'Factor Tables'!$N$89:$Y$105,MATCH(\"PTHP Htg\",'Factor Tables'!$N$88:$Y$88,0),FALSE),0))))","v":""},"","",0,0,"kW/ton","",0,"COP",{"$f":"IF($CT231=\"\",\"\",IF(OR($CT231=\"DX HP\",$CT231=\"VRF HP\",$CT231=\"PTHP\"),VLOOKUP($D231,'Factor Tables'!$B$89:$M$105,MATCH(CONCATENATE($CT231,\" Clg\"),'Factor Tables'!$B$88:$M$88,0),FALSE),VLOOKUP($D231,'Factor Tables'!$B$89:$M$105,MATCH($CT231,'Factor Tables'!$B$88:$M$88,0),FALSE)))","v":""},{"$f":"IF($CT231=\"\",\"\",IF(OR($CT231=\"DX HP\",$CT231=\"VRF HP\",$CT231=\"PTHP\"),VLOOKUP($D231,'Factor Tables'!$B$89:$M$105,MATCH(CONCATENATE($CT231,\" Htg\"),'Factor Tables'!$B$88:$M$88,0),FALSE),0))","v":""},{"$f":"IF($CT231=\"\",\"\",IF(OR($CT231=\"DX HP\",$CT231=\"VRF HP\",$CT231=\"PTHP\"),VLOOKUP($D231,'Factor Tables'!$N$89:$Y$105,MATCH(CONCATENATE($CT231,\" Clg\"),'Factor Tables'!$N$88:$Y$88,0),FALSE),VLOOKUP($D231,'Factor Tables'!$N$89:$Y$105,MATCH($CT231,'Factor Tables'!$N$88:$Y$88,0),FALSE)))","v":""},{"$f":"IF($CT231=\"\",\"\",IF(OR($CT231=\"DX HP\",$CT231=\"VRF HP\",$CT231=\"PTHP\"),VLOOKUP($D231,'Factor Tables'!$N$89:$Y$105,MATCH(CONCATENATE($CT231,\" Htg\"),'Factor Tables'!$N$88:$Y$88,0),FALSE),0))","v":""},{"$f":"IF($AB231=\"\",0,VLOOKUP($AB231,'Utility Admin'!$E:$G,2,FALSE))","v":0},{"$f":"IF($AB231=\"\",0,VLOOKUP($AB231,'Utility Admin'!$E:$G,3,FALSE))","v":0},{"$f":"IFERROR(IF(ABS(Summary!$F$12)<=ABS(Summary!$E$12)*'Utility Admin'!$I$5,$AZ231*$DF231+$BA231*$DG231,$AZ231*$DF231+$AZ231*'Utility Admin'!$I$5*$DG231),0)","v":0},null,"Summer",null,null,null,null,null,null,null,null,null,null,{"$f":"IF(OR('Project Info'!$C$10=\"\",$C231=\"\",$D231=\"\"),\"\",VLOOKUP($D231,$DW$9:$DZ$32,MATCH($C231,$DW$9:$DZ$9,0),FALSE))","v":""},null,null,null,null,null,null,"ERROR: Contact Program Manager. Post Capacity/Unit x Post # of Units must be within +/- 20% of Pre Capacity/Unit x Pre # of Units."]
[null,223,"","",null,null,null,null,null,null,null,null,null,null,null,null,null,null,null,null,null,null,null,null,null,null,null,null,null,null,null,null,null,null,null,null,null,null,null,null,null,null,null,0,0,0,0,0,0,999999999,"",0,0,{"$f":"IFERROR(IF($DH$261>'Utility Admin'!$H$5,$BA232/$BA$5*$BB$261,$DH232),0)","v":0},"","",{"$f":"IF(AND(OR($AB232=\"DX AC Air Cooled\",$AB232=\"DX HP Air Cooled\"),OR(AND($AI232=\"Btu/hr\",$AH232<65000),AND($AI232=\"Tons\",$AH232<65000/12000)),$AC232=\"Split\",$AN232>=15.2),MAX(Baselines!$CB476,12/9.8),Baselines!$CB476)","v":0},{"$f":"Baselines!$CC476","v":0},{"$f":"Baselines!$CE476","v":0},0,0,0,0,0,0,0,0,0,0,{"$f":"IF(OR($C232<>\"Early Retirement\",$J232=\"\"),0,IF(OR($I232=\"DX AC Air Cooled\",$I232=\"DX HP Air Cooled\"),VLOOKUP($J232,'Early Retirement'!$CI$6:$CM$32,2,FALSE),IF(OR($I232=\"PTAC\",$I232=\"PTHP\"),VLOOKUP($J232,'Early Retirement'!$CI$6:$CM$32,3,FALSE),IF(AND(OR($I232=\"Air Cooled Chiller\",$I232=\"Water Cooled Chiller\"),$L232<>\"Centrifugal\"),VLOOKUP($J232,'Early Retirement'!$CI$6:$CM$32,4,FALSE),IF(AND(OR($I232=\"Air Cooled Chiller\",$I232=\"Water Cooled Chiller\"),$L232=\"Centrifugal\"),VLOOKUP($J232,'Early Retirement'!$CI$6:$CM$32,5,FALSE),\"\")))))","v":0},0,0,0,0,0,0,0,0,0,0,0,"","","",0,0,0,{"$f":"IF(AND($C232=\"Early Retirement\",$J232<>\"\",$S232<>\"\",$U232<>\"\"),$CG232,IF(AND(OR($AB232=\"DX AC Air Cooled\",$AB232=\"DX HP Air Cooled\"),OR(AND($AI232=\"Btu/hr\",$AH232<65000),AND($AI232=\"Tons\",$AH232<65000/12000)),$AC232=\"Split\",$AN232>=15.2),MAX(Baselines!$CB225,12/9.8),Baselines!$CB225))","v":0},{"$f":"IF(AND($C232=\"Early Retirement\",$J232<>\"\",$S232<>\"\",$U232<>\"\"),$CH232,Baselines!$CC225)","v":0},{"$f":"Baselines!$CD225","v":"kW/ton"},"",{"$f":"IF(AND($C232=\"Early Retirement\",$J232<>\"\",$S232<>\"\",$U232<>\"\"),$CI232,IF(AND(Baselines!$CE225=0,OR($CT232=\"DX HP\",$CT232=\"PTHP\")),$BG232,Baselines!$CE225))","v":0},"COP",{"$f":"IF(OR($C232=\"Replace-on-Burnout\",$C232=\"New Construction\"),$DB232,IF($CD232=\"\",\"\",IF(OR($CD232=\"DX HP\",$CD232=\"PTHP\"),VLOOKUP($D232,'Factor Tables'!$B$89:$M$105,MATCH(CONCATENATE($CD232,\" Clg\"),'Factor Tables'!$B$88:$M$88,0),FALSE),VLOOKUP($D232,'Factor Tables'!$B$89:$M$105,MATCH($CD232,'Factor Tables'!$B$88:$M$88,0),FALSE))))","v":""},{"$f":"IF(OR($C232=\"Replace-on-Burnout\",$C232=\"New Construction\"),$DC232,IF($CD232=\"\",\"\",IF($CD232=\"DX HP\",VLOOKUP($D232,'Factor Tables'!$B$89:$M$105,MATCH(\"DX HP Htg\",'Factor Tables'!$B$88:$M$88,0),FALSE),0)))","v":""},{"$f":"IF(OR($C232=\"Replace-on-Burnout\",$C232=\"New Construction\"),$DD232,IF($CD232=\"\",\"\",IF($CD232=\"DX HP\",VLOOKUP($D232,'Factor Tables'!$N$89:$Y$105,MATCH(\"DX HP Clg\",'Factor Tables'!$N$88:$Y$88,0),FALSE),IF($CD232=\"PTHP\",VLOOKUP($D232,'Factor Tables'!$N$89:$Y$105,MATCH(\"PTHP Clg\",'Factor Tables'!$N$88:$Y$88,0),FALSE),IF(AND($CD232<>\"DX HP\",$CD232<>\"PTHP\"),VLOOKUP($D232,'Factor Tables'!$N$89:$Y$105,MATCH($CD232,'Factor Tables'!$N$88:$Y$88,0),FALSE),\"\")))))","v":""},{"$f":"IF(OR($C232=\"Replace-on-Burnout\",$C232=\"New Construction\",$CT232=\"DX HP\",$CT232=\"PTHP\"),$DE232,IF($CD232=\"\",\"\",IF($CD232=\"DX HP\",VLOOKUP($D232,'Factor Tables'!$N$89:$Y$105,MATCH(\"DX HP Htg\",'Factor Tables'!$N$88:$Y$88,0),FALSE),IF($CD232=\"PTHP\",VLOOKUP($D232,'Factor Tables'!$N$89:$Y$105,MATCH(\"PTHP Htg\",'Factor Tables'!$N$88:$Y$88,0),FALSE),0))))","v":""},"","",0,0,"kW/ton","",0,"COP",{"$f":"IF($CT232=\"\",\"\",IF(OR($CT232=\"DX HP\",$CT232=\"VRF HP\",$CT232=\"PTHP\"),VLOOKUP($D232,'Factor Tables'!$B$89:$M$105,MATCH(CONCATENATE($CT232,\" Clg\"),'Factor Tables'!$B$88:$M$88,0),FALSE),VLOOKUP($D232,'Factor Tables'!$B$89:$M$105,MATCH($CT232,'Factor Tables'!$B$88:$M$88,0),FALSE)))","v":""},{"$f":"IF($CT232=\"\",\"\",IF(OR($CT232=\"DX HP\",$CT232=\"VRF HP\",$CT232=\"PTHP\"),VLOOKUP($D232,'Factor Tables'!$B$89:$M$105,MATCH(CONCATENATE($CT232,\" Htg\"),'Factor Tables'!$B$88:$M$88,0),FALSE),0))","v":""},{"$f":"IF($CT232=\"\",\"\",IF(OR($CT232=\"DX HP\",$CT232=\"VRF HP\",$CT232=\"PTHP\"),VLOOKUP($D232,'Factor Tables'!$N$89:$Y$105,MATCH(CONCATENATE($CT232,\" Clg\"),'Factor Tables'!$N$88:$Y$88,0),FALSE),VLOOKUP($D232,'Factor Tables'!$N$89:$Y$105,MATCH($CT232,'Factor Tables'!$N$88:$Y$88,0),FALSE)))","v":""},{"$f":"IF($CT232=\"\",\"\",IF(OR($CT232=\"DX HP\",$CT232=\"VRF HP\",$CT232=\"PTHP\"),VLOOKUP($D232,'Factor Tables'!$N$89:$Y$105,MATCH(CONCATENATE($CT232,\" Htg\"),'Factor Tables'!$N$88:$Y$88,0),FALSE),0))","v":""},{"$f":"IF($AB232=\"\",0,VLOOKUP($AB232,'Utility Admin'!$E:$G,2,FALSE))","v":0},{"$f":"IF($AB232=\"\",0,VLOOKUP($AB232,'Utility Admin'!$E:$G,3,FALSE))","v":0},{"$f":"IFERROR(IF(ABS(Summary!$F$12)<=ABS(Summary!$E$12)*'Utility Admin'!$I$5,$AZ232*$DF232+$BA232*$DG232,$AZ232*$DF232+$AZ232*'Utility Admin'!$I$5*$DG232),0)","v":0},null,"Summer",null,null,null,null,null,null,null,null,null,null,{"$f":"IF(OR('Project Info'!$C$10=\"\",$C232=\"\",$D232=\"\"),\"\",VLOOKUP($D232,$DW$9:$DZ$32,MATCH($C232,$DW$9:$DZ$9,0),FALSE))","v":""},null,null,null,null,null,null,"ERROR: Contact Program Manager. Post Capacity/Unit x Post # of Units must be within +/- 20% of Pre Capacity/Unit x Pre # of Units."]
[null,224,"","",null,null,null,null,null,null,null,null,null,null,null,null,null,null,null,null,null,null,null,null,null,null,null,null,null,null,null,null,null,null,null,null,null,null,null,null,null,null,null,0,0,0,0,0,0,999999999,"",0,0,{"$f":"IFERROR(IF($DH$261>'Utility Admin'!$H$5,$BA233/$BA$5*$BB$261,$DH233),0)","v":0},"","",{"$f":"IF(AND(OR($AB233=\"DX AC Air Cooled\",$AB233=\"DX HP Air Cooled\"),OR(AND($AI233=\"Btu/hr\",$AH233<65000),AND($AI233=\"Tons\",$AH233<65000/12000)),$AC233=\"Split\",$AN233>=15.2),MAX(Baselines!$CB477,12/9.8),Baselines!$CB477)","v":0},{"$f":"Baselines!$CC477","v":0},{"$f":"Baselines!$CE477","v":0},0,0,0,0,0,0,0,0,0,0,{"$f":"IF(OR($C233<>\"Early Retirement\",$J233=\"\"),0,IF(OR($I233=\"DX AC Air Cooled\",$I233=\"DX HP Air Cooled\"),VLOOKUP($J233,'Early Retirement'!$CI$6:$CM$32,2,FALSE),IF(OR($I233=\"PTAC\",$I233=\"PTHP\"),VLOOKUP($J233,'Early Retirement'!$CI$6:$CM$32,3,FALSE),IF(AND(OR($I233=\"Air Cooled Chiller\",$I233=\"Water Cooled Chiller\"),$L233<>\"Centrifugal\"),VLOOKUP($J233,'Early Retirement'!$CI$6:$CM$32,4,FALSE),IF(AND(OR($I233=\"Air Cooled Chiller\",$I233=\"Water Cooled Chiller\"),$L233=\"Centrifugal\"),VLOOKUP($J233,'Early Retirement'!$CI$6:$CM$32,5,FALSE),\"\")))))","v":0},0,0,0,0,0,0,0,0,0,0,0,"","","",0,0,0,{"$f":"IF(AND($C233=\"Early Retirement\",$J233<>\"\",$S233<>\"\",$U233<>\"\"),$CG233,IF(AND(OR($AB233=\"DX AC Air Cooled\",$AB233=\"DX HP Air Cooled\"),OR(AND($AI233=\"Btu/hr\",$AH233<65000),AND($AI233=\"Tons\",$AH233<65000/12000)),$AC233=\"Split\",$AN233>=15.2),MAX(Baselines!$CB226,12/9.8),Baselines!$CB226))","v":0},{"$f":"IF(AND($C233=\"Early Retirement\",$J233<>\"\",$S233<>\"\",$U233<>\"\"),$CH233,Baselines!$CC226)","v":0},{"$f":"Baselines!$CD226","v":"kW/ton"},"",{"$f":"IF(AND($C233=\"Early Retirement\",$J233<>\"\",$S233<>\"\",$U233<>\"\"),$CI233,IF(AND(Baselines!$CE226=0,OR($CT233=\"DX HP\",$CT233=\"PTHP\")),$BG233,Baselines!$CE226))","v":0},"COP",{"$f":"IF(OR($C233=\"Replace-on-Burnout\",$C233=\"New Construction\"),$DB233,IF($CD233=\"\",\"\",IF(OR($CD233=\"DX HP\",$CD233=\"PTHP\"),VLOOKUP($D233,'Factor Tables'!$B$89:$M$105,MATCH(CONCATENATE($CD233,\" Clg\"),'Factor Tables'!$B$88:$M$88,0),FALSE),VLOOKUP($D233,'Factor Tables'!$B$89:$M$105,MATCH($CD233,'Factor Tables'!$B$88:$M$88,0),FALSE))))","v":""},{"$f":"IF(OR($C233=\"Replace-on-Burnout\",$C233=\"New Construction\"),$DC233,IF($CD233=\"\",\"\",IF($CD233=\"DX HP\",VLOOKUP($D233,'Factor Tables'!$B$89:$M$105,MATCH(\"DX HP Htg\",'Factor Tables'!$B$88:$M$88,0),FALSE),0)))","v":""},{"$f":"IF(OR($C233=\"Replace-on-Burnout\",$C233=\"New Construction\"),$DD233,IF($CD233=\"\",\"\",IF($CD233=\"DX HP\",VLOOKUP($D233,'Factor Tables'!$N$89:$Y$105,MATCH(\"DX HP Clg\",'Factor Tables'!$N$88:$Y$88,0),FALSE),IF($CD233=\"PTHP\",VLOOKUP($D233,'Factor Tables'!$N$89:$Y$105,MATCH(\"PTHP Clg\",'Factor Tables'!$N$88:$Y$88,0),FALSE),IF(AND($CD233<>\"DX HP\",$CD233<>\"PTHP\"),VLOOKUP($D233,'Factor Tables'!$N$89:$Y$105,MATCH($CD233,'Factor Tables'!$N$88:$Y$88,0),FALSE),\"\")))))","v":""},{"$f":"IF(OR($C233=\"Replace-on-Burnout\",$C233=\"New Construction\",$CT233=\"DX HP\",$CT233=\"PTHP\"),$DE233,IF($CD233=\"\",\"\",IF($CD233=\"DX HP\",VLOOKUP($D233,'Factor Tables'!$N$89:$Y$105,MATCH(\"DX HP Htg\",'Factor Tables'!$N$88:$Y$88,0),FALSE),IF($CD233=\"PTHP\",VLOOKUP($D233,'Factor Tables'!$N$89:$Y$105,MATCH(\"PTHP Htg\",'Factor Tables'!$N$88:$Y$88,0),FALSE),0))))","v":""},"","",0,0,"kW/ton","",0,"COP",{"$f":"IF($CT233=\"\",\"\",IF(OR($CT233=\"DX HP\",$CT233=\"VRF HP\",$CT233=\"PTHP\"),VLOOKUP($D233,'Factor Tables'!$B$89:$M$105,MATCH(CONCATENATE($CT233,\" Clg\"),'Factor Tables'!$B$88:$M$88,0),FALSE),VLOOKUP($D233,'Factor Tables'!$B$89:$M$105,MATCH($CT233,'Factor Tables'!$B$88:$M$88,0),FALSE)))","v":""},{"$f":"IF($CT233=\"\",\"\",IF(OR($CT233=\"DX HP\",$CT233=\"VRF HP\",$CT233=\"PTHP\"),VLOOKUP($D233,'Factor Tables'!$B$89:$M$105,MATCH(CONCATENATE($CT233,\" Htg\"),'Factor Tables'!$B$88:$M$88,0),FALSE),0))","v":""},{"$f":"IF($CT233=\"\",\"\",IF(OR($CT233=\"DX HP\",$CT233=\"VRF HP\",$CT233=\"PTHP\"),VLOOKUP($D233,'Factor Tables'!$N$89:$Y$105,MATCH(CONCATENATE($CT233,\" Clg\"),'Factor Tables'!$N$88:$Y$88,0),FALSE),VLOOKUP($D233,'Factor Tables'!$N$89:$Y$105,MATCH($CT233,'Factor Tables'!$N$88:$Y$88,0),FALSE)))","v":""},{"$f":"IF($CT233=\"\",\"\",IF(OR($CT233=\"DX HP\",$CT233=\"VRF HP\",$CT233=\"PTHP\"),VLOOKUP($D233,'Factor Tables'!$N$89:$Y$105,MATCH(CONCATENATE($CT233,\" Htg\"),'Factor Tables'!$N$88:$Y$88,0),FALSE),0))","v":""},{"$f":"IF($AB233=\"\",0,VLOOKUP($AB233,'Utility Admin'!$E:$G,2,FALSE))","v":0},{"$f":"IF($AB233=\"\",0,VLOOKUP($AB233,'Utility Admin'!$E:$G,3,FALSE))","v":0},{"$f":"IFERROR(IF(ABS(Summary!$F$12)<=ABS(Summary!$E$12)*'Utility Admin'!$I$5,$AZ233*$DF233+$BA233*$DG233,$AZ233*$DF233+$AZ233*'Utility Admin'!$I$5*$DG233),0)","v":0},null,"Summer",null,null,null,null,null,null,null,null,null,null,{"$f":"IF(OR('Project Info'!$C$10=\"\",$C233=\"\",$D233=\"\"),\"\",VLOOKUP($D233,$DW$9:$DZ$32,MATCH($C233,$DW$9:$DZ$9,0),FALSE))","v":""},null,null,null,null,null,null,"ERROR: Contact Program Manager. Post Capacity/Unit x Post # of Units must be within +/- 20% of Pre Capacity/Unit x Pre # of Units."]
[null,225,"","",null,null,null,null,null,null,null,null,null,null,null,null,null,null,null,null,null,null,null,null,null,null,null,null,null,null,null,null,null,null,null,null,null,null,null,null,null,null,null,0,0,0,0,0,0,999999999,"",0,0,{"$f":"IFERROR(IF($DH$261>'Utility Admin'!$H$5,$BA234/$BA$5*$BB$261,$DH234),0)","v":0},"","",{"$f":"IF(AND(OR($AB234=\"DX AC Air Cooled\",$AB234=\"DX HP Air Cooled\"),OR(AND($AI234=\"Btu/hr\",$AH234<65000),AND($AI234=\"Tons\",$AH234<65000/12000)),$AC234=\"Split\",$AN234>=15.2),MAX(Baselines!$CB478,12/9.8),Baselines!$CB478)","v":0},{"$f":"Baselines!$CC478","v":0},{"$f":"Baselines!$CE478","v":0},0,0,0,0,0,0,0,0,0,0,{"$f":"IF(OR($C234<>\"Early Retirement\",$J234=\"\"),0,IF(OR($I234=\"DX AC Air Cooled\",$I234=\"DX HP Air Cooled\"),VLOOKUP($J234,'Early Retirement'!$CI$6:$CM$32,2,FALSE),IF(OR($I234=\"PTAC\",$I234=\"PTHP\"),VLOOKUP($J234,'Early Retirement'!$CI$6:$CM$32,3,FALSE),IF(AND(OR($I234=\"Air Cooled Chiller\",$I234=\"Water Cooled Chiller\"),$L234<>\"Centrifugal\"),VLOOKUP($J234,'Early Retirement'!$CI$6:$CM$32,4,FALSE),IF(AND(OR($I234=\"Air Cooled Chiller\",$I234=\"Water Cooled Chiller\"),$L234=\"Centrifugal\"),VLOOKUP($J234,'Early Retirement'!$CI$6:$CM$32,5,FALSE),\"\")))))","v":0},0,0,0,0,0,0,0,0,0,0,0,"","","",0,0,0,{"$f":"IF(AND($C234=\"Early Retirement\",$J234<>\"\",$S234<>\"\",$U234<>\"\"),$CG234,IF(AND(OR($AB234=\"DX AC Air Cooled\",$AB234=\"DX HP Air Cooled\"),OR(AND($AI234=\"Btu/hr\",$AH234<65000),AND($AI234=\"Tons\",$AH234<65000/12000)),$AC234=\"Split\",$AN234>=15.2),MAX(Baselines!$CB227,12/9.8),Baselines!$CB227))","v":0},{"$f":"IF(AND($C234=\"Early Retirement\",$J234<>\"\",$S234<>\"\",$U234<>\"\"),$CH234,Baselines!$CC227)","v":0},{"$f":"Baselines!$CD227","v":"kW/ton"},"",{"$f":"IF(AND($C234=\"Early Retirement\",$J234<>\"\",$S234<>\"\",$U234<>\"\"),$CI234,IF(AND(Baselines!$CE227=0,OR($CT234=\"DX HP\",$CT234=\"PTHP\")),$BG234,Baselines!$CE227))","v":0},"COP",{"$f":"IF(OR($C234=\"Replace-on-Burnout\",$C234=\"New Construction\"),$DB234,IF($CD234=\"\",\"\",IF(OR($CD234=\"DX HP\",$CD234=\"PTHP\"),VLOOKUP($D234,'Factor Tables'!$B$89:$M$105,MATCH(CONCATENATE($CD234,\" Clg\"),'Factor Tables'!$B$88:$M$88,0),FALSE),VLOOKUP($D234,'Factor Tables'!$B$89:$M$105,MATCH($CD234,'Factor Tables'!$B$88:$M$88,0),FALSE))))","v":""},{"$f":"IF(OR($C234=\"Replace-on-Burnout\",$C234=\"New Construction\"),$DC234,IF($CD234=\"\",\"\",IF($CD234=\"DX HP\",VLOOKUP($D234,'Factor Tables'!$B$89:$M$105,MATCH(\"DX HP Htg\",'Factor Tables'!$B$88:$M$88,0),FALSE),0)))","v":""},{"$f":"IF(OR($C234=\"Replace-on-Burnout\",$C234=\"New Construction\"),$DD234,IF($CD234=\"\",\"\",IF($CD234=\"DX HP\",VLOOKUP($D234,'Factor Tables'!$N$89:$Y$105,MATCH(\"DX HP Clg\",'Factor Tables'!$N$88:$Y$88,0),FALSE),IF($CD234=\"PTHP\",VLOOKUP($D234,'Factor Tables'!$N$89:$Y$105,MATCH(\"PTHP Clg\",'Factor Tables'!$N$88:$Y$88,0),FALSE),IF(AND($CD234<>\"DX HP\",$CD234<>\"PTHP\"),VLOOKUP($D234,'Factor Tables'!$N$89:$Y$105,MATCH($CD234,'Factor Tables'!$N$88:$Y$88,0),FALSE),\"\")))))","v":""},{"$f":"IF(OR($C234=\"Replace-on-Burnout\",$C234=\"New Construction\",$CT234=\"DX HP\",$CT234=\"PTHP\"),$DE234,IF($CD234=\"\",\"\",IF($CD234=\"DX HP\",VLOOKUP($D234,'Factor Tables'!$N$89:$Y$105,MATCH(\"DX HP Htg\",'Factor Tables'!$N$88:$Y$88,0),FALSE),IF($CD234=\"PTHP\",VLOOKUP($D234,'Factor Tables'!$N$89:$Y$105,MATCH(\"PTHP Htg\",'Factor Tables'!$N$88:$Y$88,0),FALSE),0))))","v":""},"","",0,0,"kW/ton","",0,"COP",{"$f":"IF($CT234=\"\",\"\",IF(OR($CT234=\"DX HP\",$CT234=\"VRF HP\",$CT234=\"PTHP\"),VLOOKUP($D234,'Factor Tables'!$B$89:$M$105,MATCH(CONCATENATE($CT234,\" Clg\"),'Factor Tables'!$B$88:$M$88,0),FALSE),VLOOKUP($D234,'Factor Tables'!$B$89:$M$105,MATCH($CT234,'Factor Tables'!$B$88:$M$88,0),FALSE)))","v":""},{"$f":"IF($CT234=\"\",\"\",IF(OR($CT234=\"DX HP\",$CT234=\"VRF HP\",$CT234=\"PTHP\"),VLOOKUP($D234,'Factor Tables'!$B$89:$M$105,MATCH(CONCATENATE($CT234,\" Htg\"),'Factor Tables'!$B$88:$M$88,0),FALSE),0))","v":""},{"$f":"IF($CT234=\"\",\"\",IF(OR($CT234=\"DX HP\",$CT234=\"VRF HP\",$CT234=\"PTHP\"),VLOOKUP($D234,'Factor Tables'!$N$89:$Y$105,MATCH(CONCATENATE($CT234,\" Clg\"),'Factor Tables'!$N$88:$Y$88,0),FALSE),VLOOKUP($D234,'Factor Tables'!$N$89:$Y$105,MATCH($CT234,'Factor Tables'!$N$88:$Y$88,0),FALSE)))","v":""},{"$f":"IF($CT234=\"\",\"\",IF(OR($CT234=\"DX HP\",$CT234=\"VRF HP\",$CT234=\"PTHP\"),VLOOKUP($D234,'Factor Tables'!$N$89:$Y$105,MATCH(CONCATENATE($CT234,\" Htg\"),'Factor Tables'!$N$88:$Y$88,0),FALSE),0))","v":""},{"$f":"IF($AB234=\"\",0,VLOOKUP($AB234,'Utility Admin'!$E:$G,2,FALSE))","v":0},{"$f":"IF($AB234=\"\",0,VLOOKUP($AB234,'Utility Admin'!$E:$G,3,FALSE))","v":0},{"$f":"IFERROR(IF(ABS(Summary!$F$12)<=ABS(Summary!$E$12)*'Utility Admin'!$I$5,$AZ234*$DF234+$BA234*$DG234,$AZ234*$DF234+$AZ234*'Utility Admin'!$I$5*$DG234),0)","v":0},null,"Summer",null,null,null,null,null,null,null,null,null,null,{"$f":"IF(OR('Project Info'!$C$10=\"\",$C234=\"\",$D234=\"\"),\"\",VLOOKUP($D234,$DW$9:$DZ$32,MATCH($C234,$DW$9:$DZ$9,0),FALSE))","v":""},null,null,null,null,null,null,"ERROR: Contact Program Manager. Post Capacity/Unit x Post # of Units must be within +/- 20% of Pre Capacity/Unit x Pre # of Units."]
[null,226,"","",null,null,null,null,null,null,null,null,null,null,null,null,null,null,null,null,null,null,null,null,null,null,null,null,null,null,null,null,null,null,null,null,null,null,null,null,null,null,null,0,0,0,0,0,0,999999999,"",0,0,{"$f":"IFERROR(IF($DH$261>'Utility Admin'!$H$5,$BA235/$BA$5*$BB$261,$DH235),0)","v":0},"","",{"$f":"IF(AND(OR($AB235=\"DX AC Air Cooled\",$AB235=\"DX HP Air Cooled\"),OR(AND($AI235=\"Btu/hr\",$AH235<65000),AND($AI235=\"Tons\",$AH235<65000/12000)),$AC235=\"Split\",$AN235>=15.2),MAX(Baselines!$CB479,12/9.8),Baselines!$CB479)","v":0},{"$f":"Baselines!$CC479","v":0},{"$f":"Baselines!$CE479","v":0},0,0,0,0,0,0,0,0,0,0,{"$f":"IF(OR($C235<>\"Early Retirement\",$J235=\"\"),0,IF(OR($I235=\"DX AC Air Cooled\",$I235=\"DX HP Air Cooled\"),VLOOKUP($J235,'Early Retirement'!$CI$6:$CM$32,2,FALSE),IF(OR($I235=\"PTAC\",$I235=\"PTHP\"),VLOOKUP($J235,'Early Retirement'!$CI$6:$CM$32,3,FALSE),IF(AND(OR($I235=\"Air Cooled Chiller\",$I235=\"Water Cooled Chiller\"),$L235<>\"Centrifugal\"),VLOOKUP($J235,'Early Retirement'!$CI$6:$CM$32,4,FALSE),IF(AND(OR($I235=\"Air Cooled Chiller\",$I235=\"Water Cooled Chiller\"),$L235=\"Centrifugal\"),VLOOKUP($J235,'Early Retirement'!$CI$6:$CM$32,5,FALSE),\"\")))))","v":0},0,0,0,0,0,0,0,0,0,0,0,"","","",0,0,0,{"$f":"IF(AND($C235=\"Early Retirement\",$J235<>\"\",$S235<>\"\",$U235<>\"\"),$CG235,IF(AND(OR($AB235=\"DX AC Air Cooled\",$AB235=\"DX HP Air Cooled\"),OR(AND($AI235=\"Btu/hr\",$AH235<65000),AND($AI235=\"Tons\",$AH235<65000/12000)),$AC235=\"Split\",$AN235>=15.2),MAX(Baselines!$CB228,12/9.8),Baselines!$CB228))","v":0},{"$f":"IF(AND($C235=\"Early Retirement\",$J235<>\"\",$S235<>\"\",$U235<>\"\"),$CH235,Baselines!$CC228)","v":0},{"$f":"Baselines!$CD228","v":"kW/ton"},"",{"$f":"IF(AND($C235=\"Early Retirement\",$J235<>\"\",$S235<>\"\",$U235<>\"\"),$CI235,IF(AND(Baselines!$CE228=0,OR($CT235=\"DX HP\",$CT235=\"PTHP\")),$BG235,Baselines!$CE228))","v":0},"COP",{"$f":"IF(OR($C235=\"Replace-on-Burnout\",$C235=\"New Construction\"),$DB235,IF($CD235=\"\",\"\",IF(OR($CD235=\"DX HP\",$CD235=\"PTHP\"),VLOOKUP($D235,'Factor Tables'!$B$89:$M$105,MATCH(CONCATENATE($CD235,\" Clg\"),'Factor Tables'!$B$88:$M$88,0),FALSE),VLOOKUP($D235,'Factor Tables'!$B$89:$M$105,MATCH($CD235,'Factor Tables'!$B$88:$M$88,0),FALSE))))","v":""},{"$f":"IF(OR($C235=\"Replace-on-Burnout\",$C235=\"New Construction\"),$DC235,IF($CD235=\"\",\"\",IF($CD235=\"DX HP\",VLOOKUP($D235,'Factor Tables'!$B$89:$M$105,MATCH(\"DX HP Htg\",'Factor Tables'!$B$88:$M$88,0),FALSE),0)))","v":""},{"$f":"IF(OR($C235=\"Replace-on-Burnout\",$C235=\"New Construction\"),$DD235,IF($CD235=\"\",\"\",IF($CD235=\"DX HP\",VLOOKUP($D235,'Factor Tables'!$N$89:$Y$105,MATCH(\"DX HP Clg\",'Factor Tables'!$N$88:$Y$88,0),FALSE),IF($CD235=\"PTHP\",VLOOKUP($D235,'Factor Tables'!$N$89:$Y$105,MATCH(\"PTHP Clg\",'Factor Tables'!$N$88:$Y$88,0),FALSE),IF(AND($CD235<>\"DX HP\",$CD235<>\"PTHP\"),VLOOKUP($D235,'Factor Tables'!$N$89:$Y$105,MATCH($CD235,'Factor Tables'!$N$88:$Y$88,0),FALSE),\"\")))))","v":""},{"$f":"IF(OR($C235=\"Replace-on-Burnout\",$C235=\"New Construction\",$CT235=\"DX HP\",$CT235=\"PTHP\"),$DE235,IF($CD235=\"\",\"\",IF($CD235=\"DX HP\",VLOOKUP($D235,'Factor Tables'!$N$89:$Y$105,MATCH(\"DX HP Htg\",'Factor Tables'!$N$88:$Y$88,0),FALSE),IF($CD235=\"PTHP\",VLOOKUP($D235,'Factor Tables'!$N$89:$Y$105,MATCH(\"PTHP Htg\",'Factor Tables'!$N$88:$Y$88,0),FALSE),0))))","v":""},"","",0,0,"kW/ton","",0,"COP",{"$f":"IF($CT235=\"\",\"\",IF(OR($CT235=\"DX HP\",$CT235=\"VRF HP\",$CT235=\"PTHP\"),VLOOKUP($D235,'Factor Tables'!$B$89:$M$105,MATCH(CONCATENATE($CT235,\" Clg\"),'Factor Tables'!$B$88:$M$88,0),FALSE),VLOOKUP($D235,'Factor Tables'!$B$89:$M$105,MATCH($CT235,'Factor Tables'!$B$88:$M$88,0),FALSE)))","v":""},{"$f":"IF($CT235=\"\",\"\",IF(OR($CT235=\"DX HP\",$CT235=\"VRF HP\",$CT235=\"PTHP\"),VLOOKUP($D235,'Factor Tables'!$B$89:$M$105,MATCH(CONCATENATE($CT235,\" Htg\"),'Factor Tables'!$B$88:$M$88,0),FALSE),0))","v":""},{"$f":"IF($CT235=\"\",\"\",IF(OR($CT235=\"DX HP\",$CT235=\"VRF HP\",$CT235=\"PTHP\"),VLOOKUP($D235,'Factor Tables'!$N$89:$Y$105,MATCH(CONCATENATE($CT235,\" Clg\"),'Factor Tables'!$N$88:$Y$88,0),FALSE),VLOOKUP($D235,'Factor Tables'!$N$89:$Y$105,MATCH($CT235,'Factor Tables'!$N$88:$Y$88,0),FALSE)))","v":""},{"$f":"IF($CT235=\"\",\"\",IF(OR($CT235=\"DX HP\",$CT235=\"VRF HP\",$CT235=\"PTHP\"),VLOOKUP($D235,'Factor Tables'!$N$89:$Y$105,MATCH(CONCATENATE($CT235,\" Htg\"),'Factor Tables'!$N$88:$Y$88,0),FALSE),0))","v":""},{"$f":"IF($AB235=\"\",0,VLOOKUP($AB235,'Utility Admin'!$E:$G,2,FALSE))","v":0},{"$f":"IF($AB235=\"\",0,VLOOKUP($AB235,'Utility Admin'!$E:$G,3,FALSE))","v":0},{"$f":"IFERROR(IF(ABS(Summary!$F$12)<=ABS(Summary!$E$12)*'Utility Admin'!$I$5,$AZ235*$DF235+$BA235*$DG235,$AZ235*$DF235+$AZ235*'Utility Admin'!$I$5*$DG235),0)","v":0},null,"Summer",null,null,null,null,null,null,null,null,null,null,{"$f":"IF(OR('Project Info'!$C$10=\"\",$C235=\"\",$D235=\"\"),\"\",VLOOKUP($D235,$DW$9:$DZ$32,MATCH($C235,$DW$9:$DZ$9,0),FALSE))","v":""},null,null,null,null,null,null,"ERROR: Contact Program Manager. Post Capacity/Unit x Post # of Units must be within +/- 20% of Pre Capacity/Unit x Pre # of Units."]
[null,227,"","",null,null,null,null,null,null,null,null,null,null,null,null,null,null,null,null,null,null,null,null,null,null,null,null,null,null,null,null,null,null,null,null,null,null,null,null,null,null,null,0,0,0,0,0,0,999999999,"",0,0,{"$f":"IFERROR(IF($DH$261>'Utility Admin'!$H$5,$BA236/$BA$5*$BB$261,$DH236),0)","v":0},"","",{"$f":"IF(AND(OR($AB236=\"DX AC Air Cooled\",$AB236=\"DX HP Air Cooled\"),OR(AND($AI236=\"Btu/hr\",$AH236<65000),AND($AI236=\"Tons\",$AH236<65000/12000)),$AC236=\"Split\",$AN236>=15.2),MAX(Baselines!$CB480,12/9.8),Baselines!$CB480)","v":0},{"$f":"Baselines!$CC480","v":0},{"$f":"Baselines!$CE480","v":0},0,0,0,0,0,0,0,0,0,0,{"$f":"IF(OR($C236<>\"Early Retirement\",$J236=\"\"),0,IF(OR($I236=\"DX AC Air Cooled\",$I236=\"DX HP Air Cooled\"),VLOOKUP($J236,'Early Retirement'!$CI$6:$CM$32,2,FALSE),IF(OR($I236=\"PTAC\",$I236=\"PTHP\"),VLOOKUP($J236,'Early Retirement'!$CI$6:$CM$32,3,FALSE),IF(AND(OR($I236=\"Air Cooled Chiller\",$I236=\"Water Cooled Chiller\"),$L236<>\"Centrifugal\"),VLOOKUP($J236,'Early Retirement'!$CI$6:$CM$32,4,FALSE),IF(AND(OR($I236=\"Air Cooled Chiller\",$I236=\"Water Cooled Chiller\"),$L236=\"Centrifugal\"),VLOOKUP($J236,'Early Retirement'!$CI$6:$CM$32,5,FALSE),\"\")))))","v":0},0,0,0,0,0,0,0,0,0,0,0,"","","",0,0,0,{"$f":"IF(AND($C236=\"Early Retirement\",$J236<>\"\",$S236<>\"\",$U236<>\"\"),$CG236,IF(AND(OR($AB236=\"DX AC Air Cooled\",$AB236=\"DX HP Air Cooled\"),OR(AND($AI236=\"Btu/hr\",$AH236<65000),AND($AI236=\"Tons\",$AH236<65000/12000)),$AC236=\"Split\",$AN236>=15.2),MAX(Baselines!$CB229,12/9.8),Baselines!$CB229))","v":0},{"$f":"IF(AND($C236=\"Early Retirement\",$J236<>\"\",$S236<>\"\",$U236<>\"\"),$CH236,Baselines!$CC229)","v":0},{"$f":"Baselines!$CD229","v":"kW/ton"},"",{"$f":"IF(AND($C236=\"Early Retirement\",$J236<>\"\",$S236<>\"\",$U236<>\"\"),$CI236,IF(AND(Baselines!$CE229=0,OR($CT236=\"DX HP\",$CT236=\"PTHP\")),$BG236,Baselines!$CE229))","v":0},"COP",{"$f":"IF(OR($C236=\"Replace-on-Burnout\",$C236=\"New Construction\"),$DB236,IF($CD236=\"\",\"\",IF(OR($CD236=\"DX HP\",$CD236=\"PTHP\"),VLOOKUP($D236,'Factor Tables'!$B$89:$M$105,MATCH(CONCATENATE($CD236,\" Clg\"),'Factor Tables'!$B$88:$M$88,0),FALSE),VLOOKUP($D236,'Factor Tables'!$B$89:$M$105,MATCH($CD236,'Factor Tables'!$B$88:$M$88,0),FALSE))))","v":""},{"$f":"IF(OR($C236=\"Replace-on-Burnout\",$C236=\"New Construction\"),$DC236,IF($CD236=\"\",\"\",IF($CD236=\"DX HP\",VLOOKUP($D236,'Factor Tables'!$B$89:$M$105,MATCH(\"DX HP Htg\",'Factor Tables'!$B$88:$M$88,0),FALSE),0)))","v":""},{"$f":"IF(OR($C236=\"Replace-on-Burnout\",$C236=\"New Construction\"),$DD236,IF($CD236=\"\",\"\",IF($CD236=\"DX HP\",VLOOKUP($D236,'Factor Tables'!$N$89:$Y$105,MATCH(\"DX HP Clg\",'Factor Tables'!$N$88:$Y$88,0),FALSE),IF($CD236=\"PTHP\",VLOOKUP($D236,'Factor Tables'!$N$89:$Y$105,MATCH(\"PTHP Clg\",'Factor Tables'!$N$88:$Y$88,0),FALSE),IF(AND($CD236<>\"DX HP\",$CD236<>\"PTHP\"),VLOOKUP($D236,'Factor Tables'!$N$89:$Y$105,MATCH($CD236,'Factor Tables'!$N$88:$Y$88,0),FALSE),\"\")))))","v":""},{"$f":"IF(OR($C236=\"Replace-on-Burnout\",$C236=\"New Construction\",$CT236=\"DX HP\",$CT236=\"PTHP\"),$DE236,IF($CD236=\"\",\"\",IF($CD236=\"DX HP\",VLOOKUP($D236,'Factor Tables'!$N$89:$Y$105,MATCH(\"DX HP Htg\",'Factor Tables'!$N$88:$Y$88,0),FALSE),IF($CD236=\"PTHP\",VLOOKUP($D236,'Factor Tables'!$N$89:$Y$105,MATCH(\"PTHP Htg\",'Factor Tables'!$N$88:$Y$88,0),FALSE),0))))","v":""},"","",0,0,"kW/ton","",0,"COP",{"$f":"IF($CT236=\"\",\"\",IF(OR($CT236=\"DX HP\",$CT236=\"VRF HP\",$CT236=\"PTHP\"),VLOOKUP($D236,'Factor Tables'!$B$89:$M$105,MATCH(CONCATENATE($CT236,\" Clg\"),'Factor Tables'!$B$88:$M$88,0),FALSE),VLOOKUP($D236,'Factor Tables'!$B$89:$M$105,MATCH($CT236,'Factor Tables'!$B$88:$M$88,0),FALSE)))","v":""},{"$f":"IF($CT236=\"\",\"\",IF(OR($CT236=\"DX HP\",$CT236=\"VRF HP\",$CT236=\"PTHP\"),VLOOKUP($D236,'Factor Tables'!$B$89:$M$105,MATCH(CONCATENATE($CT236,\" Htg\"),'Factor Tables'!$B$88:$M$88,0),FALSE),0))","v":""},{"$f":"IF($CT236=\"\",\"\",IF(OR($CT236=\"DX HP\",$CT236=\"VRF HP\",$CT236=\"PTHP\"),VLOOKUP($D236,'Factor Tables'!$N$89:$Y$105,MATCH(CONCATENATE($CT236,\" Clg\"),'Factor Tables'!$N$88:$Y$88,0),FALSE),VLOOKUP($D236,'Factor Tables'!$N$89:$Y$105,MATCH($CT236,'Factor Tables'!$N$88:$Y$88,0),FALSE)))","v":""},{"$f":"IF($CT236=\"\",\"\",IF(OR($CT236=\"DX HP\",$CT236=\"VRF HP\",$CT236=\"PTHP\"),VLOOKUP($D236,'Factor Tables'!$N$89:$Y$105,MATCH(CONCATENATE($CT236,\" Htg\"),'Factor Tables'!$N$88:$Y$88,0),FALSE),0))","v":""},{"$f":"IF($AB236=\"\",0,VLOOKUP($AB236,'Utility Admin'!$E:$G,2,FALSE))","v":0},{"$f":"IF($AB236=\"\",0,VLOOKUP($AB236,'Utility Admin'!$E:$G,3,FALSE))","v":0},{"$f":"IFERROR(IF(ABS(Summary!$F$12)<=ABS(Summary!$E$12)*'Utility Admin'!$I$5,$AZ236*$DF236+$BA236*$DG236,$AZ236*$DF236+$AZ236*'Utility Admin'!$I$5*$DG236),0)","v":0},null,"Summer",null,null,null,null,null,null,null,null,null,null,{"$f":"IF(OR('Project Info'!$C$10=\"\",$C236=\"\",$D236=\"\"),\"\",VLOOKUP($D236,$DW$9:$DZ$32,MATCH($C236,$DW$9:$DZ$9,0),FALSE))","v":""},null,null,null,null,null,null,"ERROR: Contact Program Manager. Post Capacity/Unit x Post # of Units must be within +/- 20% of Pre Capacity/Unit x Pre # of Units."]
[null,228,"","",null,null,null,null,null,null,null,null,null,null,null,null,null,null,null,null,null,null,null,null,null,null,null,null,null,null,null,null,null,null,null,null,null,null,null,null,null,null,null,0,0,0,0,0,0,999999999,"",0,0,{"$f":"IFERROR(IF($DH$261>'Utility Admin'!$H$5,$BA237/$BA$5*$BB$261,$DH237),0)","v":0},"","",{"$f":"IF(AND(OR($AB237=\"DX AC Air Cooled\",$AB237=\"DX HP Air Cooled\"),OR(AND($AI237=\"Btu/hr\",$AH237<65000),AND($AI237=\"Tons\",$AH237<65000/12000)),$AC237=\"Split\",$AN237>=15.2),MAX(Baselines!$CB481,12/9.8),Baselines!$CB481)","v":0},{"$f":"Baselines!$CC481","v":0},{"$f":"Baselines!$CE481","v":0},0,0,0,0,0,0,0,0,0,0,{"$f":"IF(OR($C237<>\"Early Retirement\",$J237=\"\"),0,IF(OR($I237=\"DX AC Air Cooled\",$I237=\"DX HP Air Cooled\"),VLOOKUP($J237,'Early Retirement'!$CI$6:$CM$32,2,FALSE),IF(OR($I237=\"PTAC\",$I237=\"PTHP\"),VLOOKUP($J237,'Early Retirement'!$CI$6:$CM$32,3,FALSE),IF(AND(OR($I237=\"Air Cooled Chiller\",$I237=\"Water Cooled Chiller\"),$L237<>\"Centrifugal\"),VLOOKUP($J237,'Early Retirement'!$CI$6:$CM$32,4,FALSE),IF(AND(OR($I237=\"Air Cooled Chiller\",$I237=\"Water Cooled Chiller\"),$L237=\"Centrifugal\"),VLOOKUP($J237,'Early Retirement'!$CI$6:$CM$32,5,FALSE),\"\")))))","v":0},0,0,0,0,0,0,0,0,0,0,0,"","","",0,0,0,{"$f":"IF(AND($C237=\"Early Retirement\",$J237<>\"\",$S237<>\"\",$U237<>\"\"),$CG237,IF(AND(OR($AB237=\"DX AC Air Cooled\",$AB237=\"DX HP Air Cooled\"),OR(AND($AI237=\"Btu/hr\",$AH237<65000),AND($AI237=\"Tons\",$AH237<65000/12000)),$AC237=\"Split\",$AN237>=15.2),MAX(Baselines!$CB230,12/9.8),Baselines!$CB230))","v":0},{"$f":"IF(AND($C237=\"Early Retirement\",$J237<>\"\",$S237<>\"\",$U237<>\"\"),$CH237,Baselines!$CC230)","v":0},{"$f":"Baselines!$CD230","v":"kW/ton"},"",{"$f":"IF(AND($C237=\"Early Retirement\",$J237<>\"\",$S237<>\"\",$U237<>\"\"),$CI237,IF(AND(Baselines!$CE230=0,OR($CT237=\"DX HP\",$CT237=\"PTHP\")),$BG237,Baselines!$CE230))","v":0},"COP",{"$f":"IF(OR($C237=\"Replace-on-Burnout\",$C237=\"New Construction\"),$DB237,IF($CD237=\"\",\"\",IF(OR($CD237=\"DX HP\",$CD237=\"PTHP\"),VLOOKUP($D237,'Factor Tables'!$B$89:$M$105,MATCH(CONCATENATE($CD237,\" Clg\"),'Factor Tables'!$B$88:$M$88,0),FALSE),VLOOKUP($D237,'Factor Tables'!$B$89:$M$105,MATCH($CD237,'Factor Tables'!$B$88:$M$88,0),FALSE))))","v":""},{"$f":"IF(OR($C237=\"Replace-on-Burnout\",$C237=\"New Construction\"),$DC237,IF($CD237=\"\",\"\",IF($CD237=\"DX HP\",VLOOKUP($D237,'Factor Tables'!$B$89:$M$105,MATCH(\"DX HP Htg\",'Factor Tables'!$B$88:$M$88,0),FALSE),0)))","v":""},{"$f":"IF(OR($C237=\"Replace-on-Burnout\",$C237=\"New Construction\"),$DD237,IF($CD237=\"\",\"\",IF($CD237=\"DX HP\",VLOOKUP($D237,'Factor Tables'!$N$89:$Y$105,MATCH(\"DX HP Clg\",'Factor Tables'!$N$88:$Y$88,0),FALSE),IF($CD237=\"PTHP\",VLOOKUP($D237,'Factor Tables'!$N$89:$Y$105,MATCH(\"PTHP Clg\",'Factor Tables'!$N$88:$Y$88,0),FALSE),IF(AND($CD237<>\"DX HP\",$CD237<>\"PTHP\"),VLOOKUP($D237,'Factor Tables'!$N$89:$Y$105,MATCH($CD237,'Factor Tables'!$N$88:$Y$88,0),FALSE),\"\")))))","v":""},{"$f":"IF(OR($C237=\"Replace-on-Burnout\",$C237=\"New Construction\",$CT237=\"DX HP\",$CT237=\"PTHP\"),$DE237,IF($CD237=\"\",\"\",IF($CD237=\"DX HP\",VLOOKUP($D237,'Factor Tables'!$N$89:$Y$105,MATCH(\"DX HP Htg\",'Factor Tables'!$N$88:$Y$88,0),FALSE),IF($CD237=\"PTHP\",VLOOKUP($D237,'Factor Tables'!$N$89:$Y$105,MATCH(\"PTHP Htg\",'Factor Tables'!$N$88:$Y$88,0),FALSE),0))))","v":""},"","",0,0,"kW/ton","",0,"COP",{"$f":"IF($CT237=\"\",\"\",IF(OR($CT237=\"DX HP\",$CT237=\"VRF HP\",$CT237=\"PTHP\"),VLOOKUP($D237,'Factor Tables'!$B$89:$M$105,MATCH(CONCATENATE($CT237,\" Clg\"),'Factor Tables'!$B$88:$M$88,0),FALSE),VLOOKUP($D237,'Factor Tables'!$B$89:$M$105,MATCH($CT237,'Factor Tables'!$B$88:$M$88,0),FALSE)))","v":""},{"$f":"IF($CT237=\"\",\"\",IF(OR($CT237=\"DX HP\",$CT237=\"VRF HP\",$CT237=\"PTHP\"),VLOOKUP($D237,'Factor Tables'!$B$89:$M$105,MATCH(CONCATENATE($CT237,\" Htg\"),'Factor Tables'!$B$88:$M$88,0),FALSE),0))","v":""},{"$f":"IF($CT237=\"\",\"\",IF(OR($CT237=\"DX HP\",$CT237=\"VRF HP\",$CT237=\"PTHP\"),VLOOKUP($D237,'Factor Tables'!$N$89:$Y$105,MATCH(CONCATENATE($CT237,\" Clg\"),'Factor Tables'!$N$88:$Y$88,0),FALSE),VLOOKUP($D237,'Factor Tables'!$N$89:$Y$105,MATCH($CT237,'Factor Tables'!$N$88:$Y$88,0),FALSE)))","v":""},{"$f":"IF($CT237=\"\",\"\",IF(OR($CT237=\"DX HP\",$CT237=\"VRF HP\",$CT237=\"PTHP\"),VLOOKUP($D237,'Factor Tables'!$N$89:$Y$105,MATCH(CONCATENATE($CT237,\" Htg\"),'Factor Tables'!$N$88:$Y$88,0),FALSE),0))","v":""},{"$f":"IF($AB237=\"\",0,VLOOKUP($AB237,'Utility Admin'!$E:$G,2,FALSE))","v":0},{"$f":"IF($AB237=\"\",0,VLOOKUP($AB237,'Utility Admin'!$E:$G,3,FALSE))","v":0},{"$f":"IFERROR(IF(ABS(Summary!$F$12)<=ABS(Summary!$E$12)*'Utility Admin'!$I$5,$AZ237*$DF237+$BA237*$DG237,$AZ237*$DF237+$AZ237*'Utility Admin'!$I$5*$DG237),0)","v":0},null,"Summer",null,null,null,null,null,null,null,null,null,null,{"$f":"IF(OR('Project Info'!$C$10=\"\",$C237=\"\",$D237=\"\"),\"\",VLOOKUP($D237,$DW$9:$DZ$32,MATCH($C237,$DW$9:$DZ$9,0),FALSE))","v":""},null,null,null,null,null,null,"ERROR: Contact Program Manager. Post Capacity/Unit x Post # of Units must be within +/- 20% of Pre Capacity/Unit x Pre # of Units."]
[null,229,"","",null,null,null,null,null,null,null,null,null,null,null,null,null,null,null,null,null,null,null,null,null,null,null,null,null,null,null,null,null,null,null,null,null,null,null,null,null,null,null,0,0,0,0,0,0,999999999,"",0,0,{"$f":"IFERROR(IF($DH$261>'Utility Admin'!$H$5,$BA238/$BA$5*$BB$261,$DH238),0)","v":0},"","",{"$f":"IF(AND(OR($AB238=\"DX AC Air Cooled\",$AB238=\"DX HP Air Cooled\"),OR(AND($AI238=\"Btu/hr\",$AH238<65000),AND($AI238=\"Tons\",$AH238<65000/12000)),$AC238=\"Split\",$AN238>=15.2),MAX(Baselines!$CB482,12/9.8),Baselines!$CB482)","v":0},{"$f":"Baselines!$CC482","v":0},{"$f":"Baselines!$CE482","v":0},0,0,0,0,0,0,0,0,0,0,{"$f":"IF(OR($C238<>\"Early Retirement\",$J238=\"\"),0,IF(OR($I238=\"DX AC Air Cooled\",$I238=\"DX HP Air Cooled\"),VLOOKUP($J238,'Early Retirement'!$CI$6:$CM$32,2,FALSE),IF(OR($I238=\"PTAC\",$I238=\"PTHP\"),VLOOKUP($J238,'Early Retirement'!$CI$6:$CM$32,3,FALSE),IF(AND(OR($I238=\"Air Cooled Chiller\",$I238=\"Water Cooled Chiller\"),$L238<>\"Centrifugal\"),VLOOKUP($J238,'Early Retirement'!$CI$6:$CM$32,4,FALSE),IF(AND(OR($I238=\"Air Cooled Chiller\",$I238=\"Water Cooled Chiller\"),$L238=\"Centrifugal\"),VLOOKUP($J238,'Early Retirement'!$CI$6:$CM$32,5,FALSE),\"\")))))","v":0},0,0,0,0,0,0,0,0,0,0,0,"","","",0,0,0,{"$f":"IF(AND($C238=\"Early Retirement\",$J238<>\"\",$S238<>\"\",$U238<>\"\"),$CG238,IF(AND(OR($AB238=\"DX AC Air Cooled\",$AB238=\"DX HP Air Cooled\"),OR(AND($AI238=\"Btu/hr\",$AH238<65000),AND($AI238=\"Tons\",$AH238<65000/12000)),$AC238=\"Split\",$AN238>=15.2),MAX(Baselines!$CB231,12/9.8),Baselines!$CB231))","v":0},{"$f":"IF(AND($C238=\"Early Retirement\",$J238<>\"\",$S238<>\"\",$U238<>\"\"),$CH238,Baselines!$CC231)","v":0},{"$f":"Baselines!$CD231","v":"kW/ton"},"",{"$f":"IF(AND($C238=\"Early Retirement\",$J238<>\"\",$S238<>\"\",$U238<>\"\"),$CI238,IF(AND(Baselines!$CE231=0,OR($CT238=\"DX HP\",$CT238=\"PTHP\")),$BG238,Baselines!$CE231))","v":0},"COP",{"$f":"IF(OR($C238=\"Replace-on-Burnout\",$C238=\"New Construction\"),$DB238,IF($CD238=\"\",\"\",IF(OR($CD238=\"DX HP\",$CD238=\"PTHP\"),VLOOKUP($D238,'Factor Tables'!$B$89:$M$105,MATCH(CONCATENATE($CD238,\" Clg\"),'Factor Tables'!$B$88:$M$88,0),FALSE),VLOOKUP($D238,'Factor Tables'!$B$89:$M$105,MATCH($CD238,'Factor Tables'!$B$88:$M$88,0),FALSE))))","v":""},{"$f":"IF(OR($C238=\"Replace-on-Burnout\",$C238=\"New Construction\"),$DC238,IF($CD238=\"\",\"\",IF($CD238=\"DX HP\",VLOOKUP($D238,'Factor Tables'!$B$89:$M$105,MATCH(\"DX HP Htg\",'Factor Tables'!$B$88:$M$88,0),FALSE),0)))","v":""},{"$f":"IF(OR($C238=\"Replace-on-Burnout\",$C238=\"New Construction\"),$DD238,IF($CD238=\"\",\"\",IF($CD238=\"DX HP\",VLOOKUP($D238,'Factor Tables'!$N$89:$Y$105,MATCH(\"DX HP Clg\",'Factor Tables'!$N$88:$Y$88,0),FALSE),IF($CD238=\"PTHP\",VLOOKUP($D238,'Factor Tables'!$N$89:$Y$105,MATCH(\"PTHP Clg\",'Factor Tables'!$N$88:$Y$88,0),FALSE),IF(AND($CD238<>\"DX HP\",$CD238<>\"PTHP\"),VLOOKUP($D238,'Factor Tables'!$N$89:$Y$105,MATCH($CD238,'Factor Tables'!$N$88:$Y$88,0),FALSE),\"\")))))","v":""},{"$f":"IF(OR($C238=\"Replace-on-Burnout\",$C238=\"New Construction\",$CT238=\"DX HP\",$CT238=\"PTHP\"),$DE238,IF($CD238=\"\",\"\",IF($CD238=\"DX HP\",VLOOKUP($D238,'Factor Tables'!$N$89:$Y$105,MATCH(\"DX HP Htg\",'Factor Tables'!$N$88:$Y$88,0),FALSE),IF($CD238=\"PTHP\",VLOOKUP($D238,'Factor Tables'!$N$89:$Y$105,MATCH(\"PTHP Htg\",'Factor Tables'!$N$88:$Y$88,0),FALSE),0))))","v":""},"","",0,0,"kW/ton","",0,"COP",{"$f":"IF($CT238=\"\",\"\",IF(OR($CT238=\"DX HP\",$CT238=\"VRF HP\",$CT238=\"PTHP\"),VLOOKUP($D238,'Factor Tables'!$B$89:$M$105,MATCH(CONCATENATE($CT238,\" Clg\"),'Factor Tables'!$B$88:$M$88,0),FALSE),VLOOKUP($D238,'Factor Tables'!$B$89:$M$105,MATCH($CT238,'Factor Tables'!$B$88:$M$88,0),FALSE)))","v":""},{"$f":"IF($CT238=\"\",\"\",IF(OR($CT238=\"DX HP\",$CT238=\"VRF HP\",$CT238=\"PTHP\"),VLOOKUP($D238,'Factor Tables'!$B$89:$M$105,MATCH(CONCATENATE($CT238,\" Htg\"),'Factor Tables'!$B$88:$M$88,0),FALSE),0))","v":""},{"$f":"IF($CT238=\"\",\"\",IF(OR($CT238=\"DX HP\",$CT238=\"VRF HP\",$CT238=\"PTHP\"),VLOOKUP($D238,'Factor Tables'!$N$89:$Y$105,MATCH(CONCATENATE($CT238,\" Clg\"),'Factor Tables'!$N$88:$Y$88,0),FALSE),VLOOKUP($D238,'Factor Tables'!$N$89:$Y$105,MATCH($CT238,'Factor Tables'!$N$88:$Y$88,0),FALSE)))","v":""},{"$f":"IF($CT238=\"\",\"\",IF(OR($CT238=\"DX HP\",$CT238=\"VRF HP\",$CT238=\"PTHP\"),VLOOKUP($D238,'Factor Tables'!$N$89:$Y$105,MATCH(CONCATENATE($CT238,\" Htg\"),'Factor Tables'!$N$88:$Y$88,0),FALSE),0))","v":""},{"$f":"IF($AB238=\"\",0,VLOOKUP($AB238,'Utility Admin'!$E:$G,2,FALSE))","v":0},{"$f":"IF($AB238=\"\",0,VLOOKUP($AB238,'Utility Admin'!$E:$G,3,FALSE))","v":0},{"$f":"IFERROR(IF(ABS(Summary!$F$12)<=ABS(Summary!$E$12)*'Utility Admin'!$I$5,$AZ238*$DF238+$BA238*$DG238,$AZ238*$DF238+$AZ238*'Utility Admin'!$I$5*$DG238),0)","v":0},null,"Summer",null,null,null,null,null,null,null,null,null,null,{"$f":"IF(OR('Project Info'!$C$10=\"\",$C238=\"\",$D238=\"\"),\"\",VLOOKUP($D238,$DW$9:$DZ$32,MATCH($C238,$DW$9:$DZ$9,0),FALSE))","v":""},null,null,null,null,null,null,"ERROR: Contact Program Manager. Post Capacity/Unit x Post # of Units must be within +/- 20% of Pre Capacity/Unit x Pre # of Units."]
[null,230,"","",null,null,null,null,null,null,null,null,null,null,null,null,null,null,null,null,null,null,null,null,null,null,null,null,null,null,null,null,null,null,null,null,null,null,null,null,null,null,null,0,0,0,0,0,0,999999999,"",0,0,{"$f":"IFERROR(IF($DH$261>'Utility Admin'!$H$5,$BA239/$BA$5*$BB$261,$DH239),0)","v":0},"","",{"$f":"IF(AND(OR($AB239=\"DX AC Air Cooled\",$AB239=\"DX HP Air Cooled\"),OR(AND($AI239=\"Btu/hr\",$AH239<65000),AND($AI239=\"Tons\",$AH239<65000/12000)),$AC239=\"Split\",$AN239>=15.2),MAX(Baselines!$CB483,12/9.8),Baselines!$CB483)","v":0},{"$f":"Baselines!$CC483","v":0},{"$f":"Baselines!$CE483","v":0},0,0,0,0,0,0,0,0,0,0,{"$f":"IF(OR($C239<>\"Early Retirement\",$J239=\"\"),0,IF(OR($I239=\"DX AC Air Cooled\",$I239=\"DX HP Air Cooled\"),VLOOKUP($J239,'Early Retirement'!$CI$6:$CM$32,2,FALSE),IF(OR($I239=\"PTAC\",$I239=\"PTHP\"),VLOOKUP($J239,'Early Retirement'!$CI$6:$CM$32,3,FALSE),IF(AND(OR($I239=\"Air Cooled Chiller\",$I239=\"Water Cooled Chiller\"),$L239<>\"Centrifugal\"),VLOOKUP($J239,'Early Retirement'!$CI$6:$CM$32,4,FALSE),IF(AND(OR($I239=\"Air Cooled Chiller\",$I239=\"Water Cooled Chiller\"),$L239=\"Centrifugal\"),VLOOKUP($J239,'Early Retirement'!$CI$6:$CM$32,5,FALSE),\"\")))))","v":0},0,0,0,0,0,0,0,0,0,0,0,"","","",0,0,0,{"$f":"IF(AND($C239=\"Early Retirement\",$J239<>\"\",$S239<>\"\",$U239<>\"\"),$CG239,IF(AND(OR($AB239=\"DX AC Air Cooled\",$AB239=\"DX HP Air Cooled\"),OR(AND($AI239=\"Btu/hr\",$AH239<65000),AND($AI239=\"Tons\",$AH239<65000/12000)),$AC239=\"Split\",$AN239>=15.2),MAX(Baselines!$CB232,12/9.8),Baselines!$CB232))","v":0},{"$f":"IF(AND($C239=\"Early Retirement\",$J239<>\"\",$S239<>\"\",$U239<>\"\"),$CH239,Baselines!$CC232)","v":0},{"$f":"Baselines!$CD232","v":"kW/ton"},"",{"$f":"IF(AND($C239=\"Early Retirement\",$J239<>\"\",$S239<>\"\",$U239<>\"\"),$CI239,IF(AND(Baselines!$CE232=0,OR($CT239=\"DX HP\",$CT239=\"PTHP\")),$BG239,Baselines!$CE232))","v":0},"COP",{"$f":"IF(OR($C239=\"Replace-on-Burnout\",$C239=\"New Construction\"),$DB239,IF($CD239=\"\",\"\",IF(OR($CD239=\"DX HP\",$CD239=\"PTHP\"),VLOOKUP($D239,'Factor Tables'!$B$89:$M$105,MATCH(CONCATENATE($CD239,\" Clg\"),'Factor Tables'!$B$88:$M$88,0),FALSE),VLOOKUP($D239,'Factor Tables'!$B$89:$M$105,MATCH($CD239,'Factor Tables'!$B$88:$M$88,0),FALSE))))","v":""},{"$f":"IF(OR($C239=\"Replace-on-Burnout\",$C239=\"New Construction\"),$DC239,IF($CD239=\"\",\"\",IF($CD239=\"DX HP\",VLOOKUP($D239,'Factor Tables'!$B$89:$M$105,MATCH(\"DX HP Htg\",'Factor Tables'!$B$88:$M$88,0),FALSE),0)))","v":""},{"$f":"IF(OR($C239=\"Replace-on-Burnout\",$C239=\"New Construction\"),$DD239,IF($CD239=\"\",\"\",IF($CD239=\"DX HP\",VLOOKUP($D239,'Factor Tables'!$N$89:$Y$105,MATCH(\"DX HP Clg\",'Factor Tables'!$N$88:$Y$88,0),FALSE),IF($CD239=\"PTHP\",VLOOKUP($D239,'Factor Tables'!$N$89:$Y$105,MATCH(\"PTHP Clg\",'Factor Tables'!$N$88:$Y$88,0),FALSE),IF(AND($CD239<>\"DX HP\",$CD239<>\"PTHP\"),VLOOKUP($D239,'Factor Tables'!$N$89:$Y$105,MATCH($CD239,'Factor Tables'!$N$88:$Y$88,0),FALSE),\"\")))))","v":""},{"$f":"IF(OR($C239=\"Replace-on-Burnout\",$C239=\"New Construction\",$CT239=\"DX HP\",$CT239=\"PTHP\"),$DE239,IF($CD239=\"\",\"\",IF($CD239=\"DX HP\",VLOOKUP($D239,'Factor Tables'!$N$89:$Y$105,MATCH(\"DX HP Htg\",'Factor Tables'!$N$88:$Y$88,0),FALSE),IF($CD239=\"PTHP\",VLOOKUP($D239,'Factor Tables'!$N$89:$Y$105,MATCH(\"PTHP Htg\",'Factor Tables'!$N$88:$Y$88,0),FALSE),0))))","v":""},"","",0,0,"kW/ton","",0,"COP",{"$f":"IF($CT239=\"\",\"\",IF(OR($CT239=\"DX HP\",$CT239=\"VRF HP\",$CT239=\"PTHP\"),VLOOKUP($D239,'Factor Tables'!$B$89:$M$105,MATCH(CONCATENATE($CT239,\" Clg\"),'Factor Tables'!$B$88:$M$88,0),FALSE),VLOOKUP($D239,'Factor Tables'!$B$89:$M$105,MATCH($CT239,'Factor Tables'!$B$88:$M$88,0),FALSE)))","v":""},{"$f":"IF($CT239=\"\",\"\",IF(OR($CT239=\"DX HP\",$CT239=\"VRF HP\",$CT239=\"PTHP\"),VLOOKUP($D239,'Factor Tables'!$B$89:$M$105,MATCH(CONCATENATE($CT239,\" Htg\"),'Factor Tables'!$B$88:$M$88,0),FALSE),0))","v":""},{"$f":"IF($CT239=\"\",\"\",IF(OR($CT239=\"DX HP\",$CT239=\"VRF HP\",$CT239=\"PTHP\"),VLOOKUP($D239,'Factor Tables'!$N$89:$Y$105,MATCH(CONCATENATE($CT239,\" Clg\"),'Factor Tables'!$N$88:$Y$88,0),FALSE),VLOOKUP($D239,'Factor Tables'!$N$89:$Y$105,MATCH($CT239,'Factor Tables'!$N$88:$Y$88,0),FALSE)))","v":""},{"$f":"IF($CT239=\"\",\"\",IF(OR($CT239=\"DX HP\",$CT239=\"VRF HP\",$CT239=\"PTHP\"),VLOOKUP($D239,'Factor Tables'!$N$89:$Y$105,MATCH(CONCATENATE($CT239,\" Htg\"),'Factor Tables'!$N$88:$Y$88,0),FALSE),0))","v":""},{"$f":"IF($AB239=\"\",0,VLOOKUP($AB239,'Utility Admin'!$E:$G,2,FALSE))","v":0},{"$f":"IF($AB239=\"\",0,VLOOKUP($AB239,'Utility Admin'!$E:$G,3,FALSE))","v":0},{"$f":"IFERROR(IF(ABS(Summary!$F$12)<=ABS(Summary!$E$12)*'Utility Admin'!$I$5,$AZ239*$DF239+$BA239*$DG239,$AZ239*$DF239+$AZ239*'Utility Admin'!$I$5*$DG239),0)","v":0},null,"Summer",null,null,null,null,null,null,null,null,null,null,{"$f":"IF(OR('Project Info'!$C$10=\"\",$C239=\"\",$D239=\"\"),\"\",VLOOKUP($D239,$DW$9:$DZ$32,MATCH($C239,$DW$9:$DZ$9,0),FALSE))","v":""},null,null,null,null,null,null,"ERROR: Contact Program Manager. Post Capacity/Unit x Post # of Units must be within +/- 20% of Pre Capacity/Unit x Pre # of Units."]
[null,231,"","",null,null,null,null,null,null,null,null,null,null,null,null,null,null,null,null,null,null,null,null,null,null,null,null,null,null,null,null,null,null,null,null,null,null,null,null,null,null,null,0,0,0,0,0,0,999999999,"",0,0,{"$f":"IFERROR(IF($DH$261>'Utility Admin'!$H$5,$BA240/$BA$5*$BB$261,$DH240),0)","v":0},"","",{"$f":"IF(AND(OR($AB240=\"DX AC Air Cooled\",$AB240=\"DX HP Air Cooled\"),OR(AND($AI240=\"Btu/hr\",$AH240<65000),AND($AI240=\"Tons\",$AH240<65000/12000)),$AC240=\"Split\",$AN240>=15.2),MAX(Baselines!$CB484,12/9.8),Baselines!$CB484)","v":0},{"$f":"Baselines!$CC484","v":0},{"$f":"Baselines!$CE484","v":0},0,0,0,0,0,0,0,0,0,0,{"$f":"IF(OR($C240<>\"Early Retirement\",$J240=\"\"),0,IF(OR($I240=\"DX AC Air Cooled\",$I240=\"DX HP Air Cooled\"),VLOOKUP($J240,'Early Retirement'!$CI$6:$CM$32,2,FALSE),IF(OR($I240=\"PTAC\",$I240=\"PTHP\"),VLOOKUP($J240,'Early Retirement'!$CI$6:$CM$32,3,FALSE),IF(AND(OR($I240=\"Air Cooled Chiller\",$I240=\"Water Cooled Chiller\"),$L240<>\"Centrifugal\"),VLOOKUP($J240,'Early Retirement'!$CI$6:$CM$32,4,FALSE),IF(AND(OR($I240=\"Air Cooled Chiller\",$I240=\"Water Cooled Chiller\"),$L240=\"Centrifugal\"),VLOOKUP($J240,'Early Retirement'!$CI$6:$CM$32,5,FALSE),\"\")))))","v":0},0,0,0,0,0,0,0,0,0,0,0,"","","",0,0,0,{"$f":"IF(AND($C240=\"Early Retirement\",$J240<>\"\",$S240<>\"\",$U240<>\"\"),$CG240,IF(AND(OR($AB240=\"DX AC Air Cooled\",$AB240=\"DX HP Air Cooled\"),OR(AND($AI240=\"Btu/hr\",$AH240<65000),AND($AI240=\"Tons\",$AH240<65000/12000)),$AC240=\"Split\",$AN240>=15.2),MAX(Baselines!$CB233,12/9.8),Baselines!$CB233))","v":0},{"$f":"IF(AND($C240=\"Early Retirement\",$J240<>\"\",$S240<>\"\",$U240<>\"\"),$CH240,Baselines!$CC233)","v":0},{"$f":"Baselines!$CD233","v":"kW/ton"},"",{"$f":"IF(AND($C240=\"Early Retirement\",$J240<>\"\",$S240<>\"\",$U240<>\"\"),$CI240,IF(AND(Baselines!$CE233=0,OR($CT240=\"DX HP\",$CT240=\"PTHP\")),$BG240,Baselines!$CE233))","v":0},"COP",{"$f":"IF(OR($C240=\"Replace-on-Burnout\",$C240=\"New Construction\"),$DB240,IF($CD240=\"\",\"\",IF(OR($CD240=\"DX HP\",$CD240=\"PTHP\"),VLOOKUP($D240,'Factor Tables'!$B$89:$M$105,MATCH(CONCATENATE($CD240,\" Clg\"),'Factor Tables'!$B$88:$M$88,0),FALSE),VLOOKUP($D240,'Factor Tables'!$B$89:$M$105,MATCH($CD240,'Factor Tables'!$B$88:$M$88,0),FALSE))))","v":""},{"$f":"IF(OR($C240=\"Replace-on-Burnout\",$C240=\"New Construction\"),$DC240,IF($CD240=\"\",\"\",IF($CD240=\"DX HP\",VLOOKUP($D240,'Factor Tables'!$B$89:$M$105,MATCH(\"DX HP Htg\",'Factor Tables'!$B$88:$M$88,0),FALSE),0)))","v":""},{"$f":"IF(OR($C240=\"Replace-on-Burnout\",$C240=\"New Construction\"),$DD240,IF($CD240=\"\",\"\",IF($CD240=\"DX HP\",VLOOKUP($D240,'Factor Tables'!$N$89:$Y$105,MATCH(\"DX HP Clg\",'Factor Tables'!$N$88:$Y$88,0),FALSE),IF($CD240=\"PTHP\",VLOOKUP($D240,'Factor Tables'!$N$89:$Y$105,MATCH(\"PTHP Clg\",'Factor Tables'!$N$88:$Y$88,0),FALSE),IF(AND($CD240<>\"DX HP\",$CD240<>\"PTHP\"),VLOOKUP($D240,'Factor Tables'!$N$89:$Y$105,MATCH($CD240,'Factor Tables'!$N$88:$Y$88,0),FALSE),\"\")))))","v":""},{"$f":"IF(OR($C240=\"Replace-on-Burnout\",$C240=\"New Construction\",$CT240=\"DX HP\",$CT240=\"PTHP\"),$DE240,IF($CD240=\"\",\"\",IF($CD240=\"DX HP\",VLOOKUP($D240,'Factor Tables'!$N$89:$Y$105,MATCH(\"DX HP Htg\",'Factor Tables'!$N$88:$Y$88,0),FALSE),IF($CD240=\"PTHP\",VLOOKUP($D240,'Factor Tables'!$N$89:$Y$105,MATCH(\"PTHP Htg\",'Factor Tables'!$N$88:$Y$88,0),FALSE),0))))","v":""},"","",0,0,"kW/ton","",0,"COP",{"$f":"IF($CT240=\"\",\"\",IF(OR($CT240=\"DX HP\",$CT240=\"VRF HP\",$CT240=\"PTHP\"),VLOOKUP($D240,'Factor Tables'!$B$89:$M$105,MATCH(CONCATENATE($CT240,\" Clg\"),'Factor Tables'!$B$88:$M$88,0),FALSE),VLOOKUP($D240,'Factor Tables'!$B$89:$M$105,MATCH($CT240,'Factor Tables'!$B$88:$M$88,0),FALSE)))","v":""},{"$f":"IF($CT240=\"\",\"\",IF(OR($CT240=\"DX HP\",$CT240=\"VRF HP\",$CT240=\"PTHP\"),VLOOKUP($D240,'Factor Tables'!$B$89:$M$105,MATCH(CONCATENATE($CT240,\" Htg\"),'Factor Tables'!$B$88:$M$88,0),FALSE),0))","v":""},{"$f":"IF($CT240=\"\",\"\",IF(OR($CT240=\"DX HP\",$CT240=\"VRF HP\",$CT240=\"PTHP\"),VLOOKUP($D240,'Factor Tables'!$N$89:$Y$105,MATCH(CONCATENATE($CT240,\" Clg\"),'Factor Tables'!$N$88:$Y$88,0),FALSE),VLOOKUP($D240,'Factor Tables'!$N$89:$Y$105,MATCH($CT240,'Factor Tables'!$N$88:$Y$88,0),FALSE)))","v":""},{"$f":"IF($CT240=\"\",\"\",IF(OR($CT240=\"DX HP\",$CT240=\"VRF HP\",$CT240=\"PTHP\"),VLOOKUP($D240,'Factor Tables'!$N$89:$Y$105,MATCH(CONCATENATE($CT240,\" Htg\"),'Factor Tables'!$N$88:$Y$88,0),FALSE),0))","v":""},{"$f":"IF($AB240=\"\",0,VLOOKUP($AB240,'Utility Admin'!$E:$G,2,FALSE))","v":0},{"$f":"IF($AB240=\"\",0,VLOOKUP($AB240,'Utility Admin'!$E:$G,3,FALSE))","v":0},{"$f":"IFERROR(IF(ABS(Summary!$F$12)<=ABS(Summary!$E$12)*'Utility Admin'!$I$5,$AZ240*$DF240+$BA240*$DG240,$AZ240*$DF240+$AZ240*'Utility Admin'!$I$5*$DG240),0)","v":0},null,"Summer",null,null,null,null,null,null,null,null,null,null,{"$f":"IF(OR('Project Info'!$C$10=\"\",$C240=\"\",$D240=\"\"),\"\",VLOOKUP($D240,$DW$9:$DZ$32,MATCH($C240,$DW$9:$DZ$9,0),FALSE))","v":""},null,null,null,null,null,null,"ERROR: Contact Program Manager. Post Capacity/Unit x Post # of Units must be within +/- 20% of Pre Capacity/Unit x Pre # of Units."]
[null,232,"","",null,null,null,null,null,null,null,null,null,null,null,null,null,null,null,null,null,null,null,null,null,null,null,null,null,null,null,null,null,null,null,null,null,null,null,null,null,null,null,0,0,0,0,0,0,999999999,"",0,0,{"$f":"IFERROR(IF($DH$261>'Utility Admin'!$H$5,$BA241/$BA$5*$BB$261,$DH241),0)","v":0},"","",{"$f":"IF(AND(OR($AB241=\"DX AC Air Cooled\",$AB241=\"DX HP Air Cooled\"),OR(AND($AI241=\"Btu/hr\",$AH241<65000),AND($AI241=\"Tons\",$AH241<65000/12000)),$AC241=\"Split\",$AN241>=15.2),MAX(Baselines!$CB485,12/9.8),Baselines!$CB485)","v":0},{"$f":"Baselines!$CC485","v":0},{"$f":"Baselines!$CE485","v":0},0,0,0,0,0,0,0,0,0,0,{"$f":"IF(OR($C241<>\"Early Retirement\",$J241=\"\"),0,IF(OR($I241=\"DX AC Air Cooled\",$I241=\"DX HP Air Cooled\"),VLOOKUP($J241,'Early Retirement'!$CI$6:$CM$32,2,FALSE),IF(OR($I241=\"PTAC\",$I241=\"PTHP\"),VLOOKUP($J241,'Early Retirement'!$CI$6:$CM$32,3,FALSE),IF(AND(OR($I241=\"Air Cooled Chiller\",$I241=\"Water Cooled Chiller\"),$L241<>\"Centrifugal\"),VLOOKUP($J241,'Early Retirement'!$CI$6:$CM$32,4,FALSE),IF(AND(OR($I241=\"Air Cooled Chiller\",$I241=\"Water Cooled Chiller\"),$L241=\"Centrifugal\"),VLOOKUP($J241,'Early Retirement'!$CI$6:$CM$32,5,FALSE),\"\")))))","v":0},0,0,0,0,0,0,0,0,0,0,0,"","","",0,0,0,{"$f":"IF(AND($C241=\"Early Retirement\",$J241<>\"\",$S241<>\"\",$U241<>\"\"),$CG241,IF(AND(OR($AB241=\"DX AC Air Cooled\",$AB241=\"DX HP Air Cooled\"),OR(AND($AI241=\"Btu/hr\",$AH241<65000),AND($AI241=\"Tons\",$AH241<65000/12000)),$AC241=\"Split\",$AN241>=15.2),MAX(Baselines!$CB234,12/9.8),Baselines!$CB234))","v":0},{"$f":"IF(AND($C241=\"Early Retirement\",$J241<>\"\",$S241<>\"\",$U241<>\"\"),$CH241,Baselines!$CC234)","v":0},{"$f":"Baselines!$CD234","v":"kW/ton"},"",{"$f":"IF(AND($C241=\"Early Retirement\",$J241<>\"\",$S241<>\"\",$U241<>\"\"),$CI241,IF(AND(Baselines!$CE234=0,OR($CT241=\"DX HP\",$CT241=\"PTHP\")),$BG241,Baselines!$CE234))","v":0},"COP",{"$f":"IF(OR($C241=\"Replace-on-Burnout\",$C241=\"New Construction\"),$DB241,IF($CD241=\"\",\"\",IF(OR($CD241=\"DX HP\",$CD241=\"PTHP\"),VLOOKUP($D241,'Factor Tables'!$B$89:$M$105,MATCH(CONCATENATE($CD241,\" Clg\"),'Factor Tables'!$B$88:$M$88,0),FALSE),VLOOKUP($D241,'Factor Tables'!$B$89:$M$105,MATCH($CD241,'Factor Tables'!$B$88:$M$88,0),FALSE))))","v":""},{"$f":"IF(OR($C241=\"Replace-on-Burnout\",$C241=\"New Construction\"),$DC241,IF($CD241=\"\",\"\",IF($CD241=\"DX HP\",VLOOKUP($D241,'Factor Tables'!$B$89:$M$105,MATCH(\"DX HP Htg\",'Factor Tables'!$B$88:$M$88,0),FALSE),0)))","v":""},{"$f":"IF(OR($C241=\"Replace-on-Burnout\",$C241=\"New Construction\"),$DD241,IF($CD241=\"\",\"\",IF($CD241=\"DX HP\",VLOOKUP($D241,'Factor Tables'!$N$89:$Y$105,MATCH(\"DX HP Clg\",'Factor Tables'!$N$88:$Y$88,0),FALSE),IF($CD241=\"PTHP\",VLOOKUP($D241,'Factor Tables'!$N$89:$Y$105,MATCH(\"PTHP Clg\",'Factor Tables'!$N$88:$Y$88,0),FALSE),IF(AND($CD241<>\"DX HP\",$CD241<>\"PTHP\"),VLOOKUP($D241,'Factor Tables'!$N$89:$Y$105,MATCH($CD241,'Factor Tables'!$N$88:$Y$88,0),FALSE),\"\")))))","v":""},{"$f":"IF(OR($C241=\"Replace-on-Burnout\",$C241=\"New Construction\",$CT241=\"DX HP\",$CT241=\"PTHP\"),$DE241,IF($CD241=\"\",\"\",IF($CD241=\"DX HP\",VLOOKUP($D241,'Factor Tables'!$N$89:$Y$105,MATCH(\"DX HP Htg\",'Factor Tables'!$N$88:$Y$88,0),FALSE),IF($CD241=\"PTHP\",VLOOKUP($D241,'Factor Tables'!$N$89:$Y$105,MATCH(\"PTHP Htg\",'Factor Tables'!$N$88:$Y$88,0),FALSE),0))))","v":""},"","",0,0,"kW/ton","",0,"COP",{"$f":"IF($CT241=\"\",\"\",IF(OR($CT241=\"DX HP\",$CT241=\"VRF HP\",$CT241=\"PTHP\"),VLOOKUP($D241,'Factor Tables'!$B$89:$M$105,MATCH(CONCATENATE($CT241,\" Clg\"),'Factor Tables'!$B$88:$M$88,0),FALSE),VLOOKUP($D241,'Factor Tables'!$B$89:$M$105,MATCH($CT241,'Factor Tables'!$B$88:$M$88,0),FALSE)))","v":""},{"$f":"IF($CT241=\"\",\"\",IF(OR($CT241=\"DX HP\",$CT241=\"VRF HP\",$CT241=\"PTHP\"),VLOOKUP($D241,'Factor Tables'!$B$89:$M$105,MATCH(CONCATENATE($CT241,\" Htg\"),'Factor Tables'!$B$88:$M$88,0),FALSE),0))","v":""},{"$f":"IF($CT241=\"\",\"\",IF(OR($CT241=\"DX HP\",$CT241=\"VRF HP\",$CT241=\"PTHP\"),VLOOKUP($D241,'Factor Tables'!$N$89:$Y$105,MATCH(CONCATENATE($CT241,\" Clg\"),'Factor Tables'!$N$88:$Y$88,0),FALSE),VLOOKUP($D241,'Factor Tables'!$N$89:$Y$105,MATCH($CT241,'Factor Tables'!$N$88:$Y$88,0),FALSE)))","v":""},{"$f":"IF($CT241=\"\",\"\",IF(OR($CT241=\"DX HP\",$CT241=\"VRF HP\",$CT241=\"PTHP\"),VLOOKUP($D241,'Factor Tables'!$N$89:$Y$105,MATCH(CONCATENATE($CT241,\" Htg\"),'Factor Tables'!$N$88:$Y$88,0),FALSE),0))","v":""},{"$f":"IF($AB241=\"\",0,VLOOKUP($AB241,'Utility Admin'!$E:$G,2,FALSE))","v":0},{"$f":"IF($AB241=\"\",0,VLOOKUP($AB241,'Utility Admin'!$E:$G,3,FALSE))","v":0},{"$f":"IFERROR(IF(ABS(Summary!$F$12)<=ABS(Summary!$E$12)*'Utility Admin'!$I$5,$AZ241*$DF241+$BA241*$DG241,$AZ241*$DF241+$AZ241*'Utility Admin'!$I$5*$DG241),0)","v":0},null,"Summer",null,null,null,null,null,null,null,null,null,null,{"$f":"IF(OR('Project Info'!$C$10=\"\",$C241=\"\",$D241=\"\"),\"\",VLOOKUP($D241,$DW$9:$DZ$32,MATCH($C241,$DW$9:$DZ$9,0),FALSE))","v":""},null,null,null,null,null,null,"ERROR: Contact Program Manager. Post Capacity/Unit x Post # of Units must be within +/- 20% of Pre Capacity/Unit x Pre # of Units."]
[null,233,"","",null,null,null,null,null,null,null,null,null,null,null,null,null,null,null,null,null,null,null,null,null,null,null,null,null,null,null,null,null,null,null,null,null,null,null,null,null,null,null,0,0,0,0,0,0,999999999,"",0,0,{"$f":"IFERROR(IF($DH$261>'Utility Admin'!$H$5,$BA242/$BA$5*$BB$261,$DH242),0)","v":0},"","",{"$f":"IF(AND(OR($AB242=\"DX AC Air Cooled\",$AB242=\"DX HP Air Cooled\"),OR(AND($AI242=\"Btu/hr\",$AH242<65000),AND($AI242=\"Tons\",$AH242<65000/12000)),$AC242=\"Split\",$AN242>=15.2),MAX(Baselines!$CB486,12/9.8),Baselines!$CB486)","v":0},{"$f":"Baselines!$CC486","v":0},{"$f":"Baselines!$CE486","v":0},0,0,0,0,0,0,0,0,0,0,{"$f":"IF(OR($C242<>\"Early Retirement\",$J242=\"\"),0,IF(OR($I242=\"DX AC Air Cooled\",$I242=\"DX HP Air Cooled\"),VLOOKUP($J242,'Early Retirement'!$CI$6:$CM$32,2,FALSE),IF(OR($I242=\"PTAC\",$I242=\"PTHP\"),VLOOKUP($J242,'Early Retirement'!$CI$6:$CM$32,3,FALSE),IF(AND(OR($I242=\"Air Cooled Chiller\",$I242=\"Water Cooled Chiller\"),$L242<>\"Centrifugal\"),VLOOKUP($J242,'Early Retirement'!$CI$6:$CM$32,4,FALSE),IF(AND(OR($I242=\"Air Cooled Chiller\",$I242=\"Water Cooled Chiller\"),$L242=\"Centrifugal\"),VLOOKUP($J242,'Early Retirement'!$CI$6:$CM$32,5,FALSE),\"\")))))","v":0},0,0,0,0,0,0,0,0,0,0,0,"","","",0,0,0,{"$f":"IF(AND($C242=\"Early Retirement\",$J242<>\"\",$S242<>\"\",$U242<>\"\"),$CG242,IF(AND(OR($AB242=\"DX AC Air Cooled\",$AB242=\"DX HP Air Cooled\"),OR(AND($AI242=\"Btu/hr\",$AH242<65000),AND($AI242=\"Tons\",$AH242<65000/12000)),$AC242=\"Split\",$AN242>=15.2),MAX(Baselines!$CB235,12/9.8),Baselines!$CB235))","v":0},{"$f":"IF(AND($C242=\"Early Retirement\",$J242<>\"\",$S242<>\"\",$U242<>\"\"),$CH242,Baselines!$CC235)","v":0},{"$f":"Baselines!$CD235","v":"kW/ton"},"",{"$f":"IF(AND($C242=\"Early Retirement\",$J242<>\"\",$S242<>\"\",$U242<>\"\"),$CI242,IF(AND(Baselines!$CE235=0,OR($CT242=\"DX HP\",$CT242=\"PTHP\")),$BG242,Baselines!$CE235))","v":0},"COP",{"$f":"IF(OR($C242=\"Replace-on-Burnout\",$C242=\"New Construction\"),$DB242,IF($CD242=\"\",\"\",IF(OR($CD242=\"DX HP\",$CD242=\"PTHP\"),VLOOKUP($D242,'Factor Tables'!$B$89:$M$105,MATCH(CONCATENATE($CD242,\" Clg\"),'Factor Tables'!$B$88:$M$88,0),FALSE),VLOOKUP($D242,'Factor Tables'!$B$89:$M$105,MATCH($CD242,'Factor Tables'!$B$88:$M$88,0),FALSE))))","v":""},{"$f":"IF(OR($C242=\"Replace-on-Burnout\",$C242=\"New Construction\"),$DC242,IF($CD242=\"\",\"\",IF($CD242=\"DX HP\",VLOOKUP($D242,'Factor Tables'!$B$89:$M$105,MATCH(\"DX HP Htg\",'Factor Tables'!$B$88:$M$88,0),FALSE),0)))","v":""},{"$f":"IF(OR($C242=\"Replace-on-Burnout\",$C242=\"New Construction\"),$DD242,IF($CD242=\"\",\"\",IF($CD242=\"DX HP\",VLOOKUP($D242,'Factor Tables'!$N$89:$Y$105,MATCH(\"DX HP Clg\",'Factor Tables'!$N$88:$Y$88,0),FALSE),IF($CD242=\"PTHP\",VLOOKUP($D242,'Factor Tables'!$N$89:$Y$105,MATCH(\"PTHP Clg\",'Factor Tables'!$N$88:$Y$88,0),FALSE),IF(AND($CD242<>\"DX HP\",$CD242<>\"PTHP\"),VLOOKUP($D242,'Factor Tables'!$N$89:$Y$105,MATCH($CD242,'Factor Tables'!$N$88:$Y$88,0),FALSE),\"\")))))","v":""},{"$f":"IF(OR($C242=\"Replace-on-Burnout\",$C242=\"New Construction\",$CT242=\"DX HP\",$CT242=\"PTHP\"),$DE242,IF($CD242=\"\",\"\",IF($CD242=\"DX HP\",VLOOKUP($D242,'Factor Tables'!$N$89:$Y$105,MATCH(\"DX HP Htg\",'Factor Tables'!$N$88:$Y$88,0),FALSE),IF($CD242=\"PTHP\",VLOOKUP($D242,'Factor Tables'!$N$89:$Y$105,MATCH(\"PTHP Htg\",'Factor Tables'!$N$88:$Y$88,0),FALSE),0))))","v":""},"","",0,0,"kW/ton","",0,"COP",{"$f":"IF($CT242=\"\",\"\",IF(OR($CT242=\"DX HP\",$CT242=\"VRF HP\",$CT242=\"PTHP\"),VLOOKUP($D242,'Factor Tables'!$B$89:$M$105,MATCH(CONCATENATE($CT242,\" Clg\"),'Factor Tables'!$B$88:$M$88,0),FALSE),VLOOKUP($D242,'Factor Tables'!$B$89:$M$105,MATCH($CT242,'Factor Tables'!$B$88:$M$88,0),FALSE)))","v":""},{"$f":"IF($CT242=\"\",\"\",IF(OR($CT242=\"DX HP\",$CT242=\"VRF HP\",$CT242=\"PTHP\"),VLOOKUP($D242,'Factor Tables'!$B$89:$M$105,MATCH(CONCATENATE($CT242,\" Htg\"),'Factor Tables'!$B$88:$M$88,0),FALSE),0))","v":""},{"$f":"IF($CT242=\"\",\"\",IF(OR($CT242=\"DX HP\",$CT242=\"VRF HP\",$CT242=\"PTHP\"),VLOOKUP($D242,'Factor Tables'!$N$89:$Y$105,MATCH(CONCATENATE($CT242,\" Clg\"),'Factor Tables'!$N$88:$Y$88,0),FALSE),VLOOKUP($D242,'Factor Tables'!$N$89:$Y$105,MATCH($CT242,'Factor Tables'!$N$88:$Y$88,0),FALSE)))","v":""},{"$f":"IF($CT242=\"\",\"\",IF(OR($CT242=\"DX HP\",$CT242=\"VRF HP\",$CT242=\"PTHP\"),VLOOKUP($D242,'Factor Tables'!$N$89:$Y$105,MATCH(CONCATENATE($CT242,\" Htg\"),'Factor Tables'!$N$88:$Y$88,0),FALSE),0))","v":""},{"$f":"IF($AB242=\"\",0,VLOOKUP($AB242,'Utility Admin'!$E:$G,2,FALSE))","v":0},{"$f":"IF($AB242=\"\",0,VLOOKUP($AB242,'Utility Admin'!$E:$G,3,FALSE))","v":0},{"$f":"IFERROR(IF(ABS(Summary!$F$12)<=ABS(Summary!$E$12)*'Utility Admin'!$I$5,$AZ242*$DF242+$BA242*$DG242,$AZ242*$DF242+$AZ242*'Utility Admin'!$I$5*$DG242),0)","v":0},null,"Summer",null,null,null,null,null,null,null,null,null,null,{"$f":"IF(OR('Project Info'!$C$10=\"\",$C242=\"\",$D242=\"\"),\"\",VLOOKUP($D242,$DW$9:$DZ$32,MATCH($C242,$DW$9:$DZ$9,0),FALSE))","v":""},null,null,null,null,null,null,"ERROR: Contact Program Manager. Post Capacity/Unit x Post # of Units must be within +/- 20% of Pre Capacity/Unit x Pre # of Units."]
[null,234,"","",null,null,null,null,null,null,null,null,null,null,null,null,null,null,null,null,null,null,null,null,null,null,null,null,null,null,null,null,null,null,null,null,null,null,null,null,null,null,null,0,0,0,0,0,0,999999999,"",0,0,{"$f":"IFERROR(IF($DH$261>'Utility Admin'!$H$5,$BA243/$BA$5*$BB$261,$DH243),0)","v":0},"","",{"$f":"IF(AND(OR($AB243=\"DX AC Air Cooled\",$AB243=\"DX HP Air Cooled\"),OR(AND($AI243=\"Btu/hr\",$AH243<65000),AND($AI243=\"Tons\",$AH243<65000/12000)),$AC243=\"Split\",$AN243>=15.2),MAX(Baselines!$CB487,12/9.8),Baselines!$CB487)","v":0},{"$f":"Baselines!$CC487","v":0},{"$f":"Baselines!$CE487","v":0},0,0,0,0,0,0,0,0,0,0,{"$f":"IF(OR($C243<>\"Early Retirement\",$J243=\"\"),0,IF(OR($I243=\"DX AC Air Cooled\",$I243=\"DX HP Air Cooled\"),VLOOKUP($J243,'Early Retirement'!$CI$6:$CM$32,2,FALSE),IF(OR($I243=\"PTAC\",$I243=\"PTHP\"),VLOOKUP($J243,'Early Retirement'!$CI$6:$CM$32,3,FALSE),IF(AND(OR($I243=\"Air Cooled Chiller\",$I243=\"Water Cooled Chiller\"),$L243<>\"Centrifugal\"),VLOOKUP($J243,'Early Retirement'!$CI$6:$CM$32,4,FALSE),IF(AND(OR($I243=\"Air Cooled Chiller\",$I243=\"Water Cooled Chiller\"),$L243=\"Centrifugal\"),VLOOKUP($J243,'Early Retirement'!$CI$6:$CM$32,5,FALSE),\"\")))))","v":0},0,0,0,0,0,0,0,0,0,0,0,"","","",0,0,0,{"$f":"IF(AND($C243=\"Early Retirement\",$J243<>\"\",$S243<>\"\",$U243<>\"\"),$CG243,IF(AND(OR($AB243=\"DX AC Air Cooled\",$AB243=\"DX HP Air Cooled\"),OR(AND($AI243=\"Btu/hr\",$AH243<65000),AND($AI243=\"Tons\",$AH243<65000/12000)),$AC243=\"Split\",$AN243>=15.2),MAX(Baselines!$CB236,12/9.8),Baselines!$CB236))","v":0},{"$f":"IF(AND($C243=\"Early Retirement\",$J243<>\"\",$S243<>\"\",$U243<>\"\"),$CH243,Baselines!$CC236)","v":0},{"$f":"Baselines!$CD236","v":"kW/ton"},"",{"$f":"IF(AND($C243=\"Early Retirement\",$J243<>\"\",$S243<>\"\",$U243<>\"\"),$CI243,IF(AND(Baselines!$CE236=0,OR($CT243=\"DX HP\",$CT243=\"PTHP\")),$BG243,Baselines!$CE236))","v":0},"COP",{"$f":"IF(OR($C243=\"Replace-on-Burnout\",$C243=\"New Construction\"),$DB243,IF($CD243=\"\",\"\",IF(OR($CD243=\"DX HP\",$CD243=\"PTHP\"),VLOOKUP($D243,'Factor Tables'!$B$89:$M$105,MATCH(CONCATENATE($CD243,\" Clg\"),'Factor Tables'!$B$88:$M$88,0),FALSE),VLOOKUP($D243,'Factor Tables'!$B$89:$M$105,MATCH($CD243,'Factor Tables'!$B$88:$M$88,0),FALSE))))","v":""},{"$f":"IF(OR($C243=\"Replace-on-Burnout\",$C243=\"New Construction\"),$DC243,IF($CD243=\"\",\"\",IF($CD243=\"DX HP\",VLOOKUP($D243,'Factor Tables'!$B$89:$M$105,MATCH(\"DX HP Htg\",'Factor Tables'!$B$88:$M$88,0),FALSE),0)))","v":""},{"$f":"IF(OR($C243=\"Replace-on-Burnout\",$C243=\"New Construction\"),$DD243,IF($CD243=\"\",\"\",IF($CD243=\"DX HP\",VLOOKUP($D243,'Factor Tables'!$N$89:$Y$105,MATCH(\"DX HP Clg\",'Factor Tables'!$N$88:$Y$88,0),FALSE),IF($CD243=\"PTHP\",VLOOKUP($D243,'Factor Tables'!$N$89:$Y$105,MATCH(\"PTHP Clg\",'Factor Tables'!$N$88:$Y$88,0),FALSE),IF(AND($CD243<>\"DX HP\",$CD243<>\"PTHP\"),VLOOKUP($D243,'Factor Tables'!$N$89:$Y$105,MATCH($CD243,'Factor Tables'!$N$88:$Y$88,0),FALSE),\"\")))))","v":""},{"$f":"IF(OR($C243=\"Replace-on-Burnout\",$C243=\"New Construction\",$CT243=\"DX HP\",$CT243=\"PTHP\"),$DE243,IF($CD243=\"\",\"\",IF($CD243=\"DX HP\",VLOOKUP($D243,'Factor Tables'!$N$89:$Y$105,MATCH(\"DX HP Htg\",'Factor Tables'!$N$88:$Y$88,0),FALSE),IF($CD243=\"PTHP\",VLOOKUP($D243,'Factor Tables'!$N$89:$Y$105,MATCH(\"PTHP Htg\",'Factor Tables'!$N$88:$Y$88,0),FALSE),0))))","v":""},"","",0,0,"kW/ton","",0,"COP",{"$f":"IF($CT243=\"\",\"\",IF(OR($CT243=\"DX HP\",$CT243=\"VRF HP\",$CT243=\"PTHP\"),VLOOKUP($D243,'Factor Tables'!$B$89:$M$105,MATCH(CONCATENATE($CT243,\" Clg\"),'Factor Tables'!$B$88:$M$88,0),FALSE),VLOOKUP($D243,'Factor Tables'!$B$89:$M$105,MATCH($CT243,'Factor Tables'!$B$88:$M$88,0),FALSE)))","v":""},{"$f":"IF($CT243=\"\",\"\",IF(OR($CT243=\"DX HP\",$CT243=\"VRF HP\",$CT243=\"PTHP\"),VLOOKUP($D243,'Factor Tables'!$B$89:$M$105,MATCH(CONCATENATE($CT243,\" Htg\"),'Factor Tables'!$B$88:$M$88,0),FALSE),0))","v":""},{"$f":"IF($CT243=\"\",\"\",IF(OR($CT243=\"DX HP\",$CT243=\"VRF HP\",$CT243=\"PTHP\"),VLOOKUP($D243,'Factor Tables'!$N$89:$Y$105,MATCH(CONCATENATE($CT243,\" Clg\"),'Factor Tables'!$N$88:$Y$88,0),FALSE),VLOOKUP($D243,'Factor Tables'!$N$89:$Y$105,MATCH($CT243,'Factor Tables'!$N$88:$Y$88,0),FALSE)))","v":""},{"$f":"IF($CT243=\"\",\"\",IF(OR($CT243=\"DX HP\",$CT243=\"VRF HP\",$CT243=\"PTHP\"),VLOOKUP($D243,'Factor Tables'!$N$89:$Y$105,MATCH(CONCATENATE($CT243,\" Htg\"),'Factor Tables'!$N$88:$Y$88,0),FALSE),0))","v":""},{"$f":"IF($AB243=\"\",0,VLOOKUP($AB243,'Utility Admin'!$E:$G,2,FALSE))","v":0},{"$f":"IF($AB243=\"\",0,VLOOKUP($AB243,'Utility Admin'!$E:$G,3,FALSE))","v":0},{"$f":"IFERROR(IF(ABS(Summary!$F$12)<=ABS(Summary!$E$12)*'Utility Admin'!$I$5,$AZ243*$DF243+$BA243*$DG243,$AZ243*$DF243+$AZ243*'Utility Admin'!$I$5*$DG243),0)","v":0},null,"Summer",null,null,null,null,null,null,null,null,null,null,{"$f":"IF(OR('Project Info'!$C$10=\"\",$C243=\"\",$D243=\"\"),\"\",VLOOKUP($D243,$DW$9:$DZ$32,MATCH($C243,$DW$9:$DZ$9,0),FALSE))","v":""},null,null,null,null,null,null,"ERROR: Contact Program Manager. Post Capacity/Unit x Post # of Units must be within +/- 20% of Pre Capacity/Unit x Pre # of Units."]
[null,235,"","",null,null,null,null,null,null,null,null,null,null,null,null,null,null,null,null,null,null,null,null,null,null,null,null,null,null,null,null,null,null,null,null,null,null,null,null,null,null,null,0,0,0,0,0,0,999999999,"",0,0,{"$f":"IFERROR(IF($DH$261>'Utility Admin'!$H$5,$BA244/$BA$5*$BB$261,$DH244),0)","v":0},"","",{"$f":"IF(AND(OR($AB244=\"DX AC Air Cooled\",$AB244=\"DX HP Air Cooled\"),OR(AND($AI244=\"Btu/hr\",$AH244<65000),AND($AI244=\"Tons\",$AH244<65000/12000)),$AC244=\"Split\",$AN244>=15.2),MAX(Baselines!$CB488,12/9.8),Baselines!$CB488)","v":0},{"$f":"Baselines!$CC488","v":0},{"$f":"Baselines!$CE488","v":0},0,0,0,0,0,0,0,0,0,0,{"$f":"IF(OR($C244<>\"Early Retirement\",$J244=\"\"),0,IF(OR($I244=\"DX AC Air Cooled\",$I244=\"DX HP Air Cooled\"),VLOOKUP($J244,'Early Retirement'!$CI$6:$CM$32,2,FALSE),IF(OR($I244=\"PTAC\",$I244=\"PTHP\"),VLOOKUP($J244,'Early Retirement'!$CI$6:$CM$32,3,FALSE),IF(AND(OR($I244=\"Air Cooled Chiller\",$I244=\"Water Cooled Chiller\"),$L244<>\"Centrifugal\"),VLOOKUP($J244,'Early Retirement'!$CI$6:$CM$32,4,FALSE),IF(AND(OR($I244=\"Air Cooled Chiller\",$I244=\"Water Cooled Chiller\"),$L244=\"Centrifugal\"),VLOOKUP($J244,'Early Retirement'!$CI$6:$CM$32,5,FALSE),\"\")))))","v":0},0,0,0,0,0,0,0,0,0,0,0,"","","",0,0,0,{"$f":"IF(AND($C244=\"Early Retirement\",$J244<>\"\",$S244<>\"\",$U244<>\"\"),$CG244,IF(AND(OR($AB244=\"DX AC Air Cooled\",$AB244=\"DX HP Air Cooled\"),OR(AND($AI244=\"Btu/hr\",$AH244<65000),AND($AI244=\"Tons\",$AH244<65000/12000)),$AC244=\"Split\",$AN244>=15.2),MAX(Baselines!$CB237,12/9.8),Baselines!$CB237))","v":0},{"$f":"IF(AND($C244=\"Early Retirement\",$J244<>\"\",$S244<>\"\",$U244<>\"\"),$CH244,Baselines!$CC237)","v":0},{"$f":"Baselines!$CD237","v":"kW/ton"},"",{"$f":"IF(AND($C244=\"Early Retirement\",$J244<>\"\",$S244<>\"\",$U244<>\"\"),$CI244,IF(AND(Baselines!$CE237=0,OR($CT244=\"DX HP\",$CT244=\"PTHP\")),$BG244,Baselines!$CE237))","v":0},"COP",{"$f":"IF(OR($C244=\"Replace-on-Burnout\",$C244=\"New Construction\"),$DB244,IF($CD244=\"\",\"\",IF(OR($CD244=\"DX HP\",$CD244=\"PTHP\"),VLOOKUP($D244,'Factor Tables'!$B$89:$M$105,MATCH(CONCATENATE($CD244,\" Clg\"),'Factor Tables'!$B$88:$M$88,0),FALSE),VLOOKUP($D244,'Factor Tables'!$B$89:$M$105,MATCH($CD244,'Factor Tables'!$B$88:$M$88,0),FALSE))))","v":""},{"$f":"IF(OR($C244=\"Replace-on-Burnout\",$C244=\"New Construction\"),$DC244,IF($CD244=\"\",\"\",IF($CD244=\"DX HP\",VLOOKUP($D244,'Factor Tables'!$B$89:$M$105,MATCH(\"DX HP Htg\",'Factor Tables'!$B$88:$M$88,0),FALSE),0)))","v":""},{"$f":"IF(OR($C244=\"Replace-on-Burnout\",$C244=\"New Construction\"),$DD244,IF($CD244=\"\",\"\",IF($CD244=\"DX HP\",VLOOKUP($D244,'Factor Tables'!$N$89:$Y$105,MATCH(\"DX HP Clg\",'Factor Tables'!$N$88:$Y$88,0),FALSE),IF($CD244=\"PTHP\",VLOOKUP($D244,'Factor Tables'!$N$89:$Y$105,MATCH(\"PTHP Clg\",'Factor Tables'!$N$88:$Y$88,0),FALSE),IF(AND($CD244<>\"DX HP\",$CD244<>\"PTHP\"),VLOOKUP($D244,'Factor Tables'!$N$89:$Y$105,MATCH($CD244,'Factor Tables'!$N$88:$Y$88,0),FALSE),\"\")))))","v":""},{"$f":"IF(OR($C244=\"Replace-on-Burnout\",$C244=\"New Construction\",$CT244=\"DX HP\",$CT244=\"PTHP\"),$DE244,IF($CD244=\"\",\"\",IF($CD244=\"DX HP\",VLOOKUP($D244,'Factor Tables'!$N$89:$Y$105,MATCH(\"DX HP Htg\",'Factor Tables'!$N$88:$Y$88,0),FALSE),IF($CD244=\"PTHP\",VLOOKUP($D244,'Factor Tables'!$N$89:$Y$105,MATCH(\"PTHP Htg\",'Factor Tables'!$N$88:$Y$88,0),FALSE),0))))","v":""},"","",0,0,"kW/ton","",0,"COP",{"$f":"IF($CT244=\"\",\"\",IF(OR($CT244=\"DX HP\",$CT244=\"VRF HP\",$CT244=\"PTHP\"),VLOOKUP($D244,'Factor Tables'!$B$89:$M$105,MATCH(CONCATENATE($CT244,\" Clg\"),'Factor Tables'!$B$88:$M$88,0),FALSE),VLOOKUP($D244,'Factor Tables'!$B$89:$M$105,MATCH($CT244,'Factor Tables'!$B$88:$M$88,0),FALSE)))","v":""},{"$f":"IF($CT244=\"\",\"\",IF(OR($CT244=\"DX HP\",$CT244=\"VRF HP\",$CT244=\"PTHP\"),VLOOKUP($D244,'Factor Tables'!$B$89:$M$105,MATCH(CONCATENATE($CT244,\" Htg\"),'Factor Tables'!$B$88:$M$88,0),FALSE),0))","v":""},{"$f":"IF($CT244=\"\",\"\",IF(OR($CT244=\"DX HP\",$CT244=\"VRF HP\",$CT244=\"PTHP\"),VLOOKUP($D244,'Factor Tables'!$N$89:$Y$105,MATCH(CONCATENATE($CT244,\" Clg\"),'Factor Tables'!$N$88:$Y$88,0),FALSE),VLOOKUP($D244,'Factor Tables'!$N$89:$Y$105,MATCH($CT244,'Factor Tables'!$N$88:$Y$88,0),FALSE)))","v":""},{"$f":"IF($CT244=\"\",\"\",IF(OR($CT244=\"DX HP\",$CT244=\"VRF HP\",$CT244=\"PTHP\"),VLOOKUP($D244,'Factor Tables'!$N$89:$Y$105,MATCH(CONCATENATE($CT244,\" Htg\"),'Factor Tables'!$N$88:$Y$88,0),FALSE),0))","v":""},{"$f":"IF($AB244=\"\",0,VLOOKUP($AB244,'Utility Admin'!$E:$G,2,FALSE))","v":0},{"$f":"IF($AB244=\"\",0,VLOOKUP($AB244,'Utility Admin'!$E:$G,3,FALSE))","v":0},{"$f":"IFERROR(IF(ABS(Summary!$F$12)<=ABS(Summary!$E$12)*'Utility Admin'!$I$5,$AZ244*$DF244+$BA244*$DG244,$AZ244*$DF244+$AZ244*'Utility Admin'!$I$5*$DG244),0)","v":0},null,"Summer",null,null,null,null,null,null,null,null,null,null,{"$f":"IF(OR('Project Info'!$C$10=\"\",$C244=\"\",$D244=\"\"),\"\",VLOOKUP($D244,$DW$9:$DZ$32,MATCH($C244,$DW$9:$DZ$9,0),FALSE))","v":""},null,null,null,null,null,null,"ERROR: Contact Program Manager. Post Capacity/Unit x Post # of Units must be within +/- 20% of Pre Capacity/Unit x Pre # of Units."]
[null,236,"","",null,null,null,null,null,null,null,null,null,null,null,null,null,null,null,null,null,null,null,null,null,null,null,null,null,null,null,null,null,null,null,null,null,null,null,null,null,null,null,0,0,0,0,0,0,999999999,"",0,0,{"$f":"IFERROR(IF($DH$261>'Utility Admin'!$H$5,$BA245/$BA$5*$BB$261,$DH245),0)","v":0},"","",{"$f":"IF(AND(OR($AB245=\"DX AC Air Cooled\",$AB245=\"DX HP Air Cooled\"),OR(AND($AI245=\"Btu/hr\",$AH245<65000),AND($AI245=\"Tons\",$AH245<65000/12000)),$AC245=\"Split\",$AN245>=15.2),MAX(Baselines!$CB489,12/9.8),Baselines!$CB489)","v":0},{"$f":"Baselines!$CC489","v":0},{"$f":"Baselines!$CE489","v":0},0,0,0,0,0,0,0,0,0,0,{"$f":"IF(OR($C245<>\"Early Retirement\",$J245=\"\"),0,IF(OR($I245=\"DX AC Air Cooled\",$I245=\"DX HP Air Cooled\"),VLOOKUP($J245,'Early Retirement'!$CI$6:$CM$32,2,FALSE),IF(OR($I245=\"PTAC\",$I245=\"PTHP\"),VLOOKUP($J245,'Early Retirement'!$CI$6:$CM$32,3,FALSE),IF(AND(OR($I245=\"Air Cooled Chiller\",$I245=\"Water Cooled Chiller\"),$L245<>\"Centrifugal\"),VLOOKUP($J245,'Early Retirement'!$CI$6:$CM$32,4,FALSE),IF(AND(OR($I245=\"Air Cooled Chiller\",$I245=\"Water Cooled Chiller\"),$L245=\"Centrifugal\"),VLOOKUP($J245,'Early Retirement'!$CI$6:$CM$32,5,FALSE),\"\")))))","v":0},0,0,0,0,0,0,0,0,0,0,0,"","","",0,0,0,{"$f":"IF(AND($C245=\"Early Retirement\",$J245<>\"\",$S245<>\"\",$U245<>\"\"),$CG245,IF(AND(OR($AB245=\"DX AC Air Cooled\",$AB245=\"DX HP Air Cooled\"),OR(AND($AI245=\"Btu/hr\",$AH245<65000),AND($AI245=\"Tons\",$AH245<65000/12000)),$AC245=\"Split\",$AN245>=15.2),MAX(Baselines!$CB238,12/9.8),Baselines!$CB238))","v":0},{"$f":"IF(AND($C245=\"Early Retirement\",$J245<>\"\",$S245<>\"\",$U245<>\"\"),$CH245,Baselines!$CC238)","v":0},{"$f":"Baselines!$CD238","v":"kW/ton"},"",{"$f":"IF(AND($C245=\"Early Retirement\",$J245<>\"\",$S245<>\"\",$U245<>\"\"),$CI245,IF(AND(Baselines!$CE238=0,OR($CT245=\"DX HP\",$CT245=\"PTHP\")),$BG245,Baselines!$CE238))","v":0},"COP",{"$f":"IF(OR($C245=\"Replace-on-Burnout\",$C245=\"New Construction\"),$DB245,IF($CD245=\"\",\"\",IF(OR($CD245=\"DX HP\",$CD245=\"PTHP\"),VLOOKUP($D245,'Factor Tables'!$B$89:$M$105,MATCH(CONCATENATE($CD245,\" Clg\"),'Factor Tables'!$B$88:$M$88,0),FALSE),VLOOKUP($D245,'Factor Tables'!$B$89:$M$105,MATCH($CD245,'Factor Tables'!$B$88:$M$88,0),FALSE))))","v":""},{"$f":"IF(OR($C245=\"Replace-on-Burnout\",$C245=\"New Construction\"),$DC245,IF($CD245=\"\",\"\",IF($CD245=\"DX HP\",VLOOKUP($D245,'Factor Tables'!$B$89:$M$105,MATCH(\"DX HP Htg\",'Factor Tables'!$B$88:$M$88,0),FALSE),0)))","v":""},{"$f":"IF(OR($C245=\"Replace-on-Burnout\",$C245=\"New Construction\"),$DD245,IF($CD245=\"\",\"\",IF($CD245=\"DX HP\",VLOOKUP($D245,'Factor Tables'!$N$89:$Y$105,MATCH(\"DX HP Clg\",'Factor Tables'!$N$88:$Y$88,0),FALSE),IF($CD245=\"PTHP\",VLOOKUP($D245,'Factor Tables'!$N$89:$Y$105,MATCH(\"PTHP Clg\",'Factor Tables'!$N$88:$Y$88,0),FALSE),IF(AND($CD245<>\"DX HP\",$CD245<>\"PTHP\"),VLOOKUP($D245,'Factor Tables'!$N$89:$Y$105,MATCH($CD245,'Factor Tables'!$N$88:$Y$88,0),FALSE),\"\")))))","v":""},{"$f":"IF(OR($C245=\"Replace-on-Burnout\",$C245=\"New Construction\",$CT245=\"DX HP\",$CT245=\"PTHP\"),$DE245,IF($CD245=\"\",\"\",IF($CD245=\"DX HP\",VLOOKUP($D245,'Factor Tables'!$N$89:$Y$105,MATCH(\"DX HP Htg\",'Factor Tables'!$N$88:$Y$88,0),FALSE),IF($CD245=\"PTHP\",VLOOKUP($D245,'Factor Tables'!$N$89:$Y$105,MATCH(\"PTHP Htg\",'Factor Tables'!$N$88:$Y$88,0),FALSE),0))))","v":""},"","",0,0,"kW/ton","",0,"COP",{"$f":"IF($CT245=\"\",\"\",IF(OR($CT245=\"DX HP\",$CT245=\"VRF HP\",$CT245=\"PTHP\"),VLOOKUP($D245,'Factor Tables'!$B$89:$M$105,MATCH(CONCATENATE($CT245,\" Clg\"),'Factor Tables'!$B$88:$M$88,0),FALSE),VLOOKUP($D245,'Factor Tables'!$B$89:$M$105,MATCH($CT245,'Factor Tables'!$B$88:$M$88,0),FALSE)))","v":""},{"$f":"IF($CT245=\"\",\"\",IF(OR($CT245=\"DX HP\",$CT245=\"VRF HP\",$CT245=\"PTHP\"),VLOOKUP($D245,'Factor Tables'!$B$89:$M$105,MATCH(CONCATENATE($CT245,\" Htg\"),'Factor Tables'!$B$88:$M$88,0),FALSE),0))","v":""},{"$f":"IF($CT245=\"\",\"\",IF(OR($CT245=\"DX HP\",$CT245=\"VRF HP\",$CT245=\"PTHP\"),VLOOKUP($D245,'Factor Tables'!$N$89:$Y$105,MATCH(CONCATENATE($CT245,\" Clg\"),'Factor Tables'!$N$88:$Y$88,0),FALSE),VLOOKUP($D245,'Factor Tables'!$N$89:$Y$105,MATCH($CT245,'Factor Tables'!$N$88:$Y$88,0),FALSE)))","v":""},{"$f":"IF($CT245=\"\",\"\",IF(OR($CT245=\"DX HP\",$CT245=\"VRF HP\",$CT245=\"PTHP\"),VLOOKUP($D245,'Factor Tables'!$N$89:$Y$105,MATCH(CONCATENATE($CT245,\" Htg\"),'Factor Tables'!$N$88:$Y$88,0),FALSE),0))","v":""},{"$f":"IF($AB245=\"\",0,VLOOKUP($AB245,'Utility Admin'!$E:$G,2,FALSE))","v":0},{"$f":"IF($AB245=\"\",0,VLOOKUP($AB245,'Utility Admin'!$E:$G,3,FALSE))","v":0},{"$f":"IFERROR(IF(ABS(Summary!$F$12)<=ABS(Summary!$E$12)*'Utility Admin'!$I$5,$AZ245*$DF245+$BA245*$DG245,$AZ245*$DF245+$AZ245*'Utility Admin'!$I$5*$DG245),0)","v":0},null,"Summer",null,null,null,null,null,null,null,null,null,null,{"$f":"IF(OR('Project Info'!$C$10=\"\",$C245=\"\",$D245=\"\"),\"\",VLOOKUP($D245,$DW$9:$DZ$32,MATCH($C245,$DW$9:$DZ$9,0),FALSE))","v":""},null,null,null,null,null,null,"ERROR: Contact Program Manager. Post Capacity/Unit x Post # of Units must be within +/- 20% of Pre Capacity/Unit x Pre # of Units."]
[null,237,"","",null,null,null,null,null,null,null,null,null,null,null,null,null,null,null,null,null,null,null,null,null,null,null,null,null,null,null,null,null,null,null,null,null,null,null,null,null,null,null,0,0,0,0,0,0,999999999,"",0,0,{"$f":"IFERROR(IF($DH$261>'Utility Admin'!$H$5,$BA246/$BA$5*$BB$261,$DH246),0)","v":0},"","",{"$f":"IF(AND(OR($AB246=\"DX AC Air Cooled\",$AB246=\"DX HP Air Cooled\"),OR(AND($AI246=\"Btu/hr\",$AH246<65000),AND($AI246=\"Tons\",$AH246<65000/12000)),$AC246=\"Split\",$AN246>=15.2),MAX(Baselines!$CB490,12/9.8),Baselines!$CB490)","v":0},{"$f":"Baselines!$CC490","v":0},{"$f":"Baselines!$CE490","v":0},0,0,0,0,0,0,0,0,0,0,{"$f":"IF(OR($C246<>\"Early Retirement\",$J246=\"\"),0,IF(OR($I246=\"DX AC Air Cooled\",$I246=\"DX HP Air Cooled\"),VLOOKUP($J246,'Early Retirement'!$CI$6:$CM$32,2,FALSE),IF(OR($I246=\"PTAC\",$I246=\"PTHP\"),VLOOKUP($J246,'Early Retirement'!$CI$6:$CM$32,3,FALSE),IF(AND(OR($I246=\"Air Cooled Chiller\",$I246=\"Water Cooled Chiller\"),$L246<>\"Centrifugal\"),VLOOKUP($J246,'Early Retirement'!$CI$6:$CM$32,4,FALSE),IF(AND(OR($I246=\"Air Cooled Chiller\",$I246=\"Water Cooled Chiller\"),$L246=\"Centrifugal\"),VLOOKUP($J246,'Early Retirement'!$CI$6:$CM$32,5,FALSE),\"\")))))","v":0},0,0,0,0,0,0,0,0,0,0,0,"","","",0,0,0,{"$f":"IF(AND($C246=\"Early Retirement\",$J246<>\"\",$S246<>\"\",$U246<>\"\"),$CG246,IF(AND(OR($AB246=\"DX AC Air Cooled\",$AB246=\"DX HP Air Cooled\"),OR(AND($AI246=\"Btu/hr\",$AH246<65000),AND($AI246=\"Tons\",$AH246<65000/12000)),$AC246=\"Split\",$AN246>=15.2),MAX(Baselines!$CB239,12/9.8),Baselines!$CB239))","v":0},{"$f":"IF(AND($C246=\"Early Retirement\",$J246<>\"\",$S246<>\"\",$U246<>\"\"),$CH246,Baselines!$CC239)","v":0},{"$f":"Baselines!$CD239","v":"kW/ton"},"",{"$f":"IF(AND($C246=\"Early Retirement\",$J246<>\"\",$S246<>\"\",$U246<>\"\"),$CI246,IF(AND(Baselines!$CE239=0,OR($CT246=\"DX HP\",$CT246=\"PTHP\")),$BG246,Baselines!$CE239))","v":0},"COP",{"$f":"IF(OR($C246=\"Replace-on-Burnout\",$C246=\"New Construction\"),$DB246,IF($CD246=\"\",\"\",IF(OR($CD246=\"DX HP\",$CD246=\"PTHP\"),VLOOKUP($D246,'Factor Tables'!$B$89:$M$105,MATCH(CONCATENATE($CD246,\" Clg\"),'Factor Tables'!$B$88:$M$88,0),FALSE),VLOOKUP($D246,'Factor Tables'!$B$89:$M$105,MATCH($CD246,'Factor Tables'!$B$88:$M$88,0),FALSE))))","v":""},{"$f":"IF(OR($C246=\"Replace-on-Burnout\",$C246=\"New Construction\"),$DC246,IF($CD246=\"\",\"\",IF($CD246=\"DX HP\",VLOOKUP($D246,'Factor Tables'!$B$89:$M$105,MATCH(\"DX HP Htg\",'Factor Tables'!$B$88:$M$88,0),FALSE),0)))","v":""},{"$f":"IF(OR($C246=\"Replace-on-Burnout\",$C246=\"New Construction\"),$DD246,IF($CD246=\"\",\"\",IF($CD246=\"DX HP\",VLOOKUP($D246,'Factor Tables'!$N$89:$Y$105,MATCH(\"DX HP Clg\",'Factor Tables'!$N$88:$Y$88,0),FALSE),IF($CD246=\"PTHP\",VLOOKUP($D246,'Factor Tables'!$N$89:$Y$105,MATCH(\"PTHP Clg\",'Factor Tables'!$N$88:$Y$88,0),FALSE),IF(AND($CD246<>\"DX HP\",$CD246<>\"PTHP\"),VLOOKUP($D246,'Factor Tables'!$N$89:$Y$105,MATCH($CD246,'Factor Tables'!$N$88:$Y$88,0),FALSE),\"\")))))","v":""},{"$f":"IF(OR($C246=\"Replace-on-Burnout\",$C246=\"New Construction\",$CT246=\"DX HP\",$CT246=\"PTHP\"),$DE246,IF($CD246=\"\",\"\",IF($CD246=\"DX HP\",VLOOKUP($D246,'Factor Tables'!$N$89:$Y$105,MATCH(\"DX HP Htg\",'Factor Tables'!$N$88:$Y$88,0),FALSE),IF($CD246=\"PTHP\",VLOOKUP($D246,'Factor Tables'!$N$89:$Y$105,MATCH(\"PTHP Htg\",'Factor Tables'!$N$88:$Y$88,0),FALSE),0))))","v":""},"","",0,0,"kW/ton","",0,"COP",{"$f":"IF($CT246=\"\",\"\",IF(OR($CT246=\"DX HP\",$CT246=\"VRF HP\",$CT246=\"PTHP\"),VLOOKUP($D246,'Factor Tables'!$B$89:$M$105,MATCH(CONCATENATE($CT246,\" Clg\"),'Factor Tables'!$B$88:$M$88,0),FALSE),VLOOKUP($D246,'Factor Tables'!$B$89:$M$105,MATCH($CT246,'Factor Tables'!$B$88:$M$88,0),FALSE)))","v":""},{"$f":"IF($CT246=\"\",\"\",IF(OR($CT246=\"DX HP\",$CT246=\"VRF HP\",$CT246=\"PTHP\"),VLOOKUP($D246,'Factor Tables'!$B$89:$M$105,MATCH(CONCATENATE($CT246,\" Htg\"),'Factor Tables'!$B$88:$M$88,0),FALSE),0))","v":""},{"$f":"IF($CT246=\"\",\"\",IF(OR($CT246=\"DX HP\",$CT246=\"VRF HP\",$CT246=\"PTHP\"),VLOOKUP($D246,'Factor Tables'!$N$89:$Y$105,MATCH(CONCATENATE($CT246,\" Clg\"),'Factor Tables'!$N$88:$Y$88,0),FALSE),VLOOKUP($D246,'Factor Tables'!$N$89:$Y$105,MATCH($CT246,'Factor Tables'!$N$88:$Y$88,0),FALSE)))","v":""},{"$f":"IF($CT246=\"\",\"\",IF(OR($CT246=\"DX HP\",$CT246=\"VRF HP\",$CT246=\"PTHP\"),VLOOKUP($D246,'Factor Tables'!$N$89:$Y$105,MATCH(CONCATENATE($CT246,\" Htg\"),'Factor Tables'!$N$88:$Y$88,0),FALSE),0))","v":""},{"$f":"IF($AB246=\"\",0,VLOOKUP($AB246,'Utility Admin'!$E:$G,2,FALSE))","v":0},{"$f":"IF($AB246=\"\",0,VLOOKUP($AB246,'Utility Admin'!$E:$G,3,FALSE))","v":0},{"$f":"IFERROR(IF(ABS(Summary!$F$12)<=ABS(Summary!$E$12)*'Utility Admin'!$I$5,$AZ246*$DF246+$BA246*$DG246,$AZ246*$DF246+$AZ246*'Utility Admin'!$I$5*$DG246),0)","v":0},null,"Summer",null,null,null,null,null,null,null,null,null,null,{"$f":"IF(OR('Project Info'!$C$10=\"\",$C246=\"\",$D246=\"\"),\"\",VLOOKUP($D246,$DW$9:$DZ$32,MATCH($C246,$DW$9:$DZ$9,0),FALSE))","v":""},null,null,null,null,null,null,"ERROR: Contact Program Manager. Post Capacity/Unit x Post # of Units must be within +/- 20% of Pre Capacity/Unit x Pre # of Units."]
[null,238,"","",null,null,null,null,null,null,null,null,null,null,null,null,null,null,null,null,null,null,null,null,null,null,null,null,null,null,null,null,null,null,null,null,null,null,null,null,null,null,null,0,0,0,0,0,0,999999999,"",0,0,{"$f":"IFERROR(IF($DH$261>'Utility Admin'!$H$5,$BA247/$BA$5*$BB$261,$DH247),0)","v":0},"","",{"$f":"IF(AND(OR($AB247=\"DX AC Air Cooled\",$AB247=\"DX HP Air Cooled\"),OR(AND($AI247=\"Btu/hr\",$AH247<65000),AND($AI247=\"Tons\",$AH247<65000/12000)),$AC247=\"Split\",$AN247>=15.2),MAX(Baselines!$CB491,12/9.8),Baselines!$CB491)","v":0},{"$f":"Baselines!$CC491","v":0},{"$f":"Baselines!$CE491","v":0},0,0,0,0,0,0,0,0,0,0,{"$f":"IF(OR($C247<>\"Early Retirement\",$J247=\"\"),0,IF(OR($I247=\"DX AC Air Cooled\",$I247=\"DX HP Air Cooled\"),VLOOKUP($J247,'Early Retirement'!$CI$6:$CM$32,2,FALSE),IF(OR($I247=\"PTAC\",$I247=\"PTHP\"),VLOOKUP($J247,'Early Retirement'!$CI$6:$CM$32,3,FALSE),IF(AND(OR($I247=\"Air Cooled Chiller\",$I247=\"Water Cooled Chiller\"),$L247<>\"Centrifugal\"),VLOOKUP($J247,'Early Retirement'!$CI$6:$CM$32,4,FALSE),IF(AND(OR($I247=\"Air Cooled Chiller\",$I247=\"Water Cooled Chiller\"),$L247=\"Centrifugal\"),VLOOKUP($J247,'Early Retirement'!$CI$6:$CM$32,5,FALSE),\"\")))))","v":0},0,0,0,0,0,0,0,0,0,0,0,"","","",0,0,0,{"$f":"IF(AND($C247=\"Early Retirement\",$J247<>\"\",$S247<>\"\",$U247<>\"\"),$CG247,IF(AND(OR($AB247=\"DX AC Air Cooled\",$AB247=\"DX HP Air Cooled\"),OR(AND($AI247=\"Btu/hr\",$AH247<65000),AND($AI247=\"Tons\",$AH247<65000/12000)),$AC247=\"Split\",$AN247>=15.2),MAX(Baselines!$CB240,12/9.8),Baselines!$CB240))","v":0},{"$f":"IF(AND($C247=\"Early Retirement\",$J247<>\"\",$S247<>\"\",$U247<>\"\"),$CH247,Baselines!$CC240)","v":0},{"$f":"Baselines!$CD240","v":"kW/ton"},"",{"$f":"IF(AND($C247=\"Early Retirement\",$J247<>\"\",$S247<>\"\",$U247<>\"\"),$CI247,IF(AND(Baselines!$CE240=0,OR($CT247=\"DX HP\",$CT247=\"PTHP\")),$BG247,Baselines!$CE240))","v":0},"COP",{"$f":"IF(OR($C247=\"Replace-on-Burnout\",$C247=\"New Construction\"),$DB247,IF($CD247=\"\",\"\",IF(OR($CD247=\"DX HP\",$CD247=\"PTHP\"),VLOOKUP($D247,'Factor Tables'!$B$89:$M$105,MATCH(CONCATENATE($CD247,\" Clg\"),'Factor Tables'!$B$88:$M$88,0),FALSE),VLOOKUP($D247,'Factor Tables'!$B$89:$M$105,MATCH($CD247,'Factor Tables'!$B$88:$M$88,0),FALSE))))","v":""},{"$f":"IF(OR($C247=\"Replace-on-Burnout\",$C247=\"New Construction\"),$DC247,IF($CD247=\"\",\"\",IF($CD247=\"DX HP\",VLOOKUP($D247,'Factor Tables'!$B$89:$M$105,MATCH(\"DX HP Htg\",'Factor Tables'!$B$88:$M$88,0),FALSE),0)))","v":""},{"$f":"IF(OR($C247=\"Replace-on-Burnout\",$C247=\"New Construction\"),$DD247,IF($CD247=\"\",\"\",IF($CD247=\"DX HP\",VLOOKUP($D247,'Factor Tables'!$N$89:$Y$105,MATCH(\"DX HP Clg\",'Factor Tables'!$N$88:$Y$88,0),FALSE),IF($CD247=\"PTHP\",VLOOKUP($D247,'Factor Tables'!$N$89:$Y$105,MATCH(\"PTHP Clg\",'Factor Tables'!$N$88:$Y$88,0),FALSE),IF(AND($CD247<>\"DX HP\",$CD247<>\"PTHP\"),VLOOKUP($D247,'Factor Tables'!$N$89:$Y$105,MATCH($CD247,'Factor Tables'!$N$88:$Y$88,0),FALSE),\"\")))))","v":""},{"$f":"IF(OR($C247=\"Replace-on-Burnout\",$C247=\"New Construction\",$CT247=\"DX HP\",$CT247=\"PTHP\"),$DE247,IF($CD247=\"\",\"\",IF($CD247=\"DX HP\",VLOOKUP($D247,'Factor Tables'!$N$89:$Y$105,MATCH(\"DX HP Htg\",'Factor Tables'!$N$88:$Y$88,0),FALSE),IF($CD247=\"PTHP\",VLOOKUP($D247,'Factor Tables'!$N$89:$Y$105,MATCH(\"PTHP Htg\",'Factor Tables'!$N$88:$Y$88,0),FALSE),0))))","v":""},"","",0,0,"kW/ton","",0,"COP",{"$f":"IF($CT247=\"\",\"\",IF(OR($CT247=\"DX HP\",$CT247=\"VRF HP\",$CT247=\"PTHP\"),VLOOKUP($D247,'Factor Tables'!$B$89:$M$105,MATCH(CONCATENATE($CT247,\" Clg\"),'Factor Tables'!$B$88:$M$88,0),FALSE),VLOOKUP($D247,'Factor Tables'!$B$89:$M$105,MATCH($CT247,'Factor Tables'!$B$88:$M$88,0),FALSE)))","v":""},{"$f":"IF($CT247=\"\",\"\",IF(OR($CT247=\"DX HP\",$CT247=\"VRF HP\",$CT247=\"PTHP\"),VLOOKUP($D247,'Factor Tables'!$B$89:$M$105,MATCH(CONCATENATE($CT247,\" Htg\"),'Factor Tables'!$B$88:$M$88,0),FALSE),0))","v":""},{"$f":"IF($CT247=\"\",\"\",IF(OR($CT247=\"DX HP\",$CT247=\"VRF HP\",$CT247=\"PTHP\"),VLOOKUP($D247,'Factor Tables'!$N$89:$Y$105,MATCH(CONCATENATE($CT247,\" Clg\"),'Factor Tables'!$N$88:$Y$88,0),FALSE),VLOOKUP($D247,'Factor Tables'!$N$89:$Y$105,MATCH($CT247,'Factor Tables'!$N$88:$Y$88,0),FALSE)))","v":""},{"$f":"IF($CT247=\"\",\"\",IF(OR($CT247=\"DX HP\",$CT247=\"VRF HP\",$CT247=\"PTHP\"),VLOOKUP($D247,'Factor Tables'!$N$89:$Y$105,MATCH(CONCATENATE($CT247,\" Htg\"),'Factor Tables'!$N$88:$Y$88,0),FALSE),0))","v":""},{"$f":"IF($AB247=\"\",0,VLOOKUP($AB247,'Utility Admin'!$E:$G,2,FALSE))","v":0},{"$f":"IF($AB247=\"\",0,VLOOKUP($AB247,'Utility Admin'!$E:$G,3,FALSE))","v":0},{"$f":"IFERROR(IF(ABS(Summary!$F$12)<=ABS(Summary!$E$12)*'Utility Admin'!$I$5,$AZ247*$DF247+$BA247*$DG247,$AZ247*$DF247+$AZ247*'Utility Admin'!$I$5*$DG247),0)","v":0},null,"Summer",null,null,null,null,null,null,null,null,null,null,{"$f":"IF(OR('Project Info'!$C$10=\"\",$C247=\"\",$D247=\"\"),\"\",VLOOKUP($D247,$DW$9:$DZ$32,MATCH($C247,$DW$9:$DZ$9,0),FALSE))","v":""},null,null,null,null,null,null,"ERROR: Contact Program Manager. Post Capacity/Unit x Post # of Units must be within +/- 20% of Pre Capacity/Unit x Pre # of Units."]
[null,239,"","",null,null,null,null,null,null,null,null,null,null,null,null,null,null,null,null,null,null,null,null,null,null,null,null,null,null,null,null,null,null,null,null,null,null,null,null,null,null,null,0,0,0,0,0,0,999999999,"",0,0,{"$f":"IFERROR(IF($DH$261>'Utility Admin'!$H$5,$BA248/$BA$5*$BB$261,$DH248),0)","v":0},"","",{"$f":"IF(AND(OR($AB248=\"DX AC Air Cooled\",$AB248=\"DX HP Air Cooled\"),OR(AND($AI248=\"Btu/hr\",$AH248<65000),AND($AI248=\"Tons\",$AH248<65000/12000)),$AC248=\"Split\",$AN248>=15.2),MAX(Baselines!$CB492,12/9.8),Baselines!$CB492)","v":0},{"$f":"Baselines!$CC492","v":0},{"$f":"Baselines!$CE492","v":0},0,0,0,0,0,0,0,0,0,0,{"$f":"IF(OR($C248<>\"Early Retirement\",$J248=\"\"),0,IF(OR($I248=\"DX AC Air Cooled\",$I248=\"DX HP Air Cooled\"),VLOOKUP($J248,'Early Retirement'!$CI$6:$CM$32,2,FALSE),IF(OR($I248=\"PTAC\",$I248=\"PTHP\"),VLOOKUP($J248,'Early Retirement'!$CI$6:$CM$32,3,FALSE),IF(AND(OR($I248=\"Air Cooled Chiller\",$I248=\"Water Cooled Chiller\"),$L248<>\"Centrifugal\"),VLOOKUP($J248,'Early Retirement'!$CI$6:$CM$32,4,FALSE),IF(AND(OR($I248=\"Air Cooled Chiller\",$I248=\"Water Cooled Chiller\"),$L248=\"Centrifugal\"),VLOOKUP($J248,'Early Retirement'!$CI$6:$CM$32,5,FALSE),\"\")))))","v":0},0,0,0,0,0,0,0,0,0,0,0,"","","",0,0,0,{"$f":"IF(AND($C248=\"Early Retirement\",$J248<>\"\",$S248<>\"\",$U248<>\"\"),$CG248,IF(AND(OR($AB248=\"DX AC Air Cooled\",$AB248=\"DX HP Air Cooled\"),OR(AND($AI248=\"Btu/hr\",$AH248<65000),AND($AI248=\"Tons\",$AH248<65000/12000)),$AC248=\"Split\",$AN248>=15.2),MAX(Baselines!$CB241,12/9.8),Baselines!$CB241))","v":0},{"$f":"IF(AND($C248=\"Early Retirement\",$J248<>\"\",$S248<>\"\",$U248<>\"\"),$CH248,Baselines!$CC241)","v":0},{"$f":"Baselines!$CD241","v":"kW/ton"},"",{"$f":"IF(AND($C248=\"Early Retirement\",$J248<>\"\",$S248<>\"\",$U248<>\"\"),$CI248,IF(AND(Baselines!$CE241=0,OR($CT248=\"DX HP\",$CT248=\"PTHP\")),$BG248,Baselines!$CE241))","v":0},"COP",{"$f":"IF(OR($C248=\"Replace-on-Burnout\",$C248=\"New Construction\"),$DB248,IF($CD248=\"\",\"\",IF(OR($CD248=\"DX HP\",$CD248=\"PTHP\"),VLOOKUP($D248,'Factor Tables'!$B$89:$M$105,MATCH(CONCATENATE($CD248,\" Clg\"),'Factor Tables'!$B$88:$M$88,0),FALSE),VLOOKUP($D248,'Factor Tables'!$B$89:$M$105,MATCH($CD248,'Factor Tables'!$B$88:$M$88,0),FALSE))))","v":""},{"$f":"IF(OR($C248=\"Replace-on-Burnout\",$C248=\"New Construction\"),$DC248,IF($CD248=\"\",\"\",IF($CD248=\"DX HP\",VLOOKUP($D248,'Factor Tables'!$B$89:$M$105,MATCH(\"DX HP Htg\",'Factor Tables'!$B$88:$M$88,0),FALSE),0)))","v":""},{"$f":"IF(OR($C248=\"Replace-on-Burnout\",$C248=\"New Construction\"),$DD248,IF($CD248=\"\",\"\",IF($CD248=\"DX HP\",VLOOKUP($D248,'Factor Tables'!$N$89:$Y$105,MATCH(\"DX HP Clg\",'Factor Tables'!$N$88:$Y$88,0),FALSE),IF($CD248=\"PTHP\",VLOOKUP($D248,'Factor Tables'!$N$89:$Y$105,MATCH(\"PTHP Clg\",'Factor Tables'!$N$88:$Y$88,0),FALSE),IF(AND($CD248<>\"DX HP\",$CD248<>\"PTHP\"),VLOOKUP($D248,'Factor Tables'!$N$89:$Y$105,MATCH($CD248,'Factor Tables'!$N$88:$Y$88,0),FALSE),\"\")))))","v":""},{"$f":"IF(OR($C248=\"Replace-on-Burnout\",$C248=\"New Construction\",$CT248=\"DX HP\",$CT248=\"PTHP\"),$DE248,IF($CD248=\"\",\"\",IF($CD248=\"DX HP\",VLOOKUP($D248,'Factor Tables'!$N$89:$Y$105,MATCH(\"DX HP Htg\",'Factor Tables'!$N$88:$Y$88,0),FALSE),IF($CD248=\"PTHP\",VLOOKUP($D248,'Factor Tables'!$N$89:$Y$105,MATCH(\"PTHP Htg\",'Factor Tables'!$N$88:$Y$88,0),FALSE),0))))","v":""},"","",0,0,"kW/ton","",0,"COP",{"$f":"IF($CT248=\"\",\"\",IF(OR($CT248=\"DX HP\",$CT248=\"VRF HP\",$CT248=\"PTHP\"),VLOOKUP($D248,'Factor Tables'!$B$89:$M$105,MATCH(CONCATENATE($CT248,\" Clg\"),'Factor Tables'!$B$88:$M$88,0),FALSE),VLOOKUP($D248,'Factor Tables'!$B$89:$M$105,MATCH($CT248,'Factor Tables'!$B$88:$M$88,0),FALSE)))","v":""},{"$f":"IF($CT248=\"\",\"\",IF(OR($CT248=\"DX HP\",$CT248=\"VRF HP\",$CT248=\"PTHP\"),VLOOKUP($D248,'Factor Tables'!$B$89:$M$105,MATCH(CONCATENATE($CT248,\" Htg\"),'Factor Tables'!$B$88:$M$88,0),FALSE),0))","v":""},{"$f":"IF($CT248=\"\",\"\",IF(OR($CT248=\"DX HP\",$CT248=\"VRF HP\",$CT248=\"PTHP\"),VLOOKUP($D248,'Factor Tables'!$N$89:$Y$105,MATCH(CONCATENATE($CT248,\" Clg\"),'Factor Tables'!$N$88:$Y$88,0),FALSE),VLOOKUP($D248,'Factor Tables'!$N$89:$Y$105,MATCH($CT248,'Factor Tables'!$N$88:$Y$88,0),FALSE)))","v":""},{"$f":"IF($CT248=\"\",\"\",IF(OR($CT248=\"DX HP\",$CT248=\"VRF HP\",$CT248=\"PTHP\"),VLOOKUP($D248,'Factor Tables'!$N$89:$Y$105,MATCH(CONCATENATE($CT248,\" Htg\"),'Factor Tables'!$N$88:$Y$88,0),FALSE),0))","v":""},{"$f":"IF($AB248=\"\",0,VLOOKUP($AB248,'Utility Admin'!$E:$G,2,FALSE))","v":0},{"$f":"IF($AB248=\"\",0,VLOOKUP($AB248,'Utility Admin'!$E:$G,3,FALSE))","v":0},{"$f":"IFERROR(IF(ABS(Summary!$F$12)<=ABS(Summary!$E$12)*'Utility Admin'!$I$5,$AZ248*$DF248+$BA248*$DG248,$AZ248*$DF248+$AZ248*'Utility Admin'!$I$5*$DG248),0)","v":0},null,"Summer",null,null,null,null,null,null,null,null,null,null,{"$f":"IF(OR('Project Info'!$C$10=\"\",$C248=\"\",$D248=\"\"),\"\",VLOOKUP($D248,$DW$9:$DZ$32,MATCH($C248,$DW$9:$DZ$9,0),FALSE))","v":""},null,null,null,null,null,null,"ERROR: Contact Program Manager. Post Capacity/Unit x Post # of Units must be within +/- 20% of Pre Capacity/Unit x Pre # of Units."]
[null,240,"","",null,null,null,null,null,null,null,null,null,null,null,null,null,null,null,null,null,null,null,null,null,null,null,null,null,null,null,null,null,null,null,null,null,null,null,null,null,null,null,0,0,0,0,0,0,999999999,"",0,0,{"$f":"IFERROR(IF($DH$261>'Utility Admin'!$H$5,$BA249/$BA$5*$BB$261,$DH249),0)","v":0},"","",{"$f":"IF(AND(OR($AB249=\"DX AC Air Cooled\",$AB249=\"DX HP Air Cooled\"),OR(AND($AI249=\"Btu/hr\",$AH249<65000),AND($AI249=\"Tons\",$AH249<65000/12000)),$AC249=\"Split\",$AN249>=15.2),MAX(Baselines!$CB493,12/9.8),Baselines!$CB493)","v":0},{"$f":"Baselines!$CC493","v":0},{"$f":"Baselines!$CE493","v":0},0,0,0,0,0,0,0,0,0,0,{"$f":"IF(OR($C249<>\"Early Retirement\",$J249=\"\"),0,IF(OR($I249=\"DX AC Air Cooled\",$I249=\"DX HP Air Cooled\"),VLOOKUP($J249,'Early Retirement'!$CI$6:$CM$32,2,FALSE),IF(OR($I249=\"PTAC\",$I249=\"PTHP\"),VLOOKUP($J249,'Early Retirement'!$CI$6:$CM$32,3,FALSE),IF(AND(OR($I249=\"Air Cooled Chiller\",$I249=\"Water Cooled Chiller\"),$L249<>\"Centrifugal\"),VLOOKUP($J249,'Early Retirement'!$CI$6:$CM$32,4,FALSE),IF(AND(OR($I249=\"Air Cooled Chiller\",$I249=\"Water Cooled Chiller\"),$L249=\"Centrifugal\"),VLOOKUP($J249,'Early Retirement'!$CI$6:$CM$32,5,FALSE),\"\")))))","v":0},0,0,0,0,0,0,0,0,0,0,0,"","","",0,0,0,{"$f":"IF(AND($C249=\"Early Retirement\",$J249<>\"\",$S249<>\"\",$U249<>\"\"),$CG249,IF(AND(OR($AB249=\"DX AC Air Cooled\",$AB249=\"DX HP Air Cooled\"),OR(AND($AI249=\"Btu/hr\",$AH249<65000),AND($AI249=\"Tons\",$AH249<65000/12000)),$AC249=\"Split\",$AN249>=15.2),MAX(Baselines!$CB242,12/9.8),Baselines!$CB242))","v":0},{"$f":"IF(AND($C249=\"Early Retirement\",$J249<>\"\",$S249<>\"\",$U249<>\"\"),$CH249,Baselines!$CC242)","v":0},{"$f":"Baselines!$CD242","v":"kW/ton"},"",{"$f":"IF(AND($C249=\"Early Retirement\",$J249<>\"\",$S249<>\"\",$U249<>\"\"),$CI249,IF(AND(Baselines!$CE242=0,OR($CT249=\"DX HP\",$CT249=\"PTHP\")),$BG249,Baselines!$CE242))","v":0},"COP",{"$f":"IF(OR($C249=\"Replace-on-Burnout\",$C249=\"New Construction\"),$DB249,IF($CD249=\"\",\"\",IF(OR($CD249=\"DX HP\",$CD249=\"PTHP\"),VLOOKUP($D249,'Factor Tables'!$B$89:$M$105,MATCH(CONCATENATE($CD249,\" Clg\"),'Factor Tables'!$B$88:$M$88,0),FALSE),VLOOKUP($D249,'Factor Tables'!$B$89:$M$105,MATCH($CD249,'Factor Tables'!$B$88:$M$88,0),FALSE))))","v":""},{"$f":"IF(OR($C249=\"Replace-on-Burnout\",$C249=\"New Construction\"),$DC249,IF($CD249=\"\",\"\",IF($CD249=\"DX HP\",VLOOKUP($D249,'Factor Tables'!$B$89:$M$105,MATCH(\"DX HP Htg\",'Factor Tables'!$B$88:$M$88,0),FALSE),0)))","v":""},{"$f":"IF(OR($C249=\"Replace-on-Burnout\",$C249=\"New Construction\"),$DD249,IF($CD249=\"\",\"\",IF($CD249=\"DX HP\",VLOOKUP($D249,'Factor Tables'!$N$89:$Y$105,MATCH(\"DX HP Clg\",'Factor Tables'!$N$88:$Y$88,0),FALSE),IF($CD249=\"PTHP\",VLOOKUP($D249,'Factor Tables'!$N$89:$Y$105,MATCH(\"PTHP Clg\",'Factor Tables'!$N$88:$Y$88,0),FALSE),IF(AND($CD249<>\"DX HP\",$CD249<>\"PTHP\"),VLOOKUP($D249,'Factor Tables'!$N$89:$Y$105,MATCH($CD249,'Factor Tables'!$N$88:$Y$88,0),FALSE),\"\")))))","v":""},{"$f":"IF(OR($C249=\"Replace-on-Burnout\",$C249=\"New Construction\",$CT249=\"DX HP\",$CT249=\"PTHP\"),$DE249,IF($CD249=\"\",\"\",IF($CD249=\"DX HP\",VLOOKUP($D249,'Factor Tables'!$N$89:$Y$105,MATCH(\"DX HP Htg\",'Factor Tables'!$N$88:$Y$88,0),FALSE),IF($CD249=\"PTHP\",VLOOKUP($D249,'Factor Tables'!$N$89:$Y$105,MATCH(\"PTHP Htg\",'Factor Tables'!$N$88:$Y$88,0),FALSE),0))))","v":""},"","",0,0,"kW/ton","",0,"COP",{"$f":"IF($CT249=\"\",\"\",IF(OR($CT249=\"DX HP\",$CT249=\"VRF HP\",$CT249=\"PTHP\"),VLOOKUP($D249,'Factor Tables'!$B$89:$M$105,MATCH(CONCATENATE($CT249,\" Clg\"),'Factor Tables'!$B$88:$M$88,0),FALSE),VLOOKUP($D249,'Factor Tables'!$B$89:$M$105,MATCH($CT249,'Factor Tables'!$B$88:$M$88,0),FALSE)))","v":""},{"$f":"IF($CT249=\"\",\"\",IF(OR($CT249=\"DX HP\",$CT249=\"VRF HP\",$CT249=\"PTHP\"),VLOOKUP($D249,'Factor Tables'!$B$89:$M$105,MATCH(CONCATENATE($CT249,\" Htg\"),'Factor Tables'!$B$88:$M$88,0),FALSE),0))","v":""},{"$f":"IF($CT249=\"\",\"\",IF(OR($CT249=\"DX HP\",$CT249=\"VRF HP\",$CT249=\"PTHP\"),VLOOKUP($D249,'Factor Tables'!$N$89:$Y$105,MATCH(CONCATENATE($CT249,\" Clg\"),'Factor Tables'!$N$88:$Y$88,0),FALSE),VLOOKUP($D249,'Factor Tables'!$N$89:$Y$105,MATCH($CT249,'Factor Tables'!$N$88:$Y$88,0),FALSE)))","v":""},{"$f":"IF($CT249=\"\",\"\",IF(OR($CT249=\"DX HP\",$CT249=\"VRF HP\",$CT249=\"PTHP\"),VLOOKUP($D249,'Factor Tables'!$N$89:$Y$105,MATCH(CONCATENATE($CT249,\" Htg\"),'Factor Tables'!$N$88:$Y$88,0),FALSE),0))","v":""},{"$f":"IF($AB249=\"\",0,VLOOKUP($AB249,'Utility Admin'!$E:$G,2,FALSE))","v":0},{"$f":"IF($AB249=\"\",0,VLOOKUP($AB249,'Utility Admin'!$E:$G,3,FALSE))","v":0},{"$f":"IFERROR(IF(ABS(Summary!$F$12)<=ABS(Summary!$E$12)*'Utility Admin'!$I$5,$AZ249*$DF249+$BA249*$DG249,$AZ249*$DF249+$AZ249*'Utility Admin'!$I$5*$DG249),0)","v":0},null,"Summer",null,null,null,null,null,null,null,null,null,null,{"$f":"IF(OR('Project Info'!$C$10=\"\",$C249=\"\",$D249=\"\"),\"\",VLOOKUP($D249,$DW$9:$DZ$32,MATCH($C249,$DW$9:$DZ$9,0),FALSE))","v":""},null,null,null,null,null,null,"ERROR: Contact Program Manager. Post Capacity/Unit x Post # of Units must be within +/- 20% of Pre Capacity/Unit x Pre # of Units."]
[null,241,"","",null,null,null,null,null,null,null,null,null,null,null,null,null,null,null,null,null,null,null,null,null,null,null,null,null,null,null,null,null,null,null,null,null,null,null,null,null,null,null,0,0,0,0,0,0,999999999,"",0,0,{"$f":"IFERROR(IF($DH$261>'Utility Admin'!$H$5,$BA250/$BA$5*$BB$261,$DH250),0)","v":0},"","",{"$f":"IF(AND(OR($AB250=\"DX AC Air Cooled\",$AB250=\"DX HP Air Cooled\"),OR(AND($AI250=\"Btu/hr\",$AH250<65000),AND($AI250=\"Tons\",$AH250<65000/12000)),$AC250=\"Split\",$AN250>=15.2),MAX(Baselines!$CB494,12/9.8),Baselines!$CB494)","v":0},{"$f":"Baselines!$CC494","v":0},{"$f":"Baselines!$CE494","v":0},0,0,0,0,0,0,0,0,0,0,{"$f":"IF(OR($C250<>\"Early Retirement\",$J250=\"\"),0,IF(OR($I250=\"DX AC Air Cooled\",$I250=\"DX HP Air Cooled\"),VLOOKUP($J250,'Early Retirement'!$CI$6:$CM$32,2,FALSE),IF(OR($I250=\"PTAC\",$I250=\"PTHP\"),VLOOKUP($J250,'Early Retirement'!$CI$6:$CM$32,3,FALSE),IF(AND(OR($I250=\"Air Cooled Chiller\",$I250=\"Water Cooled Chiller\"),$L250<>\"Centrifugal\"),VLOOKUP($J250,'Early Retirement'!$CI$6:$CM$32,4,FALSE),IF(AND(OR($I250=\"Air Cooled Chiller\",$I250=\"Water Cooled Chiller\"),$L250=\"Centrifugal\"),VLOOKUP($J250,'Early Retirement'!$CI$6:$CM$32,5,FALSE),\"\")))))","v":0},0,0,0,0,0,0,0,0,0,0,0,"","","",0,0,0,{"$f":"IF(AND($C250=\"Early Retirement\",$J250<>\"\",$S250<>\"\",$U250<>\"\"),$CG250,IF(AND(OR($AB250=\"DX AC Air Cooled\",$AB250=\"DX HP Air Cooled\"),OR(AND($AI250=\"Btu/hr\",$AH250<65000),AND($AI250=\"Tons\",$AH250<65000/12000)),$AC250=\"Split\",$AN250>=15.2),MAX(Baselines!$CB243,12/9.8),Baselines!$CB243))","v":0},{"$f":"IF(AND($C250=\"Early Retirement\",$J250<>\"\",$S250<>\"\",$U250<>\"\"),$CH250,Baselines!$CC243)","v":0},{"$f":"Baselines!$CD243","v":"kW/ton"},"",{"$f":"IF(AND($C250=\"Early Retirement\",$J250<>\"\",$S250<>\"\",$U250<>\"\"),$CI250,IF(AND(Baselines!$CE243=0,OR($CT250=\"DX HP\",$CT250=\"PTHP\")),$BG250,Baselines!$CE243))","v":0},"COP",{"$f":"IF(OR($C250=\"Replace-on-Burnout\",$C250=\"New Construction\"),$DB250,IF($CD250=\"\",\"\",IF(OR($CD250=\"DX HP\",$CD250=\"PTHP\"),VLOOKUP($D250,'Factor Tables'!$B$89:$M$105,MATCH(CONCATENATE($CD250,\" Clg\"),'Factor Tables'!$B$88:$M$88,0),FALSE),VLOOKUP($D250,'Factor Tables'!$B$89:$M$105,MATCH($CD250,'Factor Tables'!$B$88:$M$88,0),FALSE))))","v":""},{"$f":"IF(OR($C250=\"Replace-on-Burnout\",$C250=\"New Construction\"),$DC250,IF($CD250=\"\",\"\",IF($CD250=\"DX HP\",VLOOKUP($D250,'Factor Tables'!$B$89:$M$105,MATCH(\"DX HP Htg\",'Factor Tables'!$B$88:$M$88,0),FALSE),0)))","v":""},{"$f":"IF(OR($C250=\"Replace-on-Burnout\",$C250=\"New Construction\"),$DD250,IF($CD250=\"\",\"\",IF($CD250=\"DX HP\",VLOOKUP($D250,'Factor Tables'!$N$89:$Y$105,MATCH(\"DX HP Clg\",'Factor Tables'!$N$88:$Y$88,0),FALSE),IF($CD250=\"PTHP\",VLOOKUP($D250,'Factor Tables'!$N$89:$Y$105,MATCH(\"PTHP Clg\",'Factor Tables'!$N$88:$Y$88,0),FALSE),IF(AND($CD250<>\"DX HP\",$CD250<>\"PTHP\"),VLOOKUP($D250,'Factor Tables'!$N$89:$Y$105,MATCH($CD250,'Factor Tables'!$N$88:$Y$88,0),FALSE),\"\")))))","v":""},{"$f":"IF(OR($C250=\"Replace-on-Burnout\",$C250=\"New Construction\",$CT250=\"DX HP\",$CT250=\"PTHP\"),$DE250,IF($CD250=\"\",\"\",IF($CD250=\"DX HP\",VLOOKUP($D250,'Factor Tables'!$N$89:$Y$105,MATCH(\"DX HP Htg\",'Factor Tables'!$N$88:$Y$88,0),FALSE),IF($CD250=\"PTHP\",VLOOKUP($D250,'Factor Tables'!$N$89:$Y$105,MATCH(\"PTHP Htg\",'Factor Tables'!$N$88:$Y$88,0),FALSE),0))))","v":""},"","",0,0,"kW/ton","",0,"COP",{"$f":"IF($CT250=\"\",\"\",IF(OR($CT250=\"DX HP\",$CT250=\"VRF HP\",$CT250=\"PTHP\"),VLOOKUP($D250,'Factor Tables'!$B$89:$M$105,MATCH(CONCATENATE($CT250,\" Clg\"),'Factor Tables'!$B$88:$M$88,0),FALSE),VLOOKUP($D250,'Factor Tables'!$B$89:$M$105,MATCH($CT250,'Factor Tables'!$B$88:$M$88,0),FALSE)))","v":""},{"$f":"IF($CT250=\"\",\"\",IF(OR($CT250=\"DX HP\",$CT250=\"VRF HP\",$CT250=\"PTHP\"),VLOOKUP($D250,'Factor Tables'!$B$89:$M$105,MATCH(CONCATENATE($CT250,\" Htg\"),'Factor Tables'!$B$88:$M$88,0),FALSE),0))","v":""},{"$f":"IF($CT250=\"\",\"\",IF(OR($CT250=\"DX HP\",$CT250=\"VRF HP\",$CT250=\"PTHP\"),VLOOKUP($D250,'Factor Tables'!$N$89:$Y$105,MATCH(CONCATENATE($CT250,\" Clg\"),'Factor Tables'!$N$88:$Y$88,0),FALSE),VLOOKUP($D250,'Factor Tables'!$N$89:$Y$105,MATCH($CT250,'Factor Tables'!$N$88:$Y$88,0),FALSE)))","v":""},{"$f":"IF($CT250=\"\",\"\",IF(OR($CT250=\"DX HP\",$CT250=\"VRF HP\",$CT250=\"PTHP\"),VLOOKUP($D250,'Factor Tables'!$N$89:$Y$105,MATCH(CONCATENATE($CT250,\" Htg\"),'Factor Tables'!$N$88:$Y$88,0),FALSE),0))","v":""},{"$f":"IF($AB250=\"\",0,VLOOKUP($AB250,'Utility Admin'!$E:$G,2,FALSE))","v":0},{"$f":"IF($AB250=\"\",0,VLOOKUP($AB250,'Utility Admin'!$E:$G,3,FALSE))","v":0},{"$f":"IFERROR(IF(ABS(Summary!$F$12)<=ABS(Summary!$E$12)*'Utility Admin'!$I$5,$AZ250*$DF250+$BA250*$DG250,$AZ250*$DF250+$AZ250*'Utility Admin'!$I$5*$DG250),0)","v":0},null,"Summer",null,null,null,null,null,null,null,null,null,null,{"$f":"IF(OR('Project Info'!$C$10=\"\",$C250=\"\",$D250=\"\"),\"\",VLOOKUP($D250,$DW$9:$DZ$32,MATCH($C250,$DW$9:$DZ$9,0),FALSE))","v":""},null,null,null,null,null,null,"ERROR: Contact Program Manager. Post Capacity/Unit x Post # of Units must be within +/- 20% of Pre Capacity/Unit x Pre # of Units."]
[null,242,"","",null,null,null,null,null,null,null,null,null,null,null,null,null,null,null,null,null,null,null,null,null,null,null,null,null,null,null,null,null,null,null,null,null,null,null,null,null,null,null,0,0,0,0,0,0,999999999,"",0,0,{"$f":"IFERROR(IF($DH$261>'Utility Admin'!$H$5,$BA251/$BA$5*$BB$261,$DH251),0)","v":0},"","",{"$f":"IF(AND(OR($AB251=\"DX AC Air Cooled\",$AB251=\"DX HP Air Cooled\"),OR(AND($AI251=\"Btu/hr\",$AH251<65000),AND($AI251=\"Tons\",$AH251<65000/12000)),$AC251=\"Split\",$AN251>=15.2),MAX(Baselines!$CB495,12/9.8),Baselines!$CB495)","v":0},{"$f":"Baselines!$CC495","v":0},{"$f":"Baselines!$CE495","v":0},0,0,0,0,0,0,0,0,0,0,{"$f":"IF(OR($C251<>\"Early Retirement\",$J251=\"\"),0,IF(OR($I251=\"DX AC Air Cooled\",$I251=\"DX HP Air Cooled\"),VLOOKUP($J251,'Early Retirement'!$CI$6:$CM$32,2,FALSE),IF(OR($I251=\"PTAC\",$I251=\"PTHP\"),VLOOKUP($J251,'Early Retirement'!$CI$6:$CM$32,3,FALSE),IF(AND(OR($I251=\"Air Cooled Chiller\",$I251=\"Water Cooled Chiller\"),$L251<>\"Centrifugal\"),VLOOKUP($J251,'Early Retirement'!$CI$6:$CM$32,4,FALSE),IF(AND(OR($I251=\"Air Cooled Chiller\",$I251=\"Water Cooled Chiller\"),$L251=\"Centrifugal\"),VLOOKUP($J251,'Early Retirement'!$CI$6:$CM$32,5,FALSE),\"\")))))","v":0},0,0,0,0,0,0,0,0,0,0,0,"","","",0,0,0,{"$f":"IF(AND($C251=\"Early Retirement\",$J251<>\"\",$S251<>\"\",$U251<>\"\"),$CG251,IF(AND(OR($AB251=\"DX AC Air Cooled\",$AB251=\"DX HP Air Cooled\"),OR(AND($AI251=\"Btu/hr\",$AH251<65000),AND($AI251=\"Tons\",$AH251<65000/12000)),$AC251=\"Split\",$AN251>=15.2),MAX(Baselines!$CB244,12/9.8),Baselines!$CB244))","v":0},{"$f":"IF(AND($C251=\"Early Retirement\",$J251<>\"\",$S251<>\"\",$U251<>\"\"),$CH251,Baselines!$CC244)","v":0},{"$f":"Baselines!$CD244","v":"kW/ton"},"",{"$f":"IF(AND($C251=\"Early Retirement\",$J251<>\"\",$S251<>\"\",$U251<>\"\"),$CI251,IF(AND(Baselines!$CE244=0,OR($CT251=\"DX HP\",$CT251=\"PTHP\")),$BG251,Baselines!$CE244))","v":0},"COP",{"$f":"IF(OR($C251=\"Replace-on-Burnout\",$C251=\"New Construction\"),$DB251,IF($CD251=\"\",\"\",IF(OR($CD251=\"DX HP\",$CD251=\"PTHP\"),VLOOKUP($D251,'Factor Tables'!$B$89:$M$105,MATCH(CONCATENATE($CD251,\" Clg\"),'Factor Tables'!$B$88:$M$88,0),FALSE),VLOOKUP($D251,'Factor Tables'!$B$89:$M$105,MATCH($CD251,'Factor Tables'!$B$88:$M$88,0),FALSE))))","v":""},{"$f":"IF(OR($C251=\"Replace-on-Burnout\",$C251=\"New Construction\"),$DC251,IF($CD251=\"\",\"\",IF($CD251=\"DX HP\",VLOOKUP($D251,'Factor Tables'!$B$89:$M$105,MATCH(\"DX HP Htg\",'Factor Tables'!$B$88:$M$88,0),FALSE),0)))","v":""},{"$f":"IF(OR($C251=\"Replace-on-Burnout\",$C251=\"New Construction\"),$DD251,IF($CD251=\"\",\"\",IF($CD251=\"DX HP\",VLOOKUP($D251,'Factor Tables'!$N$89:$Y$105,MATCH(\"DX HP Clg\",'Factor Tables'!$N$88:$Y$88,0),FALSE),IF($CD251=\"PTHP\",VLOOKUP($D251,'Factor Tables'!$N$89:$Y$105,MATCH(\"PTHP Clg\",'Factor Tables'!$N$88:$Y$88,0),FALSE),IF(AND($CD251<>\"DX HP\",$CD251<>\"PTHP\"),VLOOKUP($D251,'Factor Tables'!$N$89:$Y$105,MATCH($CD251,'Factor Tables'!$N$88:$Y$88,0),FALSE),\"\")))))","v":""},{"$f":"IF(OR($C251=\"Replace-on-Burnout\",$C251=\"New Construction\",$CT251=\"DX HP\",$CT251=\"PTHP\"),$DE251,IF($CD251=\"\",\"\",IF($CD251=\"DX HP\",VLOOKUP($D251,'Factor Tables'!$N$89:$Y$105,MATCH(\"DX HP Htg\",'Factor Tables'!$N$88:$Y$88,0),FALSE),IF($CD251=\"PTHP\",VLOOKUP($D251,'Factor Tables'!$N$89:$Y$105,MATCH(\"PTHP Htg\",'Factor Tables'!$N$88:$Y$88,0),FALSE),0))))","v":""},"","",0,0,"kW/ton","",0,"COP",{"$f":"IF($CT251=\"\",\"\",IF(OR($CT251=\"DX HP\",$CT251=\"VRF HP\",$CT251=\"PTHP\"),VLOOKUP($D251,'Factor Tables'!$B$89:$M$105,MATCH(CONCATENATE($CT251,\" Clg\"),'Factor Tables'!$B$88:$M$88,0),FALSE),VLOOKUP($D251,'Factor Tables'!$B$89:$M$105,MATCH($CT251,'Factor Tables'!$B$88:$M$88,0),FALSE)))","v":""},{"$f":"IF($CT251=\"\",\"\",IF(OR($CT251=\"DX HP\",$CT251=\"VRF HP\",$CT251=\"PTHP\"),VLOOKUP($D251,'Factor Tables'!$B$89:$M$105,MATCH(CONCATENATE($CT251,\" Htg\"),'Factor Tables'!$B$88:$M$88,0),FALSE),0))","v":""},{"$f":"IF($CT251=\"\",\"\",IF(OR($CT251=\"DX HP\",$CT251=\"VRF HP\",$CT251=\"PTHP\"),VLOOKUP($D251,'Factor Tables'!$N$89:$Y$105,MATCH(CONCATENATE($CT251,\" Clg\"),'Factor Tables'!$N$88:$Y$88,0),FALSE),VLOOKUP($D251,'Factor Tables'!$N$89:$Y$105,MATCH($CT251,'Factor Tables'!$N$88:$Y$88,0),FALSE)))","v":""},{"$f":"IF($CT251=\"\",\"\",IF(OR($CT251=\"DX HP\",$CT251=\"VRF HP\",$CT251=\"PTHP\"),VLOOKUP($D251,'Factor Tables'!$N$89:$Y$105,MATCH(CONCATENATE($CT251,\" Htg\"),'Factor Tables'!$N$88:$Y$88,0),FALSE),0))","v":""},{"$f":"IF($AB251=\"\",0,VLOOKUP($AB251,'Utility Admin'!$E:$G,2,FALSE))","v":0},{"$f":"IF($AB251=\"\",0,VLOOKUP($AB251,'Utility Admin'!$E:$G,3,FALSE))","v":0},{"$f":"IFERROR(IF(ABS(Summary!$F$12)<=ABS(Summary!$E$12)*'Utility Admin'!$I$5,$AZ251*$DF251+$BA251*$DG251,$AZ251*$DF251+$AZ251*'Utility Admin'!$I$5*$DG251),0)","v":0},null,"Summer",null,null,null,null,null,null,null,null,null,null,{"$f":"IF(OR('Project Info'!$C$10=\"\",$C251=\"\",$D251=\"\"),\"\",VLOOKUP($D251,$DW$9:$DZ$32,MATCH($C251,$DW$9:$DZ$9,0),FALSE))","v":""},null,null,null,null,null,null,"ERROR: Contact Program Manager. Post Capacity/Unit x Post # of Units must be within +/- 20% of Pre Capacity/Unit x Pre # of Units."]
[null,243,"","",null,null,null,null,null,null,null,null,null,null,null,null,null,null,null,null,null,null,null,null,null,null,null,null,null,null,null,null,null,null,null,null,null,null,null,null,null,null,null,0,0,0,0,0,0,999999999,"",0,0,{"$f":"IFERROR(IF($DH$261>'Utility Admin'!$H$5,$BA252/$BA$5*$BB$261,$DH252),0)","v":0},"","",{"$f":"IF(AND(OR($AB252=\"DX AC Air Cooled\",$AB252=\"DX HP Air Cooled\"),OR(AND($AI252=\"Btu/hr\",$AH252<65000),AND($AI252=\"Tons\",$AH252<65000/12000)),$AC252=\"Split\",$AN252>=15.2),MAX(Baselines!$CB496,12/9.8),Baselines!$CB496)","v":0},{"$f":"Baselines!$CC496","v":0},{"$f":"Baselines!$CE496","v":0},0,0,0,0,0,0,0,0,0,0,{"$f":"IF(OR($C252<>\"Early Retirement\",$J252=\"\"),0,IF(OR($I252=\"DX AC Air Cooled\",$I252=\"DX HP Air Cooled\"),VLOOKUP($J252,'Early Retirement'!$CI$6:$CM$32,2,FALSE),IF(OR($I252=\"PTAC\",$I252=\"PTHP\"),VLOOKUP($J252,'Early Retirement'!$CI$6:$CM$32,3,FALSE),IF(AND(OR($I252=\"Air Cooled Chiller\",$I252=\"Water Cooled Chiller\"),$L252<>\"Centrifugal\"),VLOOKUP($J252,'Early Retirement'!$CI$6:$CM$32,4,FALSE),IF(AND(OR($I252=\"Air Cooled Chiller\",$I252=\"Water Cooled Chiller\"),$L252=\"Centrifugal\"),VLOOKUP($J252,'Early Retirement'!$CI$6:$CM$32,5,FALSE),\"\")))))","v":0},0,0,0,0,0,0,0,0,0,0,0,"","","",0,0,0,{"$f":"IF(AND($C252=\"Early Retirement\",$J252<>\"\",$S252<>\"\",$U252<>\"\"),$CG252,IF(AND(OR($AB252=\"DX AC Air Cooled\",$AB252=\"DX HP Air Cooled\"),OR(AND($AI252=\"Btu/hr\",$AH252<65000),AND($AI252=\"Tons\",$AH252<65000/12000)),$AC252=\"Split\",$AN252>=15.2),MAX(Baselines!$CB245,12/9.8),Baselines!$CB245))","v":0},{"$f":"IF(AND($C252=\"Early Retirement\",$J252<>\"\",$S252<>\"\",$U252<>\"\"),$CH252,Baselines!$CC245)","v":0},{"$f":"Baselines!$CD245","v":"kW/ton"},"",{"$f":"IF(AND($C252=\"Early Retirement\",$J252<>\"\",$S252<>\"\",$U252<>\"\"),$CI252,IF(AND(Baselines!$CE245=0,OR($CT252=\"DX HP\",$CT252=\"PTHP\")),$BG252,Baselines!$CE245))","v":0},"COP",{"$f":"IF(OR($C252=\"Replace-on-Burnout\",$C252=\"New Construction\"),$DB252,IF($CD252=\"\",\"\",IF(OR($CD252=\"DX HP\",$CD252=\"PTHP\"),VLOOKUP($D252,'Factor Tables'!$B$89:$M$105,MATCH(CONCATENATE($CD252,\" Clg\"),'Factor Tables'!$B$88:$M$88,0),FALSE),VLOOKUP($D252,'Factor Tables'!$B$89:$M$105,MATCH($CD252,'Factor Tables'!$B$88:$M$88,0),FALSE))))","v":""},{"$f":"IF(OR($C252=\"Replace-on-Burnout\",$C252=\"New Construction\"),$DC252,IF($CD252=\"\",\"\",IF($CD252=\"DX HP\",VLOOKUP($D252,'Factor Tables'!$B$89:$M$105,MATCH(\"DX HP Htg\",'Factor Tables'!$B$88:$M$88,0),FALSE),0)))","v":""},{"$f":"IF(OR($C252=\"Replace-on-Burnout\",$C252=\"New Construction\"),$DD252,IF($CD252=\"\",\"\",IF($CD252=\"DX HP\",VLOOKUP($D252,'Factor Tables'!$N$89:$Y$105,MATCH(\"DX HP Clg\",'Factor Tables'!$N$88:$Y$88,0),FALSE),IF($CD252=\"PTHP\",VLOOKUP($D252,'Factor Tables'!$N$89:$Y$105,MATCH(\"PTHP Clg\",'Factor Tables'!$N$88:$Y$88,0),FALSE),IF(AND($CD252<>\"DX HP\",$CD252<>\"PTHP\"),VLOOKUP($D252,'Factor Tables'!$N$89:$Y$105,MATCH($CD252,'Factor Tables'!$N$88:$Y$88,0),FALSE),\"\")))))","v":""},{"$f":"IF(OR($C252=\"Replace-on-Burnout\",$C252=\"New Construction\",$CT252=\"DX HP\",$CT252=\"PTHP\"),$DE252,IF($CD252=\"\",\"\",IF($CD252=\"DX HP\",VLOOKUP($D252,'Factor Tables'!$N$89:$Y$105,MATCH(\"DX HP Htg\",'Factor Tables'!$N$88:$Y$88,0),FALSE),IF($CD252=\"PTHP\",VLOOKUP($D252,'Factor Tables'!$N$89:$Y$105,MATCH(\"PTHP Htg\",'Factor Tables'!$N$88:$Y$88,0),FALSE),0))))","v":""},"","",0,0,"kW/ton","",0,"COP",{"$f":"IF($CT252=\"\",\"\",IF(OR($CT252=\"DX HP\",$CT252=\"VRF HP\",$CT252=\"PTHP\"),VLOOKUP($D252,'Factor Tables'!$B$89:$M$105,MATCH(CONCATENATE($CT252,\" Clg\"),'Factor Tables'!$B$88:$M$88,0),FALSE),VLOOKUP($D252,'Factor Tables'!$B$89:$M$105,MATCH($CT252,'Factor Tables'!$B$88:$M$88,0),FALSE)))","v":""},{"$f":"IF($CT252=\"\",\"\",IF(OR($CT252=\"DX HP\",$CT252=\"VRF HP\",$CT252=\"PTHP\"),VLOOKUP($D252,'Factor Tables'!$B$89:$M$105,MATCH(CONCATENATE($CT252,\" Htg\"),'Factor Tables'!$B$88:$M$88,0),FALSE),0))","v":""},{"$f":"IF($CT252=\"\",\"\",IF(OR($CT252=\"DX HP\",$CT252=\"VRF HP\",$CT252=\"PTHP\"),VLOOKUP($D252,'Factor Tables'!$N$89:$Y$105,MATCH(CONCATENATE($CT252,\" Clg\"),'Factor Tables'!$N$88:$Y$88,0),FALSE),VLOOKUP($D252,'Factor Tables'!$N$89:$Y$105,MATCH($CT252,'Factor Tables'!$N$88:$Y$88,0),FALSE)))","v":""},{"$f":"IF($CT252=\"\",\"\",IF(OR($CT252=\"DX HP\",$CT252=\"VRF HP\",$CT252=\"PTHP\"),VLOOKUP($D252,'Factor Tables'!$N$89:$Y$105,MATCH(CONCATENATE($CT252,\" Htg\"),'Factor Tables'!$N$88:$Y$88,0),FALSE),0))","v":""},{"$f":"IF($AB252=\"\",0,VLOOKUP($AB252,'Utility Admin'!$E:$G,2,FALSE))","v":0},{"$f":"IF($AB252=\"\",0,VLOOKUP($AB252,'Utility Admin'!$E:$G,3,FALSE))","v":0},{"$f":"IFERROR(IF(ABS(Summary!$F$12)<=ABS(Summary!$E$12)*'Utility Admin'!$I$5,$AZ252*$DF252+$BA252*$DG252,$AZ252*$DF252+$AZ252*'Utility Admin'!$I$5*$DG252),0)","v":0},null,"Summer",null,null,null,null,null,null,null,null,null,null,{"$f":"IF(OR('Project Info'!$C$10=\"\",$C252=\"\",$D252=\"\"),\"\",VLOOKUP($D252,$DW$9:$DZ$32,MATCH($C252,$DW$9:$DZ$9,0),FALSE))","v":""},null,null,null,null,null,null,"ERROR: Contact Program Manager. Post Capacity/Unit x Post # of Units must be within +/- 20% of Pre Capacity/Unit x Pre # of Units."]
[null,244,"","",null,null,null,null,null,null,null,null,null,null,null,null,null,null,null,null,null,null,null,null,null,null,null,null,null,null,null,null,null,null,null,null,null,null,null,null,null,null,null,0,0,0,0,0,0,999999999,"",0,0,{"$f":"IFERROR(IF($DH$261>'Utility Admin'!$H$5,$BA253/$BA$5*$BB$261,$DH253),0)","v":0},"","",{"$f":"IF(AND(OR($AB253=\"DX AC Air Cooled\",$AB253=\"DX HP Air Cooled\"),OR(AND($AI253=\"Btu/hr\",$AH253<65000),AND($AI253=\"Tons\",$AH253<65000/12000)),$AC253=\"Split\",$AN253>=15.2),MAX(Baselines!$CB497,12/9.8),Baselines!$CB497)","v":0},{"$f":"Baselines!$CC497","v":0},{"$f":"Baselines!$CE497","v":0},0,0,0,0,0,0,0,0,0,0,{"$f":"IF(OR($C253<>\"Early Retirement\",$J253=\"\"),0,IF(OR($I253=\"DX AC Air Cooled\",$I253=\"DX HP Air Cooled\"),VLOOKUP($J253,'Early Retirement'!$CI$6:$CM$32,2,FALSE),IF(OR($I253=\"PTAC\",$I253=\"PTHP\"),VLOOKUP($J253,'Early Retirement'!$CI$6:$CM$32,3,FALSE),IF(AND(OR($I253=\"Air Cooled Chiller\",$I253=\"Water Cooled Chiller\"),$L253<>\"Centrifugal\"),VLOOKUP($J253,'Early Retirement'!$CI$6:$CM$32,4,FALSE),IF(AND(OR($I253=\"Air Cooled Chiller\",$I253=\"Water Cooled Chiller\"),$L253=\"Centrifugal\"),VLOOKUP($J253,'Early Retirement'!$CI$6:$CM$32,5,FALSE),\"\")))))","v":0},0,0,0,0,0,0,0,0,0,0,0,"","","",0,0,0,{"$f":"IF(AND($C253=\"Early Retirement\",$J253<>\"\",$S253<>\"\",$U253<>\"\"),$CG253,IF(AND(OR($AB253=\"DX AC Air Cooled\",$AB253=\"DX HP Air Cooled\"),OR(AND($AI253=\"Btu/hr\",$AH253<65000),AND($AI253=\"Tons\",$AH253<65000/12000)),$AC253=\"Split\",$AN253>=15.2),MAX(Baselines!$CB246,12/9.8),Baselines!$CB246))","v":0},{"$f":"IF(AND($C253=\"Early Retirement\",$J253<>\"\",$S253<>\"\",$U253<>\"\"),$CH253,Baselines!$CC246)","v":0},{"$f":"Baselines!$CD246","v":"kW/ton"},"",{"$f":"IF(AND($C253=\"Early Retirement\",$J253<>\"\",$S253<>\"\",$U253<>\"\"),$CI253,IF(AND(Baselines!$CE246=0,OR($CT253=\"DX HP\",$CT253=\"PTHP\")),$BG253,Baselines!$CE246))","v":0},"COP",{"$f":"IF(OR($C253=\"Replace-on-Burnout\",$C253=\"New Construction\"),$DB253,IF($CD253=\"\",\"\",IF(OR($CD253=\"DX HP\",$CD253=\"PTHP\"),VLOOKUP($D253,'Factor Tables'!$B$89:$M$105,MATCH(CONCATENATE($CD253,\" Clg\"),'Factor Tables'!$B$88:$M$88,0),FALSE),VLOOKUP($D253,'Factor Tables'!$B$89:$M$105,MATCH($CD253,'Factor Tables'!$B$88:$M$88,0),FALSE))))","v":""},{"$f":"IF(OR($C253=\"Replace-on-Burnout\",$C253=\"New Construction\"),$DC253,IF($CD253=\"\",\"\",IF($CD253=\"DX HP\",VLOOKUP($D253,'Factor Tables'!$B$89:$M$105,MATCH(\"DX HP Htg\",'Factor Tables'!$B$88:$M$88,0),FALSE),0)))","v":""},{"$f":"IF(OR($C253=\"Replace-on-Burnout\",$C253=\"New Construction\"),$DD253,IF($CD253=\"\",\"\",IF($CD253=\"DX HP\",VLOOKUP($D253,'Factor Tables'!$N$89:$Y$105,MATCH(\"DX HP Clg\",'Factor Tables'!$N$88:$Y$88,0),FALSE),IF($CD253=\"PTHP\",VLOOKUP($D253,'Factor Tables'!$N$89:$Y$105,MATCH(\"PTHP Clg\",'Factor Tables'!$N$88:$Y$88,0),FALSE),IF(AND($CD253<>\"DX HP\",$CD253<>\"PTHP\"),VLOOKUP($D253,'Factor Tables'!$N$89:$Y$105,MATCH($CD253,'Factor Tables'!$N$88:$Y$88,0),FALSE),\"\")))))","v":""},{"$f":"IF(OR($C253=\"Replace-on-Burnout\",$C253=\"New Construction\",$CT253=\"DX HP\",$CT253=\"PTHP\"),$DE253,IF($CD253=\"\",\"\",IF($CD253=\"DX HP\",VLOOKUP($D253,'Factor Tables'!$N$89:$Y$105,MATCH(\"DX HP Htg\",'Factor Tables'!$N$88:$Y$88,0),FALSE),IF($CD253=\"PTHP\",VLOOKUP($D253,'Factor Tables'!$N$89:$Y$105,MATCH(\"PTHP Htg\",'Factor Tables'!$N$88:$Y$88,0),FALSE),0))))","v":""},"","",0,0,"kW/ton","",0,"COP",{"$f":"IF($CT253=\"\",\"\",IF(OR($CT253=\"DX HP\",$CT253=\"VRF HP\",$CT253=\"PTHP\"),VLOOKUP($D253,'Factor Tables'!$B$89:$M$105,MATCH(CONCATENATE($CT253,\" Clg\"),'Factor Tables'!$B$88:$M$88,0),FALSE),VLOOKUP($D253,'Factor Tables'!$B$89:$M$105,MATCH($CT253,'Factor Tables'!$B$88:$M$88,0),FALSE)))","v":""},{"$f":"IF($CT253=\"\",\"\",IF(OR($CT253=\"DX HP\",$CT253=\"VRF HP\",$CT253=\"PTHP\"),VLOOKUP($D253,'Factor Tables'!$B$89:$M$105,MATCH(CONCATENATE($CT253,\" Htg\"),'Factor Tables'!$B$88:$M$88,0),FALSE),0))","v":""},{"$f":"IF($CT253=\"\",\"\",IF(OR($CT253=\"DX HP\",$CT253=\"VRF HP\",$CT253=\"PTHP\"),VLOOKUP($D253,'Factor Tables'!$N$89:$Y$105,MATCH(CONCATENATE($CT253,\" Clg\"),'Factor Tables'!$N$88:$Y$88,0),FALSE),VLOOKUP($D253,'Factor Tables'!$N$89:$Y$105,MATCH($CT253,'Factor Tables'!$N$88:$Y$88,0),FALSE)))","v":""},{"$f":"IF($CT253=\"\",\"\",IF(OR($CT253=\"DX HP\",$CT253=\"VRF HP\",$CT253=\"PTHP\"),VLOOKUP($D253,'Factor Tables'!$N$89:$Y$105,MATCH(CONCATENATE($CT253,\" Htg\"),'Factor Tables'!$N$88:$Y$88,0),FALSE),0))","v":""},{"$f":"IF($AB253=\"\",0,VLOOKUP($AB253,'Utility Admin'!$E:$G,2,FALSE))","v":0},{"$f":"IF($AB253=\"\",0,VLOOKUP($AB253,'Utility Admin'!$E:$G,3,FALSE))","v":0},{"$f":"IFERROR(IF(ABS(Summary!$F$12)<=ABS(Summary!$E$12)*'Utility Admin'!$I$5,$AZ253*$DF253+$BA253*$DG253,$AZ253*$DF253+$AZ253*'Utility Admin'!$I$5*$DG253),0)","v":0},null,"Summer",null,null,null,null,null,null,null,null,null,null,{"$f":"IF(OR('Project Info'!$C$10=\"\",$C253=\"\",$D253=\"\"),\"\",VLOOKUP($D253,$DW$9:$DZ$32,MATCH($C253,$DW$9:$DZ$9,0),FALSE))","v":""},null,null,null,null,null,null,"ERROR: Contact Program Manager. Post Capacity/Unit x Post # of Units must be within +/- 20% of Pre Capacity/Unit x Pre # of Units."]
[null,245,"","",null,null,null,null,null,null,null,null,null,null,null,null,null,null,null,null,null,null,null,null,null,null,null,null,null,null,null,null,null,null,null,null,null,null,null,null,null,null,null,0,0,0,0,0,0,999999999,"",0,0,{"$f":"IFERROR(IF($DH$261>'Utility Admin'!$H$5,$BA254/$BA$5*$BB$261,$DH254),0)","v":0},"","",{"$f":"IF(AND(OR($AB254=\"DX AC Air Cooled\",$AB254=\"DX HP Air Cooled\"),OR(AND($AI254=\"Btu/hr\",$AH254<65000),AND($AI254=\"Tons\",$AH254<65000/12000)),$AC254=\"Split\",$AN254>=15.2),MAX(Baselines!$CB498,12/9.8),Baselines!$CB498)","v":0},{"$f":"Baselines!$CC498","v":0},{"$f":"Baselines!$CE498","v":0},0,0,0,0,0,0,0,0,0,0,{"$f":"IF(OR($C254<>\"Early Retirement\",$J254=\"\"),0,IF(OR($I254=\"DX AC Air Cooled\",$I254=\"DX HP Air Cooled\"),VLOOKUP($J254,'Early Retirement'!$CI$6:$CM$32,2,FALSE),IF(OR($I254=\"PTAC\",$I254=\"PTHP\"),VLOOKUP($J254,'Early Retirement'!$CI$6:$CM$32,3,FALSE),IF(AND(OR($I254=\"Air Cooled Chiller\",$I254=\"Water Cooled Chiller\"),$L254<>\"Centrifugal\"),VLOOKUP($J254,'Early Retirement'!$CI$6:$CM$32,4,FALSE),IF(AND(OR($I254=\"Air Cooled Chiller\",$I254=\"Water Cooled Chiller\"),$L254=\"Centrifugal\"),VLOOKUP($J254,'Early Retirement'!$CI$6:$CM$32,5,FALSE),\"\")))))","v":0},0,0,0,0,0,0,0,0,0,0,0,"","","",0,0,0,{"$f":"IF(AND($C254=\"Early Retirement\",$J254<>\"\",$S254<>\"\",$U254<>\"\"),$CG254,IF(AND(OR($AB254=\"DX AC Air Cooled\",$AB254=\"DX HP Air Cooled\"),OR(AND($AI254=\"Btu/hr\",$AH254<65000),AND($AI254=\"Tons\",$AH254<65000/12000)),$AC254=\"Split\",$AN254>=15.2),MAX(Baselines!$CB247,12/9.8),Baselines!$CB247))","v":0},{"$f":"IF(AND($C254=\"Early Retirement\",$J254<>\"\",$S254<>\"\",$U254<>\"\"),$CH254,Baselines!$CC247)","v":0},{"$f":"Baselines!$CD247","v":"kW/ton"},"",{"$f":"IF(AND($C254=\"Early Retirement\",$J254<>\"\",$S254<>\"\",$U254<>\"\"),$CI254,IF(AND(Baselines!$CE247=0,OR($CT254=\"DX HP\",$CT254=\"PTHP\")),$BG254,Baselines!$CE247))","v":0},"COP",{"$f":"IF(OR($C254=\"Replace-on-Burnout\",$C254=\"New Construction\"),$DB254,IF($CD254=\"\",\"\",IF(OR($CD254=\"DX HP\",$CD254=\"PTHP\"),VLOOKUP($D254,'Factor Tables'!$B$89:$M$105,MATCH(CONCATENATE($CD254,\" Clg\"),'Factor Tables'!$B$88:$M$88,0),FALSE),VLOOKUP($D254,'Factor Tables'!$B$89:$M$105,MATCH($CD254,'Factor Tables'!$B$88:$M$88,0),FALSE))))","v":""},{"$f":"IF(OR($C254=\"Replace-on-Burnout\",$C254=\"New Construction\"),$DC254,IF($CD254=\"\",\"\",IF($CD254=\"DX HP\",VLOOKUP($D254,'Factor Tables'!$B$89:$M$105,MATCH(\"DX HP Htg\",'Factor Tables'!$B$88:$M$88,0),FALSE),0)))","v":""},{"$f":"IF(OR($C254=\"Replace-on-Burnout\",$C254=\"New Construction\"),$DD254,IF($CD254=\"\",\"\",IF($CD254=\"DX HP\",VLOOKUP($D254,'Factor Tables'!$N$89:$Y$105,MATCH(\"DX HP Clg\",'Factor Tables'!$N$88:$Y$88,0),FALSE),IF($CD254=\"PTHP\",VLOOKUP($D254,'Factor Tables'!$N$89:$Y$105,MATCH(\"PTHP Clg\",'Factor Tables'!$N$88:$Y$88,0),FALSE),IF(AND($CD254<>\"DX HP\",$CD254<>\"PTHP\"),VLOOKUP($D254,'Factor Tables'!$N$89:$Y$105,MATCH($CD254,'Factor Tables'!$N$88:$Y$88,0),FALSE),\"\")))))","v":""},{"$f":"IF(OR($C254=\"Replace-on-Burnout\",$C254=\"New Construction\",$CT254=\"DX HP\",$CT254=\"PTHP\"),$DE254,IF($CD254=\"\",\"\",IF($CD254=\"DX HP\",VLOOKUP($D254,'Factor Tables'!$N$89:$Y$105,MATCH(\"DX HP Htg\",'Factor Tables'!$N$88:$Y$88,0),FALSE),IF($CD254=\"PTHP\",VLOOKUP($D254,'Factor Tables'!$N$89:$Y$105,MATCH(\"PTHP Htg\",'Factor Tables'!$N$88:$Y$88,0),FALSE),0))))","v":""},"","",0,0,"kW/ton","",0,"COP",{"$f":"IF($CT254=\"\",\"\",IF(OR($CT254=\"DX HP\",$CT254=\"VRF HP\",$CT254=\"PTHP\"),VLOOKUP($D254,'Factor Tables'!$B$89:$M$105,MATCH(CONCATENATE($CT254,\" Clg\"),'Factor Tables'!$B$88:$M$88,0),FALSE),VLOOKUP($D254,'Factor Tables'!$B$89:$M$105,MATCH($CT254,'Factor Tables'!$B$88:$M$88,0),FALSE)))","v":""},{"$f":"IF($CT254=\"\",\"\",IF(OR($CT254=\"DX HP\",$CT254=\"VRF HP\",$CT254=\"PTHP\"),VLOOKUP($D254,'Factor Tables'!$B$89:$M$105,MATCH(CONCATENATE($CT254,\" Htg\"),'Factor Tables'!$B$88:$M$88,0),FALSE),0))","v":""},{"$f":"IF($CT254=\"\",\"\",IF(OR($CT254=\"DX HP\",$CT254=\"VRF HP\",$CT254=\"PTHP\"),VLOOKUP($D254,'Factor Tables'!$N$89:$Y$105,MATCH(CONCATENATE($CT254,\" Clg\"),'Factor Tables'!$N$88:$Y$88,0),FALSE),VLOOKUP($D254,'Factor Tables'!$N$89:$Y$105,MATCH($CT254,'Factor Tables'!$N$88:$Y$88,0),FALSE)))","v":""},{"$f":"IF($CT254=\"\",\"\",IF(OR($CT254=\"DX HP\",$CT254=\"VRF HP\",$CT254=\"PTHP\"),VLOOKUP($D254,'Factor Tables'!$N$89:$Y$105,MATCH(CONCATENATE($CT254,\" Htg\"),'Factor Tables'!$N$88:$Y$88,0),FALSE),0))","v":""},{"$f":"IF($AB254=\"\",0,VLOOKUP($AB254,'Utility Admin'!$E:$G,2,FALSE))","v":0},{"$f":"IF($AB254=\"\",0,VLOOKUP($AB254,'Utility Admin'!$E:$G,3,FALSE))","v":0},{"$f":"IFERROR(IF(ABS(Summary!$F$12)<=ABS(Summary!$E$12)*'Utility Admin'!$I$5,$AZ254*$DF254+$BA254*$DG254,$AZ254*$DF254+$AZ254*'Utility Admin'!$I$5*$DG254),0)","v":0},null,"Summer",null,null,null,null,null,null,null,null,null,null,{"$f":"IF(OR('Project Info'!$C$10=\"\",$C254=\"\",$D254=\"\"),\"\",VLOOKUP($D254,$DW$9:$DZ$32,MATCH($C254,$DW$9:$DZ$9,0),FALSE))","v":""},null,null,null,null,null,null,"ERROR: Contact Program Manager. Post Capacity/Unit x Post # of Units must be within +/- 20% of Pre Capacity/Unit x Pre # of Units."]
[null,246,"","",null,null,null,null,null,null,null,null,null,null,null,null,null,null,null,null,null,null,null,null,null,null,null,null,null,null,null,null,null,null,null,null,null,null,null,null,null,null,null,0,0,0,0,0,0,999999999,"",0,0,{"$f":"IFERROR(IF($DH$261>'Utility Admin'!$H$5,$BA255/$BA$5*$BB$261,$DH255),0)","v":0},"","",{"$f":"IF(AND(OR($AB255=\"DX AC Air Cooled\",$AB255=\"DX HP Air Cooled\"),OR(AND($AI255=\"Btu/hr\",$AH255<65000),AND($AI255=\"Tons\",$AH255<65000/12000)),$AC255=\"Split\",$AN255>=15.2),MAX(Baselines!$CB499,12/9.8),Baselines!$CB499)","v":0},{"$f":"Baselines!$CC499","v":0},{"$f":"Baselines!$CE499","v":0},0,0,0,0,0,0,0,0,0,0,{"$f":"IF(OR($C255<>\"Early Retirement\",$J255=\"\"),0,IF(OR($I255=\"DX AC Air Cooled\",$I255=\"DX HP Air Cooled\"),VLOOKUP($J255,'Early Retirement'!$CI$6:$CM$32,2,FALSE),IF(OR($I255=\"PTAC\",$I255=\"PTHP\"),VLOOKUP($J255,'Early Retirement'!$CI$6:$CM$32,3,FALSE),IF(AND(OR($I255=\"Air Cooled Chiller\",$I255=\"Water Cooled Chiller\"),$L255<>\"Centrifugal\"),VLOOKUP($J255,'Early Retirement'!$CI$6:$CM$32,4,FALSE),IF(AND(OR($I255=\"Air Cooled Chiller\",$I255=\"Water Cooled Chiller\"),$L255=\"Centrifugal\"),VLOOKUP($J255,'Early Retirement'!$CI$6:$CM$32,5,FALSE),\"\")))))","v":0},0,0,0,0,0,0,0,0,0,0,0,"","","",0,0,0,{"$f":"IF(AND($C255=\"Early Retirement\",$J255<>\"\",$S255<>\"\",$U255<>\"\"),$CG255,IF(AND(OR($AB255=\"DX AC Air Cooled\",$AB255=\"DX HP Air Cooled\"),OR(AND($AI255=\"Btu/hr\",$AH255<65000),AND($AI255=\"Tons\",$AH255<65000/12000)),$AC255=\"Split\",$AN255>=15.2),MAX(Baselines!$CB248,12/9.8),Baselines!$CB248))","v":0},{"$f":"IF(AND($C255=\"Early Retirement\",$J255<>\"\",$S255<>\"\",$U255<>\"\"),$CH255,Baselines!$CC248)","v":0},{"$f":"Baselines!$CD248","v":"kW/ton"},"",{"$f":"IF(AND($C255=\"Early Retirement\",$J255<>\"\",$S255<>\"\",$U255<>\"\"),$CI255,IF(AND(Baselines!$CE248=0,OR($CT255=\"DX HP\",$CT255=\"PTHP\")),$BG255,Baselines!$CE248))","v":0},"COP",{"$f":"IF(OR($C255=\"Replace-on-Burnout\",$C255=\"New Construction\"),$DB255,IF($CD255=\"\",\"\",IF(OR($CD255=\"DX HP\",$CD255=\"PTHP\"),VLOOKUP($D255,'Factor Tables'!$B$89:$M$105,MATCH(CONCATENATE($CD255,\" Clg\"),'Factor Tables'!$B$88:$M$88,0),FALSE),VLOOKUP($D255,'Factor Tables'!$B$89:$M$105,MATCH($CD255,'Factor Tables'!$B$88:$M$88,0),FALSE))))","v":""},{"$f":"IF(OR($C255=\"Replace-on-Burnout\",$C255=\"New Construction\"),$DC255,IF($CD255=\"\",\"\",IF($CD255=\"DX HP\",VLOOKUP($D255,'Factor Tables'!$B$89:$M$105,MATCH(\"DX HP Htg\",'Factor Tables'!$B$88:$M$88,0),FALSE),0)))","v":""},{"$f":"IF(OR($C255=\"Replace-on-Burnout\",$C255=\"New Construction\"),$DD255,IF($CD255=\"\",\"\",IF($CD255=\"DX HP\",VLOOKUP($D255,'Factor Tables'!$N$89:$Y$105,MATCH(\"DX HP Clg\",'Factor Tables'!$N$88:$Y$88,0),FALSE),IF($CD255=\"PTHP\",VLOOKUP($D255,'Factor Tables'!$N$89:$Y$105,MATCH(\"PTHP Clg\",'Factor Tables'!$N$88:$Y$88,0),FALSE),IF(AND($CD255<>\"DX HP\",$CD255<>\"PTHP\"),VLOOKUP($D255,'Factor Tables'!$N$89:$Y$105,MATCH($CD255,'Factor Tables'!$N$88:$Y$88,0),FALSE),\"\")))))","v":""},{"$f":"IF(OR($C255=\"Replace-on-Burnout\",$C255=\"New Construction\",$CT255=\"DX HP\",$CT255=\"PTHP\"),$DE255,IF($CD255=\"\",\"\",IF($CD255=\"DX HP\",VLOOKUP($D255,'Factor Tables'!$N$89:$Y$105,MATCH(\"DX HP Htg\",'Factor Tables'!$N$88:$Y$88,0),FALSE),IF($CD255=\"PTHP\",VLOOKUP($D255,'Factor Tables'!$N$89:$Y$105,MATCH(\"PTHP Htg\",'Factor Tables'!$N$88:$Y$88,0),FALSE),0))))","v":""},"","",0,0,"kW/ton","",0,"COP",{"$f":"IF($CT255=\"\",\"\",IF(OR($CT255=\"DX HP\",$CT255=\"VRF HP\",$CT255=\"PTHP\"),VLOOKUP($D255,'Factor Tables'!$B$89:$M$105,MATCH(CONCATENATE($CT255,\" Clg\"),'Factor Tables'!$B$88:$M$88,0),FALSE),VLOOKUP($D255,'Factor Tables'!$B$89:$M$105,MATCH($CT255,'Factor Tables'!$B$88:$M$88,0),FALSE)))","v":""},{"$f":"IF($CT255=\"\",\"\",IF(OR($CT255=\"DX HP\",$CT255=\"VRF HP\",$CT255=\"PTHP\"),VLOOKUP($D255,'Factor Tables'!$B$89:$M$105,MATCH(CONCATENATE($CT255,\" Htg\"),'Factor Tables'!$B$88:$M$88,0),FALSE),0))","v":""},{"$f":"IF($CT255=\"\",\"\",IF(OR($CT255=\"DX HP\",$CT255=\"VRF HP\",$CT255=\"PTHP\"),VLOOKUP($D255,'Factor Tables'!$N$89:$Y$105,MATCH(CONCATENATE($CT255,\" Clg\"),'Factor Tables'!$N$88:$Y$88,0),FALSE),VLOOKUP($D255,'Factor Tables'!$N$89:$Y$105,MATCH($CT255,'Factor Tables'!$N$88:$Y$88,0),FALSE)))","v":""},{"$f":"IF($CT255=\"\",\"\",IF(OR($CT255=\"DX HP\",$CT255=\"VRF HP\",$CT255=\"PTHP\"),VLOOKUP($D255,'Factor Tables'!$N$89:$Y$105,MATCH(CONCATENATE($CT255,\" Htg\"),'Factor Tables'!$N$88:$Y$88,0),FALSE),0))","v":""},{"$f":"IF($AB255=\"\",0,VLOOKUP($AB255,'Utility Admin'!$E:$G,2,FALSE))","v":0},{"$f":"IF($AB255=\"\",0,VLOOKUP($AB255,'Utility Admin'!$E:$G,3,FALSE))","v":0},{"$f":"IFERROR(IF(ABS(Summary!$F$12)<=ABS(Summary!$E$12)*'Utility Admin'!$I$5,$AZ255*$DF255+$BA255*$DG255,$AZ255*$DF255+$AZ255*'Utility Admin'!$I$5*$DG255),0)","v":0},null,"Summer",null,null,null,null,null,null,null,null,null,null,{"$f":"IF(OR('Project Info'!$C$10=\"\",$C255=\"\",$D255=\"\"),\"\",VLOOKUP($D255,$DW$9:$DZ$32,MATCH($C255,$DW$9:$DZ$9,0),FALSE))","v":""},null,null,null,null,null,null,"ERROR: Contact Program Manager. Post Capacity/Unit x Post # of Units must be within +/- 20% of Pre Capacity/Unit x Pre # of Units."]
[null,247,"","",null,null,null,null,null,null,null,null,null,null,null,null,null,null,null,null,null,null,null,null,null,null,null,null,null,null,null,null,null,null,null,null,null,null,null,null,null,null,null,0,0,0,0,0,0,999999999,"",0,0,{"$f":"IFERROR(IF($DH$261>'Utility Admin'!$H$5,$BA256/$BA$5*$BB$261,$DH256),0)","v":0},"","",{"$f":"IF(AND(OR($AB256=\"DX AC Air Cooled\",$AB256=\"DX HP Air Cooled\"),OR(AND($AI256=\"Btu/hr\",$AH256<65000),AND($AI256=\"Tons\",$AH256<65000/12000)),$AC256=\"Split\",$AN256>=15.2),MAX(Baselines!$CB500,12/9.8),Baselines!$CB500)","v":0},{"$f":"Baselines!$CC500","v":0},{"$f":"Baselines!$CE500","v":0},0,0,0,0,0,0,0,0,0,0,{"$f":"IF(OR($C256<>\"Early Retirement\",$J256=\"\"),0,IF(OR($I256=\"DX AC Air Cooled\",$I256=\"DX HP Air Cooled\"),VLOOKUP($J256,'Early Retirement'!$CI$6:$CM$32,2,FALSE),IF(OR($I256=\"PTAC\",$I256=\"PTHP\"),VLOOKUP($J256,'Early Retirement'!$CI$6:$CM$32,3,FALSE),IF(AND(OR($I256=\"Air Cooled Chiller\",$I256=\"Water Cooled Chiller\"),$L256<>\"Centrifugal\"),VLOOKUP($J256,'Early Retirement'!$CI$6:$CM$32,4,FALSE),IF(AND(OR($I256=\"Air Cooled Chiller\",$I256=\"Water Cooled Chiller\"),$L256=\"Centrifugal\"),VLOOKUP($J256,'Early Retirement'!$CI$6:$CM$32,5,FALSE),\"\")))))","v":0},0,0,0,0,0,0,0,0,0,0,0,"","","",0,0,0,{"$f":"IF(AND($C256=\"Early Retirement\",$J256<>\"\",$S256<>\"\",$U256<>\"\"),$CG256,IF(AND(OR($AB256=\"DX AC Air Cooled\",$AB256=\"DX HP Air Cooled\"),OR(AND($AI256=\"Btu/hr\",$AH256<65000),AND($AI256=\"Tons\",$AH256<65000/12000)),$AC256=\"Split\",$AN256>=15.2),MAX(Baselines!$CB249,12/9.8),Baselines!$CB249))","v":0},{"$f":"IF(AND($C256=\"Early Retirement\",$J256<>\"\",$S256<>\"\",$U256<>\"\"),$CH256,Baselines!$CC249)","v":0},{"$f":"Baselines!$CD249","v":"kW/ton"},"",{"$f":"IF(AND($C256=\"Early Retirement\",$J256<>\"\",$S256<>\"\",$U256<>\"\"),$CI256,IF(AND(Baselines!$CE249=0,OR($CT256=\"DX HP\",$CT256=\"PTHP\")),$BG256,Baselines!$CE249))","v":0},"COP",{"$f":"IF(OR($C256=\"Replace-on-Burnout\",$C256=\"New Construction\"),$DB256,IF($CD256=\"\",\"\",IF(OR($CD256=\"DX HP\",$CD256=\"PTHP\"),VLOOKUP($D256,'Factor Tables'!$B$89:$M$105,MATCH(CONCATENATE($CD256,\" Clg\"),'Factor Tables'!$B$88:$M$88,0),FALSE),VLOOKUP($D256,'Factor Tables'!$B$89:$M$105,MATCH($CD256,'Factor Tables'!$B$88:$M$88,0),FALSE))))","v":""},{"$f":"IF(OR($C256=\"Replace-on-Burnout\",$C256=\"New Construction\"),$DC256,IF($CD256=\"\",\"\",IF($CD256=\"DX HP\",VLOOKUP($D256,'Factor Tables'!$B$89:$M$105,MATCH(\"DX HP Htg\",'Factor Tables'!$B$88:$M$88,0),FALSE),0)))","v":""},{"$f":"IF(OR($C256=\"Replace-on-Burnout\",$C256=\"New Construction\"),$DD256,IF($CD256=\"\",\"\",IF($CD256=\"DX HP\",VLOOKUP($D256,'Factor Tables'!$N$89:$Y$105,MATCH(\"DX HP Clg\",'Factor Tables'!$N$88:$Y$88,0),FALSE),IF($CD256=\"PTHP\",VLOOKUP($D256,'Factor Tables'!$N$89:$Y$105,MATCH(\"PTHP Clg\",'Factor Tables'!$N$88:$Y$88,0),FALSE),IF(AND($CD256<>\"DX HP\",$CD256<>\"PTHP\"),VLOOKUP($D256,'Factor Tables'!$N$89:$Y$105,MATCH($CD256,'Factor Tables'!$N$88:$Y$88,0),FALSE),\"\")))))","v":""},{"$f":"IF(OR($C256=\"Replace-on-Burnout\",$C256=\"New Construction\",$CT256=\"DX HP\",$CT256=\"PTHP\"),$DE256,IF($CD256=\"\",\"\",IF($CD256=\"DX HP\",VLOOKUP($D256,'Factor Tables'!$N$89:$Y$105,MATCH(\"DX HP Htg\",'Factor Tables'!$N$88:$Y$88,0),FALSE),IF($CD256=\"PTHP\",VLOOKUP($D256,'Factor Tables'!$N$89:$Y$105,MATCH(\"PTHP Htg\",'Factor Tables'!$N$88:$Y$88,0),FALSE),0))))","v":""},"","",0,0,"kW/ton","",0,"COP",{"$f":"IF($CT256=\"\",\"\",IF(OR($CT256=\"DX HP\",$CT256=\"VRF HP\",$CT256=\"PTHP\"),VLOOKUP($D256,'Factor Tables'!$B$89:$M$105,MATCH(CONCATENATE($CT256,\" Clg\"),'Factor Tables'!$B$88:$M$88,0),FALSE),VLOOKUP($D256,'Factor Tables'!$B$89:$M$105,MATCH($CT256,'Factor Tables'!$B$88:$M$88,0),FALSE)))","v":""},{"$f":"IF($CT256=\"\",\"\",IF(OR($CT256=\"DX HP\",$CT256=\"VRF HP\",$CT256=\"PTHP\"),VLOOKUP($D256,'Factor Tables'!$B$89:$M$105,MATCH(CONCATENATE($CT256,\" Htg\"),'Factor Tables'!$B$88:$M$88,0),FALSE),0))","v":""},{"$f":"IF($CT256=\"\",\"\",IF(OR($CT256=\"DX HP\",$CT256=\"VRF HP\",$CT256=\"PTHP\"),VLOOKUP($D256,'Factor Tables'!$N$89:$Y$105,MATCH(CONCATENATE($CT256,\" Clg\"),'Factor Tables'!$N$88:$Y$88,0),FALSE),VLOOKUP($D256,'Factor Tables'!$N$89:$Y$105,MATCH($CT256,'Factor Tables'!$N$88:$Y$88,0),FALSE)))","v":""},{"$f":"IF($CT256=\"\",\"\",IF(OR($CT256=\"DX HP\",$CT256=\"VRF HP\",$CT256=\"PTHP\"),VLOOKUP($D256,'Factor Tables'!$N$89:$Y$105,MATCH(CONCATENATE($CT256,\" Htg\"),'Factor Tables'!$N$88:$Y$88,0),FALSE),0))","v":""},{"$f":"IF($AB256=\"\",0,VLOOKUP($AB256,'Utility Admin'!$E:$G,2,FALSE))","v":0},{"$f":"IF($AB256=\"\",0,VLOOKUP($AB256,'Utility Admin'!$E:$G,3,FALSE))","v":0},{"$f":"IFERROR(IF(ABS(Summary!$F$12)<=ABS(Summary!$E$12)*'Utility Admin'!$I$5,$AZ256*$DF256+$BA256*$DG256,$AZ256*$DF256+$AZ256*'Utility Admin'!$I$5*$DG256),0)","v":0},null,"Summer",null,null,null,null,null,null,null,null,null,null,{"$f":"IF(OR('Project Info'!$C$10=\"\",$C256=\"\",$D256=\"\"),\"\",VLOOKUP($D256,$DW$9:$DZ$32,MATCH($C256,$DW$9:$DZ$9,0),FALSE))","v":""},null,null,null,null,null,null,"ERROR: Contact Program Manager. Post Capacity/Unit x Post # of Units must be within +/- 20% of Pre Capacity/Unit x Pre # of Units."]
[null,248,"","",null,null,null,null,null,null,null,null,null,null,null,null,null,null,null,null,null,null,null,null,null,null,null,null,null,null,null,null,null,null,null,null,null,null,null,null,null,null,null,0,0,0,0,0,0,999999999,"",0,0,{"$f":"IFERROR(IF($DH$261>'Utility Admin'!$H$5,$BA257/$BA$5*$BB$261,$DH257),0)","v":0},"","",{"$f":"IF(AND(OR($AB257=\"DX AC Air Cooled\",$AB257=\"DX HP Air Cooled\"),OR(AND($AI257=\"Btu/hr\",$AH257<65000),AND($AI257=\"Tons\",$AH257<65000/12000)),$AC257=\"Split\",$AN257>=15.2),MAX(Baselines!$CB501,12/9.8),Baselines!$CB501)","v":0},{"$f":"Baselines!$CC501","v":0},{"$f":"Baselines!$CE501","v":0},0,0,0,0,0,0,0,0,0,0,{"$f":"IF(OR($C257<>\"Early Retirement\",$J257=\"\"),0,IF(OR($I257=\"DX AC Air Cooled\",$I257=\"DX HP Air Cooled\"),VLOOKUP($J257,'Early Retirement'!$CI$6:$CM$32,2,FALSE),IF(OR($I257=\"PTAC\",$I257=\"PTHP\"),VLOOKUP($J257,'Early Retirement'!$CI$6:$CM$32,3,FALSE),IF(AND(OR($I257=\"Air Cooled Chiller\",$I257=\"Water Cooled Chiller\"),$L257<>\"Centrifugal\"),VLOOKUP($J257,'Early Retirement'!$CI$6:$CM$32,4,FALSE),IF(AND(OR($I257=\"Air Cooled Chiller\",$I257=\"Water Cooled Chiller\"),$L257=\"Centrifugal\"),VLOOKUP($J257,'Early Retirement'!$CI$6:$CM$32,5,FALSE),\"\")))))","v":0},0,0,0,0,0,0,0,0,0,0,0,"","","",0,0,0,{"$f":"IF(AND($C257=\"Early Retirement\",$J257<>\"\",$S257<>\"\",$U257<>\"\"),$CG257,IF(AND(OR($AB257=\"DX AC Air Cooled\",$AB257=\"DX HP Air Cooled\"),OR(AND($AI257=\"Btu/hr\",$AH257<65000),AND($AI257=\"Tons\",$AH257<65000/12000)),$AC257=\"Split\",$AN257>=15.2),MAX(Baselines!$CB250,12/9.8),Baselines!$CB250))","v":0},{"$f":"IF(AND($C257=\"Early Retirement\",$J257<>\"\",$S257<>\"\",$U257<>\"\"),$CH257,Baselines!$CC250)","v":0},{"$f":"Baselines!$CD250","v":"kW/ton"},"",{"$f":"IF(AND($C257=\"Early Retirement\",$J257<>\"\",$S257<>\"\",$U257<>\"\"),$CI257,IF(AND(Baselines!$CE250=0,OR($CT257=\"DX HP\",$CT257=\"PTHP\")),$BG257,Baselines!$CE250))","v":0},"COP",{"$f":"IF(OR($C257=\"Replace-on-Burnout\",$C257=\"New Construction\"),$DB257,IF($CD257=\"\",\"\",IF(OR($CD257=\"DX HP\",$CD257=\"PTHP\"),VLOOKUP($D257,'Factor Tables'!$B$89:$M$105,MATCH(CONCATENATE($CD257,\" Clg\"),'Factor Tables'!$B$88:$M$88,0),FALSE),VLOOKUP($D257,'Factor Tables'!$B$89:$M$105,MATCH($CD257,'Factor Tables'!$B$88:$M$88,0),FALSE))))","v":""},{"$f":"IF(OR($C257=\"Replace-on-Burnout\",$C257=\"New Construction\"),$DC257,IF($CD257=\"\",\"\",IF($CD257=\"DX HP\",VLOOKUP($D257,'Factor Tables'!$B$89:$M$105,MATCH(\"DX HP Htg\",'Factor Tables'!$B$88:$M$88,0),FALSE),0)))","v":""},{"$f":"IF(OR($C257=\"Replace-on-Burnout\",$C257=\"New Construction\"),$DD257,IF($CD257=\"\",\"\",IF($CD257=\"DX HP\",VLOOKUP($D257,'Factor Tables'!$N$89:$Y$105,MATCH(\"DX HP Clg\",'Factor Tables'!$N$88:$Y$88,0),FALSE),IF($CD257=\"PTHP\",VLOOKUP($D257,'Factor Tables'!$N$89:$Y$105,MATCH(\"PTHP Clg\",'Factor Tables'!$N$88:$Y$88,0),FALSE),IF(AND($CD257<>\"DX HP\",$CD257<>\"PTHP\"),VLOOKUP($D257,'Factor Tables'!$N$89:$Y$105,MATCH($CD257,'Factor Tables'!$N$88:$Y$88,0),FALSE),\"\")))))","v":""},{"$f":"IF(OR($C257=\"Replace-on-Burnout\",$C257=\"New Construction\",$CT257=\"DX HP\",$CT257=\"PTHP\"),$DE257,IF($CD257=\"\",\"\",IF($CD257=\"DX HP\",VLOOKUP($D257,'Factor Tables'!$N$89:$Y$105,MATCH(\"DX HP Htg\",'Factor Tables'!$N$88:$Y$88,0),FALSE),IF($CD257=\"PTHP\",VLOOKUP($D257,'Factor Tables'!$N$89:$Y$105,MATCH(\"PTHP Htg\",'Factor Tables'!$N$88:$Y$88,0),FALSE),0))))","v":""},"","",0,0,"kW/ton","",0,"COP",{"$f":"IF($CT257=\"\",\"\",IF(OR($CT257=\"DX HP\",$CT257=\"VRF HP\",$CT257=\"PTHP\"),VLOOKUP($D257,'Factor Tables'!$B$89:$M$105,MATCH(CONCATENATE($CT257,\" Clg\"),'Factor Tables'!$B$88:$M$88,0),FALSE),VLOOKUP($D257,'Factor Tables'!$B$89:$M$105,MATCH($CT257,'Factor Tables'!$B$88:$M$88,0),FALSE)))","v":""},{"$f":"IF($CT257=\"\",\"\",IF(OR($CT257=\"DX HP\",$CT257=\"VRF HP\",$CT257=\"PTHP\"),VLOOKUP($D257,'Factor Tables'!$B$89:$M$105,MATCH(CONCATENATE($CT257,\" Htg\"),'Factor Tables'!$B$88:$M$88,0),FALSE),0))","v":""},{"$f":"IF($CT257=\"\",\"\",IF(OR($CT257=\"DX HP\",$CT257=\"VRF HP\",$CT257=\"PTHP\"),VLOOKUP($D257,'Factor Tables'!$N$89:$Y$105,MATCH(CONCATENATE($CT257,\" Clg\"),'Factor Tables'!$N$88:$Y$88,0),FALSE),VLOOKUP($D257,'Factor Tables'!$N$89:$Y$105,MATCH($CT257,'Factor Tables'!$N$88:$Y$88,0),FALSE)))","v":""},{"$f":"IF($CT257=\"\",\"\",IF(OR($CT257=\"DX HP\",$CT257=\"VRF HP\",$CT257=\"PTHP\"),VLOOKUP($D257,'Factor Tables'!$N$89:$Y$105,MATCH(CONCATENATE($CT257,\" Htg\"),'Factor Tables'!$N$88:$Y$88,0),FALSE),0))","v":""},{"$f":"IF($AB257=\"\",0,VLOOKUP($AB257,'Utility Admin'!$E:$G,2,FALSE))","v":0},{"$f":"IF($AB257=\"\",0,VLOOKUP($AB257,'Utility Admin'!$E:$G,3,FALSE))","v":0},{"$f":"IFERROR(IF(ABS(Summary!$F$12)<=ABS(Summary!$E$12)*'Utility Admin'!$I$5,$AZ257*$DF257+$BA257*$DG257,$AZ257*$DF257+$AZ257*'Utility Admin'!$I$5*$DG257),0)","v":0},null,"Summer",null,null,null,null,null,null,null,null,null,null,{"$f":"IF(OR('Project Info'!$C$10=\"\",$C257=\"\",$D257=\"\"),\"\",VLOOKUP($D257,$DW$9:$DZ$32,MATCH($C257,$DW$9:$DZ$9,0),FALSE))","v":""},null,null,null,null,null,null,"ERROR: Contact Program Manager. Post Capacity/Unit x Post # of Units must be within +/- 20% of Pre Capacity/Unit x Pre # of Units."]
[null,249,"","",null,null,null,null,null,null,null,null,null,null,null,null,null,null,null,null,null,null,null,null,null,null,null,null,null,null,null,null,null,null,null,null,null,null,null,null,null,null,null,0,0,0,0,0,0,999999999,"",0,0,{"$f":"IFERROR(IF($DH$261>'Utility Admin'!$H$5,$BA258/$BA$5*$BB$261,$DH258),0)","v":0},"","",{"$f":"IF(AND(OR($AB258=\"DX AC Air Cooled\",$AB258=\"DX HP Air Cooled\"),OR(AND($AI258=\"Btu/hr\",$AH258<65000),AND($AI258=\"Tons\",$AH258<65000/12000)),$AC258=\"Split\",$AN258>=15.2),MAX(Baselines!$CB502,12/9.8),Baselines!$CB502)","v":0},{"$f":"Baselines!$CC502","v":0},{"$f":"Baselines!$CE502","v":0},0,0,0,0,0,0,0,0,0,0,{"$f":"IF(OR($C258<>\"Early Retirement\",$J258=\"\"),0,IF(OR($I258=\"DX AC Air Cooled\",$I258=\"DX HP Air Cooled\"),VLOOKUP($J258,'Early Retirement'!$CI$6:$CM$32,2,FALSE),IF(OR($I258=\"PTAC\",$I258=\"PTHP\"),VLOOKUP($J258,'Early Retirement'!$CI$6:$CM$32,3,FALSE),IF(AND(OR($I258=\"Air Cooled Chiller\",$I258=\"Water Cooled Chiller\"),$L258<>\"Centrifugal\"),VLOOKUP($J258,'Early Retirement'!$CI$6:$CM$32,4,FALSE),IF(AND(OR($I258=\"Air Cooled Chiller\",$I258=\"Water Cooled Chiller\"),$L258=\"Centrifugal\"),VLOOKUP($J258,'Early Retirement'!$CI$6:$CM$32,5,FALSE),\"\")))))","v":0},0,0,0,0,0,0,0,0,0,0,0,"","","",0,0,0,{"$f":"IF(AND($C258=\"Early Retirement\",$J258<>\"\",$S258<>\"\",$U258<>\"\"),$CG258,IF(AND(OR($AB258=\"DX AC Air Cooled\",$AB258=\"DX HP Air Cooled\"),OR(AND($AI258=\"Btu/hr\",$AH258<65000),AND($AI258=\"Tons\",$AH258<65000/12000)),$AC258=\"Split\",$AN258>=15.2),MAX(Baselines!$CB251,12/9.8),Baselines!$CB251))","v":0},{"$f":"IF(AND($C258=\"Early Retirement\",$J258<>\"\",$S258<>\"\",$U258<>\"\"),$CH258,Baselines!$CC251)","v":0},{"$f":"Baselines!$CD251","v":"kW/ton"},"",{"$f":"IF(AND($C258=\"Early Retirement\",$J258<>\"\",$S258<>\"\",$U258<>\"\"),$CI258,IF(AND(Baselines!$CE251=0,OR($CT258=\"DX HP\",$CT258=\"PTHP\")),$BG258,Baselines!$CE251))","v":0},"COP",{"$f":"IF(OR($C258=\"Replace-on-Burnout\",$C258=\"New Construction\"),$DB258,IF($CD258=\"\",\"\",IF(OR($CD258=\"DX HP\",$CD258=\"PTHP\"),VLOOKUP($D258,'Factor Tables'!$B$89:$M$105,MATCH(CONCATENATE($CD258,\" Clg\"),'Factor Tables'!$B$88:$M$88,0),FALSE),VLOOKUP($D258,'Factor Tables'!$B$89:$M$105,MATCH($CD258,'Factor Tables'!$B$88:$M$88,0),FALSE))))","v":""},{"$f":"IF(OR($C258=\"Replace-on-Burnout\",$C258=\"New Construction\"),$DC258,IF($CD258=\"\",\"\",IF($CD258=\"DX HP\",VLOOKUP($D258,'Factor Tables'!$B$89:$M$105,MATCH(\"DX HP Htg\",'Factor Tables'!$B$88:$M$88,0),FALSE),0)))","v":""},{"$f":"IF(OR($C258=\"Replace-on-Burnout\",$C258=\"New Construction\"),$DD258,IF($CD258=\"\",\"\",IF($CD258=\"DX HP\",VLOOKUP($D258,'Factor Tables'!$N$89:$Y$105,MATCH(\"DX HP Clg\",'Factor Tables'!$N$88:$Y$88,0),FALSE),IF($CD258=\"PTHP\",VLOOKUP($D258,'Factor Tables'!$N$89:$Y$105,MATCH(\"PTHP Clg\",'Factor Tables'!$N$88:$Y$88,0),FALSE),IF(AND($CD258<>\"DX HP\",$CD258<>\"PTHP\"),VLOOKUP($D258,'Factor Tables'!$N$89:$Y$105,MATCH($CD258,'Factor Tables'!$N$88:$Y$88,0),FALSE),\"\")))))","v":""},{"$f":"IF(OR($C258=\"Replace-on-Burnout\",$C258=\"New Construction\",$CT258=\"DX HP\",$CT258=\"PTHP\"),$DE258,IF($CD258=\"\",\"\",IF($CD258=\"DX HP\",VLOOKUP($D258,'Factor Tables'!$N$89:$Y$105,MATCH(\"DX HP Htg\",'Factor Tables'!$N$88:$Y$88,0),FALSE),IF($CD258=\"PTHP\",VLOOKUP($D258,'Factor Tables'!$N$89:$Y$105,MATCH(\"PTHP Htg\",'Factor Tables'!$N$88:$Y$88,0),FALSE),0))))","v":""},"","",0,0,"kW/ton","",0,"COP",{"$f":"IF($CT258=\"\",\"\",IF(OR($CT258=\"DX HP\",$CT258=\"VRF HP\",$CT258=\"PTHP\"),VLOOKUP($D258,'Factor Tables'!$B$89:$M$105,MATCH(CONCATENATE($CT258,\" Clg\"),'Factor Tables'!$B$88:$M$88,0),FALSE),VLOOKUP($D258,'Factor Tables'!$B$89:$M$105,MATCH($CT258,'Factor Tables'!$B$88:$M$88,0),FALSE)))","v":""},{"$f":"IF($CT258=\"\",\"\",IF(OR($CT258=\"DX HP\",$CT258=\"VRF HP\",$CT258=\"PTHP\"),VLOOKUP($D258,'Factor Tables'!$B$89:$M$105,MATCH(CONCATENATE($CT258,\" Htg\"),'Factor Tables'!$B$88:$M$88,0),FALSE),0))","v":""},{"$f":"IF($CT258=\"\",\"\",IF(OR($CT258=\"DX HP\",$CT258=\"VRF HP\",$CT258=\"PTHP\"),VLOOKUP($D258,'Factor Tables'!$N$89:$Y$105,MATCH(CONCATENATE($CT258,\" Clg\"),'Factor Tables'!$N$88:$Y$88,0),FALSE),VLOOKUP($D258,'Factor Tables'!$N$89:$Y$105,MATCH($CT258,'Factor Tables'!$N$88:$Y$88,0),FALSE)))","v":""},{"$f":"IF($CT258=\"\",\"\",IF(OR($CT258=\"DX HP\",$CT258=\"VRF HP\",$CT258=\"PTHP\"),VLOOKUP($D258,'Factor Tables'!$N$89:$Y$105,MATCH(CONCATENATE($CT258,\" Htg\"),'Factor Tables'!$N$88:$Y$88,0),FALSE),0))","v":""},{"$f":"IF($AB258=\"\",0,VLOOKUP($AB258,'Utility Admin'!$E:$G,2,FALSE))","v":0},{"$f":"IF($AB258=\"\",0,VLOOKUP($AB258,'Utility Admin'!$E:$G,3,FALSE))","v":0},{"$f":"IFERROR(IF(ABS(Summary!$F$12)<=ABS(Summary!$E$12)*'Utility Admin'!$I$5,$AZ258*$DF258+$BA258*$DG258,$AZ258*$DF258+$AZ258*'Utility Admin'!$I$5*$DG258),0)","v":0},null,"Summer",null,null,null,null,null,null,null,null,null,null,{"$f":"IF(OR('Project Info'!$C$10=\"\",$C258=\"\",$D258=\"\"),\"\",VLOOKUP($D258,$DW$9:$DZ$32,MATCH($C258,$DW$9:$DZ$9,0),FALSE))","v":""},null,null,null,null,null,null,"ERROR: Contact Program Manager. Post Capacity/Unit x Post # of Units must be within +/- 20% of Pre Capacity/Unit x Pre # of Units."]
[null,250,"","",null,null,null,null,null,null,null,null,null,null,null,null,null,null,null,null,null,null,null,null,null,null,null,null,null,null,null,null,null,null,null,null,null,null,null,null,null,null,null,0,0,0,0,0,0,999999999,"",0,0,{"$f":"IFERROR(IF($DH$261>'Utility Admin'!$H$5,$BA259/$BA$5*$BB$261,$DH259),0)","v":0},"","",{"$f":"IF(AND(OR($AB259=\"DX AC Air Cooled\",$AB259=\"DX HP Air Cooled\"),OR(AND($AI259=\"Btu/hr\",$AH259<65000),AND($AI259=\"Tons\",$AH259<65000/12000)),$AC259=\"Split\",$AN259>=15.2),MAX(Baselines!$CB503,12/9.8),Baselines!$CB503)","v":0},{"$f":"Baselines!$CC503","v":0},{"$f":"Baselines!$CE503","v":0},0,0,0,0,0,0,0,0,0,0,{"$f":"IF(OR($C259<>\"Early Retirement\",$J259=\"\"),0,IF(OR($I259=\"DX AC Air Cooled\",$I259=\"DX HP Air Cooled\"),VLOOKUP($J259,'Early Retirement'!$CI$6:$CM$32,2,FALSE),IF(OR($I259=\"PTAC\",$I259=\"PTHP\"),VLOOKUP($J259,'Early Retirement'!$CI$6:$CM$32,3,FALSE),IF(AND(OR($I259=\"Air Cooled Chiller\",$I259=\"Water Cooled Chiller\"),$L259<>\"Centrifugal\"),VLOOKUP($J259,'Early Retirement'!$CI$6:$CM$32,4,FALSE),IF(AND(OR($I259=\"Air Cooled Chiller\",$I259=\"Water Cooled Chiller\"),$L259=\"Centrifugal\"),VLOOKUP($J259,'Early Retirement'!$CI$6:$CM$32,5,FALSE),\"\")))))","v":0},0,0,0,0,0,0,0,0,0,0,0,"","","",0,0,0,{"$f":"IF(AND($C259=\"Early Retirement\",$J259<>\"\",$S259<>\"\",$U259<>\"\"),$CG259,IF(AND(OR($AB259=\"DX AC Air Cooled\",$AB259=\"DX HP Air Cooled\"),OR(AND($AI259=\"Btu/hr\",$AH259<65000),AND($AI259=\"Tons\",$AH259<65000/12000)),$AC259=\"Split\",$AN259>=15.2),MAX(Baselines!$CB252,12/9.8),Baselines!$CB252))","v":0},{"$f":"IF(AND($C259=\"Early Retirement\",$J259<>\"\",$S259<>\"\",$U259<>\"\"),$CH259,Baselines!$CC252)","v":0},{"$f":"Baselines!$CD252","v":"kW/ton"},"",{"$f":"IF(AND($C259=\"Early Retirement\",$J259<>\"\",$S259<>\"\",$U259<>\"\"),$CI259,IF(AND(Baselines!$CE252=0,OR($CT259=\"DX HP\",$CT259=\"PTHP\")),$BG259,Baselines!$CE252))","v":0},"COP",{"$f":"IF(OR($C259=\"Replace-on-Burnout\",$C259=\"New Construction\"),$DB259,IF($CD259=\"\",\"\",IF(OR($CD259=\"DX HP\",$CD259=\"PTHP\"),VLOOKUP($D259,'Factor Tables'!$B$89:$M$105,MATCH(CONCATENATE($CD259,\" Clg\"),'Factor Tables'!$B$88:$M$88,0),FALSE),VLOOKUP($D259,'Factor Tables'!$B$89:$M$105,MATCH($CD259,'Factor Tables'!$B$88:$M$88,0),FALSE))))","v":""},{"$f":"IF(OR($C259=\"Replace-on-Burnout\",$C259=\"New Construction\"),$DC259,IF($CD259=\"\",\"\",IF($CD259=\"DX HP\",VLOOKUP($D259,'Factor Tables'!$B$89:$M$105,MATCH(\"DX HP Htg\",'Factor Tables'!$B$88:$M$88,0),FALSE),0)))","v":""},{"$f":"IF(OR($C259=\"Replace-on-Burnout\",$C259=\"New Construction\"),$DD259,IF($CD259=\"\",\"\",IF($CD259=\"DX HP\",VLOOKUP($D259,'Factor Tables'!$N$89:$Y$105,MATCH(\"DX HP Clg\",'Factor Tables'!$N$88:$Y$88,0),FALSE),IF($CD259=\"PTHP\",VLOOKUP($D259,'Factor Tables'!$N$89:$Y$105,MATCH(\"PTHP Clg\",'Factor Tables'!$N$88:$Y$88,0),FALSE),IF(AND($CD259<>\"DX HP\",$CD259<>\"PTHP\"),VLOOKUP($D259,'Factor Tables'!$N$89:$Y$105,MATCH($CD259,'Factor Tables'!$N$88:$Y$88,0),FALSE),\"\")))))","v":""},{"$f":"IF(OR($C259=\"Replace-on-Burnout\",$C259=\"New Construction\",$CT259=\"DX HP\",$CT259=\"PTHP\"),$DE259,IF($CD259=\"\",\"\",IF($CD259=\"DX HP\",VLOOKUP($D259,'Factor Tables'!$N$89:$Y$105,MATCH(\"DX HP Htg\",'Factor Tables'!$N$88:$Y$88,0),FALSE),IF($CD259=\"PTHP\",VLOOKUP($D259,'Factor Tables'!$N$89:$Y$105,MATCH(\"PTHP Htg\",'Factor Tables'!$N$88:$Y$88,0),FALSE),0))))","v":""},"","",0,0,"kW/ton","",0,"COP",{"$f":"IF($CT259=\"\",\"\",IF(OR($CT259=\"DX HP\",$CT259=\"VRF HP\",$CT259=\"PTHP\"),VLOOKUP($D259,'Factor Tables'!$B$89:$M$105,MATCH(CONCATENATE($CT259,\" Clg\"),'Factor Tables'!$B$88:$M$88,0),FALSE),VLOOKUP($D259,'Factor Tables'!$B$89:$M$105,MATCH($CT259,'Factor Tables'!$B$88:$M$88,0),FALSE)))","v":""},{"$f":"IF($CT259=\"\",\"\",IF(OR($CT259=\"DX HP\",$CT259=\"VRF HP\",$CT259=\"PTHP\"),VLOOKUP($D259,'Factor Tables'!$B$89:$M$105,MATCH(CONCATENATE($CT259,\" Htg\"),'Factor Tables'!$B$88:$M$88,0),FALSE),0))","v":""},{"$f":"IF($CT259=\"\",\"\",IF(OR($CT259=\"DX HP\",$CT259=\"VRF HP\",$CT259=\"PTHP\"),VLOOKUP($D259,'Factor Tables'!$N$89:$Y$105,MATCH(CONCATENATE($CT259,\" Clg\"),'Factor Tables'!$N$88:$Y$88,0),FALSE),VLOOKUP($D259,'Factor Tables'!$N$89:$Y$105,MATCH($CT259,'Factor Tables'!$N$88:$Y$88,0),FALSE)))","v":""},{"$f":"IF($CT259=\"\",\"\",IF(OR($CT259=\"DX HP\",$CT259=\"VRF HP\",$CT259=\"PTHP\"),VLOOKUP($D259,'Factor Tables'!$N$89:$Y$105,MATCH(CONCATENATE($CT259,\" Htg\"),'Factor Tables'!$N$88:$Y$88,0),FALSE),0))","v":""},{"$f":"IF($AB259=\"\",0,VLOOKUP($AB259,'Utility Admin'!$E:$G,2,FALSE))","v":0},{"$f":"IF($AB259=\"\",0,VLOOKUP($AB259,'Utility Admin'!$E:$G,3,FALSE))","v":0},{"$f":"IFERROR(IF(ABS(Summary!$F$12)<=ABS(Summary!$E$12)*'Utility Admin'!$I$5,$AZ259*$DF259+$BA259*$DG259,$AZ259*$DF259+$AZ259*'Utility Admin'!$I$5*$DG259),0)","v":0},null,"Summer",null,null,null,null,null,null,null,null,null,null,{"$f":"IF(OR('Project Info'!$C$10=\"\",$C259=\"\",$D259=\"\"),\"\",VLOOKUP($D259,$DW$9:$DZ$32,MATCH($C259,$DW$9:$DZ$9,0),FALSE))","v":""},null,null,null,null,null,null,"ERROR: Contact Program Manager. Post Capacity/Unit x Post # of Units must be within +/- 20% of Pre Capacity/Unit x Pre # of Units."]
[null,"If you need more rows, please contact program administrator."]
[null,null,null,null,null,null,null,null,null,null,null,null,null,null,null,null,null,null,null,null,null,null,null,null,null,null,null,null,null,null,null,null,null,null,null,null,null,null,null,null,null,null,null,null,null,null,null,null,null,null,null,{"$f":"IFERROR(SUM($AZ$10:$AZ$259),0)","v":0},{"$f":"IFERROR(SUM($BA$10:$BA$259),0)","v":0},{"$f":"IFERROR(MIN('Utility Admin'!$H$5,$DH$261),0)","v":0},null,null,null,null,null,null,null,null,null,null,null,null,null,null,null,null,null,null,null,null,null,null,null,null,null,null,null,null,null,null,null,null,null,null,null,null,null,null,null,null,null,null,null,null,null,null,null,null,null,null,null,null,null,null,null,null,null,{"$f":"SUM($DH$10:$DH$259)","v":0}]
[null,null,null,null,null,null,null,null,null,null,null,null,null,null,null,null,null,null,null,null,null,null,null,null,null,null,null,null,null,null,null,null,null,null,null,null,null,null,null,null,null,null,null,null,null,null,null,null,null,null,null,"Total kW Savings","Total kWh Savings","Estimated Payment"]

{"sheet":"Pre-Inspection","index":6,"n_rows":256,"n_cols":22,"rows_kept":256,"cut":false,"hidden":false,"merged":[[3,1,5,1],[3,2,5,2],[3,3,5,3],[3,4,3,20],[4,14,5,14],[4,15,5,15],[4,16,5,16],[4,17,5,17],[3,21,5,21],[4,18,5,18],[4,19,5,19],[4,20,5,20],[4,4,5,4],[4,5,5,5],[4,6,5,6],[4,7,5,7],[4,8,5,8],[4,11,5,11],[4,12,5,12],[4,13,5,13]]}
[]
[null,{"$f":"Inventory!B2","v":"2024"},{"$f":"Inventory!C2","v":"Commercial A/C Evaluator Survey Form (ACE)"}]
[]
[null,null,"Project Type\n(select from list)","Building Type\n(select from list)","Pre-Retrofit Equipment",null,null,null,null,null,null,null,null,null,null,null,null,null,null,null,null,"Inspected?"]
[null,null,null,null,"Manufacturer","Model #","System\nType","Manf.\nYear","Split/\nPackaged?","Chillers\nONLY","PTAC/\nPTHP\nOnly","Cooling\nCapacity/\nUnit","Cooling\nCapacity\nType","Heating\nCapacity/\nUnit","Heating\nCapacity\nType","# of\nUnits","Optional:\nCooling FL\nEfficiency\nRating\n(in EER\nor kW/ton)","Optional:\nCooling PL\nEfficiency\nRating\n(in SEER, IEER,\nor IPLV)","Optional:\nCooling\nRating\nFormat","Optional:\nHeating\nEfficiency\nRating\n(in HSPF\nor COP)","Optional:\nHeating\nRating\nFormat"]
[null,null,null,null,null,null,null,null,null,"Compressor\nType","Std.\nSize?"]
[null,1,{"$f":"IF(Inventory!C10=\"\",\"\",Inventory!C10)","v":""},{"$f":"IF(Inventory!D10=\"\",\"\",Inventory!D10)","v":""},{"$f":"IF(Inventory!F10=\"\",\"\",Inventory!F10)","v":""},{"$f":"IF(Inventory!G10=\"\",\"\",Inventory!G10)","v":""},{"$f":"IF(Inventory!I10=\"\",\"\",Inventory!I10)","v":""},{"$f":"IF(Inventory!J10=\"\",\"\",Inventory!J10)","v":""},{"$f":"IF(Inventory!K10=\"\",\"\",Inventory!K10)","v":""},{"$f":"IF(Inventory!L10=\"\",\"\",Inventory!L10)","v":""},{"$f":"IF(Inventory!M10=\"\",\"\",Inventory!M10)","v":""},{"$f":"IF(Inventory!N10=\"\",\"\",Inventory!N10)","v":""},{"$f":"IF(Inventory!O10=\"\",\"\",Inventory!O10)","v":""},{"$f":"IF(Inventory!P10=\"\",\"\",Inventory!P10)","v":""},{"$f":"IF(Inventory!Q10=\"\",\"\",Inventory!Q10)","v":""},{"$f":"IF(Inventory!R10=\"\",\"\",Inventory!R10)","v":""},{"$f":"IF(Inventory!S10=\"\",\"\",Inventory!S10)","v":""},{"$f":"IF(Inventory!T10=\"\",\"\",Inventory!T10)","v":""},{"$f":"IF(Inventory!U10=\"\",\"\",Inventory!U10)","v":""},{"$f":"IF(Inventory!V10=\"\",\"\",Inventory!V10)","v":""},{"$f":"IF(Inventory!W10=\"\",\"\",Inventory!W10)","v":""}]
[null,2,{"$f":"IF(Inventory!C11=\"\",\"\",Inventory!C11)","v":""},{"$f":"IF(Inventory!D11=\"\",\"\",Inventory!D11)","v":""},{"$f":"IF(Inventory!F11=\"\",\"\",Inventory!F11)","v":""},{"$f":"IF(Inventory!G11=\"\",\"\",Inventory!G11)","v":""},{"$f":"IF(Inventory!I11=\"\",\"\",Inventory!I11)","v":""},{"$f":"IF(Inventory!J11=\"\",\"\",Inventory!J11)","v":""},{"$f":"IF(Inventory!K11=\"\",\"\",Inventory!K11)","v":""},{"$f":"IF(Inventory!L11=\"\",\"\",Inventory!L11)","v":""},{"$f":"IF(Inventory!M11=\"\",\"\",Inventory!M11)","v":""},{"$f":"IF(Inventory!N11=\"\",\"\",Inventory!N11)","v":""},{"$f":"IF(Inventory!O11=\"\",\"\",Inventory!O11)","v":""},{"$f":"IF(Inventory!P11=\"\",\"\",Inventory!P11)","v":""},{"$f":"IF(Inventory!Q11=\"\",\"\",Inventory!Q11)","v":""},{"$f":"IF(Inventory!R11=\"\",\"\",Inventory!R11)","v":""},{"$f":"IF(Inventory!S11=\"\",\"\",Inventory!S11)","v":""},{"$f":"IF(Inventory!T11=\"\",\"\",Inventory!T11)","v":""},{"$f":"IF(Inventory!U11=\"\",\"\",Inventory!U11)","v":""},{"$f":"IF(Inventory!V11=\"\",\"\",Inventory!V11)","v":""},{"$f":"IF(Inventory!W11=\"\",\"\",Inventory!W11)","v":""}]
[null,3,{"$f":"IF(Inventory!C12=\"\",\"\",Inventory!C12)","v":""},{"$f":"IF(Inventory!D12=\"\",\"\",Inventory!D12)","v":""},{"$f":"IF(Inventory!F12=\"\",\"\",Inventory!F12)","v":""},{"$f":"IF(Inventory!G12=\"\",\"\",Inventory!G12)","v":""},{"$f":"IF(Inventory!I12=\"\",\"\",Inventory!I12)","v":""},{"$f":"IF(Inventory!J12=\"\",\"\",Inventory!J12)","v":""},{"$f":"IF(Inventory!K12=\"\",\"\",Inventory!K12)","v":""},{"$f":"IF(Inventory!L12=\"\",\"\",Inventory!L12)","v":""},{"$f":"IF(Inventory!M12=\"\",\"\",Inventory!M12)","v":""},{"$f":"IF(Inventory!N12=\"\",\"\",Inventory!N12)","v":""},{"$f":"IF(Inventory!O12=\"\",\"\",Inventory!O12)","v":""},{"$f":"IF(Inventory!P12=\"\",\"\",Inventory!P12)","v":""},{"$f":"IF(Inventory!Q12=\"\",\"\",Inventory!Q12)","v":""},{"$f":"IF(Inventory!R12=\"\",\"\",Inventory!R12)","v":""},{"$f":"IF(Inventory!S12=\"\",\"\",Inventory!S12)","v":""},{"$f":"IF(Inventory!T12=\"\",\"\",Inventory!T12)","v":""},{"$f":"IF(Inventory!U12=\"\",\"\",Inventory!U12)","v":""},{"$f":"IF(Inventory!V12=\"\",\"\",Inventory!V12)","v":""},{"$f":"IF(Inventory!W12=\"\",\"\",Inventory!W12)","v":""}]
[null,4,{"$f":"IF(Inventory!C13=\"\",\"\",Inventory!C13)","v":""},{"$f":"IF(Inventory!D13=\"\",\"\",Inventory!D13)","v":""},{"$f":"IF(Inventory!F13=\"\",\"\",Inventory!F13)","v":""},{"$f":"IF(Inventory!G13=\"\",\"\",Inventory!G13)","v":""},{"$f":"IF(Inventory!I13=\"\",\"\",Inventory!I13)","v":""},{"$f":"IF(Inventory!J13=\"\",\"\",Inventory!J13)","v":""},{"$f":"IF(Inventory!K13=\"\",\"\",Inventory!K13)","v":""},{"$f":"IF(Inventory!L13=\"\",\"\",Inventory!L13)","v":""},{"$f":"IF(Inventory!M13=\"\",\"\",Inventory!M13)","v":""},{"$f":"IF(Inventory!N13=\"\",\"\",Inventory!N13)","v":""},{"$f":"IF(Inventory!O13=\"\",\"\",Inventory!O13)","v":""},{"$f":"IF(Inventory!P13=\"\",\"\",Inventory!P13)","v":""},{"$f":"IF(Inventory!Q13=\"\",\"\",Inventory!Q13)","v":""},{"$f":"IF(Inventory!R13=\"\",\"\",Inventory!R13)","v":""},{"$f":"IF(Inventory!S13=\"\",\"\",Inventory!S13)","v":""},{"$f":"IF(Inventory!T13=\"\",\"\",Inventory!T13)","v":""},{"$f":"IF(Inventory!U13=\"\",\"\",Inventory!U13)","v":""},{"$f":"IF(Inventory!V13=\"\",\"\",Inventory!V13)","v":""},{"$f":"IF(Inventory!W13=\"\",\"\",Inventory!W13)","v":""}]
[null,5,{"$f":"IF(Inventory!C14=\"\",\"\",Inventory!C14)","v":""},{"$f":"IF(Inventory!D14=\"\",\"\",Inventory!D14)","v":""},{"$f":"IF(Inventory!F14=\"\",\"\",Inventory!F14)","v":""},{"$f":"IF(Inventory!G14=\"\",\"\",Inventory!G14)","v":""},{"$f":"IF(Inventory!I14=\"\",\"\",Inventory!I14)","v":""},{"$f":"IF(Inventory!J14=\"\",\"\",Inventory!J14)","v":""},{"$f":"IF(Inventory!K14=\"\",\"\",Inventory!K14)","v":""},{"$f":"IF(Inventory!L14=\"\",\"\",Inventory!L14)","v":""},{"$f":"IF(Inventory!M14=\"\",\"\",Inventory!M14)","v":""},{"$f":"IF(Inventory!N14=\"\",\"\",Inventory!N14)","v":""},{"$f":"IF(Inventory!O14=\"\",\"\",Inventory!O14)","v":""},{"$f":"IF(Inventory!P14=\"\",\"\",Inventory!P14)","v":""},{"$f":"IF(Inventory!Q14=\"\",\"\",Inventory!Q14)","v":""},{"$f":"IF(Inventory!R14=\"\",\"\",Inventory!R14)","v":""},{"$f":"IF(Inventory!S14=\"\",\"\",Inventory!S14)","v":""},{"$f":"IF(Inventory!T14=\"\",\"\",Inventory!T14)","v":""},{"$f":"IF(Inventory!U14=\"\",\"\",Inventory!U14)","v":""},{"$f":"IF(Inventory!V14=\"\",\"\",Inventory!V14)","v":""},{"$f":"IF(Inventory!W14=\"\",\"\",Inventory!W14)","v":""}]
[null,6,{"$f":"IF(Inventory!C15=\"\",\"\",Inventory!C15)","v":""},{"$f":"IF(Inventory!D15=\"\",\"\",Inventory!D15)","v":""},{"$f":"IF(Inventory!F15=\"\",\"\",Inventory!F15)","v":""},{"$f":"IF(Inventory!G15=\"\",\"\",Inventory!G15)","v":""},{"$f":"IF(Inventory!I15=\"\",\"\",Inventory!I15)","v":""},{"$f":"IF(Inventory!J15=\"\",\"\",Inventory!J15)","v":""},{"$f":"IF(Inventory!K15=\"\",\"\",Inventory!K15)","v":""},{"$f":"IF(Inventory!L15=\"\",\"\",Inventory!L15)","v":""},{"$f":"IF(Inventory!M15=\"\",\"\",Inventory!M15)","v":""},{"$f":"IF(Inventory!N15=\"\",\"\",Inventory!N15)","v":""},{"$f":"IF(Inventory!O15=\"\",\"\",Inventory!O15)","v":""},{"$f":"IF(Inventory!P15=\"\",\"\",Inventory!P15)","v":""},{"$f":"IF(Inventory!Q15=\"\",\"\",Inventory!Q15)","v":""},{"$f":"IF(Inventory!R15=\"\",\"\",Inventory!R15)","v":""},{"$f":"IF(Inventory!S15=\"\",\"\",Inventory!S15)","v":""},{"$f":"IF(Inventory!T15=\"\",\"\",Inventory!T15)","v":""},{"$f":"IF(Inventory!U15=\"\",\"\",Inventory!U15)","v":""},{"$f":"IF(Inventory!V15=\"\",\"\",Inventory!V15)","v":""},{"$f":"IF(Inventory!W15=\"\",\"\",Inventory!W15)","v":""}]
[null,7,{"$f":"IF(Inventory!C16=\"\",\"\",Inventory!C16)","v":""},{"$f":"IF(Inventory!D16=\"\",\"\",Inventory!D16)","v":""},{"$f":"IF(Inventory!F16=\"\",\"\",Inventory!F16)","v":""},{"$f":"IF(Inventory!G16=\"\",\"\",Inventory!G16)","v":""},{"$f":"IF(Inventory!I16=\"\",\"\",Inventory!I16)","v":""},{"$f":"IF(Inventory!J16=\"\",\"\",Inventory!J16)","v":""},{"$f":"IF(Inventory!K16=\"\",\"\",Inventory!K16)","v":""},{"$f":"IF(Inventory!L16=\"\",\"\",Inventory!L16)","v":""},{"$f":"IF(Inventory!M16=\"\",\"\",Inventory!M16)","v":""},{"$f":"IF(Inventory!N16=\"\",\"\",Inventory!N16)","v":""},{"$f":"IF(Inventory!O16=\"\",\"\",Inventory!O16)","v":""},{"$f":"IF(Inventory!P16=\"\",\"\",Inventory!P16)","v":""},{"$f":"IF(Inventory!Q16=\"\",\"\",Inventory!Q16)","v":""},{"$f":"IF(Inventory!R16=\"\",\"\",Inventory!R16)","v":""},{"$f":"IF(Inventory!S16=\"\",\"\",Inventory!S16)","v":""},{"$f":"IF(Inventory!T16=\"\",\"\",Inventory!T16)","v":""},{"$f":"IF(Inventory!U16=\"\",\"\",Inventory!U16)","v":""},{"$f":"IF(Inventory!V16=\"\",\"\",Inventory!V16)","v":""},{"$f":"IF(Inventory!W16=\"\",\"\",Inventory!W16)","v":""}]
[null,8,{"$f":"IF(Inventory!C17=\"\",\"\",Inventory!C17)","v":""},{"$f":"IF(Inventory!D17=\"\",\"\",Inventory!D17)","v":""},{"$f":"IF(Inventory!F17=\"\",\"\",Inventory!F17)","v":""},{"$f":"IF(Inventory!G17=\"\",\"\",Inventory!G17)","v":""},{"$f":"IF(Inventory!I17=\"\",\"\",Inventory!I17)","v":""},{"$f":"IF(Inventory!J17=\"\",\"\",Inventory!J17)","v":""},{"$f":"IF(Inventory!K17=\"\",\"\",Inventory!K17)","v":""},{"$f":"IF(Inventory!L17=\"\",\"\",Inventory!L17)","v":""},{"$f":"IF(Inventory!M17=\"\",\"\",Inventory!M17)","v":""},{"$f":"IF(Inventory!N17=\"\",\"\",Inventory!N17)","v":""},{"$f":"IF(Inventory!O17=\"\",\"\",Inventory!O17)","v":""},{"$f":"IF(Inventory!P17=\"\",\"\",Inventory!P17)","v":""},{"$f":"IF(Inventory!Q17=\"\",\"\",Inventory!Q17)","v":""},{"$f":"IF(Inventory!R17=\"\",\"\",Inventory!R17)","v":""},{"$f":"IF(Inventory!S17=\"\",\"\",Inventory!S17)","v":""},{"$f":"IF(Inventory!T17=\"\",\"\",Inventory!T17)","v":""},{"$f":"IF(Inventory!U17=\"\",\"\",Inventory!U17)","v":""},{"$f":"IF(Inventory!V17=\"\",\"\",Inventory!V17)","v":""},{"$f":"IF(Inventory!W17=\"\",\"\",Inventory!W17)","v":""}]
[null,9,{"$f":"IF(Inventory!C18=\"\",\"\",Inventory!C18)","v":""},{"$f":"IF(Inventory!D18=\"\",\"\",Inventory!D18)","v":""},{"$f":"IF(Inventory!F18=\"\",\"\",Inventory!F18)","v":""},{"$f":"IF(Inventory!G18=\"\",\"\",Inventory!G18)","v":""},{"$f":"IF(Inventory!I18=\"\",\"\",Inventory!I18)","v":""},{"$f":"IF(Inventory!J18=\"\",\"\",Inventory!J18)","v":""},{"$f":"IF(Inventory!K18=\"\",\"\",Inventory!K18)","v":""},{"$f":"IF(Inventory!L18=\"\",\"\",Inventory!L18)","v":""},{"$f":"IF(Inventory!M18=\"\",\"\",Inventory!M18)","v":""},{"$f":"IF(Inventory!N18=\"\",\"\",Inventory!N18)","v":""},{"$f":"IF(Inventory!O18=\"\",\"\",Inventory!O18)","v":""},{"$f":"IF(Inventory!P18=\"\",\"\",Inventory!P18)","v":""},{"$f":"IF(Inventory!Q18=\"\",\"\",Inventory!Q18)","v":""},{"$f":"IF(Inventory!R18=\"\",\"\",Inventory!R18)","v":""},{"$f":"IF(Inventory!S18=\"\",\"\",Inventory!S18)","v":""},{"$f":"IF(Inventory!T18=\"\",\"\",Inventory!T18)","v":""},{"$f":"IF(Inventory!U18=\"\",\"\",Inventory!U18)","v":""},{"$f":"IF(Inventory!V18=\"\",\"\",Inventory!V18)","v":""},{"$f":"IF(Inventory!W18=\"\",\"\",Inventory!W18)","v":""}]
[null,10,{"$f":"IF(Inventory!C19=\"\",\"\",Inventory!C19)","v":""},{"$f":"IF(Inventory!D19=\"\",\"\",Inventory!D19)","v":""},{"$f":"IF(Inventory!F19=\"\",\"\",Inventory!F19)","v":""},{"$f":"IF(Inventory!G19=\"\",\"\",Inventory!G19)","v":""},{"$f":"IF(Inventory!I19=\"\",\"\",Inventory!I19)","v":""},{"$f":"IF(Inventory!J19=\"\",\"\",Inventory!J19)","v":""},{"$f":"IF(Inventory!K19=\"\",\"\",Inventory!K19)","v":""},{"$f":"IF(Inventory!L19=\"\",\"\",Inventory!L19)","v":""},{"$f":"IF(Inventory!M19=\"\",\"\",Inventory!M19)","v":""},{"$f":"IF(Inventory!N19=\"\",\"\",Inventory!N19)","v":""},{"$f":"IF(Inventory!O19=\"\",\"\",Inventory!O19)","v":""},{"$f":"IF(Inventory!P19=\"\",\"\",Inventory!P19)","v":""},{"$f":"IF(Inventory!Q19=\"\",\"\",Inventory!Q19)","v":""},{"$f":"IF(Inventory!R19=\"\",\"\",Inventory!R19)","v":""},{"$f":"IF(Inventory!S19=\"\",\"\",Inventory!S19)","v":""},{"$f":"IF(Inventory!T19=\"\",\"\",Inventory!T19)","v":""},{"$f":"IF(Inventory!U19=\"\",\"\",Inventory!U19)","v":""},{"$f":"IF(Inventory!V19=\"\",\"\",Inventory!V19)","v":""},{"$f":"IF(Inventory!W19=\"\",\"\",Inventory!W19)","v":""}]
[null,11,{"$f":"IF(Inventory!C20=\"\",\"\",Inventory!C20)","v":""},{"$f":"IF(Inventory!D20=\"\",\"\",Inventory!D20)","v":""},{"$f":"IF(Inventory!F20=\"\",\"\",Inventory!F20)","v":""},{"$f":"IF(Inventory!G20=\"\",\"\",Inventory!G20)","v":""},{"$f":"IF(Inventory!I20=\"\",\"\",Inventory!I20)","v":""},{"$f":"IF(Inventory!J20=\"\",\"\",Inventory!J20)","v":""},{"$f":"IF(Inventory!K20=\"\",\"\",Inventory!K20)","v":""},{"$f":"IF(Inventory!L20=\"\",\"\",Inventory!L20)","v":""},{"$f":"IF(Inventory!M20=\"\",\"\",Inventory!M20)","v":""},{"$f":"IF(Inventory!N20=\"\",\"\",Inventory!N20)","v":""},{"$f":"IF(Inventory!O20=\"\",\"\",Inventory!O20)","v":""},{"$f":"IF(Inventory!P20=\"\",\"\",Inventory!P20)","v":""},{"$f":"IF(Inventory!Q20=\"\",\"\",Inventory!Q20)","v":""},{"$f":"IF(Inventory!R20=\"\",\"\",Inventory!R20)","v":""},{"$f":"IF(Inventory!S20=\"\",\"\",Inventory!S20)","v":""},{"$f":"IF(Inventory!T20=\"\",\"\",Inventory!T20)","v":""},{"$f":"IF(Inventory!U20=\"\",\"\",Inventory!U20)","v":""},{"$f":"IF(Inventory!V20=\"\",\"\",Inventory!V20)","v":""},{"$f":"IF(Inventory!W20=\"\",\"\",Inventory!W20)","v":""}]
[null,12,{"$f":"IF(Inventory!C21=\"\",\"\",Inventory!C21)","v":""},{"$f":"IF(Inventory!D21=\"\",\"\",Inventory!D21)","v":""},{"$f":"IF(Inventory!F21=\"\",\"\",Inventory!F21)","v":""},{"$f":"IF(Inventory!G21=\"\",\"\",Inventory!G21)","v":""},{"$f":"IF(Inventory!I21=\"\",\"\",Inventory!I21)","v":""},{"$f":"IF(Inventory!J21=\"\",\"\",Inventory!J21)","v":""},{"$f":"IF(Inventory!K21=\"\",\"\",Inventory!K21)","v":""},{"$f":"IF(Inventory!L21=\"\",\"\",Inventory!L21)","v":""},{"$f":"IF(Inventory!M21=\"\",\"\",Inventory!M21)","v":""},{"$f":"IF(Inventory!N21=\"\",\"\",Inventory!N21)","v":""},{"$f":"IF(Inventory!O21=\"\",\"\",Inventory!O21)","v":""},{"$f":"IF(Inventory!P21=\"\",\"\",Inventory!P21)","v":""},{"$f":"IF(Inventory!Q21=\"\",\"\",Inventory!Q21)","v":""},{"$f":"IF(Inventory!R21=\"\",\"\",Inventory!R21)","v":""},{"$f":"IF(Inventory!S21=\"\",\"\",Inventory!S21)","v":""},{"$f":"IF(Inventory!T21=\"\",\"\",Inventory!T21)","v":""},{"$f":"IF(Inventory!U21=\"\",\"\",Inventory!U21)","v":""},{"$f":"IF(Inventory!V21=\"\",\"\",Inventory!V21)","v":""},{"$f":"IF(Inventory!W21=\"\",\"\",Inventory!W21)","v":""}]
[null,13,{"$f":"IF(Inventory!C22=\"\",\"\",Inventory!C22)","v":""},{"$f":"IF(Inventory!D22=\"\",\"\",Inventory!D22)","v":""},{"$f":"IF(Inventory!F22=\"\",\"\",Inventory!F22)","v":""},{"$f":"IF(Inventory!G22=\"\",\"\",Inventory!G22)","v":""},{"$f":"IF(Inventory!I22=\"\",\"\",Inventory!I22)","v":""},{"$f":"IF(Inventory!J22=\"\",\"\",Inventory!J22)","v":""},{"$f":"IF(Inventory!K22=\"\",\"\",Inventory!K22)","v":""},{"$f":"IF(Inventory!L22=\"\",\"\",Inventory!L22)","v":""},{"$f":"IF(Inventory!M22=\"\",\"\",Inventory!M22)","v":""},{"$f":"IF(Inventory!N22=\"\",\"\",Inventory!N22)","v":""},{"$f":"IF(Inventory!O22=\"\",\"\",Inventory!O22)","v":""},{"$f":"IF(Inventory!P22=\"\",\"\",Inventory!P22)","v":""},{"$f":"IF(Inventory!Q22=\"\",\"\",Inventory!Q22)","v":""},{"$f":"IF(Inventory!R22=\"\",\"\",Inventory!R22)","v":""},{"$f":"IF(Inventory!S22=\"\",\"\",Inventory!S22)","v":""},{"$f":"IF(Inventory!T22=\"\",\"\",Inventory!T22)","v":""},{"$f":"IF(Inventory!U22=\"\",\"\",Inventory!U22)","v":""},{"$f":"IF(Inventory!V22=\"\",\"\",Inventory!V22)","v":""},{"$f":"IF(Inventory!W22=\"\",\"\",Inventory!W22)","v":""}]
[null,14,{"$f":"IF(Inventory!C23=\"\",\"\",Inventory!C23)","v":""},{"$f":"IF(Inventory!D23=\"\",\"\",Inventory!D23)","v":""},{"$f":"IF(Inventory!F23=\"\",\"\",Inventory!F23)","v":""},{"$f":"IF(Inventory!G23=\"\",\"\",Inventory!G23)","v":""},{"$f":"IF(Inventory!I23=\"\",\"\",Inventory!I23)","v":""},{"$f":"IF(Inventory!J23=\"\",\"\",Inventory!J23)","v":""},{"$f":"IF(Inventory!K23=\"\",\"\",Inventory!K23)","v":""},{"$f":"IF(Inventory!L23=\"\",\"\",Inventory!L23)","v":""},{"$f":"IF(Inventory!M23=\"\",\"\",Inventory!M23)","v":""},{"$f":"IF(Inventory!N23=\"\",\"\",Inventory!N23)","v":""},{"$f":"IF(Inventory!O23=\"\",\"\",Inventory!O23)","v":""},{"$f":"IF(Inventory!P23=\"\",\"\",Inventory!P23)","v":""},{"$f":"IF(Inventory!Q23=\"\",\"\",Inventory!Q23)","v":""},{"$f":"IF(Inventory!R23=\"\",\"\",Inventory!R23)","v":""},{"$f":"IF(Inventory!S23=\"\",\"\",Inventory!S23)","v":""},{"$f":"IF(Inventory!T23=\"\",\"\",Inventory!T23)","v":""},{"$f":"IF(Inventory!U23=\"\",\"\",Inventory!U23)","v":""},{"$f":"IF(Inventory!V23=\"\",\"\",Inventory!V23)","v":""},{"$f":"IF(Inventory!W23=\"\",\"\",Inventory!W23)","v":""}]
[null,15,{"$f":"IF(Inventory!C24=\"\",\"\",Inventory!C24)","v":""},{"$f":"IF(Inventory!D24=\"\",\"\",Inventory!D24)","v":""},{"$f":"IF(Inventory!F24=\"\",\"\",Inventory!F24)","v":""},{"$f":"IF(Inventory!G24=\"\",\"\",Inventory!G24)","v":""},{"$f":"IF(Inventory!I24=\"\",\"\",Inventory!I24)","v":""},{"$f":"IF(Inventory!J24=\"\",\"\",Inventory!J24)","v":""},{"$f":"IF(Inventory!K24=\"\",\"\",Inventory!K24)","v":""},{"$f":"IF(Inventory!L24=\"\",\"\",Inventory!L24)","v":""},{"$f":"IF(Inventory!M24=\"\",\"\",Inventory!M24)","v":""},{"$f":"IF(Inventory!N24=\"\",\"\",Inventory!N24)","v":""},{"$f":"IF(Inventory!O24=\"\",\"\",Inventory!O24)","v":""},{"$f":"IF(Inventory!P24=\"\",\"\",Inventory!P24)","v":""},{"$f":"IF(Inventory!Q24=\"\",\"\",Inventory!Q24)","v":""},{"$f":"IF(Inventory!R24=\"\",\"\",Inventory!R24)","v":""},{"$f":"IF(Inventory!S24=\"\",\"\",Inventory!S24)","v":""},{"$f":"IF(Inventory!T24=\"\",\"\",Inventory!T24)","v":""},{"$f":"IF(Inventory!U24=\"\",\"\",Inventory!U24)","v":""},{"$f":"IF(Inventory!V24=\"\",\"\",Inventory!V24)","v":""},{"$f":"IF(Inventory!W24=\"\",\"\",Inventory!W24)","v":""}]
[null,16,{"$f":"IF(Inventory!C25=\"\",\"\",Inventory!C25)","v":""},{"$f":"IF(Inventory!D25=\"\",\"\",Inventory!D25)","v":""},{"$f":"IF(Inventory!F25=\"\",\"\",Inventory!F25)","v":""},{"$f":"IF(Inventory!G25=\"\",\"\",Inventory!G25)","v":""},{"$f":"IF(Inventory!I25=\"\",\"\",Inventory!I25)","v":""},{"$f":"IF(Inventory!J25=\"\",\"\",Inventory!J25)","v":""},{"$f":"IF(Inventory!K25=\"\",\"\",Inventory!K25)","v":""},{"$f":"IF(Inventory!L25=\"\",\"\",Inventory!L25)","v":""},{"$f":"IF(Inventory!M25=\"\",\"\",Inventory!M25)","v":""},{"$f":"IF(Inventory!N25=\"\",\"\",Inventory!N25)","v":""},{"$f":"IF(Inventory!O25=\"\",\"\",Inventory!O25)","v":""},{"$f":"IF(Inventory!P25=\"\",\"\",Inventory!P25)","v":""},{"$f":"IF(Inventory!Q25=\"\",\"\",Inventory!Q25)","v":""},{"$f":"IF(Inventory!R25=\"\",\"\",Inventory!R25)","v":""},{"$f":"IF(Inventory!S25=\"\",\"\",Inventory!S25)","v":""},{"$f":"IF(Inventory!T25=\"\",\"\",Inventory!T25)","v":""},{"$f":"IF(Inventory!U25=\"\",\"\",Inventory!U25)","v":""},{"$f":"IF(Inventory!V25=\"\",\"\",Inventory!V25)","v":""},{"$f":"IF(Inventory!W25=\"\",\"\",Inventory!W25)","v":""}]
[null,17,{"$f":"IF(Inventory!C26=\"\",\"\",Inventory!C26)","v":""},{"$f":"IF(Inventory!D26=\"\",\"\",Inventory!D26)","v":""},{"$f":"IF(Inventory!F26=\"\",\"\",Inventory!F26)","v":""},{"$f":"IF(Inventory!G26=\"\",\"\",Inventory!G26)","v":""},{"$f":"IF(Inventory!I26=\"\",\"\",Inventory!I26)","v":""},{"$f":"IF(Inventory!J26=\"\",\"\",Inventory!J26)","v":""},{"$f":"IF(Inventory!K26=\"\",\"\",Inventory!K26)","v":""},{"$f":"IF(Inventory!L26=\"\",\"\",Inventory!L26)","v":""},{"$f":"IF(Inventory!M26=\"\",\"\",Inventory!M26)","v":""},{"$f":"IF(Inventory!N26=\"\",\"\",Inventory!N26)","v":""},{"$f":"IF(Inventory!O26=\"\",\"\",Inventory!O26)","v":""},{"$f":"IF(Inventory!P26=\"\",\"\",Inventory!P26)","v":""},{"$f":"IF(Inventory!Q26=\"\",\"\",Inventory!Q26)","v":""},{"$f":"IF(Inventory!R26=\"\",\"\",Inventory!R26)","v":""},{"$f":"IF(Inventory!S26=\"\",\"\",Inventory!S26)","v":""},{"$f":"IF(Inventory!T26=\"\",\"\",Inventory!T26)","v":""},{"$f":"IF(Inventory!U26=\"\",\"\",Inventory!U26)","v":""},{"$f":"IF(Inventory!V26=\"\",\"\",Inventory!V26)","v":""},{"$f":"IF(Inventory!W26=\"\",\"\",Inventory!W26)","v":""}]
[null,18,{"$f":"IF(Inventory!C27=\"\",\"\",Inventory!C27)","v":""},{"$f":"IF(Inventory!D27=\"\",\"\",Inventory!D27)","v":""},{"$f":"IF(Inventory!F27=\"\",\"\",Inventory!F27)","v":""},{"$f":"IF(Inventory!G27=\"\",\"\",Inventory!G27)","v":""},{"$f":"IF(Inventory!I27=\"\",\"\",Inventory!I27)","v":""},{"$f":"IF(Inventory!J27=\"\",\"\",Inventory!J27)","v":""},{"$f":"IF(Inventory!K27=\"\",\"\",Inventory!K27)","v":""},{"$f":"IF(Inventory!L27=\"\",\"\",Inventory!L27)","v":""},{"$f":"IF(Inventory!M27=\"\",\"\",Inventory!M27)","v":""},{"$f":"IF(Inventory!N27=\"\",\"\",Inventory!N27)","v":""},{"$f":"IF(Inventory!O27=\"\",\"\",Inventory!O27)","v":""},{"$f":"IF(Inventory!P27=\"\",\"\",Inventory!P27)","v":""},{"$f":"IF(Inventory!Q27=\"\",\"\",Inventory!Q27)","v":""},{"$f":"IF(Inventory!R27=\"\",\"\",Inventory!R27)","v":""},{"$f":"IF(Inventory!S27=\"\",\"\",Inventory!S27)","v":""},{"$f":"IF(Inventory!T27=\"\",\"\",Inventory!T27)","v":""},{"$f":"IF(Inventory!U27=\"\",\"\",Inventory!U27)","v":""},{"$f":"IF(Inventory!V27=\"\",\"\",Inventory!V27)","v":""},{"$f":"IF(Inventory!W27=\"\",\"\",Inventory!W27)","v":""}]
[null,19,{"$f":"IF(Inventory!C28=\"\",\"\",Inventory!C28)","v":""},{"$f":"IF(Inventory!D28=\"\",\"\",Inventory!D28)","v":""},{"$f":"IF(Inventory!F28=\"\",\"\",Inventory!F28)","v":""},{"$f":"IF(Inventory!G28=\"\",\"\",Inventory!G28)","v":""},{"$f":"IF(Inventory!I28=\"\",\"\",Inventory!I28)","v":""},{"$f":"IF(Inventory!J28=\"\",\"\",Inventory!J28)","v":""},{"$f":"IF(Inventory!K28=\"\",\"\",Inventory!K28)","v":""},{"$f":"IF(Inventory!L28=\"\",\"\",Inventory!L28)","v":""},{"$f":"IF(Inventory!M28=\"\",\"\",Inventory!M28)","v":""},{"$f":"IF(Inventory!N28=\"\",\"\",Inventory!N28)","v":""},{"$f":"IF(Inventory!O28=\"\",\"\",Inventory!O28)","v":""},{"$f":"IF(Inventory!P28=\"\",\"\",Inventory!P28)","v":""},{"$f":"IF(Inventory!Q28=\"\",\"\",Inventory!Q28)","v":""},{"$f":"IF(Inventory!R28=\"\",\"\",Inventory!R28)","v":""},{"$f":"IF(Inventory!S28=\"\",\"\",Inventory!S28)","v":""},{"$f":"IF(Inventory!T28=\"\",\"\",Inventory!T28)","v":""},{"$f":"IF(Inventory!U28=\"\",\"\",Inventory!U28)","v":""},{"$f":"IF(Inventory!V28=\"\",\"\",Inventory!V28)","v":""},{"$f":"IF(Inventory!W28=\"\",\"\",Inventory!W28)","v":""}]
[null,20,{"$f":"IF(Inventory!C29=\"\",\"\",Inventory!C29)","v":""},{"$f":"IF(Inventory!D29=\"\",\"\",Inventory!D29)","v":""},{"$f":"IF(Inventory!F29=\"\",\"\",Inventory!F29)","v":""},{"$f":"IF(Inventory!G29=\"\",\"\",Inventory!G29)","v":""},{"$f":"IF(Inventory!I29=\"\",\"\",Inventory!I29)","v":""},{"$f":"IF(Inventory!J29=\"\",\"\",Inventory!J29)","v":""},{"$f":"IF(Inventory!K29=\"\",\"\",Inventory!K29)","v":""},{"$f":"IF(Inventory!L29=\"\",\"\",Inventory!L29)","v":""},{"$f":"IF(Inventory!M29=\"\",\"\",Inventory!M29)","v":""},{"$f":"IF(Inventory!N29=\"\",\"\",Inventory!N29)","v":""},{"$f":"IF(Inventory!O29=\"\",\"\",Inventory!O29)","v":""},{"$f":"IF(Inventory!P29=\"\",\"\",Inventory!P29)","v":""},{"$f":"IF(Inventory!Q29=\"\",\"\",Inventory!Q29)","v":""},{"$f":"IF(Inventory!R29=\"\",\"\",Inventory!R29)","v":""},{"$f":"IF(Inventory!S29=\"\",\"\",Inventory!S29)","v":""},{"$f":"IF(Inventory!T29=\"\",\"\",Inventory!T29)","v":""},{"$f":"IF(Inventory!U29=\"\",\"\",Inventory!U29)","v":""},{"$f":"IF(Inventory!V29=\"\",\"\",Inventory!V29)","v":""},{"$f":"IF(Inventory!W29=\"\",\"\",Inventory!W29)","v":""}]
[null,21,{"$f":"IF(Inventory!C30=\"\",\"\",Inventory!C30)","v":""},{"$f":"IF(Inventory!D30=\"\",\"\",Inventory!D30)","v":""},{"$f":"IF(Inventory!F30=\"\",\"\",Inventory!F30)","v":""},{"$f":"IF(Inventory!G30=\"\",\"\",Inventory!G30)","v":""},{"$f":"IF(Inventory!I30=\"\",\"\",Inventory!I30)","v":""},{"$f":"IF(Inventory!J30=\"\",\"\",Inventory!J30)","v":""},{"$f":"IF(Inventory!K30=\"\",\"\",Inventory!K30)","v":""},{"$f":"IF(Inventory!L30=\"\",\"\",Inventory!L30)","v":""},{"$f":"IF(Inventory!M30=\"\",\"\",Inventory!M30)","v":""},{"$f":"IF(Inventory!N30=\"\",\"\",Inventory!N30)","v":""},{"$f":"IF(Inventory!O30=\"\",\"\",Inventory!O30)","v":""},{"$f":"IF(Inventory!P30=\"\",\"\",Inventory!P30)","v":""},{"$f":"IF(Inventory!Q30=\"\",\"\",Inventory!Q30)","v":""},{"$f":"IF(Inventory!R30=\"\",\"\",Inventory!R30)","v":""},{"$f":"IF(Inventory!S30=\"\",\"\",Inventory!S30)","v":""},{"$f":"IF(Inventory!T30=\"\",\"\",Inventory!T30)","v":""},{"$f":"IF(Inventory!U30=\"\",\"\",Inventory!U30)","v":""},{"$f":"IF(Inventory!V30=\"\",\"\",Inventory!V30)","v":""},{"$f":"IF(Inventory!W30=\"\",\"\",Inventory!W30)","v":""}]
[null,22,{"$f":"IF(Inventory!C31=\"\",\"\",Inventory!C31)","v":""},{"$f":"IF(Inventory!D31=\"\",\"\",Inventory!D31)","v":""},{"$f":"IF(Inventory!F31=\"\",\"\",Inventory!F31)","v":""},{"$f":"IF(Inventory!G31=\"\",\"\",Inventory!G31)","v":""},{"$f":"IF(Inventory!I31=\"\",\"\",Inventory!I31)","v":""},{"$f":"IF(Inventory!J31=\"\",\"\",Inventory!J31)","v":""},{"$f":"IF(Inventory!K31=\"\",\"\",Inventory!K31)","v":""},{"$f":"IF(Inventory!L31=\"\",\"\",Inventory!L31)","v":""},{"$f":"IF(Inventory!M31=\"\",\"\",Inventory!M31)","v":""},{"$f":"IF(Inventory!N31=\"\",\"\",Inventory!N31)","v":""},{"$f":"IF(Inventory!O31=\"\",\"\",Inventory!O31)","v":""},{"$f":"IF(Inventory!P31=\"\",\"\",Inventory!P31)","v":""},{"$f":"IF(Inventory!Q31=\"\",\"\",Inventory!Q31)","v":""},{"$f":"IF(Inventory!R31=\"\",\"\",Inventory!R31)","v":""},{"$f":"IF(Inventory!S31=\"\",\"\",Inventory!S31)","v":""},{"$f":"IF(Inventory!T31=\"\",\"\",Inventory!T31)","v":""},{"$f":"IF(Inventory!U31=\"\",\"\",Inventory!U31)","v":""},{"$f":"IF(Inventory!V31=\"\",\"\",Inventory!V31)","v":""},{"$f":"IF(Inventory!W31=\"\",\"\",Inventory!W31)","v":""}]
[null,23,{"$f":"IF(Inventory!C32=\"\",\"\",Inventory!C32)","v":""},{"$f":"IF(Inventory!D32=\"\",\"\",Inventory!D32)","v":""},{"$f":"IF(Inventory!F32=\"\",\"\",Inventory!F32)","v":""},{"$f":"IF(Inventory!G32=\"\",\"\",Inventory!G32)","v":""},{"$f":"IF(Inventory!I32=\"\",\"\",Inventory!I32)","v":""},{"$f":"IF(Inventory!J32=\"\",\"\",Inventory!J32)","v":""},{"$f":"IF(Inventory!K32=\"\",\"\",Inventory!K32)","v":""},{"$f":"IF(Inventory!L32=\"\",\"\",Inventory!L32)","v":""},{"$f":"IF(Inventory!M32=\"\",\"\",Inventory!M32)","v":""},{"$f":"IF(Inventory!N32=\"\",\"\",Inventory!N32)","v":""},{"$f":"IF(Inventory!O32=\"\",\"\",Inventory!O32)","v":""},{"$f":"IF(Inventory!P32=\"\",\"\",Inventory!P32)","v":""},{"$f":"IF(Inventory!Q32=\"\",\"\",Inventory!Q32)","v":""},{"$f":"IF(Inventory!R32=\"\",\"\",Inventory!R32)","v":""},{"$f":"IF(Inventory!S32=\"\",\"\",Inventory!S32)","v":""},{"$f":"IF(Inventory!T32=\"\",\"\",Inventory!T32)","v":""},{"$f":"IF(Inventory!U32=\"\",\"\",Inventory!U32)","v":""},{"$f":"IF(Inventory!V32=\"\",\"\",Inventory!V32)","v":""},{"$f":"IF(Inventory!W32=\"\",\"\",Inventory!W32)","v":""}]
[null,24,{"$f":"IF(Inventory!C33=\"\",\"\",Inventory!C33)","v":""},{"$f":"IF(Inventory!D33=\"\",\"\",Inventory!D33)","v":""},{"$f":"IF(Inventory!F33=\"\",\"\",Inventory!F33)","v":""},{"$f":"IF(Inventory!G33=\"\",\"\",Inventory!G33)","v":""},{"$f":"IF(Inventory!I33=\"\",\"\",Inventory!I33)","v":""},{"$f":"IF(Inventory!J33=\"\",\"\",Inventory!J33)","v":""},{"$f":"IF(Inventory!K33=\"\",\"\",Inventory!K33)","v":""},{"$f":"IF(Inventory!L33=\"\",\"\",Inventory!L33)","v":""},{"$f":"IF(Inventory!M33=\"\",\"\",Inventory!M33)","v":""},{"$f":"IF(Inventory!N33=\"\",\"\",Inventory!N33)","v":""},{"$f":"IF(Inventory!O33=\"\",\"\",Inventory!O33)","v":""},{"$f":"IF(Inventory!P33=\"\",\"\",Inventory!P33)","v":""},{"$f":"IF(Inventory!Q33=\"\",\"\",Inventory!Q33)","v":""},{"$f":"IF(Inventory!R33=\"\",\"\",Inventory!R33)","v":""},{"$f":"IF(Inventory!S33=\"\",\"\",Inventory!S33)","v":""},{"$f":"IF(Inventory!T33=\"\",\"\",Inventory!T33)","v":""},{"$f":"IF(Inventory!U33=\"\",\"\",Inventory!U33)","v":""},{"$f":"IF(Inventory!V33=\"\",\"\",Inventory!V33)","v":""},{"$f":"IF(Inventory!W33=\"\",\"\",Inventory!W33)","v":""}]
[null,25,{"$f":"IF(Inventory!C34=\"\",\"\",Inventory!C34)","v":""},{"$f":"IF(Inventory!D34=\"\",\"\",Inventory!D34)","v":""},{"$f":"IF(Inventory!F34=\"\",\"\",Inventory!F34)","v":""},{"$f":"IF(Inventory!G34=\"\",\"\",Inventory!G34)","v":""},{"$f":"IF(Inventory!I34=\"\",\"\",Inventory!I34)","v":""},{"$f":"IF(Inventory!J34=\"\",\"\",Inventory!J34)","v":""},{"$f":"IF(Inventory!K34=\"\",\"\",Inventory!K34)","v":""},{"$f":"IF(Inventory!L34=\"\",\"\",Inventory!L34)","v":""},{"$f":"IF(Inventory!M34=\"\",\"\",Inventory!M34)","v":""},{"$f":"IF(Inventory!N34=\"\",\"\",Inventory!N34)","v":""},{"$f":"IF(Inventory!O34=\"\",\"\",Inventory!O34)","v":""},{"$f":"IF(Inventory!P34=\"\",\"\",Inventory!P34)","v":""},{"$f":"IF(Inventory!Q34=\"\",\"\",Inventory!Q34)","v":""},{"$f":"IF(Inventory!R34=\"\",\"\",Inventory!R34)","v":""},{"$f":"IF(Inventory!S34=\"\",\"\",Inventory!S34)","v":""},{"$f":"IF(Inventory!T34=\"\",\"\",Inventory!T34)","v":""},{"$f":"IF(Inventory!U34=\"\",\"\",Inventory!U34)","v":""},{"$f":"IF(Inventory!V34=\"\",\"\",Inventory!V34)","v":""},{"$f":"IF(Inventory!W34=\"\",\"\",Inventory!W34)","v":""}]
[null,26,{"$f":"IF(Inventory!C35=\"\",\"\",Inventory!C35)","v":""},{"$f":"IF(Inventory!D35=\"\",\"\",Inventory!D35)","v":""},{"$f":"IF(Inventory!F35=\"\",\"\",Inventory!F35)","v":""},{"$f":"IF(Inventory!G35=\"\",\"\",Inventory!G35)","v":""},{"$f":"IF(Inventory!I35=\"\",\"\",Inventory!I35)","v":""},{"$f":"IF(Inventory!J35=\"\",\"\",Inventory!J35)","v":""},{"$f":"IF(Inventory!K35=\"\",\"\",Inventory!K35)","v":""},{"$f":"IF(Inventory!L35=\"\",\"\",Inventory!L35)","v":""},{"$f":"IF(Inventory!M35=\"\",\"\",Inventory!M35)","v":""},{"$f":"IF(Inventory!N35=\"\",\"\",Inventory!N35)","v":""},{"$f":"IF(Inventory!O35=\"\",\"\",Inventory!O35)","v":""},{"$f":"IF(Inventory!P35=\"\",\"\",Inventory!P35)","v":""},{"$f":"IF(Inventory!Q35=\"\",\"\",Inventory!Q35)","v":""},{"$f":"IF(Inventory!R35=\"\",\"\",Inventory!R35)","v":""},{"$f":"IF(Inventory!S35=\"\",\"\",Inventory!S35)","v":""},{"$f":"IF(Inventory!T35=\"\",\"\",Inventory!T35)","v":""},{"$f":"IF(Inventory!U35=\"\",\"\",Inventory!U35)","v":""},{"$f":"IF(Inventory!V35=\"\",\"\",Inventory!V35)","v":""},{"$f":"IF(Inventory!W35=\"\",\"\",Inventory!W35)","v":""}]
[null,27,{"$f":"IF(Inventory!C36=\"\",\"\",Inventory!C36)","v":""},{"$f":"IF(Inventory!D36=\"\",\"\",Inventory!D36)","v":""},{"$f":"IF(Inventory!F36=\"\",\"\",Inventory!F36)","v":""},{"$f":"IF(Inventory!G36=\"\",\"\",Inventory!G36)","v":""},{"$f":"IF(Inventory!I36=\"\",\"\",Inventory!I36)","v":""},{"$f":"IF(Inventory!J36=\"\",\"\",Inventory!J36)","v":""},{"$f":"IF(Inventory!K36=\"\",\"\",Inventory!K36)","v":""},{"$f":"IF(Inventory!L36=\"\",\"\",Inventory!L36)","v":""},{"$f":"IF(Inventory!M36=\"\",\"\",Inventory!M36)","v":""},{"$f":"IF(Inventory!N36=\"\",\"\",Inventory!N36)","v":""},{"$f":"IF(Inventory!O36=\"\",\"\",Inventory!O36)","v":""},{"$f":"IF(Inventory!P36=\"\",\"\",Inventory!P36)","v":""},{"$f":"IF(Inventory!Q36=\"\",\"\",Inventory!Q36)","v":""},{"$f":"IF(Inventory!R36=\"\",\"\",Inventory!R36)","v":""},{"$f":"IF(Inventory!S36=\"\",\"\",Inventory!S36)","v":""},{"$f":"IF(Inventory!T36=\"\",\"\",Inventory!T36)","v":""},{"$f":"IF(Inventory!U36=\"\",\"\",Inventory!U36)","v":""},{"$f":"IF(Inventory!V36=\"\",\"\",Inventory!V36)","v":""},{"$f":"IF(Inventory!W36=\"\",\"\",Inventory!W36)","v":""}]
[null,28,{"$f":"IF(Inventory!C37=\"\",\"\",Inventory!C37)","v":""},{"$f":"IF(Inventory!D37=\"\",\"\",Inventory!D37)","v":""},{"$f":"IF(Inventory!F37=\"\",\"\",Inventory!F37)","v":""},{"$f":"IF(Inventory!G37=\"\",\"\",Inventory!G37)","v":""},{"$f":"IF(Inventory!I37=\"\",\"\",Inventory!I37)","v":""},{"$f":"IF(Inventory!J37=\"\",\"\",Inventory!J37)","v":""},{"$f":"IF(Inventory!K37=\"\",\"\",Inventory!K37)","v":""},{"$f":"IF(Inventory!L37=\"\",\"\",Inventory!L37)","v":""},{"$f":"IF(Inventory!M37=\"\",\"\",Inventory!M37)","v":""},{"$f":"IF(Inventory!N37=\"\",\"\",Inventory!N37)","v":""},{"$f":"IF(Inventory!O37=\"\",\"\",Inventory!O37)","v":""},{"$f":"IF(Inventory!P37=\"\",\"\",Inventory!P37)","v":""},{"$f":"IF(Inventory!Q37=\"\",\"\",Inventory!Q37)","v":""},{"$f":"IF(Inventory!R37=\"\",\"\",Inventory!R37)","v":""},{"$f":"IF(Inventory!S37=\"\",\"\",Inventory!S37)","v":""},{"$f":"IF(Inventory!T37=\"\",\"\",Inventory!T37)","v":""},{"$f":"IF(Inventory!U37=\"\",\"\",Inventory!U37)","v":""},{"$f":"IF(Inventory!V37=\"\",\"\",Inventory!V37)","v":""},{"$f":"IF(Inventory!W37=\"\",\"\",Inventory!W37)","v":""}]
[null,29,{"$f":"IF(Inventory!C38=\"\",\"\",Inventory!C38)","v":""},{"$f":"IF(Inventory!D38=\"\",\"\",Inventory!D38)","v":""},{"$f":"IF(Inventory!F38=\"\",\"\",Inventory!F38)","v":""},{"$f":"IF(Inventory!G38=\"\",\"\",Inventory!G38)","v":""},{"$f":"IF(Inventory!I38=\"\",\"\",Inventory!I38)","v":""},{"$f":"IF(Inventory!J38=\"\",\"\",Inventory!J38)","v":""},{"$f":"IF(Inventory!K38=\"\",\"\",Inventory!K38)","v":""},{"$f":"IF(Inventory!L38=\"\",\"\",Inventory!L38)","v":""},{"$f":"IF(Inventory!M38=\"\",\"\",Inventory!M38)","v":""},{"$f":"IF(Inventory!N38=\"\",\"\",Inventory!N38)","v":""},{"$f":"IF(Inventory!O38=\"\",\"\",Inventory!O38)","v":""},{"$f":"IF(Inventory!P38=\"\",\"\",Inventory!P38)","v":""},{"$f":"IF(Inventory!Q38=\"\",\"\",Inventory!Q38)","v":""},{"$f":"IF(Inventory!R38=\"\",\"\",Inventory!R38)","v":""},{"$f":"IF(Inventory!S38=\"\",\"\",Inventory!S38)","v":""},{"$f":"IF(Inventory!T38=\"\",\"\",Inventory!T38)","v":""},{"$f":"IF(Inventory!U38=\"\",\"\",Inventory!U38)","v":""},{"$f":"IF(Inventory!V38=\"\",\"\",Inventory!V38)","v":""},{"$f":"IF(Inventory!W38=\"\",\"\",Inventory!W38)","v":""}]
[null,30,{"$f":"IF(Inventory!C39=\"\",\"\",Inventory!C39)","v":""},{"$f":"IF(Inventory!D39=\"\",\"\",Inventory!D39)","v":""},{"$f":"IF(Inventory!F39=\"\",\"\",Inventory!F39)","v":""},{"$f":"IF(Inventory!G39=\"\",\"\",Inventory!G39)","v":""},{"$f":"IF(Inventory!I39=\"\",\"\",Inventory!I39)","v":""},{"$f":"IF(Inventory!J39=\"\",\"\",Inventory!J39)","v":""},{"$f":"IF(Inventory!K39=\"\",\"\",Inventory!K39)","v":""},{"$f":"IF(Inventory!L39=\"\",\"\",Inventory!L39)","v":""},{"$f":"IF(Inventory!M39=\"\",\"\",Inventory!M39)","v":""},{"$f":"IF(Inventory!N39=\"\",\"\",Inventory!N39)","v":""},{"$f":"IF(Inventory!O39=\"\",\"\",Inventory!O39)","v":""},{"$f":"IF(Inventory!P39=\"\",\"\",Inventory!P39)","v":""},{"$f":"IF(Inventory!Q39=\"\",\"\",Inventory!Q39)","v":""},{"$f":"IF(Inventory!R39=\"\",\"\",Inventory!R39)","v":""},{"$f":"IF(Inventory!S39=\"\",\"\",Inventory!S39)","v":""},{"$f":"IF(Inventory!T39=\"\",\"\",Inventory!T39)","v":""},{"$f":"IF(Inventory!U39=\"\",\"\",Inventory!U39)","v":""},{"$f":"IF(Inventory!V39=\"\",\"\",Inventory!V39)","v":""},{"$f":"IF(Inventory!W39=\"\",\"\",Inventory!W39)","v":""}]
[null,31,{"$f":"IF(Inventory!C40=\"\",\"\",Inventory!C40)","v":""},{"$f":"IF(Inventory!D40=\"\",\"\",Inventory!D40)","v":""},{"$f":"IF(Inventory!F40=\"\",\"\",Inventory!F40)","v":""},{"$f":"IF(Inventory!G40=\"\",\"\",Inventory!G40)","v":""},{"$f":"IF(Inventory!I40=\"\",\"\",Inventory!I40)","v":""},{"$f":"IF(Inventory!J40=\"\",\"\",Inventory!J40)","v":""},{"$f":"IF(Inventory!K40=\"\",\"\",Inventory!K40)","v":""},{"$f":"IF(Inventory!L40=\"\",\"\",Inventory!L40)","v":""},{"$f":"IF(Inventory!M40=\"\",\"\",Inventory!M40)","v":""},{"$f":"IF(Inventory!N40=\"\",\"\",Inventory!N40)","v":""},{"$f":"IF(Inventory!O40=\"\",\"\",Inventory!O40)","v":""},{"$f":"IF(Inventory!P40=\"\",\"\",Inventory!P40)","v":""},{"$f":"IF(Inventory!Q40=\"\",\"\",Inventory!Q40)","v":""},{"$f":"IF(Inventory!R40=\"\",\"\",Inventory!R40)","v":""},{"$f":"IF(Inventory!S40=\"\",\"\",Inventory!S40)","v":""},{"$f":"IF(Inventory!T40=\"\",\"\",Inventory!T40)","v":""},{"$f":"IF(Inventory!U40=\"\",\"\",Inventory!U40)","v":""},{"$f":"IF(Inventory!V40=\"\",\"\",Inventory!V40)","v":""},{"$f":"IF(Inventory!W40=\"\",\"\",Inventory!W40)","v":""}]
[null,32,{"$f":"IF(Inventory!C41=\"\",\"\",Inventory!C41)","v":""},{"$f":"IF(Inventory!D41=\"\",\"\",Inventory!D41)","v":""},{"$f":"IF(Inventory!F41=\"\",\"\",Inventory!F41)","v":""},{"$f":"IF(Inventory!G41=\"\",\"\",Inventory!G41)","v":""},{"$f":"IF(Inventory!I41=\"\",\"\",Inventory!I41)","v":""},{"$f":"IF(Inventory!J41=\"\",\"\",Inventory!J41)","v":""},{"$f":"IF(Inventory!K41=\"\",\"\",Inventory!K41)","v":""},{"$f":"IF(Inventory!L41=\"\",\"\",Inventory!L41)","v":""},{"$f":"IF(Inventory!M41=\"\",\"\",Inventory!M41)","v":""},{"$f":"IF(Inventory!N41=\"\",\"\",Inventory!N41)","v":""},{"$f":"IF(Inventory!O41=\"\",\"\",Inventory!O41)","v":""},{"$f":"IF(Inventory!P41=\"\",\"\",Inventory!P41)","v":""},{"$f":"IF(Inventory!Q41=\"\",\"\",Inventory!Q41)","v":""},{"$f":"IF(Inventory!R41=\"\",\"\",Inventory!R41)","v":""},{"$f":"IF(Inventory!S41=\"\",\"\",Inventory!S41)","v":""},{"$f":"IF(Inventory!T41=\"\",\"\",Inventory!T41)","v":""},{"$f":"IF(Inventory!U41=\"\",\"\",Inventory!U41)","v":""},{"$f":"IF(Inventory!V41=\"\",\"\",Inventory!V41)","v":""},{"$f":"IF(Inventory!W41=\"\",\"\",Inventory!W41)","v":""}]
[null,33,{"$f":"IF(Inventory!C42=\"\",\"\",Inventory!C42)","v":""},{"$f":"IF(Inventory!D42=\"\",\"\",Inventory!D42)","v":""},{"$f":"IF(Inventory!F42=\"\",\"\",Inventory!F42)","v":""},{"$f":"IF(Inventory!G42=\"\",\"\",Inventory!G42)","v":""},{"$f":"IF(Inventory!I42=\"\",\"\",Inventory!I42)","v":""},{"$f":"IF(Inventory!J42=\"\",\"\",Inventory!J42)","v":""},{"$f":"IF(Inventory!K42=\"\",\"\",Inventory!K42)","v":""},{"$f":"IF(Inventory!L42=\"\",\"\",Inventory!L42)","v":""},{"$f":"IF(Inventory!M42=\"\",\"\",Inventory!M42)","v":""},{"$f":"IF(Inventory!N42=\"\",\"\",Inventory!N42)","v":""},{"$f":"IF(Inventory!O42=\"\",\"\",Inventory!O42)","v":""},{"$f":"IF(Inventory!P42=\"\",\"\",Inventory!P42)","v":""},{"$f":"IF(Inventory!Q42=\"\",\"\",Inventory!Q42)","v":""},{"$f":"IF(Inventory!R42=\"\",\"\",Inventory!R42)","v":""},{"$f":"IF(Inventory!S42=\"\",\"\",Inventory!S42)","v":""},{"$f":"IF(Inventory!T42=\"\",\"\",Inventory!T42)","v":""},{"$f":"IF(Inventory!U42=\"\",\"\",Inventory!U42)","v":""},{"$f":"IF(Inventory!V42=\"\",\"\",Inventory!V42)","v":""},{"$f":"IF(Inventory!W42=\"\",\"\",Inventory!W42)","v":""}]
[null,34,{"$f":"IF(Inventory!C43=\"\",\"\",Inventory!C43)","v":""},{"$f":"IF(Inventory!D43=\"\",\"\",Inventory!D43)","v":""},{"$f":"IF(Inventory!F43=\"\",\"\",Inventory!F43)","v":""},{"$f":"IF(Inventory!G43=\"\",\"\",Inventory!G43)","v":""},{"$f":"IF(Inventory!I43=\"\",\"\",Inventory!I43)","v":""},{"$f":"IF(Inventory!J43=\"\",\"\",Inventory!J43)","v":""},{"$f":"IF(Inventory!K43=\"\",\"\",Inventory!K43)","v":""},{"$f":"IF(Inventory!L43=\"\",\"\",Inventory!L43)","v":""},{"$f":"IF(Inventory!M43=\"\",\"\",Inventory!M43)","v":""},{"$f":"IF(Inventory!N43=\"\",\"\",Inventory!N43)","v":""},{"$f":"IF(Inventory!O43=\"\",\"\",Inventory!O43)","v":""},{"$f":"IF(Inventory!P43=\"\",\"\",Inventory!P43)","v":""},{"$f":"IF(Inventory!Q43=\"\",\"\",Inventory!Q43)","v":""},{"$f":"IF(Inventory!R43=\"\",\"\",Inventory!R43)","v":""},{"$f":"IF(Inventory!S43=\"\",\"\",Inventory!S43)","v":""},{"$f":"IF(Inventory!T43=\"\",\"\",Inventory!T43)","v":""},{"$f":"IF(Inventory!U43=\"\",\"\",Inventory!U43)","v":""},{"$f":"IF(Inventory!V43=\"\",\"\",Inventory!V43)","v":""},{"$f":"IF(Inventory!W43=\"\",\"\",Inventory!W43)","v":""}]
[null,35,{"$f":"IF(Inventory!C44=\"\",\"\",Inventory!C44)","v":""},{"$f":"IF(Inventory!D44=\"\",\"\",Inventory!D44)","v":""},{"$f":"IF(Inventory!F44=\"\",\"\",Inventory!F44)","v":""},{"$f":"IF(Inventory!G44=\"\",\"\",Inventory!G44)","v":""},{"$f":"IF(Inventory!I44=\"\",\"\",Inventory!I44)","v":""},{"$f":"IF(Inventory!J44=\"\",\"\",Inventory!J44)","v":""},{"$f":"IF(Inventory!K44=\"\",\"\",Inventory!K44)","v":""},{"$f":"IF(Inventory!L44=\"\",\"\",Inventory!L44)","v":""},{"$f":"IF(Inventory!M44=\"\",\"\",Inventory!M44)","v":""},{"$f":"IF(Inventory!N44=\"\",\"\",Inventory!N44)","v":""},{"$f":"IF(Inventory!O44=\"\",\"\",Inventory!O44)","v":""},{"$f":"IF(Inventory!P44=\"\",\"\",Inventory!P44)","v":""},{"$f":"IF(Inventory!Q44=\"\",\"\",Inventory!Q44)","v":""},{"$f":"IF(Inventory!R44=\"\",\"\",Inventory!R44)","v":""},{"$f":"IF(Inventory!S44=\"\",\"\",Inventory!S44)","v":""},{"$f":"IF(Inventory!T44=\"\",\"\",Inventory!T44)","v":""},{"$f":"IF(Inventory!U44=\"\",\"\",Inventory!U44)","v":""},{"$f":"IF(Inventory!V44=\"\",\"\",Inventory!V44)","v":""},{"$f":"IF(Inventory!W44=\"\",\"\",Inventory!W44)","v":""}]
[null,36,{"$f":"IF(Inventory!C45=\"\",\"\",Inventory!C45)","v":""},{"$f":"IF(Inventory!D45=\"\",\"\",Inventory!D45)","v":""},{"$f":"IF(Inventory!F45=\"\",\"\",Inventory!F45)","v":""},{"$f":"IF(Inventory!G45=\"\",\"\",Inventory!G45)","v":""},{"$f":"IF(Inventory!I45=\"\",\"\",Inventory!I45)","v":""},{"$f":"IF(Inventory!J45=\"\",\"\",Inventory!J45)","v":""},{"$f":"IF(Inventory!K45=\"\",\"\",Inventory!K45)","v":""},{"$f":"IF(Inventory!L45=\"\",\"\",Inventory!L45)","v":""},{"$f":"IF(Inventory!M45=\"\",\"\",Inventory!M45)","v":""},{"$f":"IF(Inventory!N45=\"\",\"\",Inventory!N45)","v":""},{"$f":"IF(Inventory!O45=\"\",\"\",Inventory!O45)","v":""},{"$f":"IF(Inventory!P45=\"\",\"\",Inventory!P45)","v":""},{"$f":"IF(Inventory!Q45=\"\",\"\",Inventory!Q45)","v":""},{"$f":"IF(Inventory!R45=\"\",\"\",Inventory!R45)","v":""},{"$f":"IF(Inventory!S45=\"\",\"\",Inventory!S45)","v":""},{"$f":"IF(Inventory!T45=\"\",\"\",Inventory!T45)","v":""},{"$f":"IF(Inventory!U45=\"\",\"\",Inventory!U45)","v":""},{"$f":"IF(Inventory!V45=\"\",\"\",Inventory!V45)","v":""},{"$f":"IF(Inventory!W45=\"\",\"\",Inventory!W45)","v":""}]
[null,37,{"$f":"IF(Inventory!C46=\"\",\"\",Inventory!C46)","v":""},{"$f":"IF(Inventory!D46=\"\",\"\",Inventory!D46)","v":""},{"$f":"IF(Inventory!F46=\"\",\"\",Inventory!F46)","v":""},{"$f":"IF(Inventory!G46=\"\",\"\",Inventory!G46)","v":""},{"$f":"IF(Inventory!I46=\"\",\"\",Inventory!I46)","v":""},{"$f":"IF(Inventory!J46=\"\",\"\",Inventory!J46)","v":""},{"$f":"IF(Inventory!K46=\"\",\"\",Inventory!K46)","v":""},{"$f":"IF(Inventory!L46=\"\",\"\",Inventory!L46)","v":""},{"$f":"IF(Inventory!M46=\"\",\"\",Inventory!M46)","v":""},{"$f":"IF(Inventory!N46=\"\",\"\",Inventory!N46)","v":""},{"$f":"IF(Inventory!O46=\"\",\"\",Inventory!O46)","v":""},{"$f":"IF(Inventory!P46=\"\",\"\",Inventory!P46)","v":""},{"$f":"IF(Inventory!Q46=\"\",\"\",Inventory!Q46)","v":""},{"$f":"IF(Inventory!R46=\"\",\"\",Inventory!R46)","v":""},{"$f":"IF(Inventory!S46=\"\",\"\",Inventory!S46)","v":""},{"$f":"IF(Inventory!T46=\"\",\"\",Inventory!T46)","v":""},{"$f":"IF(Inventory!U46=\"\",\"\",Inventory!U46)","v":""},{"$f":"IF(Inventory!V46=\"\",\"\",Inventory!V46)","v":""},{"$f":"IF(Inventory!W46=\"\",\"\",Inventory!W46)","v":""}]
[null,38,{"$f":"IF(Inventory!C47=\"\",\"\",Inventory!C47)","v":""},{"$f":"IF(Inventory!D47=\"\",\"\",Inventory!D47)","v":""},{"$f":"IF(Inventory!F47=\"\",\"\",Inventory!F47)","v":""},{"$f":"IF(Inventory!G47=\"\",\"\",Inventory!G47)","v":""},{"$f":"IF(Inventory!I47=\"\",\"\",Inventory!I47)","v":""},{"$f":"IF(Inventory!J47=\"\",\"\",Inventory!J47)","v":""},{"$f":"IF(Inventory!K47=\"\",\"\",Inventory!K47)","v":""},{"$f":"IF(Inventory!L47=\"\",\"\",Inventory!L47)","v":""},{"$f":"IF(Inventory!M47=\"\",\"\",Inventory!M47)","v":""},{"$f":"IF(Inventory!N47=\"\",\"\",Inventory!N47)","v":""},{"$f":"IF(Inventory!O47=\"\",\"\",Inventory!O47)","v":""},{"$f":"IF(Inventory!P47=\"\",\"\",Inventory!P47)","v":""},{"$f":"IF(Inventory!Q47=\"\",\"\",Inventory!Q47)","v":""},{"$f":"IF(Inventory!R47=\"\",\"\",Inventory!R47)","v":""},{"$f":"IF(Inventory!S47=\"\",\"\",Inventory!S47)","v":""},{"$f":"IF(Inventory!T47=\"\",\"\",Inventory!T47)","v":""},{"$f":"IF(Inventory!U47=\"\",\"\",Inventory!U47)","v":""},{"$f":"IF(Inventory!V47=\"\",\"\",Inventory!V47)","v":""},{"$f":"IF(Inventory!W47=\"\",\"\",Inventory!W47)","v":""}]
[null,39,{"$f":"IF(Inventory!C48=\"\",\"\",Inventory!C48)","v":""},{"$f":"IF(Inventory!D48=\"\",\"\",Inventory!D48)","v":""},{"$f":"IF(Inventory!F48=\"\",\"\",Inventory!F48)","v":""},{"$f":"IF(Inventory!G48=\"\",\"\",Inventory!G48)","v":""},{"$f":"IF(Inventory!I48=\"\",\"\",Inventory!I48)","v":""},{"$f":"IF(Inventory!J48=\"\",\"\",Inventory!J48)","v":""},{"$f":"IF(Inventory!K48=\"\",\"\",Inventory!K48)","v":""},{"$f":"IF(Inventory!L48=\"\",\"\",Inventory!L48)","v":""},{"$f":"IF(Inventory!M48=\"\",\"\",Inventory!M48)","v":""},{"$f":"IF(Inventory!N48=\"\",\"\",Inventory!N48)","v":""},{"$f":"IF(Inventory!O48=\"\",\"\",Inventory!O48)","v":""},{"$f":"IF(Inventory!P48=\"\",\"\",Inventory!P48)","v":""},{"$f":"IF(Inventory!Q48=\"\",\"\",Inventory!Q48)","v":""},{"$f":"IF(Inventory!R48=\"\",\"\",Inventory!R48)","v":""},{"$f":"IF(Inventory!S48=\"\",\"\",Inventory!S48)","v":""},{"$f":"IF(Inventory!T48=\"\",\"\",Inventory!T48)","v":""},{"$f":"IF(Inventory!U48=\"\",\"\",Inventory!U48)","v":""},{"$f":"IF(Inventory!V48=\"\",\"\",Inventory!V48)","v":""},{"$f":"IF(Inventory!W48=\"\",\"\",Inventory!W48)","v":""}]
[null,40,{"$f":"IF(Inventory!C49=\"\",\"\",Inventory!C49)","v":""},{"$f":"IF(Inventory!D49=\"\",\"\",Inventory!D49)","v":""},{"$f":"IF(Inventory!F49=\"\",\"\",Inventory!F49)","v":""},{"$f":"IF(Inventory!G49=\"\",\"\",Inventory!G49)","v":""},{"$f":"IF(Inventory!I49=\"\",\"\",Inventory!I49)","v":""},{"$f":"IF(Inventory!J49=\"\",\"\",Inventory!J49)","v":""},{"$f":"IF(Inventory!K49=\"\",\"\",Inventory!K49)","v":""},{"$f":"IF(Inventory!L49=\"\",\"\",Inventory!L49)","v":""},{"$f":"IF(Inventory!M49=\"\",\"\",Inventory!M49)","v":""},{"$f":"IF(Inventory!N49=\"\",\"\",Inventory!N49)","v":""},{"$f":"IF(Inventory!O49=\"\",\"\",Inventory!O49)","v":""},{"$f":"IF(Inventory!P49=\"\",\"\",Inventory!P49)","v":""},{"$f":"IF(Inventory!Q49=\"\",\"\",Inventory!Q49)","v":""},{"$f":"IF(Inventory!R49=\"\",\"\",Inventory!R49)","v":""},{"$f":"IF(Inventory!S49=\"\",\"\",Inventory!S49)","v":""},{"$f":"IF(Inventory!T49=\"\",\"\",Inventory!T49)","v":""},{"$f":"IF(Inventory!U49=\"\",\"\",Inventory!U49)","v":""},{"$f":"IF(Inventory!V49=\"\",\"\",Inventory!V49)","v":""},{"$f":"IF(Inventory!W49=\"\",\"\",Inventory!W49)","v":""}]
[null,41,{"$f":"IF(Inventory!C50=\"\",\"\",Inventory!C50)","v":""},{"$f":"IF(Inventory!D50=\"\",\"\",Inventory!D50)","v":""},{"$f":"IF(Inventory!F50=\"\",\"\",Inventory!F50)","v":""},{"$f":"IF(Inventory!G50=\"\",\"\",Inventory!G50)","v":""},{"$f":"IF(Inventory!I50=\"\",\"\",Inventory!I50)","v":""},{"$f":"IF(Inventory!J50=\"\",\"\",Inventory!J50)","v":""},{"$f":"IF(Inventory!K50=\"\",\"\",Inventory!K50)","v":""},{"$f":"IF(Inventory!L50=\"\",\"\",Inventory!L50)","v":""},{"$f":"IF(Inventory!M50=\"\",\"\",Inventory!M50)","v":""},{"$f":"IF(Inventory!N50=\"\",\"\",Inventory!N50)","v":""},{"$f":"IF(Inventory!O50=\"\",\"\",Inventory!O50)","v":""},{"$f":"IF(Inventory!P50=\"\",\"\",Inventory!P50)","v":""},{"$f":"IF(Inventory!Q50=\"\",\"\",Inventory!Q50)","v":""},{"$f":"IF(Inventory!R50=\"\",\"\",Inventory!R50)","v":""},{"$f":"IF(Inventory!S50=\"\",\"\",Inventory!S50)","v":""},{"$f":"IF(Inventory!T50=\"\",\"\",Inventory!T50)","v":""},{"$f":"IF(Inventory!U50=\"\",\"\",Inventory!U50)","v":""},{"$f":"IF(Inventory!V50=\"\",\"\",Inventory!V50)","v":""},{"$f":"IF(Inventory!W50=\"\",\"\",Inventory!W50)","v":""}]
[null,42,{"$f":"IF(Inventory!C51=\"\",\"\",Inventory!C51)","v":""},{"$f":"IF(Inventory!D51=\"\",\"\",Inventory!D51)","v":""},{"$f":"IF(Inventory!F51=\"\",\"\",Inventory!F51)","v":""},{"$f":"IF(Inventory!G51=\"\",\"\",Inventory!G51)","v":""},{"$f":"IF(Inventory!I51=\"\",\"\",Inventory!I51)","v":""},{"$f":"IF(Inventory!J51=\"\",\"\",Inventory!J51)","v":""},{"$f":"IF(Inventory!K51=\"\",\"\",Inventory!K51)","v":""},{"$f":"IF(Inventory!L51=\"\",\"\",Inventory!L51)","v":""},{"$f":"IF(Inventory!M51=\"\",\"\",Inventory!M51)","v":""},{"$f":"IF(Inventory!N51=\"\",\"\",Inventory!N51)","v":""},{"$f":"IF(Inventory!O51=\"\",\"\",Inventory!O51)","v":""},{"$f":"IF(Inventory!P51=\"\",\"\",Inventory!P51)","v":""},{"$f":"IF(Inventory!Q51=\"\",\"\",Inventory!Q51)","v":""},{"$f":"IF(Inventory!R51=\"\",\"\",Inventory!R51)","v":""},{"$f":"IF(Inventory!S51=\"\",\"\",Inventory!S51)","v":""},{"$f":"IF(Inventory!T51=\"\",\"\",Inventory!T51)","v":""},{"$f":"IF(Inventory!U51=\"\",\"\",Inventory!U51)","v":""},{"$f":"IF(Inventory!V51=\"\",\"\",Inventory!V51)","v":""},{"$f":"IF(Inventory!W51=\"\",\"\",Inventory!W51)","v":""}]
[null,43,{"$f":"IF(Inventory!C52=\"\",\"\",Inventory!C52)","v":""},{"$f":"IF(Inventory!D52=\"\",\"\",Inventory!D52)","v":""},{"$f":"IF(Inventory!F52=\"\",\"\",Inventory!F52)","v":""},{"$f":"IF(Inventory!G52=\"\",\"\",Inventory!G52)","v":""},{"$f":"IF(Inventory!I52=\"\",\"\",Inventory!I52)","v":""},{"$f":"IF(Inventory!J52=\"\",\"\",Inventory!J52)","v":""},{"$f":"IF(Inventory!K52=\"\",\"\",Inventory!K52)","v":""},{"$f":"IF(Inventory!L52=\"\",\"\",Inventory!L52)","v":""},{"$f":"IF(Inventory!M52=\"\",\"\",Inventory!M52)","v":""},{"$f":"IF(Inventory!N52=\"\",\"\",Inventory!N52)","v":""},{"$f":"IF(Inventory!O52=\"\",\"\",Inventory!O52)","v":""},{"$f":"IF(Inventory!P52=\"\",\"\",Inventory!P52)","v":""},{"$f":"IF(Inventory!Q52=\"\",\"\",Inventory!Q52)","v":""},{"$f":"IF(Inventory!R52=\"\",\"\",Inventory!R52)","v":""},{"$f":"IF(Inventory!S52=\"\",\"\",Inventory!S52)","v":""},{"$f":"IF(Inventory!T52=\"\",\"\",Inventory!T52)","v":""},{"$f":"IF(Inventory!U52=\"\",\"\",Inventory!U52)","v":""},{"$f":"IF(Inventory!V52=\"\",\"\",Inventory!V52)","v":""},{"$f":"IF(Inventory!W52=\"\",\"\",Inventory!W52)","v":""}]
[null,44,{"$f":"IF(Inventory!C53=\"\",\"\",Inventory!C53)","v":""},{"$f":"IF(Inventory!D53=\"\",\"\",Inventory!D53)","v":""},{"$f":"IF(Inventory!F53=\"\",\"\",Inventory!F53)","v":""},{"$f":"IF(Inventory!G53=\"\",\"\",Inventory!G53)","v":""},{"$f":"IF(Inventory!I53=\"\",\"\",Inventory!I53)","v":""},{"$f":"IF(Inventory!J53=\"\",\"\",Inventory!J53)","v":""},{"$f":"IF(Inventory!K53=\"\",\"\",Inventory!K53)","v":""},{"$f":"IF(Inventory!L53=\"\",\"\",Inventory!L53)","v":""},{"$f":"IF(Inventory!M53=\"\",\"\",Inventory!M53)","v":""},{"$f":"IF(Inventory!N53=\"\",\"\",Inventory!N53)","v":""},{"$f":"IF(Inventory!O53=\"\",\"\",Inventory!O53)","v":""},{"$f":"IF(Inventory!P53=\"\",\"\",Inventory!P53)","v":""},{"$f":"IF(Inventory!Q53=\"\",\"\",Inventory!Q53)","v":""},{"$f":"IF(Inventory!R53=\"\",\"\",Inventory!R53)","v":""},{"$f":"IF(Inventory!S53=\"\",\"\",Inventory!S53)","v":""},{"$f":"IF(Inventory!T53=\"\",\"\",Inventory!T53)","v":""},{"$f":"IF(Inventory!U53=\"\",\"\",Inventory!U53)","v":""},{"$f":"IF(Inventory!V53=\"\",\"\",Inventory!V53)","v":""},{"$f":"IF(Inventory!W53=\"\",\"\",Inventory!W53)","v":""}]
[null,45,{"$f":"IF(Inventory!C54=\"\",\"\",Inventory!C54)","v":""},{"$f":"IF(Inventory!D54=\"\",\"\",Inventory!D54)","v":""},{"$f":"IF(Inventory!F54=\"\",\"\",Inventory!F54)","v":""},{"$f":"IF(Inventory!G54=\"\",\"\",Inventory!G54)","v":""},{"$f":"IF(Inventory!I54=\"\",\"\",Inventory!I54)","v":""},{"$f":"IF(Inventory!J54=\"\",\"\",Inventory!J54)","v":""},{"$f":"IF(Inventory!K54=\"\",\"\",Inventory!K54)","v":""},{"$f":"IF(Inventory!L54=\"\",\"\",Inventory!L54)","v":""},{"$f":"IF(Inventory!M54=\"\",\"\",Inventory!M54)","v":""},{"$f":"IF(Inventory!N54=\"\",\"\",Inventory!N54)","v":""},{"$f":"IF(Inventory!O54=\"\",\"\",Inventory!O54)","v":""},{"$f":"IF(Inventory!P54=\"\",\"\",Inventory!P54)","v":""},{"$f":"IF(Inventory!Q54=\"\",\"\",Inventory!Q54)","v":""},{"$f":"IF(Inventory!R54=\"\",\"\",Inventory!R54)","v":""},{"$f":"IF(Inventory!S54=\"\",\"\",Inventory!S54)","v":""},{"$f":"IF(Inventory!T54=\"\",\"\",Inventory!T54)","v":""},{"$f":"IF(Inventory!U54=\"\",\"\",Inventory!U54)","v":""},{"$f":"IF(Inventory!V54=\"\",\"\",Inventory!V54)","v":""},{"$f":"IF(Inventory!W54=\"\",\"\",Inventory!W54)","v":""}]
[null,46,{"$f":"IF(Inventory!C55=\"\",\"\",Inventory!C55)","v":""},{"$f":"IF(Inventory!D55=\"\",\"\",Inventory!D55)","v":""},{"$f":"IF(Inventory!F55=\"\",\"\",Inventory!F55)","v":""},{"$f":"IF(Inventory!G55=\"\",\"\",Inventory!G55)","v":""},{"$f":"IF(Inventory!I55=\"\",\"\",Inventory!I55)","v":""},{"$f":"IF(Inventory!J55=\"\",\"\",Inventory!J55)","v":""},{"$f":"IF(Inventory!K55=\"\",\"\",Inventory!K55)","v":""},{"$f":"IF(Inventory!L55=\"\",\"\",Inventory!L55)","v":""},{"$f":"IF(Inventory!M55=\"\",\"\",Inventory!M55)","v":""},{"$f":"IF(Inventory!N55=\"\",\"\",Inventory!N55)","v":""},{"$f":"IF(Inventory!O55=\"\",\"\",Inventory!O55)","v":""},{"$f":"IF(Inventory!P55=\"\",\"\",Inventory!P55)","v":""},{"$f":"IF(Inventory!Q55=\"\",\"\",Inventory!Q55)","v":""},{"$f":"IF(Inventory!R55=\"\",\"\",Inventory!R55)","v":""},{"$f":"IF(Inventory!S55=\"\",\"\",Inventory!S55)","v":""},{"$f":"IF(Inventory!T55=\"\",\"\",Inventory!T55)","v":""},{"$f":"IF(Inventory!U55=\"\",\"\",Inventory!U55)","v":""},{"$f":"IF(Inventory!V55=\"\",\"\",Inventory!V55)","v":""},{"$f":"IF(Inventory!W55=\"\",\"\",Inventory!W55)","v":""}]
[null,47,{"$f":"IF(Inventory!C56=\"\",\"\",Inventory!C56)","v":""},{"$f":"IF(Inventory!D56=\"\",\"\",Inventory!D56)","v":""},{"$f":"IF(Inventory!F56=\"\",\"\",Inventory!F56)","v":""},{"$f":"IF(Inventory!G56=\"\",\"\",Inventory!G56)","v":""},{"$f":"IF(Inventory!I56=\"\",\"\",Inventory!I56)","v":""},{"$f":"IF(Inventory!J56=\"\",\"\",Inventory!J56)","v":""},{"$f":"IF(Inventory!K56=\"\",\"\",Inventory!K56)","v":""},{"$f":"IF(Inventory!L56=\"\",\"\",Inventory!L56)","v":""},{"$f":"IF(Inventory!M56=\"\",\"\",Inventory!M56)","v":""},{"$f":"IF(Inventory!N56=\"\",\"\",Inventory!N56)","v":""},{"$f":"IF(Inventory!O56=\"\",\"\",Inventory!O56)","v":""},{"$f":"IF(Inventory!P56=\"\",\"\",Inventory!P56)","v":""},{"$f":"IF(Inventory!Q56=\"\",\"\",Inventory!Q56)","v":""},{"$f":"IF(Inventory!R56=\"\",\"\",Inventory!R56)","v":""},{"$f":"IF(Inventory!S56=\"\",\"\",Inventory!S56)","v":""},{"$f":"IF(Inventory!T56=\"\",\"\",Inventory!T56)","v":""},{"$f":"IF(Inventory!U56=\"\",\"\",Inventory!U56)","v":""},{"$f":"IF(Inventory!V56=\"\",\"\",Inventory!V56)","v":""},{"$f":"IF(Inventory!W56=\"\",\"\",Inventory!W56)","v":""}]
[null,48,{"$f":"IF(Inventory!C57=\"\",\"\",Inventory!C57)","v":""},{"$f":"IF(Inventory!D57=\"\",\"\",Inventory!D57)","v":""},{"$f":"IF(Inventory!F57=\"\",\"\",Inventory!F57)","v":""},{"$f":"IF(Inventory!G57=\"\",\"\",Inventory!G57)","v":""},{"$f":"IF(Inventory!I57=\"\",\"\",Inventory!I57)","v":""},{"$f":"IF(Inventory!J57=\"\",\"\",Inventory!J57)","v":""},{"$f":"IF(Inventory!K57=\"\",\"\",Inventory!K57)","v":""},{"$f":"IF(Inventory!L57=\"\",\"\",Inventory!L57)","v":""},{"$f":"IF(Inventory!M57=\"\",\"\",Inventory!M57)","v":""},{"$f":"IF(Inventory!N57=\"\",\"\",Inventory!N57)","v":""},{"$f":"IF(Inventory!O57=\"\",\"\",Inventory!O57)","v":""},{"$f":"IF(Inventory!P57=\"\",\"\",Inventory!P57)","v":""},{"$f":"IF(Inventory!Q57=\"\",\"\",Inventory!Q57)","v":""},{"$f":"IF(Inventory!R57=\"\",\"\",Inventory!R57)","v":""},{"$f":"IF(Inventory!S57=\"\",\"\",Inventory!S57)","v":""},{"$f":"IF(Inventory!T57=\"\",\"\",Inventory!T57)","v":""},{"$f":"IF(Inventory!U57=\"\",\"\",Inventory!U57)","v":""},{"$f":"IF(Inventory!V57=\"\",\"\",Inventory!V57)","v":""},{"$f":"IF(Inventory!W57=\"\",\"\",Inventory!W57)","v":""}]
[null,49,{"$f":"IF(Inventory!C58=\"\",\"\",Inventory!C58)","v":""},{"$f":"IF(Inventory!D58=\"\",\"\",Inventory!D58)","v":""},{"$f":"IF(Inventory!F58=\"\",\"\",Inventory!F58)","v":""},{"$f":"IF(Inventory!G58=\"\",\"\",Inventory!G58)","v":""},{"$f":"IF(Inventory!I58=\"\",\"\",Inventory!I58)","v":""},{"$f":"IF(Inventory!J58=\"\",\"\",Inventory!J58)","v":""},{"$f":"IF(Inventory!K58=\"\",\"\",Inventory!K58)","v":""},{"$f":"IF(Inventory!L58=\"\",\"\",Inventory!L58)","v":""},{"$f":"IF(Inventory!M58=\"\",\"\",Inventory!M58)","v":""},{"$f":"IF(Inventory!N58=\"\",\"\",Inventory!N58)","v":""},{"$f":"IF(Inventory!O58=\"\",\"\",Inventory!O58)","v":""},{"$f":"IF(Inventory!P58=\"\",\"\",Inventory!P58)","v":""},{"$f":"IF(Inventory!Q58=\"\",\"\",Inventory!Q58)","v":""},{"$f":"IF(Inventory!R58=\"\",\"\",Inventory!R58)","v":""},{"$f":"IF(Inventory!S58=\"\",\"\",Inventory!S58)","v":""},{"$f":"IF(Inventory!T58=\"\",\"\",Inventory!T58)","v":""},{"$f":"IF(Inventory!U58=\"\",\"\",Inventory!U58)","v":""},{"$f":"IF(Inventory!V58=\"\",\"\",Inventory!V58)","v":""},{"$f":"IF(Inventory!W58=\"\",\"\",Inventory!W58)","v":""}]
[null,50,{"$f":"IF(Inventory!C59=\"\",\"\",Inventory!C59)","v":""},{"$f":"IF(Inventory!D59=\"\",\"\",Inventory!D59)","v":""},{"$f":"IF(Inventory!F59=\"\",\"\",Inventory!F59)","v":""},{"$f":"IF(Inventory!G59=\"\",\"\",Inventory!G59)","v":""},{"$f":"IF(Inventory!I59=\"\",\"\",Inventory!I59)","v":""},{"$f":"IF(Inventory!J59=\"\",\"\",Inventory!J59)","v":""},{"$f":"IF(Inventory!K59=\"\",\"\",Inventory!K59)","v":""},{"$f":"IF(Inventory!L59=\"\",\"\",Inventory!L59)","v":""},{"$f":"IF(Inventory!M59=\"\",\"\",Inventory!M59)","v":""},{"$f":"IF(Inventory!N59=\"\",\"\",Inventory!N59)","v":""},{"$f":"IF(Inventory!O59=\"\",\"\",Inventory!O59)","v":""},{"$f":"IF(Inventory!P59=\"\",\"\",Inventory!P59)","v":""},{"$f":"IF(Inventory!Q59=\"\",\"\",Inventory!Q59)","v":""},{"$f":"IF(Inventory!R59=\"\",\"\",Inventory!R59)","v":""},{"$f":"IF(Inventory!S59=\"\",\"\",Inventory!S59)","v":""},{"$f":"IF(Inventory!T59=\"\",\"\",Inventory!T59)","v":""},{"$f":"IF(Inventory!U59=\"\",\"\",Inventory!U59)","v":""},{"$f":"IF(Inventory!V59=\"\",\"\",Inventory!V59)","v":""},{"$f":"IF(Inventory!W59=\"\",\"\",Inventory!W59)","v":""}]
[null,51,{"$f":"IF(Inventory!C60=\"\",\"\",Inventory!C60)","v":""},{"$f":"IF(Inventory!D60=\"\",\"\",Inventory!D60)","v":""},{"$f":"IF(Inventory!F60=\"\",\"\",Inventory!F60)","v":""},{"$f":"IF(Inventory!G60=\"\",\"\",Inventory!G60)","v":""},{"$f":"IF(Inventory!I60=\"\",\"\",Inventory!I60)","v":""},{"$f":"IF(Inventory!J60=\"\",\"\",Inventory!J60)","v":""},{"$f":"IF(Inventory!K60=\"\",\"\",Inventory!K60)","v":""},{"$f":"IF(Inventory!L60=\"\",\"\",Inventory!L60)","v":""},{"$f":"IF(Inventory!M60=\"\",\"\",Inventory!M60)","v":""},{"$f":"IF(Inventory!N60=\"\",\"\",Inventory!N60)","v":""},{"$f":"IF(Inventory!O60=\"\",\"\",Inventory!O60)","v":""},{"$f":"IF(Inventory!P60=\"\",\"\",Inventory!P60)","v":""},{"$f":"IF(Inventory!Q60=\"\",\"\",Inventory!Q60)","v":""},{"$f":"IF(Inventory!R60=\"\",\"\",Inventory!R60)","v":""},{"$f":"IF(Inventory!S60=\"\",\"\",Inventory!S60)","v":""},{"$f":"IF(Inventory!T60=\"\",\"\",Inventory!T60)","v":""},{"$f":"IF(Inventory!U60=\"\",\"\",Inventory!U60)","v":""},{"$f":"IF(Inventory!V60=\"\",\"\",Inventory!V60)","v":""},{"$f":"IF(Inventory!W60=\"\",\"\",Inventory!W60)","v":""}]
[null,52,{"$f":"IF(Inventory!C61=\"\",\"\",Inventory!C61)","v":""},{"$f":"IF(Inventory!D61=\"\",\"\",Inventory!D61)","v":""},{"$f":"IF(Inventory!F61=\"\",\"\",Inventory!F61)","v":""},{"$f":"IF(Inventory!G61=\"\",\"\",Inventory!G61)","v":""},{"$f":"IF(Inventory!I61=\"\",\"\",Inventory!I61)","v":""},{"$f":"IF(Inventory!J61=\"\",\"\",Inventory!J61)","v":""},{"$f":"IF(Inventory!K61=\"\",\"\",Inventory!K61)","v":""},{"$f":"IF(Inventory!L61=\"\",\"\",Inventory!L61)","v":""},{"$f":"IF(Inventory!M61=\"\",\"\",Inventory!M61)","v":""},{"$f":"IF(Inventory!N61=\"\",\"\",Inventory!N61)","v":""},{"$f":"IF(Inventory!O61=\"\",\"\",Inventory!O61)","v":""},{"$f":"IF(Inventory!P61=\"\",\"\",Inventory!P61)","v":""},{"$f":"IF(Inventory!Q61=\"\",\"\",Inventory!Q61)","v":""},{"$f":"IF(Inventory!R61=\"\",\"\",Inventory!R61)","v":""},{"$f":"IF(Inventory!S61=\"\",\"\",Inventory!S61)","v":""},{"$f":"IF(Inventory!T61=\"\",\"\",Inventory!T61)","v":""},{"$f":"IF(Inventory!U61=\"\",\"\",Inventory!U61)","v":""},{"$f":"IF(Inventory!V61=\"\",\"\",Inventory!V61)","v":""},{"$f":"IF(Inventory!W61=\"\",\"\",Inventory!W61)","v":""}]
[null,53,{"$f":"IF(Inventory!C62=\"\",\"\",Inventory!C62)","v":""},{"$f":"IF(Inventory!D62=\"\",\"\",Inventory!D62)","v":""},{"$f":"IF(Inventory!F62=\"\",\"\",Inventory!F62)","v":""},{"$f":"IF(Inventory!G62=\"\",\"\",Inventory!G62)","v":""},{"$f":"IF(Inventory!I62=\"\",\"\",Inventory!I62)","v":""},{"$f":"IF(Inventory!J62=\"\",\"\",Inventory!J62)","v":""},{"$f":"IF(Inventory!K62=\"\",\"\",Inventory!K62)","v":""},{"$f":"IF(Inventory!L62=\"\",\"\",Inventory!L62)","v":""},{"$f":"IF(Inventory!M62=\"\",\"\",Inventory!M62)","v":""},{"$f":"IF(Inventory!N62=\"\",\"\",Inventory!N62)","v":""},{"$f":"IF(Inventory!O62=\"\",\"\",Inventory!O62)","v":""},{"$f":"IF(Inventory!P62=\"\",\"\",Inventory!P62)","v":""},{"$f":"IF(Inventory!Q62=\"\",\"\",Inventory!Q62)","v":""},{"$f":"IF(Inventory!R62=\"\",\"\",Inventory!R62)","v":""},{"$f":"IF(Inventory!S62=\"\",\"\",Inventory!S62)","v":""},{"$f":"IF(Inventory!T62=\"\",\"\",Inventory!T62)","v":""},{"$f":"IF(Inventory!U62=\"\",\"\",Inventory!U62)","v":""},{"$f":"IF(Inventory!V62=\"\",\"\",Inventory!V62)","v":""},{"$f":"IF(Inventory!W62=\"\",\"\",Inventory!W62)","v":""}]
[null,54,{"$f":"IF(Inventory!C63=\"\",\"\",Inventory!C63)","v":""},{"$f":"IF(Inventory!D63=\"\",\"\",Inventory!D63)","v":""},{"$f":"IF(Inventory!F63=\"\",\"\",Inventory!F63)","v":""},{"$f":"IF(Inventory!G63=\"\",\"\",Inventory!G63)","v":""},{"$f":"IF(Inventory!I63=\"\",\"\",Inventory!I63)","v":""},{"$f":"IF(Inventory!J63=\"\",\"\",Inventory!J63)","v":""},{"$f":"IF(Inventory!K63=\"\",\"\",Inventory!K63)","v":""},{"$f":"IF(Inventory!L63=\"\",\"\",Inventory!L63)","v":""},{"$f":"IF(Inventory!M63=\"\",\"\",Inventory!M63)","v":""},{"$f":"IF(Inventory!N63=\"\",\"\",Inventory!N63)","v":""},{"$f":"IF(Inventory!O63=\"\",\"\",Inventory!O63)","v":""},{"$f":"IF(Inventory!P63=\"\",\"\",Inventory!P63)","v":""},{"$f":"IF(Inventory!Q63=\"\",\"\",Inventory!Q63)","v":""},{"$f":"IF(Inventory!R63=\"\",\"\",Inventory!R63)","v":""},{"$f":"IF(Inventory!S63=\"\",\"\",Inventory!S63)","v":""},{"$f":"IF(Inventory!T63=\"\",\"\",Inventory!T63)","v":""},{"$f":"IF(Inventory!U63=\"\",\"\",Inventory!U63)","v":""},{"$f":"IF(Inventory!V63=\"\",\"\",Inventory!V63)","v":""},{"$f":"IF(Inventory!W63=\"\",\"\",Inventory!W63)","v":""}]
[null,55,{"$f":"IF(Inventory!C64=\"\",\"\",Inventory!C64)","v":""},{"$f":"IF(Inventory!D64=\"\",\"\",Inventory!D64)","v":""},{"$f":"IF(Inventory!F64=\"\",\"\",Inventory!F64)","v":""},{"$f":"IF(Inventory!G64=\"\",\"\",Inventory!G64)","v":""},{"$f":"IF(Inventory!I64=\"\",\"\",Inventory!I64)","v":""},{"$f":"IF(Inventory!J64=\"\",\"\",Inventory!J64)","v":""},{"$f":"IF(Inventory!K64=\"\",\"\",Inventory!K64)","v":""},{"$f":"IF(Inventory!L64=\"\",\"\",Inventory!L64)","v":""},{"$f":"IF(Inventory!M64=\"\",\"\",Inventory!M64)","v":""},{"$f":"IF(Inventory!N64=\"\",\"\",Inventory!N64)","v":""},{"$f":"IF(Inventory!O64=\"\",\"\",Inventory!O64)","v":""},{"$f":"IF(Inventory!P64=\"\",\"\",Inventory!P64)","v":""},{"$f":"IF(Inventory!Q64=\"\",\"\",Inventory!Q64)","v":""},{"$f":"IF(Inventory!R64=\"\",\"\",Inventory!R64)","v":""},{"$f":"IF(Inventory!S64=\"\",\"\",Inventory!S64)","v":""},{"$f":"IF(Inventory!T64=\"\",\"\",Inventory!T64)","v":""},{"$f":"IF(Inventory!U64=\"\",\"\",Inventory!U64)","v":""},{"$f":"IF(Inventory!V64=\"\",\"\",Inventory!V64)","v":""},{"$f":"IF(Inventory!W64=\"\",\"\",Inventory!W64)","v":""}]
[null,56,{"$f":"IF(Inventory!C65=\"\",\"\",Inventory!C65)","v":""},{"$f":"IF(Inventory!D65=\"\",\"\",Inventory!D65)","v":""},{"$f":"IF(Inventory!F65=\"\",\"\",Inventory!F65)","v":""},{"$f":"IF(Inventory!G65=\"\",\"\",Inventory!G65)","v":""},{"$f":"IF(Inventory!I65=\"\",\"\",Inventory!I65)","v":""},{"$f":"IF(Inventory!J65=\"\",\"\",Inventory!J65)","v":""},{"$f":"IF(Inventory!K65=\"\",\"\",Inventory!K65)","v":""},{"$f":"IF(Inventory!L65=\"\",\"\",Inventory!L65)","v":""},{"$f":"IF(Inventory!M65=\"\",\"\",Inventory!M65)","v":""},{"$f":"IF(Inventory!N65=\"\",\"\",Inventory!N65)","v":""},{"$f":"IF(Inventory!O65=\"\",\"\",Inventory!O65)","v":""},{"$f":"IF(Inventory!P65=\"\",\"\",Inventory!P65)","v":""},{"$f":"IF(Inventory!Q65=\"\",\"\",Inventory!Q65)","v":""},{"$f":"IF(Inventory!R65=\"\",\"\",Inventory!R65)","v":""},{"$f":"IF(Inventory!S65=\"\",\"\",Inventory!S65)","v":""},{"$f":"IF(Inventory!T65=\"\",\"\",Inventory!T65)","v":""},{"$f":"IF(Inventory!U65=\"\",\"\",Inventory!U65)","v":""},{"$f":"IF(Inventory!V65=\"\",\"\",Inventory!V65)","v":""},{"$f":"IF(Inventory!W65=\"\",\"\",Inventory!W65)","v":""}]
[null,57,{"$f":"IF(Inventory!C66=\"\",\"\",Inventory!C66)","v":""},{"$f":"IF(Inventory!D66=\"\",\"\",Inventory!D66)","v":""},{"$f":"IF(Inventory!F66=\"\",\"\",Inventory!F66)","v":""},{"$f":"IF(Inventory!G66=\"\",\"\",Inventory!G66)","v":""},{"$f":"IF(Inventory!I66=\"\",\"\",Inventory!I66)","v":""},{"$f":"IF(Inventory!J66=\"\",\"\",Inventory!J66)","v":""},{"$f":"IF(Inventory!K66=\"\",\"\",Inventory!K66)","v":""},{"$f":"IF(Inventory!L66=\"\",\"\",Inventory!L66)","v":""},{"$f":"IF(Inventory!M66=\"\",\"\",Inventory!M66)","v":""},{"$f":"IF(Inventory!N66=\"\",\"\",Inventory!N66)","v":""},{"$f":"IF(Inventory!O66=\"\",\"\",Inventory!O66)","v":""},{"$f":"IF(Inventory!P66=\"\",\"\",Inventory!P66)","v":""},{"$f":"IF(Inventory!Q66=\"\",\"\",Inventory!Q66)","v":""},{"$f":"IF(Inventory!R66=\"\",\"\",Inventory!R66)","v":""},{"$f":"IF(Inventory!S66=\"\",\"\",Inventory!S66)","v":""},{"$f":"IF(Inventory!T66=\"\",\"\",Inventory!T66)","v":""},{"$f":"IF(Inventory!U66=\"\",\"\",Inventory!U66)","v":""},{"$f":"IF(Inventory!V66=\"\",\"\",Inventory!V66)","v":""},{"$f":"IF(Inventory!W66=\"\",\"\",Inventory!W66)","v":""}]
[null,58,{"$f":"IF(Inventory!C67=\"\",\"\",Inventory!C67)","v":""},{"$f":"IF(Inventory!D67=\"\",\"\",Inventory!D67)","v":""},{"$f":"IF(Inventory!F67=\"\",\"\",Inventory!F67)","v":""},{"$f":"IF(Inventory!G67=\"\",\"\",Inventory!G67)","v":""},{"$f":"IF(Inventory!I67=\"\",\"\",Inventory!I67)","v":""},{"$f":"IF(Inventory!J67=\"\",\"\",Inventory!J67)","v":""},{"$f":"IF(Inventory!K67=\"\",\"\",Inventory!K67)","v":""},{"$f":"IF(Inventory!L67=\"\",\"\",Inventory!L67)","v":""},{"$f":"IF(Inventory!M67=\"\",\"\",Inventory!M67)","v":""},{"$f":"IF(Inventory!N67=\"\",\"\",Inventory!N67)","v":""},{"$f":"IF(Inventory!O67=\"\",\"\",Inventory!O67)","v":""},{"$f":"IF(Inventory!P67=\"\",\"\",Inventory!P67)","v":""},{"$f":"IF(Inventory!Q67=\"\",\"\",Inventory!Q67)","v":""},{"$f":"IF(Inventory!R67=\"\",\"\",Inventory!R67)","v":""},{"$f":"IF(Inventory!S67=\"\",\"\",Inventory!S67)","v":""},{"$f":"IF(Inventory!T67=\"\",\"\",Inventory!T67)","v":""},{"$f":"IF(Inventory!U67=\"\",\"\",Inventory!U67)","v":""},{"$f":"IF(Inventory!V67=\"\",\"\",Inventory!V67)","v":""},{"$f":"IF(Inventory!W67=\"\",\"\",Inventory!W67)","v":""}]
[null,59,{"$f":"IF(Inventory!C68=\"\",\"\",Inventory!C68)","v":""},{"$f":"IF(Inventory!D68=\"\",\"\",Inventory!D68)","v":""},{"$f":"IF(Inventory!F68=\"\",\"\",Inventory!F68)","v":""},{"$f":"IF(Inventory!G68=\"\",\"\",Inventory!G68)","v":""},{"$f":"IF(Inventory!I68=\"\",\"\",Inventory!I68)","v":""},{"$f":"IF(Inventory!J68=\"\",\"\",Inventory!J68)","v":""},{"$f":"IF(Inventory!K68=\"\",\"\",Inventory!K68)","v":""},{"$f":"IF(Inventory!L68=\"\",\"\",Inventory!L68)","v":""},{"$f":"IF(Inventory!M68=\"\",\"\",Inventory!M68)","v":""},{"$f":"IF(Inventory!N68=\"\",\"\",Inventory!N68)","v":""},{"$f":"IF(Inventory!O68=\"\",\"\",Inventory!O68)","v":""},{"$f":"IF(Inventory!P68=\"\",\"\",Inventory!P68)","v":""},{"$f":"IF(Inventory!Q68=\"\",\"\",Inventory!Q68)","v":""},{"$f":"IF(Inventory!R68=\"\",\"\",Inventory!R68)","v":""},{"$f":"IF(Inventory!S68=\"\",\"\",Inventory!S68)","v":""},{"$f":"IF(Inventory!T68=\"\",\"\",Inventory!T68)","v":""},{"$f":"IF(Inventory!U68=\"\",\"\",Inventory!U68)","v":""},{"$f":"IF(Inventory!V68=\"\",\"\",Inventory!V68)","v":""},{"$f":"IF(Inventory!W68=\"\",\"\",Inventory!W68)","v":""}]
[null,60,{"$f":"IF(Inventory!C69=\"\",\"\",Inventory!C69)","v":""},{"$f":"IF(Inventory!D69=\"\",\"\",Inventory!D69)","v":""},{"$f":"IF(Inventory!F69=\"\",\"\",Inventory!F69)","v":""},{"$f":"IF(Inventory!G69=\"\",\"\",Inventory!G69)","v":""},{"$f":"IF(Inventory!I69=\"\",\"\",Inventory!I69)","v":""},{"$f":"IF(Inventory!J69=\"\",\"\",Inventory!J69)","v":""},{"$f":"IF(Inventory!K69=\"\",\"\",Inventory!K69)","v":""},{"$f":"IF(Inventory!L69=\"\",\"\",Inventory!L69)","v":""},{"$f":"IF(Inventory!M69=\"\",\"\",Inventory!M69)","v":""},{"$f":"IF(Inventory!N69=\"\",\"\",Inventory!N69)","v":""},{"$f":"IF(Inventory!O69=\"\",\"\",Inventory!O69)","v":""},{"$f":"IF(Inventory!P69=\"\",\"\",Inventory!P69)","v":""},{"$f":"IF(Inventory!Q69=\"\",\"\",Inventory!Q69)","v":""},{"$f":"IF(Inventory!R69=\"\",\"\",Inventory!R69)","v":""},{"$f":"IF(Inventory!S69=\"\",\"\",Inventory!S69)","v":""},{"$f":"IF(Inventory!T69=\"\",\"\",Inventory!T69)","v":""},{"$f":"IF(Inventory!U69=\"\",\"\",Inventory!U69)","v":""},{"$f":"IF(Inventory!V69=\"\",\"\",Inventory!V69)","v":""},{"$f":"IF(Inventory!W69=\"\",\"\",Inventory!W69)","v":""}]
[null,61,{"$f":"IF(Inventory!C70=\"\",\"\",Inventory!C70)","v":""},{"$f":"IF(Inventory!D70=\"\",\"\",Inventory!D70)","v":""},{"$f":"IF(Inventory!F70=\"\",\"\",Inventory!F70)","v":""},{"$f":"IF(Inventory!G70=\"\",\"\",Inventory!G70)","v":""},{"$f":"IF(Inventory!I70=\"\",\"\",Inventory!I70)","v":""},{"$f":"IF(Inventory!J70=\"\",\"\",Inventory!J70)","v":""},{"$f":"IF(Inventory!K70=\"\",\"\",Inventory!K70)","v":""},{"$f":"IF(Inventory!L70=\"\",\"\",Inventory!L70)","v":""},{"$f":"IF(Inventory!M70=\"\",\"\",Inventory!M70)","v":""},{"$f":"IF(Inventory!N70=\"\",\"\",Inventory!N70)","v":""},{"$f":"IF(Inventory!O70=\"\",\"\",Inventory!O70)","v":""},{"$f":"IF(Inventory!P70=\"\",\"\",Inventory!P70)","v":""},{"$f":"IF(Inventory!Q70=\"\",\"\",Inventory!Q70)","v":""},{"$f":"IF(Inventory!R70=\"\",\"\",Inventory!R70)","v":""},{"$f":"IF(Inventory!S70=\"\",\"\",Inventory!S70)","v":""},{"$f":"IF(Inventory!T70=\"\",\"\",Inventory!T70)","v":""},{"$f":"IF(Inventory!U70=\"\",\"\",Inventory!U70)","v":""},{"$f":"IF(Inventory!V70=\"\",\"\",Inventory!V70)","v":""},{"$f":"IF(Inventory!W70=\"\",\"\",Inventory!W70)","v":""}]
[null,62,{"$f":"IF(Inventory!C71=\"\",\"\",Inventory!C71)","v":""},{"$f":"IF(Inventory!D71=\"\",\"\",Inventory!D71)","v":""},{"$f":"IF(Inventory!F71=\"\",\"\",Inventory!F71)","v":""},{"$f":"IF(Inventory!G71=\"\",\"\",Inventory!G71)","v":""},{"$f":"IF(Inventory!I71=\"\",\"\",Inventory!I71)","v":""},{"$f":"IF(Inventory!J71=\"\",\"\",Inventory!J71)","v":""},{"$f":"IF(Inventory!K71=\"\",\"\",Inventory!K71)","v":""},{"$f":"IF(Inventory!L71=\"\",\"\",Inventory!L71)","v":""},{"$f":"IF(Inventory!M71=\"\",\"\",Inventory!M71)","v":""},{"$f":"IF(Inventory!N71=\"\",\"\",Inventory!N71)","v":""},{"$f":"IF(Inventory!O71=\"\",\"\",Inventory!O71)","v":""},{"$f":"IF(Inventory!P71=\"\",\"\",Inventory!P71)","v":""},{"$f":"IF(Inventory!Q71=\"\",\"\",Inventory!Q71)","v":""},{"$f":"IF(Inventory!R71=\"\",\"\",Inventory!R71)","v":""},{"$f":"IF(Inventory!S71=\"\",\"\",Inventory!S71)","v":""},{"$f":"IF(Inventory!T71=\"\",\"\",Inventory!T71)","v":""},{"$f":"IF(Inventory!U71=\"\",\"\",Inventory!U71)","v":""},{"$f":"IF(Inventory!V71=\"\",\"\",Inventory!V71)","v":""},{"$f":"IF(Inventory!W71=\"\",\"\",Inventory!W71)","v":""}]
[null,63,{"$f":"IF(Inventory!C72=\"\",\"\",Inventory!C72)","v":""},{"$f":"IF(Inventory!D72=\"\",\"\",Inventory!D72)","v":""},{"$f":"IF(Inventory!F72=\"\",\"\",Inventory!F72)","v":""},{"$f":"IF(Inventory!G72=\"\",\"\",Inventory!G72)","v":""},{"$f":"IF(Inventory!I72=\"\",\"\",Inventory!I72)","v":""},{"$f":"IF(Inventory!J72=\"\",\"\",Inventory!J72)","v":""},{"$f":"IF(Inventory!K72=\"\",\"\",Inventory!K72)","v":""},{"$f":"IF(Inventory!L72=\"\",\"\",Inventory!L72)","v":""},{"$f":"IF(Inventory!M72=\"\",\"\",Inventory!M72)","v":""},{"$f":"IF(Inventory!N72=\"\",\"\",Inventory!N72)","v":""},{"$f":"IF(Inventory!O72=\"\",\"\",Inventory!O72)","v":""},{"$f":"IF(Inventory!P72=\"\",\"\",Inventory!P72)","v":""},{"$f":"IF(Inventory!Q72=\"\",\"\",Inventory!Q72)","v":""},{"$f":"IF(Inventory!R72=\"\",\"\",Inventory!R72)","v":""},{"$f":"IF(Inventory!S72=\"\",\"\",Inventory!S72)","v":""},{"$f":"IF(Inventory!T72=\"\",\"\",Inventory!T72)","v":""},{"$f":"IF(Inventory!U72=\"\",\"\",Inventory!U72)","v":""},{"$f":"IF(Inventory!V72=\"\",\"\",Inventory!V72)","v":""},{"$f":"IF(Inventory!W72=\"\",\"\",Inventory!W72)","v":""}]
[null,64,{"$f":"IF(Inventory!C73=\"\",\"\",Inventory!C73)","v":""},{"$f":"IF(Inventory!D73=\"\",\"\",Inventory!D73)","v":""},{"$f":"IF(Inventory!F73=\"\",\"\",Inventory!F73)","v":""},{"$f":"IF(Inventory!G73=\"\",\"\",Inventory!G73)","v":""},{"$f":"IF(Inventory!I73=\"\",\"\",Inventory!I73)","v":""},{"$f":"IF(Inventory!J73=\"\",\"\",Inventory!J73)","v":""},{"$f":"IF(Inventory!K73=\"\",\"\",Inventory!K73)","v":""},{"$f":"IF(Inventory!L73=\"\",\"\",Inventory!L73)","v":""},{"$f":"IF(Inventory!M73=\"\",\"\",Inventory!M73)","v":""},{"$f":"IF(Inventory!N73=\"\",\"\",Inventory!N73)","v":""},{"$f":"IF(Inventory!O73=\"\",\"\",Inventory!O73)","v":""},{"$f":"IF(Inventory!P73=\"\",\"\",Inventory!P73)","v":""},{"$f":"IF(Inventory!Q73=\"\",\"\",Inventory!Q73)","v":""},{"$f":"IF(Inventory!R73=\"\",\"\",Inventory!R73)","v":""},{"$f":"IF(Inventory!S73=\"\",\"\",Inventory!S73)","v":""},{"$f":"IF(Inventory!T73=\"\",\"\",Inventory!T73)","v":""},{"$f":"IF(Inventory!U73=\"\",\"\",Inventory!U73)","v":""},{"$f":"IF(Inventory!V73=\"\",\"\",Inventory!V73)","v":""},{"$f":"IF(Inventory!W73=\"\",\"\",Inventory!W73)","v":""}]
[null,65,{"$f":"IF(Inventory!C74=\"\",\"\",Inventory!C74)","v":""},{"$f":"IF(Inventory!D74=\"\",\"\",Inventory!D74)","v":""},{"$f":"IF(Inventory!F74=\"\",\"\",Inventory!F74)","v":""},{"$f":"IF(Inventory!G74=\"\",\"\",Inventory!G74)","v":""},{"$f":"IF(Inventory!I74=\"\",\"\",Inventory!I74)","v":""},{"$f":"IF(Inventory!J74=\"\",\"\",Inventory!J74)","v":""},{"$f":"IF(Inventory!K74=\"\",\"\",Inventory!K74)","v":""},{"$f":"IF(Inventory!L74=\"\",\"\",Inventory!L74)","v":""},{"$f":"IF(Inventory!M74=\"\",\"\",Inventory!M74)","v":""},{"$f":"IF(Inventory!N74=\"\",\"\",Inventory!N74)","v":""},{"$f":"IF(Inventory!O74=\"\",\"\",Inventory!O74)","v":""},{"$f":"IF(Inventory!P74=\"\",\"\",Inventory!P74)","v":""},{"$f":"IF(Inventory!Q74=\"\",\"\",Inventory!Q74)","v":""},{"$f":"IF(Inventory!R74=\"\",\"\",Inventory!R74)","v":""},{"$f":"IF(Inventory!S74=\"\",\"\",Inventory!S74)","v":""},{"$f":"IF(Inventory!T74=\"\",\"\",Inventory!T74)","v":""},{"$f":"IF(Inventory!U74=\"\",\"\",Inventory!U74)","v":""},{"$f":"IF(Inventory!V74=\"\",\"\",Inventory!V74)","v":""},{"$f":"IF(Inventory!W74=\"\",\"\",Inventory!W74)","v":""}]
[null,66,{"$f":"IF(Inventory!C75=\"\",\"\",Inventory!C75)","v":""},{"$f":"IF(Inventory!D75=\"\",\"\",Inventory!D75)","v":""},{"$f":"IF(Inventory!F75=\"\",\"\",Inventory!F75)","v":""},{"$f":"IF(Inventory!G75=\"\",\"\",Inventory!G75)","v":""},{"$f":"IF(Inventory!I75=\"\",\"\",Inventory!I75)","v":""},{"$f":"IF(Inventory!J75=\"\",\"\",Inventory!J75)","v":""},{"$f":"IF(Inventory!K75=\"\",\"\",Inventory!K75)","v":""},{"$f":"IF(Inventory!L75=\"\",\"\",Inventory!L75)","v":""},{"$f":"IF(Inventory!M75=\"\",\"\",Inventory!M75)","v":""},{"$f":"IF(Inventory!N75=\"\",\"\",Inventory!N75)","v":""},{"$f":"IF(Inventory!O75=\"\",\"\",Inventory!O75)","v":""},{"$f":"IF(Inventory!P75=\"\",\"\",Inventory!P75)","v":""},{"$f":"IF(Inventory!Q75=\"\",\"\",Inventory!Q75)","v":""},{"$f":"IF(Inventory!R75=\"\",\"\",Inventory!R75)","v":""},{"$f":"IF(Inventory!S75=\"\",\"\",Inventory!S75)","v":""},{"$f":"IF(Inventory!T75=\"\",\"\",Inventory!T75)","v":""},{"$f":"IF(Inventory!U75=\"\",\"\",Inventory!U75)","v":""},{"$f":"IF(Inventory!V75=\"\",\"\",Inventory!V75)","v":""},{"$f":"IF(Inventory!W75=\"\",\"\",Inventory!W75)","v":""}]
[null,67,{"$f":"IF(Inventory!C76=\"\",\"\",Inventory!C76)","v":""},{"$f":"IF(Inventory!D76=\"\",\"\",Inventory!D76)","v":""},{"$f":"IF(Inventory!F76=\"\",\"\",Inventory!F76)","v":""},{"$f":"IF(Inventory!G76=\"\",\"\",Inventory!G76)","v":""},{"$f":"IF(Inventory!I76=\"\",\"\",Inventory!I76)","v":""},{"$f":"IF(Inventory!J76=\"\",\"\",Inventory!J76)","v":""},{"$f":"IF(Inventory!K76=\"\",\"\",Inventory!K76)","v":""},{"$f":"IF(Inventory!L76=\"\",\"\",Inventory!L76)","v":""},{"$f":"IF(Inventory!M76=\"\",\"\",Inventory!M76)","v":""},{"$f":"IF(Inventory!N76=\"\",\"\",Inventory!N76)","v":""},{"$f":"IF(Inventory!O76=\"\",\"\",Inventory!O76)","v":""},{"$f":"IF(Inventory!P76=\"\",\"\",Inventory!P76)","v":""},{"$f":"IF(Inventory!Q76=\"\",\"\",Inventory!Q76)","v":""},{"$f":"IF(Inventory!R76=\"\",\"\",Inventory!R76)","v":""},{"$f":"IF(Inventory!S76=\"\",\"\",Inventory!S76)","v":""},{"$f":"IF(Inventory!T76=\"\",\"\",Inventory!T76)","v":""},{"$f":"IF(Inventory!U76=\"\",\"\",Inventory!U76)","v":""},{"$f":"IF(Inventory!V76=\"\",\"\",Inventory!V76)","v":""},{"$f":"IF(Inventory!W76=\"\",\"\",Inventory!W76)","v":""}]
[null,68,{"$f":"IF(Inventory!C77=\"\",\"\",Inventory!C77)","v":""},{"$f":"IF(Inventory!D77=\"\",\"\",Inventory!D77)","v":""},{"$f":"IF(Inventory!F77=\"\",\"\",Inventory!F77)","v":""},{"$f":"IF(Inventory!G77=\"\",\"\",Inventory!G77)","v":""},{"$f":"IF(Inventory!I77=\"\",\"\",Inventory!I77)","v":""},{"$f":"IF(Inventory!J77=\"\",\"\",Inventory!J77)","v":""},{"$f":"IF(Inventory!K77=\"\",\"\",Inventory!K77)","v":""},{"$f":"IF(Inventory!L77=\"\",\"\",Inventory!L77)","v":""},{"$f":"IF(Inventory!M77=\"\",\"\",Inventory!M77)","v":""},{"$f":"IF(Inventory!N77=\"\",\"\",Inventory!N77)","v":""},{"$f":"IF(Inventory!O77=\"\",\"\",Inventory!O77)","v":""},{"$f":"IF(Inventory!P77=\"\",\"\",Inventory!P77)","v":""},{"$f":"IF(Inventory!Q77=\"\",\"\",Inventory!Q77)","v":""},{"$f":"IF(Inventory!R77=\"\",\"\",Inventory!R77)","v":""},{"$f":"IF(Inventory!S77=\"\",\"\",Inventory!S77)","v":""},{"$f":"IF(Inventory!T77=\"\",\"\",Inventory!T77)","v":""},{"$f":"IF(Inventory!U77=\"\",\"\",Inventory!U77)","v":""},{"$f":"IF(Inventory!V77=\"\",\"\",Inventory!V77)","v":""},{"$f":"IF(Inventory!W77=\"\",\"\",Inventory!W77)","v":""}]
[null,69,{"$f":"IF(Inventory!C78=\"\",\"\",Inventory!C78)","v":""},{"$f":"IF(Inventory!D78=\"\",\"\",Inventory!D78)","v":""},{"$f":"IF(Inventory!F78=\"\",\"\",Inventory!F78)","v":""},{"$f":"IF(Inventory!G78=\"\",\"\",Inventory!G78)","v":""},{"$f":"IF(Inventory!I78=\"\",\"\",Inventory!I78)","v":""},{"$f":"IF(Inventory!J78=\"\",\"\",Inventory!J78)","v":""},{"$f":"IF(Inventory!K78=\"\",\"\",Inventory!K78)","v":""},{"$f":"IF(Inventory!L78=\"\",\"\",Inventory!L78)","v":""},{"$f":"IF(Inventory!M78=\"\",\"\",Inventory!M78)","v":""},{"$f":"IF(Inventory!N78=\"\",\"\",Inventory!N78)","v":""},{"$f":"IF(Inventory!O78=\"\",\"\",Inventory!O78)","v":""},{"$f":"IF(Inventory!P78=\"\",\"\",Inventory!P78)","v":""},{"$f":"IF(Inventory!Q78=\"\",\"\",Inventory!Q78)","v":""},{"$f":"IF(Inventory!R78=\"\",\"\",Inventory!R78)","v":""},{"$f":"IF(Inventory!S78=\"\",\"\",Inventory!S78)","v":""},{"$f":"IF(Inventory!T78=\"\",\"\",Inventory!T78)","v":""},{"$f":"IF(Inventory!U78=\"\",\"\",Inventory!U78)","v":""},{"$f":"IF(Inventory!V78=\"\",\"\",Inventory!V78)","v":""},{"$f":"IF(Inventory!W78=\"\",\"\",Inventory!W78)","v":""}]
[null,70,{"$f":"IF(Inventory!C79=\"\",\"\",Inventory!C79)","v":""},{"$f":"IF(Inventory!D79=\"\",\"\",Inventory!D79)","v":""},{"$f":"IF(Inventory!F79=\"\",\"\",Inventory!F79)","v":""},{"$f":"IF(Inventory!G79=\"\",\"\",Inventory!G79)","v":""},{"$f":"IF(Inventory!I79=\"\",\"\",Inventory!I79)","v":""},{"$f":"IF(Inventory!J79=\"\",\"\",Inventory!J79)","v":""},{"$f":"IF(Inventory!K79=\"\",\"\",Inventory!K79)","v":""},{"$f":"IF(Inventory!L79=\"\",\"\",Inventory!L79)","v":""},{"$f":"IF(Inventory!M79=\"\",\"\",Inventory!M79)","v":""},{"$f":"IF(Inventory!N79=\"\",\"\",Inventory!N79)","v":""},{"$f":"IF(Inventory!O79=\"\",\"\",Inventory!O79)","v":""},{"$f":"IF(Inventory!P79=\"\",\"\",Inventory!P79)","v":""},{"$f":"IF(Inventory!Q79=\"\",\"\",Inventory!Q79)","v":""},{"$f":"IF(Inventory!R79=\"\",\"\",Inventory!R79)","v":""},{"$f":"IF(Inventory!S79=\"\",\"\",Inventory!S79)","v":""},{"$f":"IF(Inventory!T79=\"\",\"\",Inventory!T79)","v":""},{"$f":"IF(Inventory!U79=\"\",\"\",Inventory!U79)","v":""},{"$f":"IF(Inventory!V79=\"\",\"\",Inventory!V79)","v":""},{"$f":"IF(Inventory!W79=\"\",\"\",Inventory!W79)","v":""}]
[null,71,{"$f":"IF(Inventory!C80=\"\",\"\",Inventory!C80)","v":""},{"$f":"IF(Inventory!D80=\"\",\"\",Inventory!D80)","v":""},{"$f":"IF(Inventory!F80=\"\",\"\",Inventory!F80)","v":""},{"$f":"IF(Inventory!G80=\"\",\"\",Inventory!G80)","v":""},{"$f":"IF(Inventory!I80=\"\",\"\",Inventory!I80)","v":""},{"$f":"IF(Inventory!J80=\"\",\"\",Inventory!J80)","v":""},{"$f":"IF(Inventory!K80=\"\",\"\",Inventory!K80)","v":""},{"$f":"IF(Inventory!L80=\"\",\"\",Inventory!L80)","v":""},{"$f":"IF(Inventory!M80=\"\",\"\",Inventory!M80)","v":""},{"$f":"IF(Inventory!N80=\"\",\"\",Inventory!N80)","v":""},{"$f":"IF(Inventory!O80=\"\",\"\",Inventory!O80)","v":""},{"$f":"IF(Inventory!P80=\"\",\"\",Inventory!P80)","v":""},{"$f":"IF(Inventory!Q80=\"\",\"\",Inventory!Q80)","v":""},{"$f":"IF(Inventory!R80=\"\",\"\",Inventory!R80)","v":""},{"$f":"IF(Inventory!S80=\"\",\"\",Inventory!S80)","v":""},{"$f":"IF(Inventory!T80=\"\",\"\",Inventory!T80)","v":""},{"$f":"IF(Inventory!U80=\"\",\"\",Inventory!U80)","v":""},{"$f":"IF(Inventory!V80=\"\",\"\",Inventory!V80)","v":""},{"$f":"IF(Inventory!W80=\"\",\"\",Inventory!W80)","v":""}]
[null,72,{"$f":"IF(Inventory!C81=\"\",\"\",Inventory!C81)","v":""},{"$f":"IF(Inventory!D81=\"\",\"\",Inventory!D81)","v":""},{"$f":"IF(Inventory!F81=\"\",\"\",Inventory!F81)","v":""},{"$f":"IF(Inventory!G81=\"\",\"\",Inventory!G81)","v":""},{"$f":"IF(Inventory!I81=\"\",\"\",Inventory!I81)","v":""},{"$f":"IF(Inventory!J81=\"\",\"\",Inventory!J81)","v":""},{"$f":"IF(Inventory!K81=\"\",\"\",Inventory!K81)","v":""},{"$f":"IF(Inventory!L81=\"\",\"\",Inventory!L81)","v":""},{"$f":"IF(Inventory!M81=\"\",\"\",Inventory!M81)","v":""},{"$f":"IF(Inventory!N81=\"\",\"\",Inventory!N81)","v":""},{"$f":"IF(Inventory!O81=\"\",\"\",Inventory!O81)","v":""},{"$f":"IF(Inventory!P81=\"\",\"\",Inventory!P81)","v":""},{"$f":"IF(Inventory!Q81=\"\",\"\",Inventory!Q81)","v":""},{"$f":"IF(Inventory!R81=\"\",\"\",Inventory!R81)","v":""},{"$f":"IF(Inventory!S81=\"\",\"\",Inventory!S81)","v":""},{"$f":"IF(Inventory!T81=\"\",\"\",Inventory!T81)","v":""},{"$f":"IF(Inventory!U81=\"\",\"\",Inventory!U81)","v":""},{"$f":"IF(Inventory!V81=\"\",\"\",Inventory!V81)","v":""},{"$f":"IF(Inventory!W81=\"\",\"\",Inventory!W81)","v":""}]
[null,73,{"$f":"IF(Inventory!C82=\"\",\"\",Inventory!C82)","v":""},{"$f":"IF(Inventory!D82=\"\",\"\",Inventory!D82)","v":""},{"$f":"IF(Inventory!F82=\"\",\"\",Inventory!F82)","v":""},{"$f":"IF(Inventory!G82=\"\",\"\",Inventory!G82)","v":""},{"$f":"IF(Inventory!I82=\"\",\"\",Inventory!I82)","v":""},{"$f":"IF(Inventory!J82=\"\",\"\",Inventory!J82)","v":""},{"$f":"IF(Inventory!K82=\"\",\"\",Inventory!K82)","v":""},{"$f":"IF(Inventory!L82=\"\",\"\",Inventory!L82)","v":""},{"$f":"IF(Inventory!M82=\"\",\"\",Inventory!M82)","v":""},{"$f":"IF(Inventory!N82=\"\",\"\",Inventory!N82)","v":""},{"$f":"IF(Inventory!O82=\"\",\"\",Inventory!O82)","v":""},{"$f":"IF(Inventory!P82=\"\",\"\",Inventory!P82)","v":""},{"$f":"IF(Inventory!Q82=\"\",\"\",Inventory!Q82)","v":""},{"$f":"IF(Inventory!R82=\"\",\"\",Inventory!R82)","v":""},{"$f":"IF(Inventory!S82=\"\",\"\",Inventory!S82)","v":""},{"$f":"IF(Inventory!T82=\"\",\"\",Inventory!T82)","v":""},{"$f":"IF(Inventory!U82=\"\",\"\",Inventory!U82)","v":""},{"$f":"IF(Inventory!V82=\"\",\"\",Inventory!V82)","v":""},{"$f":"IF(Inventory!W82=\"\",\"\",Inventory!W82)","v":""}]
[null,74,{"$f":"IF(Inventory!C83=\"\",\"\",Inventory!C83)","v":""},{"$f":"IF(Inventory!D83=\"\",\"\",Inventory!D83)","v":""},{"$f":"IF(Inventory!F83=\"\",\"\",Inventory!F83)","v":""},{"$f":"IF(Inventory!G83=\"\",\"\",Inventory!G83)","v":""},{"$f":"IF(Inventory!I83=\"\",\"\",Inventory!I83)","v":""},{"$f":"IF(Inventory!J83=\"\",\"\",Inventory!J83)","v":""},{"$f":"IF(Inventory!K83=\"\",\"\",Inventory!K83)","v":""},{"$f":"IF(Inventory!L83=\"\",\"\",Inventory!L83)","v":""},{"$f":"IF(Inventory!M83=\"\",\"\",Inventory!M83)","v":""},{"$f":"IF(Inventory!N83=\"\",\"\",Inventory!N83)","v":""},{"$f":"IF(Inventory!O83=\"\",\"\",Inventory!O83)","v":""},{"$f":"IF(Inventory!P83=\"\",\"\",Inventory!P83)","v":""},{"$f":"IF(Inventory!Q83=\"\",\"\",Inventory!Q83)","v":""},{"$f":"IF(Inventory!R83=\"\",\"\",Inventory!R83)","v":""},{"$f":"IF(Inventory!S83=\"\",\"\",Inventory!S83)","v":""},{"$f":"IF(Inventory!T83=\"\",\"\",Inventory!T83)","v":""},{"$f":"IF(Inventory!U83=\"\",\"\",Inventory!U83)","v":""},{"$f":"IF(Inventory!V83=\"\",\"\",Inventory!V83)","v":""},{"$f":"IF(Inventory!W83=\"\",\"\",Inventory!W83)","v":""}]
[null,75,{"$f":"IF(Inventory!C84=\"\",\"\",Inventory!C84)","v":""},{"$f":"IF(Inventory!D84=\"\",\"\",Inventory!D84)","v":""},{"$f":"IF(Inventory!F84=\"\",\"\",Inventory!F84)","v":""},{"$f":"IF(Inventory!G84=\"\",\"\",Inventory!G84)","v":""},{"$f":"IF(Inventory!I84=\"\",\"\",Inventory!I84)","v":""},{"$f":"IF(Inventory!J84=\"\",\"\",Inventory!J84)","v":""},{"$f":"IF(Inventory!K84=\"\",\"\",Inventory!K84)","v":""},{"$f":"IF(Inventory!L84=\"\",\"\",Inventory!L84)","v":""},{"$f":"IF(Inventory!M84=\"\",\"\",Inventory!M84)","v":""},{"$f":"IF(Inventory!N84=\"\",\"\",Inventory!N84)","v":""},{"$f":"IF(Inventory!O84=\"\",\"\",Inventory!O84)","v":""},{"$f":"IF(Inventory!P84=\"\",\"\",Inventory!P84)","v":""},{"$f":"IF(Inventory!Q84=\"\",\"\",Inventory!Q84)","v":""},{"$f":"IF(Inventory!R84=\"\",\"\",Inventory!R84)","v":""},{"$f":"IF(Inventory!S84=\"\",\"\",Inventory!S84)","v":""},{"$f":"IF(Inventory!T84=\"\",\"\",Inventory!T84)","v":""},{"$f":"IF(Inventory!U84=\"\",\"\",Inventory!U84)","v":""},{"$f":"IF(Inventory!V84=\"\",\"\",Inventory!V84)","v":""},{"$f":"IF(Inventory!W84=\"\",\"\",Inventory!W84)","v":""}]
[null,76,{"$f":"IF(Inventory!C85=\"\",\"\",Inventory!C85)","v":""},{"$f":"IF(Inventory!D85=\"\",\"\",Inventory!D85)","v":""},{"$f":"IF(Inventory!F85=\"\",\"\",Inventory!F85)","v":""},{"$f":"IF(Inventory!G85=\"\",\"\",Inventory!G85)","v":""},{"$f":"IF(Inventory!I85=\"\",\"\",Inventory!I85)","v":""},{"$f":"IF(Inventory!J85=\"\",\"\",Inventory!J85)","v":""},{"$f":"IF(Inventory!K85=\"\",\"\",Inventory!K85)","v":""},{"$f":"IF(Inventory!L85=\"\",\"\",Inventory!L85)","v":""},{"$f":"IF(Inventory!M85=\"\",\"\",Inventory!M85)","v":""},{"$f":"IF(Inventory!N85=\"\",\"\",Inventory!N85)","v":""},{"$f":"IF(Inventory!O85=\"\",\"\",Inventory!O85)","v":""},{"$f":"IF(Inventory!P85=\"\",\"\",Inventory!P85)","v":""},{"$f":"IF(Inventory!Q85=\"\",\"\",Inventory!Q85)","v":""},{"$f":"IF(Inventory!R85=\"\",\"\",Inventory!R85)","v":""},{"$f":"IF(Inventory!S85=\"\",\"\",Inventory!S85)","v":""},{"$f":"IF(Inventory!T85=\"\",\"\",Inventory!T85)","v":""},{"$f":"IF(Inventory!U85=\"\",\"\",Inventory!U85)","v":""},{"$f":"IF(Inventory!V85=\"\",\"\",Inventory!V85)","v":""},{"$f":"IF(Inventory!W85=\"\",\"\",Inventory!W85)","v":""}]
[null,77,{"$f":"IF(Inventory!C86=\"\",\"\",Inventory!C86)","v":""},{"$f":"IF(Inventory!D86=\"\",\"\",Inventory!D86)","v":""},{"$f":"IF(Inventory!F86=\"\",\"\",Inventory!F86)","v":""},{"$f":"IF(Inventory!G86=\"\",\"\",Inventory!G86)","v":""},{"$f":"IF(Inventory!I86=\"\",\"\",Inventory!I86)","v":""},{"$f":"IF(Inventory!J86=\"\",\"\",Inventory!J86)","v":""},{"$f":"IF(Inventory!K86=\"\",\"\",Inventory!K86)","v":""},{"$f":"IF(Inventory!L86=\"\",\"\",Inventory!L86)","v":""},{"$f":"IF(Inventory!M86=\"\",\"\",Inventory!M86)","v":""},{"$f":"IF(Inventory!N86=\"\",\"\",Inventory!N86)","v":""},{"$f":"IF(Inventory!O86=\"\",\"\",Inventory!O86)","v":""},{"$f":"IF(Inventory!P86=\"\",\"\",Inventory!P86)","v":""},{"$f":"IF(Inventory!Q86=\"\",\"\",Inventory!Q86)","v":""},{"$f":"IF(Inventory!R86=\"\",\"\",Inventory!R86)","v":""},{"$f":"IF(Inventory!S86=\"\",\"\",Inventory!S86)","v":""},{"$f":"IF(Inventory!T86=\"\",\"\",Inventory!T86)","v":""},{"$f":"IF(Inventory!U86=\"\",\"\",Inventory!U86)","v":""},{"$f":"IF(Inventory!V86=\"\",\"\",Inventory!V86)","v":""},{"$f":"IF(Inventory!W86=\"\",\"\",Inventory!W86)","v":""}]
[null,78,{"$f":"IF(Inventory!C87=\"\",\"\",Inventory!C87)","v":""},{"$f":"IF(Inventory!D87=\"\",\"\",Inventory!D87)","v":""},{"$f":"IF(Inventory!F87=\"\",\"\",Inventory!F87)","v":""},{"$f":"IF(Inventory!G87=\"\",\"\",Inventory!G87)","v":""},{"$f":"IF(Inventory!I87=\"\",\"\",Inventory!I87)","v":""},{"$f":"IF(Inventory!J87=\"\",\"\",Inventory!J87)","v":""},{"$f":"IF(Inventory!K87=\"\",\"\",Inventory!K87)","v":""},{"$f":"IF(Inventory!L87=\"\",\"\",Inventory!L87)","v":""},{"$f":"IF(Inventory!M87=\"\",\"\",Inventory!M87)","v":""},{"$f":"IF(Inventory!N87=\"\",\"\",Inventory!N87)","v":""},{"$f":"IF(Inventory!O87=\"\",\"\",Inventory!O87)","v":""},{"$f":"IF(Inventory!P87=\"\",\"\",Inventory!P87)","v":""},{"$f":"IF(Inventory!Q87=\"\",\"\",Inventory!Q87)","v":""},{"$f":"IF(Inventory!R87=\"\",\"\",Inventory!R87)","v":""},{"$f":"IF(Inventory!S87=\"\",\"\",Inventory!S87)","v":""},{"$f":"IF(Inventory!T87=\"\",\"\",Inventory!T87)","v":""},{"$f":"IF(Inventory!U87=\"\",\"\",Inventory!U87)","v":""},{"$f":"IF(Inventory!V87=\"\",\"\",Inventory!V87)","v":""},{"$f":"IF(Inventory!W87=\"\",\"\",Inventory!W87)","v":""}]
[null,79,{"$f":"IF(Inventory!C88=\"\",\"\",Inventory!C88)","v":""},{"$f":"IF(Inventory!D88=\"\",\"\",Inventory!D88)","v":""},{"$f":"IF(Inventory!F88=\"\",\"\",Inventory!F88)","v":""},{"$f":"IF(Inventory!G88=\"\",\"\",Inventory!G88)","v":""},{"$f":"IF(Inventory!I88=\"\",\"\",Inventory!I88)","v":""},{"$f":"IF(Inventory!J88=\"\",\"\",Inventory!J88)","v":""},{"$f":"IF(Inventory!K88=\"\",\"\",Inventory!K88)","v":""},{"$f":"IF(Inventory!L88=\"\",\"\",Inventory!L88)","v":""},{"$f":"IF(Inventory!M88=\"\",\"\",Inventory!M88)","v":""},{"$f":"IF(Inventory!N88=\"\",\"\",Inventory!N88)","v":""},{"$f":"IF(Inventory!O88=\"\",\"\",Inventory!O88)","v":""},{"$f":"IF(Inventory!P88=\"\",\"\",Inventory!P88)","v":""},{"$f":"IF(Inventory!Q88=\"\",\"\",Inventory!Q88)","v":""},{"$f":"IF(Inventory!R88=\"\",\"\",Inventory!R88)","v":""},{"$f":"IF(Inventory!S88=\"\",\"\",Inventory!S88)","v":""},{"$f":"IF(Inventory!T88=\"\",\"\",Inventory!T88)","v":""},{"$f":"IF(Inventory!U88=\"\",\"\",Inventory!U88)","v":""},{"$f":"IF(Inventory!V88=\"\",\"\",Inventory!V88)","v":""},{"$f":"IF(Inventory!W88=\"\",\"\",Inventory!W88)","v":""}]
[null,80,{"$f":"IF(Inventory!C89=\"\",\"\",Inventory!C89)","v":""},{"$f":"IF(Inventory!D89=\"\",\"\",Inventory!D89)","v":""},{"$f":"IF(Inventory!F89=\"\",\"\",Inventory!F89)","v":""},{"$f":"IF(Inventory!G89=\"\",\"\",Inventory!G89)","v":""},{"$f":"IF(Inventory!I89=\"\",\"\",Inventory!I89)","v":""},{"$f":"IF(Inventory!J89=\"\",\"\",Inventory!J89)","v":""},{"$f":"IF(Inventory!K89=\"\",\"\",Inventory!K89)","v":""},{"$f":"IF(Inventory!L89=\"\",\"\",Inventory!L89)","v":""},{"$f":"IF(Inventory!M89=\"\",\"\",Inventory!M89)","v":""},{"$f":"IF(Inventory!N89=\"\",\"\",Inventory!N89)","v":""},{"$f":"IF(Inventory!O89=\"\",\"\",Inventory!O89)","v":""},{"$f":"IF(Inventory!P89=\"\",\"\",Inventory!P89)","v":""},{"$f":"IF(Inventory!Q89=\"\",\"\",Inventory!Q89)","v":""},{"$f":"IF(Inventory!R89=\"\",\"\",Inventory!R89)","v":""},{"$f":"IF(Inventory!S89=\"\",\"\",Inventory!S89)","v":""},{"$f":"IF(Inventory!T89=\"\",\"\",Inventory!T89)","v":""},{"$f":"IF(Inventory!U89=\"\",\"\",Inventory!U89)","v":""},{"$f":"IF(Inventory!V89=\"\",\"\",Inventory!V89)","v":""},{"$f":"IF(Inventory!W89=\"\",\"\",Inventory!W89)","v":""}]
[null,81,{"$f":"IF(Inventory!C90=\"\",\"\",Inventory!C90)","v":""},{"$f":"IF(Inventory!D90=\"\",\"\",Inventory!D90)","v":""},{"$f":"IF(Inventory!F90=\"\",\"\",Inventory!F90)","v":""},{"$f":"IF(Inventory!G90=\"\",\"\",Inventory!G90)","v":""},{"$f":"IF(Inventory!I90=\"\",\"\",Inventory!I90)","v":""},{"$f":"IF(Inventory!J90=\"\",\"\",Inventory!J90)","v":""},{"$f":"IF(Inventory!K90=\"\",\"\",Inventory!K90)","v":""},{"$f":"IF(Inventory!L90=\"\",\"\",Inventory!L90)","v":""},{"$f":"IF(Inventory!M90=\"\",\"\",Inventory!M90)","v":""},{"$f":"IF(Inventory!N90=\"\",\"\",Inventory!N90)","v":""},{"$f":"IF(Inventory!O90=\"\",\"\",Inventory!O90)","v":""},{"$f":"IF(Inventory!P90=\"\",\"\",Inventory!P90)","v":""},{"$f":"IF(Inventory!Q90=\"\",\"\",Inventory!Q90)","v":""},{"$f":"IF(Inventory!R90=\"\",\"\",Inventory!R90)","v":""},{"$f":"IF(Inventory!S90=\"\",\"\",Inventory!S90)","v":""},{"$f":"IF(Inventory!T90=\"\",\"\",Inventory!T90)","v":""},{"$f":"IF(Inventory!U90=\"\",\"\",Inventory!U90)","v":""},{"$f":"IF(Inventory!V90=\"\",\"\",Inventory!V90)","v":""},{"$f":"IF(Inventory!W90=\"\",\"\",Inventory!W90)","v":""}]
[null,82,{"$f":"IF(Inventory!C91=\"\",\"\",Inventory!C91)","v":""},{"$f":"IF(Inventory!D91=\"\",\"\",Inventory!D91)","v":""},{"$f":"IF(Inventory!F91=\"\",\"\",Inventory!F91)","v":""},{"$f":"IF(Inventory!G91=\"\",\"\",Inventory!G91)","v":""},{"$f":"IF(Inventory!I91=\"\",\"\",Inventory!I91)","v":""},{"$f":"IF(Inventory!J91=\"\",\"\",Inventory!J91)","v":""},{"$f":"IF(Inventory!K91=\"\",\"\",Inventory!K91)","v":""},{"$f":"IF(Inventory!L91=\"\",\"\",Inventory!L91)","v":""},{"$f":"IF(Inventory!M91=\"\",\"\",Inventory!M91)","v":""},{"$f":"IF(Inventory!N91=\"\",\"\",Inventory!N91)","v":""},{"$f":"IF(Inventory!O91=\"\",\"\",Inventory!O91)","v":""},{"$f":"IF(Inventory!P91=\"\",\"\",Inventory!P91)","v":""},{"$f":"IF(Inventory!Q91=\"\",\"\",Inventory!Q91)","v":""},{"$f":"IF(Inventory!R91=\"\",\"\",Inventory!R91)","v":""},{"$f":"IF(Inventory!S91=\"\",\"\",Inventory!S91)","v":""},{"$f":"IF(Inventory!T91=\"\",\"\",Inventory!T91)","v":""},{"$f":"IF(Inventory!U91=\"\",\"\",Inventory!U91)","v":""},{"$f":"IF(Inventory!V91=\"\",\"\",Inventory!V91)","v":""},{"$f":"IF(Inventory!W91=\"\",\"\",Inventory!W91)","v":""}]
[null,83,{"$f":"IF(Inventory!C92=\"\",\"\",Inventory!C92)","v":""},{"$f":"IF(Inventory!D92=\"\",\"\",Inventory!D92)","v":""},{"$f":"IF(Inventory!F92=\"\",\"\",Inventory!F92)","v":""},{"$f":"IF(Inventory!G92=\"\",\"\",Inventory!G92)","v":""},{"$f":"IF(Inventory!I92=\"\",\"\",Inventory!I92)","v":""},{"$f":"IF(Inventory!J92=\"\",\"\",Inventory!J92)","v":""},{"$f":"IF(Inventory!K92=\"\",\"\",Inventory!K92)","v":""},{"$f":"IF(Inventory!L92=\"\",\"\",Inventory!L92)","v":""},{"$f":"IF(Inventory!M92=\"\",\"\",Inventory!M92)","v":""},{"$f":"IF(Inventory!N92=\"\",\"\",Inventory!N92)","v":""},{"$f":"IF(Inventory!O92=\"\",\"\",Inventory!O92)","v":""},{"$f":"IF(Inventory!P92=\"\",\"\",Inventory!P92)","v":""},{"$f":"IF(Inventory!Q92=\"\",\"\",Inventory!Q92)","v":""},{"$f":"IF(Inventory!R92=\"\",\"\",Inventory!R92)","v":""},{"$f":"IF(Inventory!S92=\"\",\"\",Inventory!S92)","v":""},{"$f":"IF(Inventory!T92=\"\",\"\",Inventory!T92)","v":""},{"$f":"IF(Inventory!U92=\"\",\"\",Inventory!U92)","v":""},{"$f":"IF(Inventory!V92=\"\",\"\",Inventory!V92)","v":""},{"$f":"IF(Inventory!W92=\"\",\"\",Inventory!W92)","v":""}]
[null,84,{"$f":"IF(Inventory!C93=\"\",\"\",Inventory!C93)","v":""},{"$f":"IF(Inventory!D93=\"\",\"\",Inventory!D93)","v":""},{"$f":"IF(Inventory!F93=\"\",\"\",Inventory!F93)","v":""},{"$f":"IF(Inventory!G93=\"\",\"\",Inventory!G93)","v":""},{"$f":"IF(Inventory!I93=\"\",\"\",Inventory!I93)","v":""},{"$f":"IF(Inventory!J93=\"\",\"\",Inventory!J93)","v":""},{"$f":"IF(Inventory!K93=\"\",\"\",Inventory!K93)","v":""},{"$f":"IF(Inventory!L93=\"\",\"\",Inventory!L93)","v":""},{"$f":"IF(Inventory!M93=\"\",\"\",Inventory!M93)","v":""},{"$f":"IF(Inventory!N93=\"\",\"\",Inventory!N93)","v":""},{"$f":"IF(Inventory!O93=\"\",\"\",Inventory!O93)","v":""},{"$f":"IF(Inventory!P93=\"\",\"\",Inventory!P93)","v":""},{"$f":"IF(Inventory!Q93=\"\",\"\",Inventory!Q93)","v":""},{"$f":"IF(Inventory!R93=\"\",\"\",Inventory!R93)","v":""},{"$f":"IF(Inventory!S93=\"\",\"\",Inventory!S93)","v":""},{"$f":"IF(Inventory!T93=\"\",\"\",Inventory!T93)","v":""},{"$f":"IF(Inventory!U93=\"\",\"\",Inventory!U93)","v":""},{"$f":"IF(Inventory!V93=\"\",\"\",Inventory!V93)","v":""},{"$f":"IF(Inventory!W93=\"\",\"\",Inventory!W93)","v":""}]
[null,85,{"$f":"IF(Inventory!C94=\"\",\"\",Inventory!C94)","v":""},{"$f":"IF(Inventory!D94=\"\",\"\",Inventory!D94)","v":""},{"$f":"IF(Inventory!F94=\"\",\"\",Inventory!F94)","v":""},{"$f":"IF(Inventory!G94=\"\",\"\",Inventory!G94)","v":""},{"$f":"IF(Inventory!I94=\"\",\"\",Inventory!I94)","v":""},{"$f":"IF(Inventory!J94=\"\",\"\",Inventory!J94)","v":""},{"$f":"IF(Inventory!K94=\"\",\"\",Inventory!K94)","v":""},{"$f":"IF(Inventory!L94=\"\",\"\",Inventory!L94)","v":""},{"$f":"IF(Inventory!M94=\"\",\"\",Inventory!M94)","v":""},{"$f":"IF(Inventory!N94=\"\",\"\",Inventory!N94)","v":""},{"$f":"IF(Inventory!O94=\"\",\"\",Inventory!O94)","v":""},{"$f":"IF(Inventory!P94=\"\",\"\",Inventory!P94)","v":""},{"$f":"IF(Inventory!Q94=\"\",\"\",Inventory!Q94)","v":""},{"$f":"IF(Inventory!R94=\"\",\"\",Inventory!R94)","v":""},{"$f":"IF(Inventory!S94=\"\",\"\",Inventory!S94)","v":""},{"$f":"IF(Inventory!T94=\"\",\"\",Inventory!T94)","v":""},{"$f":"IF(Inventory!U94=\"\",\"\",Inventory!U94)","v":""},{"$f":"IF(Inventory!V94=\"\",\"\",Inventory!V94)","v":""},{"$f":"IF(Inventory!W94=\"\",\"\",Inventory!W94)","v":""}]
[null,86,{"$f":"IF(Inventory!C95=\"\",\"\",Inventory!C95)","v":""},{"$f":"IF(Inventory!D95=\"\",\"\",Inventory!D95)","v":""},{"$f":"IF(Inventory!F95=\"\",\"\",Inventory!F95)","v":""},{"$f":"IF(Inventory!G95=\"\",\"\",Inventory!G95)","v":""},{"$f":"IF(Inventory!I95=\"\",\"\",Inventory!I95)","v":""},{"$f":"IF(Inventory!J95=\"\",\"\",Inventory!J95)","v":""},{"$f":"IF(Inventory!K95=\"\",\"\",Inventory!K95)","v":""},{"$f":"IF(Inventory!L95=\"\",\"\",Inventory!L95)","v":""},{"$f":"IF(Inventory!M95=\"\",\"\",Inventory!M95)","v":""},{"$f":"IF(Inventory!N95=\"\",\"\",Inventory!N95)","v":""},{"$f":"IF(Inventory!O95=\"\",\"\",Inventory!O95)","v":""},{"$f":"IF(Inventory!P95=\"\",\"\",Inventory!P95)","v":""},{"$f":"IF(Inventory!Q95=\"\",\"\",Inventory!Q95)","v":""},{"$f":"IF(Inventory!R95=\"\",\"\",Inventory!R95)","v":""},{"$f":"IF(Inventory!S95=\"\",\"\",Inventory!S95)","v":""},{"$f":"IF(Inventory!T95=\"\",\"\",Inventory!T95)","v":""},{"$f":"IF(Inventory!U95=\"\",\"\",Inventory!U95)","v":""},{"$f":"IF(Inventory!V95=\"\",\"\",Inventory!V95)","v":""},{"$f":"IF(Inventory!W95=\"\",\"\",Inventory!W95)","v":""}]
[null,87,{"$f":"IF(Inventory!C96=\"\",\"\",Inventory!C96)","v":""},{"$f":"IF(Inventory!D96=\"\",\"\",Inventory!D96)","v":""},{"$f":"IF(Inventory!F96=\"\",\"\",Inventory!F96)","v":""},{"$f":"IF(Inventory!G96=\"\",\"\",Inventory!G96)","v":""},{"$f":"IF(Inventory!I96=\"\",\"\",Inventory!I96)","v":""},{"$f":"IF(Inventory!J96=\"\",\"\",Inventory!J96)","v":""},{"$f":"IF(Inventory!K96=\"\",\"\",Inventory!K96)","v":""},{"$f":"IF(Inventory!L96=\"\",\"\",Inventory!L96)","v":""},{"$f":"IF(Inventory!M96=\"\",\"\",Inventory!M96)","v":""},{"$f":"IF(Inventory!N96=\"\",\"\",Inventory!N96)","v":""},{"$f":"IF(Inventory!O96=\"\",\"\",Inventory!O96)","v":""},{"$f":"IF(Inventory!P96=\"\",\"\",Inventory!P96)","v":""},{"$f":"IF(Inventory!Q96=\"\",\"\",Inventory!Q96)","v":""},{"$f":"IF(Inventory!R96=\"\",\"\",Inventory!R96)","v":""},{"$f":"IF(Inventory!S96=\"\",\"\",Inventory!S96)","v":""},{"$f":"IF(Inventory!T96=\"\",\"\",Inventory!T96)","v":""},{"$f":"IF(Inventory!U96=\"\",\"\",Inventory!U96)","v":""},{"$f":"IF(Inventory!V96=\"\",\"\",Inventory!V96)","v":""},{"$f":"IF(Inventory!W96=\"\",\"\",Inventory!W96)","v":""}]
[null,88,{"$f":"IF(Inventory!C97=\"\",\"\",Inventory!C97)","v":""},{"$f":"IF(Inventory!D97=\"\",\"\",Inventory!D97)","v":""},{"$f":"IF(Inventory!F97=\"\",\"\",Inventory!F97)","v":""},{"$f":"IF(Inventory!G97=\"\",\"\",Inventory!G97)","v":""},{"$f":"IF(Inventory!I97=\"\",\"\",Inventory!I97)","v":""},{"$f":"IF(Inventory!J97=\"\",\"\",Inventory!J97)","v":""},{"$f":"IF(Inventory!K97=\"\",\"\",Inventory!K97)","v":""},{"$f":"IF(Inventory!L97=\"\",\"\",Inventory!L97)","v":""},{"$f":"IF(Inventory!M97=\"\",\"\",Inventory!M97)","v":""},{"$f":"IF(Inventory!N97=\"\",\"\",Inventory!N97)","v":""},{"$f":"IF(Inventory!O97=\"\",\"\",Inventory!O97)","v":""},{"$f":"IF(Inventory!P97=\"\",\"\",Inventory!P97)","v":""},{"$f":"IF(Inventory!Q97=\"\",\"\",Inventory!Q97)","v":""},{"$f":"IF(Inventory!R97=\"\",\"\",Inventory!R97)","v":""},{"$f":"IF(Inventory!S97=\"\",\"\",Inventory!S97)","v":""},{"$f":"IF(Inventory!T97=\"\",\"\",Inventory!T97)","v":""},{"$f":"IF(Inventory!U97=\"\",\"\",Inventory!U97)","v":""},{"$f":"IF(Inventory!V97=\"\",\"\",Inventory!V97)","v":""},{"$f":"IF(Inventory!W97=\"\",\"\",Inventory!W97)","v":""}]
[null,89,{"$f":"IF(Inventory!C98=\"\",\"\",Inventory!C98)","v":""},{"$f":"IF(Inventory!D98=\"\",\"\",Inventory!D98)","v":""},{"$f":"IF(Inventory!F98=\"\",\"\",Inventory!F98)","v":""},{"$f":"IF(Inventory!G98=\"\",\"\",Inventory!G98)","v":""},{"$f":"IF(Inventory!I98=\"\",\"\",Inventory!I98)","v":""},{"$f":"IF(Inventory!J98=\"\",\"\",Inventory!J98)","v":""},{"$f":"IF(Inventory!K98=\"\",\"\",Inventory!K98)","v":""},{"$f":"IF(Inventory!L98=\"\",\"\",Inventory!L98)","v":""},{"$f":"IF(Inventory!M98=\"\",\"\",Inventory!M98)","v":""},{"$f":"IF(Inventory!N98=\"\",\"\",Inventory!N98)","v":""},{"$f":"IF(Inventory!O98=\"\",\"\",Inventory!O98)","v":""},{"$f":"IF(Inventory!P98=\"\",\"\",Inventory!P98)","v":""},{"$f":"IF(Inventory!Q98=\"\",\"\",Inventory!Q98)","v":""},{"$f":"IF(Inventory!R98=\"\",\"\",Inventory!R98)","v":""},{"$f":"IF(Inventory!S98=\"\",\"\",Inventory!S98)","v":""},{"$f":"IF(Inventory!T98=\"\",\"\",Inventory!T98)","v":""},{"$f":"IF(Inventory!U98=\"\",\"\",Inventory!U98)","v":""},{"$f":"IF(Inventory!V98=\"\",\"\",Inventory!V98)","v":""},{"$f":"IF(Inventory!W98=\"\",\"\",Inventory!W98)","v":""}]
[null,90,{"$f":"IF(Inventory!C99=\"\",\"\",Inventory!C99)","v":""},{"$f":"IF(Inventory!D99=\"\",\"\",Inventory!D99)","v":""},{"$f":"IF(Inventory!F99=\"\",\"\",Inventory!F99)","v":""},{"$f":"IF(Inventory!G99=\"\",\"\",Inventory!G99)","v":""},{"$f":"IF(Inventory!I99=\"\",\"\",Inventory!I99)","v":""},{"$f":"IF(Inventory!J99=\"\",\"\",Inventory!J99)","v":""},{"$f":"IF(Inventory!K99=\"\",\"\",Inventory!K99)","v":""},{"$f":"IF(Inventory!L99=\"\",\"\",Inventory!L99)","v":""},{"$f":"IF(Inventory!M99=\"\",\"\",Inventory!M99)","v":""},{"$f":"IF(Inventory!N99=\"\",\"\",Inventory!N99)","v":""},{"$f":"IF(Inventory!O99=\"\",\"\",Inventory!O99)","v":""},{"$f":"IF(Inventory!P99=\"\",\"\",Inventory!P99)","v":""},{"$f":"IF(Inventory!Q99=\"\",\"\",Inventory!Q99)","v":""},{"$f":"IF(Inventory!R99=\"\",\"\",Inventory!R99)","v":""},{"$f":"IF(Inventory!S99=\"\",\"\",Inventory!S99)","v":""},{"$f":"IF(Inventory!T99=\"\",\"\",Inventory!T99)","v":""},{"$f":"IF(Inventory!U99=\"\",\"\",Inventory!U99)","v":""},{"$f":"IF(Inventory!V99=\"\",\"\",Inventory!V99)","v":""},{"$f":"IF(Inventory!W99=\"\",\"\",Inventory!W99)","v":""}]
[null,91,{"$f":"IF(Inventory!C100=\"\",\"\",Inventory!C100)","v":""},{"$f":"IF(Inventory!D100=\"\",\"\",Inventory!D100)","v":""},{"$f":"IF(Inventory!F100=\"\",\"\",Inventory!F100)","v":""},{"$f":"IF(Inventory!G100=\"\",\"\",Inventory!G100)","v":""},{"$f":"IF(Inventory!I100=\"\",\"\",Inventory!I100)","v":""},{"$f":"IF(Inventory!J100=\"\",\"\",Inventory!J100)","v":""},{"$f":"IF(Inventory!K100=\"\",\"\",Inventory!K100)","v":""},{"$f":"IF(Inventory!L100=\"\",\"\",Inventory!L100)","v":""},{"$f":"IF(Inventory!M100=\"\",\"\",Inventory!M100)","v":""},{"$f":"IF(Inventory!N100=\"\",\"\",Inventory!N100)","v":""},{"$f":"IF(Inventory!O100=\"\",\"\",Inventory!O100)","v":""},{"$f":"IF(Inventory!P100=\"\",\"\",Inventory!P100)","v":""},{"$f":"IF(Inventory!Q100=\"\",\"\",Inventory!Q100)","v":""},{"$f":"IF(Inventory!R100=\"\",\"\",Inventory!R100)","v":""},{"$f":"IF(Inventory!S100=\"\",\"\",Inventory!S100)","v":""},{"$f":"IF(Inventory!T100=\"\",\"\",Inventory!T100)","v":""},{"$f":"IF(Inventory!U100=\"\",\"\",Inventory!U100)","v":""},{"$f":"IF(Inventory!V100=\"\",\"\",Inventory!V100)","v":""},{"$f":"IF(Inventory!W100=\"\",\"\",Inventory!W100)","v":""}]
[null,92,{"$f":"IF(Inventory!C101=\"\",\"\",Inventory!C101)","v":""},{"$f":"IF(Inventory!D101=\"\",\"\",Inventory!D101)","v":""},{"$f":"IF(Inventory!F101=\"\",\"\",Inventory!F101)","v":""},{"$f":"IF(Inventory!G101=\"\",\"\",Inventory!G101)","v":""},{"$f":"IF(Inventory!I101=\"\",\"\",Inventory!I101)","v":""},{"$f":"IF(Inventory!J101=\"\",\"\",Inventory!J101)","v":""},{"$f":"IF(Inventory!K101=\"\",\"\",Inventory!K101)","v":""},{"$f":"IF(Inventory!L101=\"\",\"\",Inventory!L101)","v":""},{"$f":"IF(Inventory!M101=\"\",\"\",Inventory!M101)","v":""},{"$f":"IF(Inventory!N101=\"\",\"\",Inventory!N101)","v":""},{"$f":"IF(Inventory!O101=\"\",\"\",Inventory!O101)","v":""},{"$f":"IF(Inventory!P101=\"\",\"\",Inventory!P101)","v":""},{"$f":"IF(Inventory!Q101=\"\",\"\",Inventory!Q101)","v":""},{"$f":"IF(Inventory!R101=\"\",\"\",Inventory!R101)","v":""},{"$f":"IF(Inventory!S101=\"\",\"\",Inventory!S101)","v":""},{"$f":"IF(Inventory!T101=\"\",\"\",Inventory!T101)","v":""},{"$f":"IF(Inventory!U101=\"\",\"\",Inventory!U101)","v":""},{"$f":"IF(Inventory!V101=\"\",\"\",Inventory!V101)","v":""},{"$f":"IF(Inventory!W101=\"\",\"\",Inventory!W101)","v":""}]
[null,93,{"$f":"IF(Inventory!C102=\"\",\"\",Inventory!C102)","v":""},{"$f":"IF(Inventory!D102=\"\",\"\",Inventory!D102)","v":""},{"$f":"IF(Inventory!F102=\"\",\"\",Inventory!F102)","v":""},{"$f":"IF(Inventory!G102=\"\",\"\",Inventory!G102)","v":""},{"$f":"IF(Inventory!I102=\"\",\"\",Inventory!I102)","v":""},{"$f":"IF(Inventory!J102=\"\",\"\",Inventory!J102)","v":""},{"$f":"IF(Inventory!K102=\"\",\"\",Inventory!K102)","v":""},{"$f":"IF(Inventory!L102=\"\",\"\",Inventory!L102)","v":""},{"$f":"IF(Inventory!M102=\"\",\"\",Inventory!M102)","v":""},{"$f":"IF(Inventory!N102=\"\",\"\",Inventory!N102)","v":""},{"$f":"IF(Inventory!O102=\"\",\"\",Inventory!O102)","v":""},{"$f":"IF(Inventory!P102=\"\",\"\",Inventory!P102)","v":""},{"$f":"IF(Inventory!Q102=\"\",\"\",Inventory!Q102)","v":""},{"$f":"IF(Inventory!R102=\"\",\"\",Inventory!R102)","v":""},{"$f":"IF(Inventory!S102=\"\",\"\",Inventory!S102)","v":""},{"$f":"IF(Inventory!T102=\"\",\"\",Inventory!T102)","v":""},{"$f":"IF(Inventory!U102=\"\",\"\",Inventory!U102)","v":""},{"$f":"IF(Inventory!V102=\"\",\"\",Inventory!V102)","v":""},{"$f":"IF(Inventory!W102=\"\",\"\",Inventory!W102)","v":""}]
[null,94,{"$f":"IF(Inventory!C103=\"\",\"\",Inventory!C103)","v":""},{"$f":"IF(Inventory!D103=\"\",\"\",Inventory!D103)","v":""},{"$f":"IF(Inventory!F103=\"\",\"\",Inventory!F103)","v":""},{"$f":"IF(Inventory!G103=\"\",\"\",Inventory!G103)","v":""},{"$f":"IF(Inventory!I103=\"\",\"\",Inventory!I103)","v":""},{"$f":"IF(Inventory!J103=\"\",\"\",Inventory!J103)","v":""},{"$f":"IF(Inventory!K103=\"\",\"\",Inventory!K103)","v":""},{"$f":"IF(Inventory!L103=\"\",\"\",Inventory!L103)","v":""},{"$f":"IF(Inventory!M103=\"\",\"\",Inventory!M103)","v":""},{"$f":"IF(Inventory!N103=\"\",\"\",Inventory!N103)","v":""},{"$f":"IF(Inventory!O103=\"\",\"\",Inventory!O103)","v":""},{"$f":"IF(Inventory!P103=\"\",\"\",Inventory!P103)","v":""},{"$f":"IF(Inventory!Q103=\"\",\"\",Inventory!Q103)","v":""},{"$f":"IF(Inventory!R103=\"\",\"\",Inventory!R103)","v":""},{"$f":"IF(Inventory!S103=\"\",\"\",Inventory!S103)","v":""},{"$f":"IF(Inventory!T103=\"\",\"\",Inventory!T103)","v":""},{"$f":"IF(Inventory!U103=\"\",\"\",Inventory!U103)","v":""},{"$f":"IF(Inventory!V103=\"\",\"\",Inventory!V103)","v":""},{"$f":"IF(Inventory!W103=\"\",\"\",Inventory!W103)","v":""}]
[null,95,{"$f":"IF(Inventory!C104=\"\",\"\",Inventory!C104)","v":""},{"$f":"IF(Inventory!D104=\"\",\"\",Inventory!D104)","v":""},{"$f":"IF(Inventory!F104=\"\",\"\",Inventory!F104)","v":""},{"$f":"IF(Inventory!G104=\"\",\"\",Inventory!G104)","v":""},{"$f":"IF(Inventory!I104=\"\",\"\",Inventory!I104)","v":""},{"$f":"IF(Inventory!J104=\"\",\"\",Inventory!J104)","v":""},{"$f":"IF(Inventory!K104=\"\",\"\",Inventory!K104)","v":""},{"$f":"IF(Inventory!L104=\"\",\"\",Inventory!L104)","v":""},{"$f":"IF(Inventory!M104=\"\",\"\",Inventory!M104)","v":""},{"$f":"IF(Inventory!N104=\"\",\"\",Inventory!N104)","v":""},{"$f":"IF(Inventory!O104=\"\",\"\",Inventory!O104)","v":""},{"$f":"IF(Inventory!P104=\"\",\"\",Inventory!P104)","v":""},{"$f":"IF(Inventory!Q104=\"\",\"\",Inventory!Q104)","v":""},{"$f":"IF(Inventory!R104=\"\",\"\",Inventory!R104)","v":""},{"$f":"IF(Inventory!S104=\"\",\"\",Inventory!S104)","v":""},{"$f":"IF(Inventory!T104=\"\",\"\",Inventory!T104)","v":""},{"$f":"IF(Inventory!U104=\"\",\"\",Inventory!U104)","v":""},{"$f":"IF(Inventory!V104=\"\",\"\",Inventory!V104)","v":""},{"$f":"IF(Inventory!W104=\"\",\"\",Inventory!W104)","v":""}]
[null,96,{"$f":"IF(Inventory!C105=\"\",\"\",Inventory!C105)","v":""},{"$f":"IF(Inventory!D105=\"\",\"\",Inventory!D105)","v":""},{"$f":"IF(Inventory!F105=\"\",\"\",Inventory!F105)","v":""},{"$f":"IF(Inventory!G105=\"\",\"\",Inventory!G105)","v":""},{"$f":"IF(Inventory!I105=\"\",\"\",Inventory!I105)","v":""},{"$f":"IF(Inventory!J105=\"\",\"\",Inventory!J105)","v":""},{"$f":"IF(Inventory!K105=\"\",\"\",Inventory!K105)","v":""},{"$f":"IF(Inventory!L105=\"\",\"\",Inventory!L105)","v":""},{"$f":"IF(Inventory!M105=\"\",\"\",Inventory!M105)","v":""},{"$f":"IF(Inventory!N105=\"\",\"\",Inventory!N105)","v":""},{"$f":"IF(Inventory!O105=\"\",\"\",Inventory!O105)","v":""},{"$f":"IF(Inventory!P105=\"\",\"\",Inventory!P105)","v":""},{"$f":"IF(Inventory!Q105=\"\",\"\",Inventory!Q105)","v":""},{"$f":"IF(Inventory!R105=\"\",\"\",Inventory!R105)","v":""},{"$f":"IF(Inventory!S105=\"\",\"\",Inventory!S105)","v":""},{"$f":"IF(Inventory!T105=\"\",\"\",Inventory!T105)","v":""},{"$f":"IF(Inventory!U105=\"\",\"\",Inventory!U105)","v":""},{"$f":"IF(Inventory!V105=\"\",\"\",Inventory!V105)","v":""},{"$f":"IF(Inventory!W105=\"\",\"\",Inventory!W105)","v":""}]
[null,97,{"$f":"IF(Inventory!C106=\"\",\"\",Inventory!C106)","v":""},{"$f":"IF(Inventory!D106=\"\",\"\",Inventory!D106)","v":""},{"$f":"IF(Inventory!F106=\"\",\"\",Inventory!F106)","v":""},{"$f":"IF(Inventory!G106=\"\",\"\",Inventory!G106)","v":""},{"$f":"IF(Inventory!I106=\"\",\"\",Inventory!I106)","v":""},{"$f":"IF(Inventory!J106=\"\",\"\",Inventory!J106)","v":""},{"$f":"IF(Inventory!K106=\"\",\"\",Inventory!K106)","v":""},{"$f":"IF(Inventory!L106=\"\",\"\",Inventory!L106)","v":""},{"$f":"IF(Inventory!M106=\"\",\"\",Inventory!M106)","v":""},{"$f":"IF(Inventory!N106=\"\",\"\",Inventory!N106)","v":""},{"$f":"IF(Inventory!O106=\"\",\"\",Inventory!O106)","v":""},{"$f":"IF(Inventory!P106=\"\",\"\",Inventory!P106)","v":""},{"$f":"IF(Inventory!Q106=\"\",\"\",Inventory!Q106)","v":""},{"$f":"IF(Inventory!R106=\"\",\"\",Inventory!R106)","v":""},{"$f":"IF(Inventory!S106=\"\",\"\",Inventory!S106)","v":""},{"$f":"IF(Inventory!T106=\"\",\"\",Inventory!T106)","v":""},{"$f":"IF(Inventory!U106=\"\",\"\",Inventory!U106)","v":""},{"$f":"IF(Inventory!V106=\"\",\"\",Inventory!V106)","v":""},{"$f":"IF(Inventory!W106=\"\",\"\",Inventory!W106)","v":""}]
[null,98,{"$f":"IF(Inventory!C107=\"\",\"\",Inventory!C107)","v":""},{"$f":"IF(Inventory!D107=\"\",\"\",Inventory!D107)","v":""},{"$f":"IF(Inventory!F107=\"\",\"\",Inventory!F107)","v":""},{"$f":"IF(Inventory!G107=\"\",\"\",Inventory!G107)","v":""},{"$f":"IF(Inventory!I107=\"\",\"\",Inventory!I107)","v":""},{"$f":"IF(Inventory!J107=\"\",\"\",Inventory!J107)","v":""},{"$f":"IF(Inventory!K107=\"\",\"\",Inventory!K107)","v":""},{"$f":"IF(Inventory!L107=\"\",\"\",Inventory!L107)","v":""},{"$f":"IF(Inventory!M107=\"\",\"\",Inventory!M107)","v":""},{"$f":"IF(Inventory!N107=\"\",\"\",Inventory!N107)","v":""},{"$f":"IF(Inventory!O107=\"\",\"\",Inventory!O107)","v":""},{"$f":"IF(Inventory!P107=\"\",\"\",Inventory!P107)","v":""},{"$f":"IF(Inventory!Q107=\"\",\"\",Inventory!Q107)","v":""},{"$f":"IF(Inventory!R107=\"\",\"\",Inventory!R107)","v":""},{"$f":"IF(Inventory!S107=\"\",\"\",Inventory!S107)","v":""},{"$f":"IF(Inventory!T107=\"\",\"\",Inventory!T107)","v":""},{"$f":"IF(Inventory!U107=\"\",\"\",Inventory!U107)","v":""},{"$f":"IF(Inventory!V107=\"\",\"\",Inventory!V107)","v":""},{"$f":"IF(Inventory!W107=\"\",\"\",Inventory!W107)","v":""}]
[null,99,{"$f":"IF(Inventory!C108=\"\",\"\",Inventory!C108)","v":""},{"$f":"IF(Inventory!D108=\"\",\"\",Inventory!D108)","v":""},{"$f":"IF(Inventory!F108=\"\",\"\",Inventory!F108)","v":""},{"$f":"IF(Inventory!G108=\"\",\"\",Inventory!G108)","v":""},{"$f":"IF(Inventory!I108=\"\",\"\",Inventory!I108)","v":""},{"$f":"IF(Inventory!J108=\"\",\"\",Inventory!J108)","v":""},{"$f":"IF(Inventory!K108=\"\",\"\",Inventory!K108)","v":""},{"$f":"IF(Inventory!L108=\"\",\"\",Inventory!L108)","v":""},{"$f":"IF(Inventory!M108=\"\",\"\",Inventory!M108)","v":""},{"$f":"IF(Inventory!N108=\"\",\"\",Inventory!N108)","v":""},{"$f":"IF(Inventory!O108=\"\",\"\",Inventory!O108)","v":""},{"$f":"IF(Inventory!P108=\"\",\"\",Inventory!P108)","v":""},{"$f":"IF(Inventory!Q108=\"\",\"\",Inventory!Q108)","v":""},{"$f":"IF(Inventory!R108=\"\",\"\",Inventory!R108)","v":""},{"$f":"IF(Inventory!S108=\"\",\"\",Inventory!S108)","v":""},{"$f":"IF(Inventory!T108=\"\",\"\",Inventory!T108)","v":""},{"$f":"IF(Inventory!U108=\"\",\"\",Inventory!U108)","v":""},{"$f":"IF(Inventory!V108=\"\",\"\",Inventory!V108)","v":""},{"$f":"IF(Inventory!W108=\"\",\"\",Inventory!W108)","v":""}]
[null,100,{"$f":"IF(Inventory!C109=\"\",\"\",Inventory!C109)","v":""},{"$f":"IF(Inventory!D109=\"\",\"\",Inventory!D109)","v":""},{"$f":"IF(Inventory!F109=\"\",\"\",Inventory!F109)","v":""},{"$f":"IF(Inventory!G109=\"\",\"\",Inventory!G109)","v":""},{"$f":"IF(Inventory!I109=\"\",\"\",Inventory!I109)","v":""},{"$f":"IF(Inventory!J109=\"\",\"\",Inventory!J109)","v":""},{"$f":"IF(Inventory!K109=\"\",\"\",Inventory!K109)","v":""},{"$f":"IF(Inventory!L109=\"\",\"\",Inventory!L109)","v":""},{"$f":"IF(Inventory!M109=\"\",\"\",Inventory!M109)","v":""},{"$f":"IF(Inventory!N109=\"\",\"\",Inventory!N109)","v":""},{"$f":"IF(Inventory!O109=\"\",\"\",Inventory!O109)","v":""},{"$f":"IF(Inventory!P109=\"\",\"\",Inventory!P109)","v":""},{"$f":"IF(Inventory!Q109=\"\",\"\",Inventory!Q109)","v":""},{"$f":"IF(Inventory!R109=\"\",\"\",Inventory!R109)","v":""},{"$f":"IF(Inventory!S109=\"\",\"\",Inventory!S109)","v":""},{"$f":"IF(Inventory!T109=\"\",\"\",Inventory!T109)","v":""},{"$f":"IF(Inventory!U109=\"\",\"\",Inventory!U109)","v":""},{"$f":"IF(Inventory!V109=\"\",\"\",Inventory!V109)","v":""},{"$f":"IF(Inventory!W109=\"\",\"\",Inventory!W109)","v":""}]
[null,101,{"$f":"IF(Inventory!C110=\"\",\"\",Inventory!C110)","v":""},{"$f":"IF(Inventory!D110=\"\",\"\",Inventory!D110)","v":""},{"$f":"IF(Inventory!F110=\"\",\"\",Inventory!F110)","v":""},{"$f":"IF(Inventory!G110=\"\",\"\",Inventory!G110)","v":""},{"$f":"IF(Inventory!I110=\"\",\"\",Inventory!I110)","v":""},{"$f":"IF(Inventory!J110=\"\",\"\",Inventory!J110)","v":""},{"$f":"IF(Inventory!K110=\"\",\"\",Inventory!K110)","v":""},{"$f":"IF(Inventory!L110=\"\",\"\",Inventory!L110)","v":""},{"$f":"IF(Inventory!M110=\"\",\"\",Inventory!M110)","v":""},{"$f":"IF(Inventory!N110=\"\",\"\",Inventory!N110)","v":""},{"$f":"IF(Inventory!O110=\"\",\"\",Inventory!O110)","v":""},{"$f":"IF(Inventory!P110=\"\",\"\",Inventory!P110)","v":""},{"$f":"IF(Inventory!Q110=\"\",\"\",Inventory!Q110)","v":""},{"$f":"IF(Inventory!R110=\"\",\"\",Inventory!R110)","v":""},{"$f":"IF(Inventory!S110=\"\",\"\",Inventory!S110)","v":""},{"$f":"IF(Inventory!T110=\"\",\"\",Inventory!T110)","v":""},{"$f":"IF(Inventory!U110=\"\",\"\",Inventory!U110)","v":""},{"$f":"IF(Inventory!V110=\"\",\"\",Inventory!V110)","v":""},{"$f":"IF(Inventory!W110=\"\",\"\",Inventory!W110)","v":""}]
[null,102,{"$f":"IF(Inventory!C111=\"\",\"\",Inventory!C111)","v":""},{"$f":"IF(Inventory!D111=\"\",\"\",Inventory!D111)","v":""},{"$f":"IF(Inventory!F111=\"\",\"\",Inventory!F111)","v":""},{"$f":"IF(Inventory!G111=\"\",\"\",Inventory!G111)","v":""},{"$f":"IF(Inventory!I111=\"\",\"\",Inventory!I111)","v":""},{"$f":"IF(Inventory!J111=\"\",\"\",Inventory!J111)","v":""},{"$f":"IF(Inventory!K111=\"\",\"\",Inventory!K111)","v":""},{"$f":"IF(Inventory!L111=\"\",\"\",Inventory!L111)","v":""},{"$f":"IF(Inventory!M111=\"\",\"\",Inventory!M111)","v":""},{"$f":"IF(Inventory!N111=\"\",\"\",Inventory!N111)","v":""},{"$f":"IF(Inventory!O111=\"\",\"\",Inventory!O111)","v":""},{"$f":"IF(Inventory!P111=\"\",\"\",Inventory!P111)","v":""},{"$f":"IF(Inventory!Q111=\"\",\"\",Inventory!Q111)","v":""},{"$f":"IF(Inventory!R111=\"\",\"\",Inventory!R111)","v":""},{"$f":"IF(Inventory!S111=\"\",\"\",Inventory!S111)","v":""},{"$f":"IF(Inventory!T111=\"\",\"\",Inventory!T111)","v":""},{"$f":"IF(Inventory!U111=\"\",\"\",Inventory!U111)","v":""},{"$f":"IF(Inventory!V111=\"\",\"\",Inventory!V111)","v":""},{"$f":"IF(Inventory!W111=\"\",\"\",Inventory!W111)","v":""}]
[null,103,{"$f":"IF(Inventory!C112=\"\",\"\",Inventory!C112)","v":""},{"$f":"IF(Inventory!D112=\"\",\"\",Inventory!D112)","v":""},{"$f":"IF(Inventory!F112=\"\",\"\",Inventory!F112)","v":""},{"$f":"IF(Inventory!G112=\"\",\"\",Inventory!G112)","v":""},{"$f":"IF(Inventory!I112=\"\",\"\",Inventory!I112)","v":""},{"$f":"IF(Inventory!J112=\"\",\"\",Inventory!J112)","v":""},{"$f":"IF(Inventory!K112=\"\",\"\",Inventory!K112)","v":""},{"$f":"IF(Inventory!L112=\"\",\"\",Inventory!L112)","v":""},{"$f":"IF(Inventory!M112=\"\",\"\",Inventory!M112)","v":""},{"$f":"IF(Inventory!N112=\"\",\"\",Inventory!N112)","v":""},{"$f":"IF(Inventory!O112=\"\",\"\",Inventory!O112)","v":""},{"$f":"IF(Inventory!P112=\"\",\"\",Inventory!P112)","v":""},{"$f":"IF(Inventory!Q112=\"\",\"\",Inventory!Q112)","v":""},{"$f":"IF(Inventory!R112=\"\",\"\",Inventory!R112)","v":""},{"$f":"IF(Inventory!S112=\"\",\"\",Inventory!S112)","v":""},{"$f":"IF(Inventory!T112=\"\",\"\",Inventory!T112)","v":""},{"$f":"IF(Inventory!U112=\"\",\"\",Inventory!U112)","v":""},{"$f":"IF(Inventory!V112=\"\",\"\",Inventory!V112)","v":""},{"$f":"IF(Inventory!W112=\"\",\"\",Inventory!W112)","v":""}]
[null,104,{"$f":"IF(Inventory!C113=\"\",\"\",Inventory!C113)","v":""},{"$f":"IF(Inventory!D113=\"\",\"\",Inventory!D113)","v":""},{"$f":"IF(Inventory!F113=\"\",\"\",Inventory!F113)","v":""},{"$f":"IF(Inventory!G113=\"\",\"\",Inventory!G113)","v":""},{"$f":"IF(Inventory!I113=\"\",\"\",Inventory!I113)","v":""},{"$f":"IF(Inventory!J113=\"\",\"\",Inventory!J113)","v":""},{"$f":"IF(Inventory!K113=\"\",\"\",Inventory!K113)","v":""},{"$f":"IF(Inventory!L113=\"\",\"\",Inventory!L113)","v":""},{"$f":"IF(Inventory!M113=\"\",\"\",Inventory!M113)","v":""},{"$f":"IF(Inventory!N113=\"\",\"\",Inventory!N113)","v":""},{"$f":"IF(Inventory!O113=\"\",\"\",Inventory!O113)","v":""},{"$f":"IF(Inventory!P113=\"\",\"\",Inventory!P113)","v":""},{"$f":"IF(Inventory!Q113=\"\",\"\",Inventory!Q113)","v":""},{"$f":"IF(Inventory!R113=\"\",\"\",Inventory!R113)","v":""},{"$f":"IF(Inventory!S113=\"\",\"\",Inventory!S113)","v":""},{"$f":"IF(Inventory!T113=\"\",\"\",Inventory!T113)","v":""},{"$f":"IF(Inventory!U113=\"\",\"\",Inventory!U113)","v":""},{"$f":"IF(Inventory!V113=\"\",\"\",Inventory!V113)","v":""},{"$f":"IF(Inventory!W113=\"\",\"\",Inventory!W113)","v":""}]
[null,105,{"$f":"IF(Inventory!C114=\"\",\"\",Inventory!C114)","v":""},{"$f":"IF(Inventory!D114=\"\",\"\",Inventory!D114)","v":""},{"$f":"IF(Inventory!F114=\"\",\"\",Inventory!F114)","v":""},{"$f":"IF(Inventory!G114=\"\",\"\",Inventory!G114)","v":""},{"$f":"IF(Inventory!I114=\"\",\"\",Inventory!I114)","v":""},{"$f":"IF(Inventory!J114=\"\",\"\",Inventory!J114)","v":""},{"$f":"IF(Inventory!K114=\"\",\"\",Inventory!K114)","v":""},{"$f":"IF(Inventory!L114=\"\",\"\",Inventory!L114)","v":""},{"$f":"IF(Inventory!M114=\"\",\"\",Inventory!M114)","v":""},{"$f":"IF(Inventory!N114=\"\",\"\",Inventory!N114)","v":""},{"$f":"IF(Inventory!O114=\"\",\"\",Inventory!O114)","v":""},{"$f":"IF(Inventory!P114=\"\",\"\",Inventory!P114)","v":""},{"$f":"IF(Inventory!Q114=\"\",\"\",Inventory!Q114)","v":""},{"$f":"IF(Inventory!R114=\"\",\"\",Inventory!R114)","v":""},{"$f":"IF(Inventory!S114=\"\",\"\",Inventory!S114)","v":""},{"$f":"IF(Inventory!T114=\"\",\"\",Inventory!T114)","v":""},{"$f":"IF(Inventory!U114=\"\",\"\",Inventory!U114)","v":""},{"$f":"IF(Inventory!V114=\"\",\"\",Inventory!V114)","v":""},{"$f":"IF(Inventory!W114=\"\",\"\",Inventory!W114)","v":""}]
[null,106,{"$f":"IF(Inventory!C115=\"\",\"\",Inventory!C115)","v":""},{"$f":"IF(Inventory!D115=\"\",\"\",Inventory!D115)","v":""},{"$f":"IF(Inventory!F115=\"\",\"\",Inventory!F115)","v":""},{"$f":"IF(Inventory!G115=\"\",\"\",Inventory!G115)","v":""},{"$f":"IF(Inventory!I115=\"\",\"\",Inventory!I115)","v":""},{"$f":"IF(Inventory!J115=\"\",\"\",Inventory!J115)","v":""},{"$f":"IF(Inventory!K115=\"\",\"\",Inventory!K115)","v":""},{"$f":"IF(Inventory!L115=\"\",\"\",Inventory!L115)","v":""},{"$f":"IF(Inventory!M115=\"\",\"\",Inventory!M115)","v":""},{"$f":"IF(Inventory!N115=\"\",\"\",Inventory!N115)","v":""},{"$f":"IF(Inventory!O115=\"\",\"\",Inventory!O115)","v":""},{"$f":"IF(Inventory!P115=\"\",\"\",Inventory!P115)","v":""},{"$f":"IF(Inventory!Q115=\"\",\"\",Inventory!Q115)","v":""},{"$f":"IF(Inventory!R115=\"\",\"\",Inventory!R115)","v":""},{"$f":"IF(Inventory!S115=\"\",\"\",Inventory!S115)","v":""},{"$f":"IF(Inventory!T115=\"\",\"\",Inventory!T115)","v":""},{"$f":"IF(Inventory!U115=\"\",\"\",Inventory!U115)","v":""},{"$f":"IF(Inventory!V115=\"\",\"\",Inventory!V115)","v":""},{"$f":"IF(Inventory!W115=\"\",\"\",Inventory!W115)","v":""}]
[null,107,{"$f":"IF(Inventory!C116=\"\",\"\",Inventory!C116)","v":""},{"$f":"IF(Inventory!D116=\"\",\"\",Inventory!D116)","v":""},{"$f":"IF(Inventory!F116=\"\",\"\",Inventory!F116)","v":""},{"$f":"IF(Inventory!G116=\"\",\"\",Inventory!G116)","v":""},{"$f":"IF(Inventory!I116=\"\",\"\",Inventory!I116)","v":""},{"$f":"IF(Inventory!J116=\"\",\"\",Inventory!J116)","v":""},{"$f":"IF(Inventory!K116=\"\",\"\",Inventory!K116)","v":""},{"$f":"IF(Inventory!L116=\"\",\"\",Inventory!L116)","v":""},{"$f":"IF(Inventory!M116=\"\",\"\",Inventory!M116)","v":""},{"$f":"IF(Inventory!N116=\"\",\"\",Inventory!N116)","v":""},{"$f":"IF(Inventory!O116=\"\",\"\",Inventory!O116)","v":""},{"$f":"IF(Inventory!P116=\"\",\"\",Inventory!P116)","v":""},{"$f":"IF(Inventory!Q116=\"\",\"\",Inventory!Q116)","v":""},{"$f":"IF(Inventory!R116=\"\",\"\",Inventory!R116)","v":""},{"$f":"IF(Inventory!S116=\"\",\"\",Inventory!S116)","v":""},{"$f":"IF(Inventory!T116=\"\",\"\",Inventory!T116)","v":""},{"$f":"IF(Inventory!U116=\"\",\"\",Inventory!U116)","v":""},{"$f":"IF(Inventory!V116=\"\",\"\",Inventory!V116)","v":""},{"$f":"IF(Inventory!W116=\"\",\"\",Inventory!W116)","v":""}]
[null,108,{"$f":"IF(Inventory!C117=\"\",\"\",Inventory!C117)","v":""},{"$f":"IF(Inventory!D117=\"\",\"\",Inventory!D117)","v":""},{"$f":"IF(Inventory!F117=\"\",\"\",Inventory!F117)","v":""},{"$f":"IF(Inventory!G117=\"\",\"\",Inventory!G117)","v":""},{"$f":"IF(Inventory!I117=\"\",\"\",Inventory!I117)","v":""},{"$f":"IF(Inventory!J117=\"\",\"\",Inventory!J117)","v":""},{"$f":"IF(Inventory!K117=\"\",\"\",Inventory!K117)","v":""},{"$f":"IF(Inventory!L117=\"\",\"\",Inventory!L117)","v":""},{"$f":"IF(Inventory!M117=\"\",\"\",Inventory!M117)","v":""},{"$f":"IF(Inventory!N117=\"\",\"\",Inventory!N117)","v":""},{"$f":"IF(Inventory!O117=\"\",\"\",Inventory!O117)","v":""},{"$f":"IF(Inventory!P117=\"\",\"\",Inventory!P117)","v":""},{"$f":"IF(Inventory!Q117=\"\",\"\",Inventory!Q117)","v":""},{"$f":"IF(Inventory!R117=\"\",\"\",Inventory!R117)","v":""},{"$f":"IF(Inventory!S117=\"\",\"\",Inventory!S117)","v":""},{"$f":"IF(Inventory!T117=\"\",\"\",Inventory!T117)","v":""},{"$f":"IF(Inventory!U117=\"\",\"\",Inventory!U117)","v":""},{"$f":"IF(Inventory!V117=\"\",\"\",Inventory!V117)","v":""},{"$f":"IF(Inventory!W117=\"\",\"\",Inventory!W117)","v":""}]
[null,109,{"$f":"IF(Inventory!C118=\"\",\"\",Inventory!C118)","v":""},{"$f":"IF(Inventory!D118=\"\",\"\",Inventory!D118)","v":""},{"$f":"IF(Inventory!F118=\"\",\"\",Inventory!F118)","v":""},{"$f":"IF(Inventory!G118=\"\",\"\",Inventory!G118)","v":""},{"$f":"IF(Inventory!I118=\"\",\"\",Inventory!I118)","v":""},{"$f":"IF(Inventory!J118=\"\",\"\",Inventory!J118)","v":""},{"$f":"IF(Inventory!K118=\"\",\"\",Inventory!K118)","v":""},{"$f":"IF(Inventory!L118=\"\",\"\",Inventory!L118)","v":""},{"$f":"IF(Inventory!M118=\"\",\"\",Inventory!M118)","v":""},{"$f":"IF(Inventory!N118=\"\",\"\",Inventory!N118)","v":""},{"$f":"IF(Inventory!O118=\"\",\"\",Inventory!O118)","v":""},{"$f":"IF(Inventory!P118=\"\",\"\",Inventory!P118)","v":""},{"$f":"IF(Inventory!Q118=\"\",\"\",Inventory!Q118)","v":""},{"$f":"IF(Inventory!R118=\"\",\"\",Inventory!R118)","v":""},{"$f":"IF(Inventory!S118=\"\",\"\",Inventory!S118)","v":""},{"$f":"IF(Inventory!T118=\"\",\"\",Inventory!T118)","v":""},{"$f":"IF(Inventory!U118=\"\",\"\",Inventory!U118)","v":""},{"$f":"IF(Inventory!V118=\"\",\"\",Inventory!V118)","v":""},{"$f":"IF(Inventory!W118=\"\",\"\",Inventory!W118)","v":""}]
[null,110,{"$f":"IF(Inventory!C119=\"\",\"\",Inventory!C119)","v":""},{"$f":"IF(Inventory!D119=\"\",\"\",Inventory!D119)","v":""},{"$f":"IF(Inventory!F119=\"\",\"\",Inventory!F119)","v":""},{"$f":"IF(Inventory!G119=\"\",\"\",Inventory!G119)","v":""},{"$f":"IF(Inventory!I119=\"\",\"\",Inventory!I119)","v":""},{"$f":"IF(Inventory!J119=\"\",\"\",Inventory!J119)","v":""},{"$f":"IF(Inventory!K119=\"\",\"\",Inventory!K119)","v":""},{"$f":"IF(Inventory!L119=\"\",\"\",Inventory!L119)","v":""},{"$f":"IF(Inventory!M119=\"\",\"\",Inventory!M119)","v":""},{"$f":"IF(Inventory!N119=\"\",\"\",Inventory!N119)","v":""},{"$f":"IF(Inventory!O119=\"\",\"\",Inventory!O119)","v":""},{"$f":"IF(Inventory!P119=\"\",\"\",Inventory!P119)","v":""},{"$f":"IF(Inventory!Q119=\"\",\"\",Inventory!Q119)","v":""},{"$f":"IF(Inventory!R119=\"\",\"\",Inventory!R119)","v":""},{"$f":"IF(Inventory!S119=\"\",\"\",Inventory!S119)","v":""},{"$f":"IF(Inventory!T119=\"\",\"\",Inventory!T119)","v":""},{"$f":"IF(Inventory!U119=\"\",\"\",Inventory!U119)","v":""},{"$f":"IF(Inventory!V119=\"\",\"\",Inventory!V119)","v":""},{"$f":"IF(Inventory!W119=\"\",\"\",Inventory!W119)","v":""}]
[null,111,{"$f":"IF(Inventory!C120=\"\",\"\",Inventory!C120)","v":""},{"$f":"IF(Inventory!D120=\"\",\"\",Inventory!D120)","v":""},{"$f":"IF(Inventory!F120=\"\",\"\",Inventory!F120)","v":""},{"$f":"IF(Inventory!G120=\"\",\"\",Inventory!G120)","v":""},{"$f":"IF(Inventory!I120=\"\",\"\",Inventory!I120)","v":""},{"$f":"IF(Inventory!J120=\"\",\"\",Inventory!J120)","v":""},{"$f":"IF(Inventory!K120=\"\",\"\",Inventory!K120)","v":""},{"$f":"IF(Inventory!L120=\"\",\"\",Inventory!L120)","v":""},{"$f":"IF(Inventory!M120=\"\",\"\",Inventory!M120)","v":""},{"$f":"IF(Inventory!N120=\"\",\"\",Inventory!N120)","v":""},{"$f":"IF(Inventory!O120=\"\",\"\",Inventory!O120)","v":""},{"$f":"IF(Inventory!P120=\"\",\"\",Inventory!P120)","v":""},{"$f":"IF(Inventory!Q120=\"\",\"\",Inventory!Q120)","v":""},{"$f":"IF(Inventory!R120=\"\",\"\",Inventory!R120)","v":""},{"$f":"IF(Inventory!S120=\"\",\"\",Inventory!S120)","v":""},{"$f":"IF(Inventory!T120=\"\",\"\",Inventory!T120)","v":""},{"$f":"IF(Inventory!U120=\"\",\"\",Inventory!U120)","v":""},{"$f":"IF(Inventory!V120=\"\",\"\",Inventory!V120)","v":""},{"$f":"IF(Inventory!W120=\"\",\"\",Inventory!W120)","v":""}]
[null,112,{"$f":"IF(Inventory!C121=\"\",\"\",Inventory!C121)","v":""},{"$f":"IF(Inventory!D121=\"\",\"\",Inventory!D121)","v":""},{"$f":"IF(Inventory!F121=\"\",\"\",Inventory!F121)","v":""},{"$f":"IF(Inventory!G121=\"\",\"\",Inventory!G121)","v":""},{"$f":"IF(Inventory!I121=\"\",\"\",Inventory!I121)","v":""},{"$f":"IF(Inventory!J121=\"\",\"\",Inventory!J121)","v":""},{"$f":"IF(Inventory!K121=\"\",\"\",Inventory!K121)","v":""},{"$f":"IF(Inventory!L121=\"\",\"\",Inventory!L121)","v":""},{"$f":"IF(Inventory!M121=\"\",\"\",Inventory!M121)","v":""},{"$f":"IF(Inventory!N121=\"\",\"\",Inventory!N121)","v":""},{"$f":"IF(Inventory!O121=\"\",\"\",Inventory!O121)","v":""},{"$f":"IF(Inventory!P121=\"\",\"\",Inventory!P121)","v":""},{"$f":"IF(Inventory!Q121=\"\",\"\",Inventory!Q121)","v":""},{"$f":"IF(Inventory!R121=\"\",\"\",Inventory!R121)","v":""},{"$f":"IF(Inventory!S121=\"\",\"\",Inventory!S121)","v":""},{"$f":"IF(Inventory!T121=\"\",\"\",Inventory!T121)","v":""},{"$f":"IF(Inventory!U121=\"\",\"\",Inventory!U121)","v":""},{"$f":"IF(Inventory!V121=\"\",\"\",Inventory!V121)","v":""},{"$f":"IF(Inventory!W121=\"\",\"\",Inventory!W121)","v":""}]
[null,113,{"$f":"IF(Inventory!C122=\"\",\"\",Inventory!C122)","v":""},{"$f":"IF(Inventory!D122=\"\",\"\",Inventory!D122)","v":""},{"$f":"IF(Inventory!F122=\"\",\"\",Inventory!F122)","v":""},{"$f":"IF(Inventory!G122=\"\",\"\",Inventory!G122)","v":""},{"$f":"IF(Inventory!I122=\"\",\"\",Inventory!I122)","v":""},{"$f":"IF(Inventory!J122=\"\",\"\",Inventory!J122)","v":""},{"$f":"IF(Inventory!K122=\"\",\"\",Inventory!K122)","v":""},{"$f":"IF(Inventory!L122=\"\",\"\",Inventory!L122)","v":""},{"$f":"IF(Inventory!M122=\"\",\"\",Inventory!M122)","v":""},{"$f":"IF(Inventory!N122=\"\",\"\",Inventory!N122)","v":""},{"$f":"IF(Inventory!O122=\"\",\"\",Inventory!O122)","v":""},{"$f":"IF(Inventory!P122=\"\",\"\",Inventory!P122)","v":""},{"$f":"IF(Inventory!Q122=\"\",\"\",Inventory!Q122)","v":""},{"$f":"IF(Inventory!R122=\"\",\"\",Inventory!R122)","v":""},{"$f":"IF(Inventory!S122=\"\",\"\",Inventory!S122)","v":""},{"$f":"IF(Inventory!T122=\"\",\"\",Inventory!T122)","v":""},{"$f":"IF(Inventory!U122=\"\",\"\",Inventory!U122)","v":""},{"$f":"IF(Inventory!V122=\"\",\"\",Inventory!V122)","v":""},{"$f":"IF(Inventory!W122=\"\",\"\",Inventory!W122)","v":""}]
[null,114,{"$f":"IF(Inventory!C123=\"\",\"\",Inventory!C123)","v":""},{"$f":"IF(Inventory!D123=\"\",\"\",Inventory!D123)","v":""},{"$f":"IF(Inventory!F123=\"\",\"\",Inventory!F123)","v":""},{"$f":"IF(Inventory!G123=\"\",\"\",Inventory!G123)","v":""},{"$f":"IF(Inventory!I123=\"\",\"\",Inventory!I123)","v":""},{"$f":"IF(Inventory!J123=\"\",\"\",Inventory!J123)","v":""},{"$f":"IF(Inventory!K123=\"\",\"\",Inventory!K123)","v":""},{"$f":"IF(Inventory!L123=\"\",\"\",Inventory!L123)","v":""},{"$f":"IF(Inventory!M123=\"\",\"\",Inventory!M123)","v":""},{"$f":"IF(Inventory!N123=\"\",\"\",Inventory!N123)","v":""},{"$f":"IF(Inventory!O123=\"\",\"\",Inventory!O123)","v":""},{"$f":"IF(Inventory!P123=\"\",\"\",Inventory!P123)","v":""},{"$f":"IF(Inventory!Q123=\"\",\"\",Inventory!Q123)","v":""},{"$f":"IF(Inventory!R123=\"\",\"\",Inventory!R123)","v":""},{"$f":"IF(Inventory!S123=\"\",\"\",Inventory!S123)","v":""},{"$f":"IF(Inventory!T123=\"\",\"\",Inventory!T123)","v":""},{"$f":"IF(Inventory!U123=\"\",\"\",Inventory!U123)","v":""},{"$f":"IF(Inventory!V123=\"\",\"\",Inventory!V123)","v":""},{"$f":"IF(Inventory!W123=\"\",\"\",Inventory!W123)","v":""}]
[null,115,{"$f":"IF(Inventory!C124=\"\",\"\",Inventory!C124)","v":""},{"$f":"IF(Inventory!D124=\"\",\"\",Inventory!D124)","v":""},{"$f":"IF(Inventory!F124=\"\",\"\",Inventory!F124)","v":""},{"$f":"IF(Inventory!G124=\"\",\"\",Inventory!G124)","v":""},{"$f":"IF(Inventory!I124=\"\",\"\",Inventory!I124)","v":""},{"$f":"IF(Inventory!J124=\"\",\"\",Inventory!J124)","v":""},{"$f":"IF(Inventory!K124=\"\",\"\",Inventory!K124)","v":""},{"$f":"IF(Inventory!L124=\"\",\"\",Inventory!L124)","v":""},{"$f":"IF(Inventory!M124=\"\",\"\",Inventory!M124)","v":""},{"$f":"IF(Inventory!N124=\"\",\"\",Inventory!N124)","v":""},{"$f":"IF(Inventory!O124=\"\",\"\",Inventory!O124)","v":""},{"$f":"IF(Inventory!P124=\"\",\"\",Inventory!P124)","v":""},{"$f":"IF(Inventory!Q124=\"\",\"\",Inventory!Q124)","v":""},{"$f":"IF(Inventory!R124=\"\",\"\",Inventory!R124)","v":""},{"$f":"IF(Inventory!S124=\"\",\"\",Inventory!S124)","v":""},{"$f":"IF(Inventory!T124=\"\",\"\",Inventory!T124)","v":""},{"$f":"IF(Inventory!U124=\"\",\"\",Inventory!U124)","v":""},{"$f":"IF(Inventory!V124=\"\",\"\",Inventory!V124)","v":""},{"$f":"IF(Inventory!W124=\"\",\"\",Inventory!W124)","v":""}]
[null,116,{"$f":"IF(Inventory!C125=\"\",\"\",Inventory!C125)","v":""},{"$f":"IF(Inventory!D125=\"\",\"\",Inventory!D125)","v":""},{"$f":"IF(Inventory!F125=\"\",\"\",Inventory!F125)","v":""},{"$f":"IF(Inventory!G125=\"\",\"\",Inventory!G125)","v":""},{"$f":"IF(Inventory!I125=\"\",\"\",Inventory!I125)","v":""},{"$f":"IF(Inventory!J125=\"\",\"\",Inventory!J125)","v":""},{"$f":"IF(Inventory!K125=\"\",\"\",Inventory!K125)","v":""},{"$f":"IF(Inventory!L125=\"\",\"\",Inventory!L125)","v":""},{"$f":"IF(Inventory!M125=\"\",\"\",Inventory!M125)","v":""},{"$f":"IF(Inventory!N125=\"\",\"\",Inventory!N125)","v":""},{"$f":"IF(Inventory!O125=\"\",\"\",Inventory!O125)","v":""},{"$f":"IF(Inventory!P125=\"\",\"\",Inventory!P125)","v":""},{"$f":"IF(Inventory!Q125=\"\",\"\",Inventory!Q125)","v":""},{"$f":"IF(Inventory!R125=\"\",\"\",Inventory!R125)","v":""},{"$f":"IF(Inventory!S125=\"\",\"\",Inventory!S125)","v":""},{"$f":"IF(Inventory!T125=\"\",\"\",Inventory!T125)","v":""},{"$f":"IF(Inventory!U125=\"\",\"\",Inventory!U125)","v":""},{"$f":"IF(Inventory!V125=\"\",\"\",Inventory!V125)","v":""},{"$f":"IF(Inventory!W125=\"\",\"\",Inventory!W125)","v":""}]
[null,117,{"$f":"IF(Inventory!C126=\"\",\"\",Inventory!C126)","v":""},{"$f":"IF(Inventory!D126=\"\",\"\",Inventory!D126)","v":""},{"$f":"IF(Inventory!F126=\"\",\"\",Inventory!F126)","v":""},{"$f":"IF(Inventory!G126=\"\",\"\",Inventory!G126)","v":""},{"$f":"IF(Inventory!I126=\"\",\"\",Inventory!I126)","v":""},{"$f":"IF(Inventory!J126=\"\",\"\",Inventory!J126)","v":""},{"$f":"IF(Inventory!K126=\"\",\"\",Inventory!K126)","v":""},{"$f":"IF(Inventory!L126=\"\",\"\",Inventory!L126)","v":""},{"$f":"IF(Inventory!M126=\"\",\"\",Inventory!M126)","v":""},{"$f":"IF(Inventory!N126=\"\",\"\",Inventory!N126)","v":""},{"$f":"IF(Inventory!O126=\"\",\"\",Inventory!O126)","v":""},{"$f":"IF(Inventory!P126=\"\",\"\",Inventory!P126)","v":""},{"$f":"IF(Inventory!Q126=\"\",\"\",Inventory!Q126)","v":""},{"$f":"IF(Inventory!R126=\"\",\"\",Inventory!R126)","v":""},{"$f":"IF(Inventory!S126=\"\",\"\",Inventory!S126)","v":""},{"$f":"IF(Inventory!T126=\"\",\"\",Inventory!T126)","v":""},{"$f":"IF(Inventory!U126=\"\",\"\",Inventory!U126)","v":""},{"$f":"IF(Inventory!V126=\"\",\"\",Inventory!V126)","v":""},{"$f":"IF(Inventory!W126=\"\",\"\",Inventory!W126)","v":""}]
[null,118,{"$f":"IF(Inventory!C127=\"\",\"\",Inventory!C127)","v":""},{"$f":"IF(Inventory!D127=\"\",\"\",Inventory!D127)","v":""},{"$f":"IF(Inventory!F127=\"\",\"\",Inventory!F127)","v":""},{"$f":"IF(Inventory!G127=\"\",\"\",Inventory!G127)","v":""},{"$f":"IF(Inventory!I127=\"\",\"\",Inventory!I127)","v":""},{"$f":"IF(Inventory!J127=\"\",\"\",Inventory!J127)","v":""},{"$f":"IF(Inventory!K127=\"\",\"\",Inventory!K127)","v":""},{"$f":"IF(Inventory!L127=\"\",\"\",Inventory!L127)","v":""},{"$f":"IF(Inventory!M127=\"\",\"\",Inventory!M127)","v":""},{"$f":"IF(Inventory!N127=\"\",\"\",Inventory!N127)","v":""},{"$f":"IF(Inventory!O127=\"\",\"\",Inventory!O127)","v":""},{"$f":"IF(Inventory!P127=\"\",\"\",Inventory!P127)","v":""},{"$f":"IF(Inventory!Q127=\"\",\"\",Inventory!Q127)","v":""},{"$f":"IF(Inventory!R127=\"\",\"\",Inventory!R127)","v":""},{"$f":"IF(Inventory!S127=\"\",\"\",Inventory!S127)","v":""},{"$f":"IF(Inventory!T127=\"\",\"\",Inventory!T127)","v":""},{"$f":"IF(Inventory!U127=\"\",\"\",Inventory!U127)","v":""},{"$f":"IF(Inventory!V127=\"\",\"\",Inventory!V127)","v":""},{"$f":"IF(Inventory!W127=\"\",\"\",Inventory!W127)","v":""}]
[null,119,{"$f":"IF(Inventory!C128=\"\",\"\",Inventory!C128)","v":""},{"$f":"IF(Inventory!D128=\"\",\"\",Inventory!D128)","v":""},{"$f":"IF(Inventory!F128=\"\",\"\",Inventory!F128)","v":""},{"$f":"IF(Inventory!G128=\"\",\"\",Inventory!G128)","v":""},{"$f":"IF(Inventory!I128=\"\",\"\",Inventory!I128)","v":""},{"$f":"IF(Inventory!J128=\"\",\"\",Inventory!J128)","v":""},{"$f":"IF(Inventory!K128=\"\",\"\",Inventory!K128)","v":""},{"$f":"IF(Inventory!L128=\"\",\"\",Inventory!L128)","v":""},{"$f":"IF(Inventory!M128=\"\",\"\",Inventory!M128)","v":""},{"$f":"IF(Inventory!N128=\"\",\"\",Inventory!N128)","v":""},{"$f":"IF(Inventory!O128=\"\",\"\",Inventory!O128)","v":""},{"$f":"IF(Inventory!P128=\"\",\"\",Inventory!P128)","v":""},{"$f":"IF(Inventory!Q128=\"\",\"\",Inventory!Q128)","v":""},{"$f":"IF(Inventory!R128=\"\",\"\",Inventory!R128)","v":""},{"$f":"IF(Inventory!S128=\"\",\"\",Inventory!S128)","v":""},{"$f":"IF(Inventory!T128=\"\",\"\",Inventory!T128)","v":""},{"$f":"IF(Inventory!U128=\"\",\"\",Inventory!U128)","v":""},{"$f":"IF(Inventory!V128=\"\",\"\",Inventory!V128)","v":""},{"$f":"IF(Inventory!W128=\"\",\"\",Inventory!W128)","v":""}]
[null,120,{"$f":"IF(Inventory!C129=\"\",\"\",Inventory!C129)","v":""},{"$f":"IF(Inventory!D129=\"\",\"\",Inventory!D129)","v":""},{"$f":"IF(Inventory!F129=\"\",\"\",Inventory!F129)","v":""},{"$f":"IF(Inventory!G129=\"\",\"\",Inventory!G129)","v":""},{"$f":"IF(Inventory!I129=\"\",\"\",Inventory!I129)","v":""},{"$f":"IF(Inventory!J129=\"\",\"\",Inventory!J129)","v":""},{"$f":"IF(Inventory!K129=\"\",\"\",Inventory!K129)","v":""},{"$f":"IF(Inventory!L129=\"\",\"\",Inventory!L129)","v":""},{"$f":"IF(Inventory!M129=\"\",\"\",Inventory!M129)","v":""},{"$f":"IF(Inventory!N129=\"\",\"\",Inventory!N129)","v":""},{"$f":"IF(Inventory!O129=\"\",\"\",Inventory!O129)","v":""},{"$f":"IF(Inventory!P129=\"\",\"\",Inventory!P129)","v":""},{"$f":"IF(Inventory!Q129=\"\",\"\",Inventory!Q129)","v":""},{"$f":"IF(Inventory!R129=\"\",\"\",Inventory!R129)","v":""},{"$f":"IF(Inventory!S129=\"\",\"\",Inventory!S129)","v":""},{"$f":"IF(Inventory!T129=\"\",\"\",Inventory!T129)","v":""},{"$f":"IF(Inventory!U129=\"\",\"\",Inventory!U129)","v":""},{"$f":"IF(Inventory!V129=\"\",\"\",Inventory!V129)","v":""},{"$f":"IF(Inventory!W129=\"\",\"\",Inventory!W129)","v":""}]
[null,121,{"$f":"IF(Inventory!C130=\"\",\"\",Inventory!C130)","v":""},{"$f":"IF(Inventory!D130=\"\",\"\",Inventory!D130)","v":""},{"$f":"IF(Inventory!F130=\"\",\"\",Inventory!F130)","v":""},{"$f":"IF(Inventory!G130=\"\",\"\",Inventory!G130)","v":""},{"$f":"IF(Inventory!I130=\"\",\"\",Inventory!I130)","v":""},{"$f":"IF(Inventory!J130=\"\",\"\",Inventory!J130)","v":""},{"$f":"IF(Inventory!K130=\"\",\"\",Inventory!K130)","v":""},{"$f":"IF(Inventory!L130=\"\",\"\",Inventory!L130)","v":""},{"$f":"IF(Inventory!M130=\"\",\"\",Inventory!M130)","v":""},{"$f":"IF(Inventory!N130=\"\",\"\",Inventory!N130)","v":""},{"$f":"IF(Inventory!O130=\"\",\"\",Inventory!O130)","v":""},{"$f":"IF(Inventory!P130=\"\",\"\",Inventory!P130)","v":""},{"$f":"IF(Inventory!Q130=\"\",\"\",Inventory!Q130)","v":""},{"$f":"IF(Inventory!R130=\"\",\"\",Inventory!R130)","v":""},{"$f":"IF(Inventory!S130=\"\",\"\",Inventory!S130)","v":""},{"$f":"IF(Inventory!T130=\"\",\"\",Inventory!T130)","v":""},{"$f":"IF(Inventory!U130=\"\",\"\",Inventory!U130)","v":""},{"$f":"IF(Inventory!V130=\"\",\"\",Inventory!V130)","v":""},{"$f":"IF(Inventory!W130=\"\",\"\",Inventory!W130)","v":""}]
[null,122,{"$f":"IF(Inventory!C131=\"\",\"\",Inventory!C131)","v":""},{"$f":"IF(Inventory!D131=\"\",\"\",Inventory!D131)","v":""},{"$f":"IF(Inventory!F131=\"\",\"\",Inventory!F131)","v":""},{"$f":"IF(Inventory!G131=\"\",\"\",Inventory!G131)","v":""},{"$f":"IF(Inventory!I131=\"\",\"\",Inventory!I131)","v":""},{"$f":"IF(Inventory!J131=\"\",\"\",Inventory!J131)","v":""},{"$f":"IF(Inventory!K131=\"\",\"\",Inventory!K131)","v":""},{"$f":"IF(Inventory!L131=\"\",\"\",Inventory!L131)","v":""},{"$f":"IF(Inventory!M131=\"\",\"\",Inventory!M131)","v":""},{"$f":"IF(Inventory!N131=\"\",\"\",Inventory!N131)","v":""},{"$f":"IF(Inventory!O131=\"\",\"\",Inventory!O131)","v":""},{"$f":"IF(Inventory!P131=\"\",\"\",Inventory!P131)","v":""},{"$f":"IF(Inventory!Q131=\"\",\"\",Inventory!Q131)","v":""},{"$f":"IF(Inventory!R131=\"\",\"\",Inventory!R131)","v":""},{"$f":"IF(Inventory!S131=\"\",\"\",Inventory!S131)","v":""},{"$f":"IF(Inventory!T131=\"\",\"\",Inventory!T131)","v":""},{"$f":"IF(Inventory!U131=\"\",\"\",Inventory!U131)","v":""},{"$f":"IF(Inventory!V131=\"\",\"\",Inventory!V131)","v":""},{"$f":"IF(Inventory!W131=\"\",\"\",Inventory!W131)","v":""}]
[null,123,{"$f":"IF(Inventory!C132=\"\",\"\",Inventory!C132)","v":""},{"$f":"IF(Inventory!D132=\"\",\"\",Inventory!D132)","v":""},{"$f":"IF(Inventory!F132=\"\",\"\",Inventory!F132)","v":""},{"$f":"IF(Inventory!G132=\"\",\"\",Inventory!G132)","v":""},{"$f":"IF(Inventory!I132=\"\",\"\",Inventory!I132)","v":""},{"$f":"IF(Inventory!J132=\"\",\"\",Inventory!J132)","v":""},{"$f":"IF(Inventory!K132=\"\",\"\",Inventory!K132)","v":""},{"$f":"IF(Inventory!L132=\"\",\"\",Inventory!L132)","v":""},{"$f":"IF(Inventory!M132=\"\",\"\",Inventory!M132)","v":""},{"$f":"IF(Inventory!N132=\"\",\"\",Inventory!N132)","v":""},{"$f":"IF(Inventory!O132=\"\",\"\",Inventory!O132)","v":""},{"$f":"IF(Inventory!P132=\"\",\"\",Inventory!P132)","v":""},{"$f":"IF(Inventory!Q132=\"\",\"\",Inventory!Q132)","v":""},{"$f":"IF(Inventory!R132=\"\",\"\",Inventory!R132)","v":""},{"$f":"IF(Inventory!S132=\"\",\"\",Inventory!S132)","v":""},{"$f":"IF(Inventory!T132=\"\",\"\",Inventory!T132)","v":""},{"$f":"IF(Inventory!U132=\"\",\"\",Inventory!U132)","v":""},{"$f":"IF(Inventory!V132=\"\",\"\",Inventory!V132)","v":""},{"$f":"IF(Inventory!W132=\"\",\"\",Inventory!W132)","v":""}]
[null,124,{"$f":"IF(Inventory!C133=\"\",\"\",Inventory!C133)","v":""},{"$f":"IF(Inventory!D133=\"\",\"\",Inventory!D133)","v":""},{"$f":"IF(Inventory!F133=\"\",\"\",Inventory!F133)","v":""},{"$f":"IF(Inventory!G133=\"\",\"\",Inventory!G133)","v":""},{"$f":"IF(Inventory!I133=\"\",\"\",Inventory!I133)","v":""},{"$f":"IF(Inventory!J133=\"\",\"\",Inventory!J133)","v":""},{"$f":"IF(Inventory!K133=\"\",\"\",Inventory!K133)","v":""},{"$f":"IF(Inventory!L133=\"\",\"\",Inventory!L133)","v":""},{"$f":"IF(Inventory!M133=\"\",\"\",Inventory!M133)","v":""},{"$f":"IF(Inventory!N133=\"\",\"\",Inventory!N133)","v":""},{"$f":"IF(Inventory!O133=\"\",\"\",Inventory!O133)","v":""},{"$f":"IF(Inventory!P133=\"\",\"\",Inventory!P133)","v":""},{"$f":"IF(Inventory!Q133=\"\",\"\",Inventory!Q133)","v":""},{"$f":"IF(Inventory!R133=\"\",\"\",Inventory!R133)","v":""},{"$f":"IF(Inventory!S133=\"\",\"\",Inventory!S133)","v":""},{"$f":"IF(Inventory!T133=\"\",\"\",Inventory!T133)","v":""},{"$f":"IF(Inventory!U133=\"\",\"\",Inventory!U133)","v":""},{"$f":"IF(Inventory!V133=\"\",\"\",Inventory!V133)","v":""},{"$f":"IF(Inventory!W133=\"\",\"\",Inventory!W133)","v":""}]
[null,125,{"$f":"IF(Inventory!C134=\"\",\"\",Inventory!C134)","v":""},{"$f":"IF(Inventory!D134=\"\",\"\",Inventory!D134)","v":""},{"$f":"IF(Inventory!F134=\"\",\"\",Inventory!F134)","v":""},{"$f":"IF(Inventory!G134=\"\",\"\",Inventory!G134)","v":""},{"$f":"IF(Inventory!I134=\"\",\"\",Inventory!I134)","v":""},{"$f":"IF(Inventory!J134=\"\",\"\",Inventory!J134)","v":""},{"$f":"IF(Inventory!K134=\"\",\"\",Inventory!K134)","v":""},{"$f":"IF(Inventory!L134=\"\",\"\",Inventory!L134)","v":""},{"$f":"IF(Inventory!M134=\"\",\"\",Inventory!M134)","v":""},{"$f":"IF(Inventory!N134=\"\",\"\",Inventory!N134)","v":""},{"$f":"IF(Inventory!O134=\"\",\"\",Inventory!O134)","v":""},{"$f":"IF(Inventory!P134=\"\",\"\",Inventory!P134)","v":""},{"$f":"IF(Inventory!Q134=\"\",\"\",Inventory!Q134)","v":""},{"$f":"IF(Inventory!R134=\"\",\"\",Inventory!R134)","v":""},{"$f":"IF(Inventory!S134=\"\",\"\",Inventory!S134)","v":""},{"$f":"IF(Inventory!T134=\"\",\"\",Inventory!T134)","v":""},{"$f":"IF(Inventory!U134=\"\",\"\",Inventory!U134)","v":""},{"$f":"IF(Inventory!V134=\"\",\"\",Inventory!V134)","v":""},{"$f":"IF(Inventory!W134=\"\",\"\",Inventory!W134)","v":""}]
[null,126,{"$f":"IF(Inventory!C135=\"\",\"\",Inventory!C135)","v":""},{"$f":"IF(Inventory!D135=\"\",\"\",Inventory!D135)","v":""},{"$f":"IF(Inventory!F135=\"\",\"\",Inventory!F135)","v":""},{"$f":"IF(Inventory!G135=\"\",\"\",Inventory!G135)","v":""},{"$f":"IF(Inventory!I135=\"\",\"\",Inventory!I135)","v":""},{"$f":"IF(Inventory!J135=\"\",\"\",Inventory!J135)","v":""},{"$f":"IF(Inventory!K135=\"\",\"\",Inventory!K135)","v":""},{"$f":"IF(Inventory!L135=\"\",\"\",Inventory!L135)","v":""},{"$f":"IF(Inventory!M135=\"\",\"\",Inventory!M135)","v":""},{"$f":"IF(Inventory!N135=\"\",\"\",Inventory!N135)","v":""},{"$f":"IF(Inventory!O135=\"\",\"\",Inventory!O135)","v":""},{"$f":"IF(Inventory!P135=\"\",\"\",Inventory!P135)","v":""},{"$f":"IF(Inventory!Q135=\"\",\"\",Inventory!Q135)","v":""},{"$f":"IF(Inventory!R135=\"\",\"\",Inventory!R135)","v":""},{"$f":"IF(Inventory!S135=\"\",\"\",Inventory!S135)","v":""},{"$f":"IF(Inventory!T135=\"\",\"\",Inventory!T135)","v":""},{"$f":"IF(Inventory!U135=\"\",\"\",Inventory!U135)","v":""},{"$f":"IF(Inventory!V135=\"\",\"\",Inventory!V135)","v":""},{"$f":"IF(Inventory!W135=\"\",\"\",Inventory!W135)","v":""}]
[null,127,{"$f":"IF(Inventory!C136=\"\",\"\",Inventory!C136)","v":""},{"$f":"IF(Inventory!D136=\"\",\"\",Inventory!D136)","v":""},{"$f":"IF(Inventory!F136=\"\",\"\",Inventory!F136)","v":""},{"$f":"IF(Inventory!G136=\"\",\"\",Inventory!G136)","v":""},{"$f":"IF(Inventory!I136=\"\",\"\",Inventory!I136)","v":""},{"$f":"IF(Inventory!J136=\"\",\"\",Inventory!J136)","v":""},{"$f":"IF(Inventory!K136=\"\",\"\",Inventory!K136)","v":""},{"$f":"IF(Inventory!L136=\"\",\"\",Inventory!L136)","v":""},{"$f":"IF(Inventory!M136=\"\",\"\",Inventory!M136)","v":""},{"$f":"IF(Inventory!N136=\"\",\"\",Inventory!N136)","v":""},{"$f":"IF(Inventory!O136=\"\",\"\",Inventory!O136)","v":""},{"$f":"IF(Inventory!P136=\"\",\"\",Inventory!P136)","v":""},{"$f":"IF(Inventory!Q136=\"\",\"\",Inventory!Q136)","v":""},{"$f":"IF(Inventory!R136=\"\",\"\",Inventory!R136)","v":""},{"$f":"IF(Inventory!S136=\"\",\"\",Inventory!S136)","v":""},{"$f":"IF(Inventory!T136=\"\",\"\",Inventory!T136)","v":""},{"$f":"IF(Inventory!U136=\"\",\"\",Inventory!U136)","v":""},{"$f":"IF(Inventory!V136=\"\",\"\",Inventory!V136)","v":""},{"$f":"IF(Inventory!W136=\"\",\"\",Inventory!W136)","v":""}]
[null,128,{"$f":"IF(Inventory!C137=\"\",\"\",Inventory!C137)","v":""},{"$f":"IF(Inventory!D137=\"\",\"\",Inventory!D137)","v":""},{"$f":"IF(Inventory!F137=\"\",\"\",Inventory!F137)","v":""},{"$f":"IF(Inventory!G137=\"\",\"\",Inventory!G137)","v":""},{"$f":"IF(Inventory!I137=\"\",\"\",Inventory!I137)","v":""},{"$f":"IF(Inventory!J137=\"\",\"\",Inventory!J137)","v":""},{"$f":"IF(Inventory!K137=\"\",\"\",Inventory!K137)","v":""},{"$f":"IF(Inventory!L137=\"\",\"\",Inventory!L137)","v":""},{"$f":"IF(Inventory!M137=\"\",\"\",Inventory!M137)","v":""},{"$f":"IF(Inventory!N137=\"\",\"\",Inventory!N137)","v":""},{"$f":"IF(Inventory!O137=\"\",\"\",Inventory!O137)","v":""},{"$f":"IF(Inventory!P137=\"\",\"\",Inventory!P137)","v":""},{"$f":"IF(Inventory!Q137=\"\",\"\",Inventory!Q137)","v":""},{"$f":"IF(Inventory!R137=\"\",\"\",Inventory!R137)","v":""},{"$f":"IF(Inventory!S137=\"\",\"\",Inventory!S137)","v":""},{"$f":"IF(Inventory!T137=\"\",\"\",Inventory!T137)","v":""},{"$f":"IF(Inventory!U137=\"\",\"\",Inventory!U137)","v":""},{"$f":"IF(Inventory!V137=\"\",\"\",Inventory!V137)","v":""},{"$f":"IF(Inventory!W137=\"\",\"\",Inventory!W137)","v":""}]
[null,129,{"$f":"IF(Inventory!C138=\"\",\"\",Inventory!C138)","v":""},{"$f":"IF(Inventory!D138=\"\",\"\",Inventory!D138)","v":""},{"$f":"IF(Inventory!F138=\"\",\"\",Inventory!F138)","v":""},{"$f":"IF(Inventory!G138=\"\",\"\",Inventory!G138)","v":""},{"$f":"IF(Inventory!I138=\"\",\"\",Inventory!I138)","v":""},{"$f":"IF(Inventory!J138=\"\",\"\",Inventory!J138)","v":""},{"$f":"IF(Inventory!K138=\"\",\"\",Inventory!K138)","v":""},{"$f":"IF(Inventory!L138=\"\",\"\",Inventory!L138)","v":""},{"$f":"IF(Inventory!M138=\"\",\"\",Inventory!M138)","v":""},{"$f":"IF(Inventory!N138=\"\",\"\",Inventory!N138)","v":""},{"$f":"IF(Inventory!O138=\"\",\"\",Inventory!O138)","v":""},{"$f":"IF(Inventory!P138=\"\",\"\",Inventory!P138)","v":""},{"$f":"IF(Inventory!Q138=\"\",\"\",Inventory!Q138)","v":""},{"$f":"IF(Inventory!R138=\"\",\"\",Inventory!R138)","v":""},{"$f":"IF(Inventory!S138=\"\",\"\",Inventory!S138)","v":""},{"$f":"IF(Inventory!T138=\"\",\"\",Inventory!T138)","v":""},{"$f":"IF(Inventory!U138=\"\",\"\",Inventory!U138)","v":""},{"$f":"IF(Inventory!V138=\"\",\"\",Inventory!V138)","v":""},{"$f":"IF(Inventory!W138=\"\",\"\",Inventory!W138)","v":""}]
[null,130,{"$f":"IF(Inventory!C139=\"\",\"\",Inventory!C139)","v":""},{"$f":"IF(Inventory!D139=\"\",\"\",Inventory!D139)","v":""},{"$f":"IF(Inventory!F139=\"\",\"\",Inventory!F139)","v":""},{"$f":"IF(Inventory!G139=\"\",\"\",Inventory!G139)","v":""},{"$f":"IF(Inventory!I139=\"\",\"\",Inventory!I139)","v":""},{"$f":"IF(Inventory!J139=\"\",\"\",Inventory!J139)","v":""},{"$f":"IF(Inventory!K139=\"\",\"\",Inventory!K139)","v":""},{"$f":"IF(Inventory!L139=\"\",\"\",Inventory!L139)","v":""},{"$f":"IF(Inventory!M139=\"\",\"\",Inventory!M139)","v":""},{"$f":"IF(Inventory!N139=\"\",\"\",Inventory!N139)","v":""},{"$f":"IF(Inventory!O139=\"\",\"\",Inventory!O139)","v":""},{"$f":"IF(Inventory!P139=\"\",\"\",Inventory!P139)","v":""},{"$f":"IF(Inventory!Q139=\"\",\"\",Inventory!Q139)","v":""},{"$f":"IF(Inventory!R139=\"\",\"\",Inventory!R139)","v":""},{"$f":"IF(Inventory!S139=\"\",\"\",Inventory!S139)","v":""},{"$f":"IF(Inventory!T139=\"\",\"\",Inventory!T139)","v":""},{"$f":"IF(Inventory!U139=\"\",\"\",Inventory!U139)","v":""},{"$f":"IF(Inventory!V139=\"\",\"\",Inventory!V139)","v":""},{"$f":"IF(Inventory!W139=\"\",\"\",Inventory!W139)","v":""}]
[null,131,{"$f":"IF(Inventory!C140=\"\",\"\",Inventory!C140)","v":""},{"$f":"IF(Inventory!D140=\"\",\"\",Inventory!D140)","v":""},{"$f":"IF(Inventory!F140=\"\",\"\",Inventory!F140)","v":""},{"$f":"IF(Inventory!G140=\"\",\"\",Inventory!G140)","v":""},{"$f":"IF(Inventory!I140=\"\",\"\",Inventory!I140)","v":""},{"$f":"IF(Inventory!J140=\"\",\"\",Inventory!J140)","v":""},{"$f":"IF(Inventory!K140=\"\",\"\",Inventory!K140)","v":""},{"$f":"IF(Inventory!L140=\"\",\"\",Inventory!L140)","v":""},{"$f":"IF(Inventory!M140=\"\",\"\",Inventory!M140)","v":""},{"$f":"IF(Inventory!N140=\"\",\"\",Inventory!N140)","v":""},{"$f":"IF(Inventory!O140=\"\",\"\",Inventory!O140)","v":""},{"$f":"IF(Inventory!P140=\"\",\"\",Inventory!P140)","v":""},{"$f":"IF(Inventory!Q140=\"\",\"\",Inventory!Q140)","v":""},{"$f":"IF(Inventory!R140=\"\",\"\",Inventory!R140)","v":""},{"$f":"IF(Inventory!S140=\"\",\"\",Inventory!S140)","v":""},{"$f":"IF(Inventory!T140=\"\",\"\",Inventory!T140)","v":""},{"$f":"IF(Inventory!U140=\"\",\"\",Inventory!U140)","v":""},{"$f":"IF(Inventory!V140=\"\",\"\",Inventory!V140)","v":""},{"$f":"IF(Inventory!W140=\"\",\"\",Inventory!W140)","v":""}]
[null,132,{"$f":"IF(Inventory!C141=\"\",\"\",Inventory!C141)","v":""},{"$f":"IF(Inventory!D141=\"\",\"\",Inventory!D141)","v":""},{"$f":"IF(Inventory!F141=\"\",\"\",Inventory!F141)","v":""},{"$f":"IF(Inventory!G141=\"\",\"\",Inventory!G141)","v":""},{"$f":"IF(Inventory!I141=\"\",\"\",Inventory!I141)","v":""},{"$f":"IF(Inventory!J141=\"\",\"\",Inventory!J141)","v":""},{"$f":"IF(Inventory!K141=\"\",\"\",Inventory!K141)","v":""},{"$f":"IF(Inventory!L141=\"\",\"\",Inventory!L141)","v":""},{"$f":"IF(Inventory!M141=\"\",\"\",Inventory!M141)","v":""},{"$f":"IF(Inventory!N141=\"\",\"\",Inventory!N141)","v":""},{"$f":"IF(Inventory!O141=\"\",\"\",Inventory!O141)","v":""},{"$f":"IF(Inventory!P141=\"\",\"\",Inventory!P141)","v":""},{"$f":"IF(Inventory!Q141=\"\",\"\",Inventory!Q141)","v":""},{"$f":"IF(Inventory!R141=\"\",\"\",Inventory!R141)","v":""},{"$f":"IF(Inventory!S141=\"\",\"\",Inventory!S141)","v":""},{"$f":"IF(Inventory!T141=\"\",\"\",Inventory!T141)","v":""},{"$f":"IF(Inventory!U141=\"\",\"\",Inventory!U141)","v":""},{"$f":"IF(Inventory!V141=\"\",\"\",Inventory!V141)","v":""},{"$f":"IF(Inventory!W141=\"\",\"\",Inventory!W141)","v":""}]
[null,133,{"$f":"IF(Inventory!C142=\"\",\"\",Inventory!C142)","v":""},{"$f":"IF(Inventory!D142=\"\",\"\",Inventory!D142)","v":""},{"$f":"IF(Inventory!F142=\"\",\"\",Inventory!F142)","v":""},{"$f":"IF(Inventory!G142=\"\",\"\",Inventory!G142)","v":""},{"$f":"IF(Inventory!I142=\"\",\"\",Inventory!I142)","v":""},{"$f":"IF(Inventory!J142=\"\",\"\",Inventory!J142)","v":""},{"$f":"IF(Inventory!K142=\"\",\"\",Inventory!K142)","v":""},{"$f":"IF(Inventory!L142=\"\",\"\",Inventory!L142)","v":""},{"$f":"IF(Inventory!M142=\"\",\"\",Inventory!M142)","v":""},{"$f":"IF(Inventory!N142=\"\",\"\",Inventory!N142)","v":""},{"$f":"IF(Inventory!O142=\"\",\"\",Inventory!O142)","v":""},{"$f":"IF(Inventory!P142=\"\",\"\",Inventory!P142)","v":""},{"$f":"IF(Inventory!Q142=\"\",\"\",Inventory!Q142)","v":""},{"$f":"IF(Inventory!R142=\"\",\"\",Inventory!R142)","v":""},{"$f":"IF(Inventory!S142=\"\",\"\",Inventory!S142)","v":""},{"$f":"IF(Inventory!T142=\"\",\"\",Inventory!T142)","v":""},{"$f":"IF(Inventory!U142=\"\",\"\",Inventory!U142)","v":""},{"$f":"IF(Inventory!V142=\"\",\"\",Inventory!V142)","v":""},{"$f":"IF(Inventory!W142=\"\",\"\",Inventory!W142)","v":""}]
[null,134,{"$f":"IF(Inventory!C143=\"\",\"\",Inventory!C143)","v":""},{"$f":"IF(Inventory!D143=\"\",\"\",Inventory!D143)","v":""},{"$f":"IF(Inventory!F143=\"\",\"\",Inventory!F143)","v":""},{"$f":"IF(Inventory!G143=\"\",\"\",Inventory!G143)","v":""},{"$f":"IF(Inventory!I143=\"\",\"\",Inventory!I143)","v":""},{"$f":"IF(Inventory!J143=\"\",\"\",Inventory!J143)","v":""},{"$f":"IF(Inventory!K143=\"\",\"\",Inventory!K143)","v":""},{"$f":"IF(Inventory!L143=\"\",\"\",Inventory!L143)","v":""},{"$f":"IF(Inventory!M143=\"\",\"\",Inventory!M143)","v":""},{"$f":"IF(Inventory!N143=\"\",\"\",Inventory!N143)","v":""},{"$f":"IF(Inventory!O143=\"\",\"\",Inventory!O143)","v":""},{"$f":"IF(Inventory!P143=\"\",\"\",Inventory!P143)","v":""},{"$f":"IF(Inventory!Q143=\"\",\"\",Inventory!Q143)","v":""},{"$f":"IF(Inventory!R143=\"\",\"\",Inventory!R143)","v":""},{"$f":"IF(Inventory!S143=\"\",\"\",Inventory!S143)","v":""},{"$f":"IF(Inventory!T143=\"\",\"\",Inventory!T143)","v":""},{"$f":"IF(Inventory!U143=\"\",\"\",Inventory!U143)","v":""},{"$f":"IF(Inventory!V143=\"\",\"\",Inventory!V143)","v":""},{"$f":"IF(Inventory!W143=\"\",\"\",Inventory!W143)","v":""}]
[null,135,{"$f":"IF(Inventory!C144=\"\",\"\",Inventory!C144)","v":""},{"$f":"IF(Inventory!D144=\"\",\"\",Inventory!D144)","v":""},{"$f":"IF(Inventory!F144=\"\",\"\",Inventory!F144)","v":""},{"$f":"IF(Inventory!G144=\"\",\"\",Inventory!G144)","v":""},{"$f":"IF(Inventory!I144=\"\",\"\",Inventory!I144)","v":""},{"$f":"IF(Inventory!J144=\"\",\"\",Inventory!J144)","v":""},{"$f":"IF(Inventory!K144=\"\",\"\",Inventory!K144)","v":""},{"$f":"IF(Inventory!L144=\"\",\"\",Inventory!L144)","v":""},{"$f":"IF(Inventory!M144=\"\",\"\",Inventory!M144)","v":""},{"$f":"IF(Inventory!N144=\"\",\"\",Inventory!N144)","v":""},{"$f":"IF(Inventory!O144=\"\",\"\",Inventory!O144)","v":""},{"$f":"IF(Inventory!P144=\"\",\"\",Inventory!P144)","v":""},{"$f":"IF(Inventory!Q144=\"\",\"\",Inventory!Q144)","v":""},{"$f":"IF(Inventory!R144=\"\",\"\",Inventory!R144)","v":""},{"$f":"IF(Inventory!S144=\"\",\"\",Inventory!S144)","v":""},{"$f":"IF(Inventory!T144=\"\",\"\",Inventory!T144)","v":""},{"$f":"IF(Inventory!U144=\"\",\"\",Inventory!U144)","v":""},{"$f":"IF(Inventory!V144=\"\",\"\",Inventory!V144)","v":""},{"$f":"IF(Inventory!W144=\"\",\"\",Inventory!W144)","v":""}]
[null,136,{"$f":"IF(Inventory!C145=\"\",\"\",Inventory!C145)","v":""},{"$f":"IF(Inventory!D145=\"\",\"\",Inventory!D145)","v":""},{"$f":"IF(Inventory!F145=\"\",\"\",Inventory!F145)","v":""},{"$f":"IF(Inventory!G145=\"\",\"\",Inventory!G145)","v":""},{"$f":"IF(Inventory!I145=\"\",\"\",Inventory!I145)","v":""},{"$f":"IF(Inventory!J145=\"\",\"\",Inventory!J145)","v":""},{"$f":"IF(Inventory!K145=\"\",\"\",Inventory!K145)","v":""},{"$f":"IF(Inventory!L145=\"\",\"\",Inventory!L145)","v":""},{"$f":"IF(Inventory!M145=\"\",\"\",Inventory!M145)","v":""},{"$f":"IF(Inventory!N145=\"\",\"\",Inventory!N145)","v":""},{"$f":"IF(Inventory!O145=\"\",\"\",Inventory!O145)","v":""},{"$f":"IF(Inventory!P145=\"\",\"\",Inventory!P145)","v":""},{"$f":"IF(Inventory!Q145=\"\",\"\",Inventory!Q145)","v":""},{"$f":"IF(Inventory!R145=\"\",\"\",Inventory!R145)","v":""},{"$f":"IF(Inventory!S145=\"\",\"\",Inventory!S145)","v":""},{"$f":"IF(Inventory!T145=\"\",\"\",Inventory!T145)","v":""},{"$f":"IF(Inventory!U145=\"\",\"\",Inventory!U145)","v":""},{"$f":"IF(Inventory!V145=\"\",\"\",Inventory!V145)","v":""},{"$f":"IF(Inventory!W145=\"\",\"\",Inventory!W145)","v":""}]
[null,137,{"$f":"IF(Inventory!C146=\"\",\"\",Inventory!C146)","v":""},{"$f":"IF(Inventory!D146=\"\",\"\",Inventory!D146)","v":""},{"$f":"IF(Inventory!F146=\"\",\"\",Inventory!F146)","v":""},{"$f":"IF(Inventory!G146=\"\",\"\",Inventory!G146)","v":""},{"$f":"IF(Inventory!I146=\"\",\"\",Inventory!I146)","v":""},{"$f":"IF(Inventory!J146=\"\",\"\",Inventory!J146)","v":""},{"$f":"IF(Inventory!K146=\"\",\"\",Inventory!K146)","v":""},{"$f":"IF(Inventory!L146=\"\",\"\",Inventory!L146)","v":""},{"$f":"IF(Inventory!M146=\"\",\"\",Inventory!M146)","v":""},{"$f":"IF(Inventory!N146=\"\",\"\",Inventory!N146)","v":""},{"$f":"IF(Inventory!O146=\"\",\"\",Inventory!O146)","v":""},{"$f":"IF(Inventory!P146=\"\",\"\",Inventory!P146)","v":""},{"$f":"IF(Inventory!Q146=\"\",\"\",Inventory!Q146)","v":""},{"$f":"IF(Inventory!R146=\"\",\"\",Inventory!R146)","v":""},{"$f":"IF(Inventory!S146=\"\",\"\",Inventory!S146)","v":""},{"$f":"IF(Inventory!T146=\"\",\"\",Inventory!T146)","v":""},{"$f":"IF(Inventory!U146=\"\",\"\",Inventory!U146)","v":""},{"$f":"IF(Inventory!V146=\"\",\"\",Inventory!V146)","v":""},{"$f":"IF(Inventory!W146=\"\",\"\",Inventory!W146)","v":""}]
[null,138,{"$f":"IF(Inventory!C147=\"\",\"\",Inventory!C147)","v":""},{"$f":"IF(Inventory!D147=\"\",\"\",Inventory!D147)","v":""},{"$f":"IF(Inventory!F147=\"\",\"\",Inventory!F147)","v":""},{"$f":"IF(Inventory!G147=\"\",\"\",Inventory!G147)","v":""},{"$f":"IF(Inventory!I147=\"\",\"\",Inventory!I147)","v":""},{"$f":"IF(Inventory!J147=\"\",\"\",Inventory!J147)","v":""},{"$f":"IF(Inventory!K147=\"\",\"\",Inventory!K147)","v":""},{"$f":"IF(Inventory!L147=\"\",\"\",Inventory!L147)","v":""},{"$f":"IF(Inventory!M147=\"\",\"\",Inventory!M147)","v":""},{"$f":"IF(Inventory!N147=\"\",\"\",Inventory!N147)","v":""},{"$f":"IF(Inventory!O147=\"\",\"\",Inventory!O147)","v":""},{"$f":"IF(Inventory!P147=\"\",\"\",Inventory!P147)","v":""},{"$f":"IF(Inventory!Q147=\"\",\"\",Inventory!Q147)","v":""},{"$f":"IF(Inventory!R147=\"\",\"\",Inventory!R147)","v":""},{"$f":"IF(Inventory!S147=\"\",\"\",Inventory!S147)","v":""},{"$f":"IF(Inventory!T147=\"\",\"\",Inventory!T147)","v":""},{"$f":"IF(Inventory!U147=\"\",\"\",Inventory!U147)","v":""},{"$f":"IF(Inventory!V147=\"\",\"\",Inventory!V147)","v":""},{"$f":"IF(Inventory!W147=\"\",\"\",Inventory!W147)","v":""}]
[null,139,{"$f":"IF(Inventory!C148=\"\",\"\",Inventory!C148)","v":""},{"$f":"IF(Inventory!D148=\"\",\"\",Inventory!D148)","v":""},{"$f":"IF(Inventory!F148=\"\",\"\",Inventory!F148)","v":""},{"$f":"IF(Inventory!G148=\"\",\"\",Inventory!G148)","v":""},{"$f":"IF(Inventory!I148=\"\",\"\",Inventory!I148)","v":""},{"$f":"IF(Inventory!J148=\"\",\"\",Inventory!J148)","v":""},{"$f":"IF(Inventory!K148=\"\",\"\",Inventory!K148)","v":""},{"$f":"IF(Inventory!L148=\"\",\"\",Inventory!L148)","v":""},{"$f":"IF(Inventory!M148=\"\",\"\",Inventory!M148)","v":""},{"$f":"IF(Inventory!N148=\"\",\"\",Inventory!N148)","v":""},{"$f":"IF(Inventory!O148=\"\",\"\",Inventory!O148)","v":""},{"$f":"IF(Inventory!P148=\"\",\"\",Inventory!P148)","v":""},{"$f":"IF(Inventory!Q148=\"\",\"\",Inventory!Q148)","v":""},{"$f":"IF(Inventory!R148=\"\",\"\",Inventory!R148)","v":""},{"$f":"IF(Inventory!S148=\"\",\"\",Inventory!S148)","v":""},{"$f":"IF(Inventory!T148=\"\",\"\",Inventory!T148)","v":""},{"$f":"IF(Inventory!U148=\"\",\"\",Inventory!U148)","v":""},{"$f":"IF(Inventory!V148=\"\",\"\",Inventory!V148)","v":""},{"$f":"IF(Inventory!W148=\"\",\"\",Inventory!W148)","v":""}]
[null,140,{"$f":"IF(Inventory!C149=\"\",\"\",Inventory!C149)","v":""},{"$f":"IF(Inventory!D149=\"\",\"\",Inventory!D149)","v":""},{"$f":"IF(Inventory!F149=\"\",\"\",Inventory!F149)","v":""},{"$f":"IF(Inventory!G149=\"\",\"\",Inventory!G149)","v":""},{"$f":"IF(Inventory!I149=\"\",\"\",Inventory!I149)","v":""},{"$f":"IF(Inventory!J149=\"\",\"\",Inventory!J149)","v":""},{"$f":"IF(Inventory!K149=\"\",\"\",Inventory!K149)","v":""},{"$f":"IF(Inventory!L149=\"\",\"\",Inventory!L149)","v":""},{"$f":"IF(Inventory!M149=\"\",\"\",Inventory!M149)","v":""},{"$f":"IF(Inventory!N149=\"\",\"\",Inventory!N149)","v":""},{"$f":"IF(Inventory!O149=\"\",\"\",Inventory!O149)","v":""},{"$f":"IF(Inventory!P149=\"\",\"\",Inventory!P149)","v":""},{"$f":"IF(Inventory!Q149=\"\",\"\",Inventory!Q149)","v":""},{"$f":"IF(Inventory!R149=\"\",\"\",Inventory!R149)","v":""},{"$f":"IF(Inventory!S149=\"\",\"\",Inventory!S149)","v":""},{"$f":"IF(Inventory!T149=\"\",\"\",Inventory!T149)","v":""},{"$f":"IF(Inventory!U149=\"\",\"\",Inventory!U149)","v":""},{"$f":"IF(Inventory!V149=\"\",\"\",Inventory!V149)","v":""},{"$f":"IF(Inventory!W149=\"\",\"\",Inventory!W149)","v":""}]
[null,141,{"$f":"IF(Inventory!C150=\"\",\"\",Inventory!C150)","v":""},{"$f":"IF(Inventory!D150=\"\",\"\",Inventory!D150)","v":""},{"$f":"IF(Inventory!F150=\"\",\"\",Inventory!F150)","v":""},{"$f":"IF(Inventory!G150=\"\",\"\",Inventory!G150)","v":""},{"$f":"IF(Inventory!I150=\"\",\"\",Inventory!I150)","v":""},{"$f":"IF(Inventory!J150=\"\",\"\",Inventory!J150)","v":""},{"$f":"IF(Inventory!K150=\"\",\"\",Inventory!K150)","v":""},{"$f":"IF(Inventory!L150=\"\",\"\",Inventory!L150)","v":""},{"$f":"IF(Inventory!M150=\"\",\"\",Inventory!M150)","v":""},{"$f":"IF(Inventory!N150=\"\",\"\",Inventory!N150)","v":""},{"$f":"IF(Inventory!O150=\"\",\"\",Inventory!O150)","v":""},{"$f":"IF(Inventory!P150=\"\",\"\",Inventory!P150)","v":""},{"$f":"IF(Inventory!Q150=\"\",\"\",Inventory!Q150)","v":""},{"$f":"IF(Inventory!R150=\"\",\"\",Inventory!R150)","v":""},{"$f":"IF(Inventory!S150=\"\",\"\",Inventory!S150)","v":""},{"$f":"IF(Inventory!T150=\"\",\"\",Inventory!T150)","v":""},{"$f":"IF(Inventory!U150=\"\",\"\",Inventory!U150)","v":""},{"$f":"IF(Inventory!V150=\"\",\"\",Inventory!V150)","v":""},{"$f":"IF(Inventory!W150=\"\",\"\",Inventory!W150)","v":""}]
[null,142,{"$f":"IF(Inventory!C151=\"\",\"\",Inventory!C151)","v":""},{"$f":"IF(Inventory!D151=\"\",\"\",Inventory!D151)","v":""},{"$f":"IF(Inventory!F151=\"\",\"\",Inventory!F151)","v":""},{"$f":"IF(Inventory!G151=\"\",\"\",Inventory!G151)","v":""},{"$f":"IF(Inventory!I151=\"\",\"\",Inventory!I151)","v":""},{"$f":"IF(Inventory!J151=\"\",\"\",Inventory!J151)","v":""},{"$f":"IF(Inventory!K151=\"\",\"\",Inventory!K151)","v":""},{"$f":"IF(Inventory!L151=\"\",\"\",Inventory!L151)","v":""},{"$f":"IF(Inventory!M151=\"\",\"\",Inventory!M151)","v":""},{"$f":"IF(Inventory!N151=\"\",\"\",Inventory!N151)","v":""},{"$f":"IF(Inventory!O151=\"\",\"\",Inventory!O151)","v":""},{"$f":"IF(Inventory!P151=\"\",\"\",Inventory!P151)","v":""},{"$f":"IF(Inventory!Q151=\"\",\"\",Inventory!Q151)","v":""},{"$f":"IF(Inventory!R151=\"\",\"\",Inventory!R151)","v":""},{"$f":"IF(Inventory!S151=\"\",\"\",Inventory!S151)","v":""},{"$f":"IF(Inventory!T151=\"\",\"\",Inventory!T151)","v":""},{"$f":"IF(Inventory!U151=\"\",\"\",Inventory!U151)","v":""},{"$f":"IF(Inventory!V151=\"\",\"\",Inventory!V151)","v":""},{"$f":"IF(Inventory!W151=\"\",\"\",Inventory!W151)","v":""}]
[null,143,{"$f":"IF(Inventory!C152=\"\",\"\",Inventory!C152)","v":""},{"$f":"IF(Inventory!D152=\"\",\"\",Inventory!D152)","v":""},{"$f":"IF(Inventory!F152=\"\",\"\",Inventory!F152)","v":""},{"$f":"IF(Inventory!G152=\"\",\"\",Inventory!G152)","v":""},{"$f":"IF(Inventory!I152=\"\",\"\",Inventory!I152)","v":""},{"$f":"IF(Inventory!J152=\"\",\"\",Inventory!J152)","v":""},{"$f":"IF(Inventory!K152=\"\",\"\",Inventory!K152)","v":""},{"$f":"IF(Inventory!L152=\"\",\"\",Inventory!L152)","v":""},{"$f":"IF(Inventory!M152=\"\",\"\",Inventory!M152)","v":""},{"$f":"IF(Inventory!N152=\"\",\"\",Inventory!N152)","v":""},{"$f":"IF(Inventory!O152=\"\",\"\",Inventory!O152)","v":""},{"$f":"IF(Inventory!P152=\"\",\"\",Inventory!P152)","v":""},{"$f":"IF(Inventory!Q152=\"\",\"\",Inventory!Q152)","v":""},{"$f":"IF(Inventory!R152=\"\",\"\",Inventory!R152)","v":""},{"$f":"IF(Inventory!S152=\"\",\"\",Inventory!S152)","v":""},{"$f":"IF(Inventory!T152=\"\",\"\",Inventory!T152)","v":""},{"$f":"IF(Inventory!U152=\"\",\"\",Inventory!U152)","v":""},{"$f":"IF(Inventory!V152=\"\",\"\",Inventory!V152)","v":""},{"$f":"IF(Inventory!W152=\"\",\"\",Inventory!W152)","v":""}]
[null,144,{"$f":"IF(Inventory!C153=\"\",\"\",Inventory!C153)","v":""},{"$f":"IF(Inventory!D153=\"\",\"\",Inventory!D153)","v":""},{"$f":"IF(Inventory!F153=\"\",\"\",Inventory!F153)","v":""},{"$f":"IF(Inventory!G153=\"\",\"\",Inventory!G153)","v":""},{"$f":"IF(Inventory!I153=\"\",\"\",Inventory!I153)","v":""},{"$f":"IF(Inventory!J153=\"\",\"\",Inventory!J153)","v":""},{"$f":"IF(Inventory!K153=\"\",\"\",Inventory!K153)","v":""},{"$f":"IF(Inventory!L153=\"\",\"\",Inventory!L153)","v":""},{"$f":"IF(Inventory!M153=\"\",\"\",Inventory!M153)","v":""},{"$f":"IF(Inventory!N153=\"\",\"\",Inventory!N153)","v":""},{"$f":"IF(Inventory!O153=\"\",\"\",Inventory!O153)","v":""},{"$f":"IF(Inventory!P153=\"\",\"\",Inventory!P153)","v":""},{"$f":"IF(Inventory!Q153=\"\",\"\",Inventory!Q153)","v":""},{"$f":"IF(Inventory!R153=\"\",\"\",Inventory!R153)","v":""},{"$f":"IF(Inventory!S153=\"\",\"\",Inventory!S153)","v":""},{"$f":"IF(Inventory!T153=\"\",\"\",Inventory!T153)","v":""},{"$f":"IF(Inventory!U153=\"\",\"\",Inventory!U153)","v":""},{"$f":"IF(Inventory!V153=\"\",\"\",Inventory!V153)","v":""},{"$f":"IF(Inventory!W153=\"\",\"\",Inventory!W153)","v":""}]
[null,145,{"$f":"IF(Inventory!C154=\"\",\"\",Inventory!C154)","v":""},{"$f":"IF(Inventory!D154=\"\",\"\",Inventory!D154)","v":""},{"$f":"IF(Inventory!F154=\"\",\"\",Inventory!F154)","v":""},{"$f":"IF(Inventory!G154=\"\",\"\",Inventory!G154)","v":""},{"$f":"IF(Inventory!I154=\"\",\"\",Inventory!I154)","v":""},{"$f":"IF(Inventory!J154=\"\",\"\",Inventory!J154)","v":""},{"$f":"IF(Inventory!K154=\"\",\"\",Inventory!K154)","v":""},{"$f":"IF(Inventory!L154=\"\",\"\",Inventory!L154)","v":""},{"$f":"IF(Inventory!M154=\"\",\"\",Inventory!M154)","v":""},{"$f":"IF(Inventory!N154=\"\",\"\",Inventory!N154)","v":""},{"$f":"IF(Inventory!O154=\"\",\"\",Inventory!O154)","v":""},{"$f":"IF(Inventory!P154=\"\",\"\",Inventory!P154)","v":""},{"$f":"IF(Inventory!Q154=\"\",\"\",Inventory!Q154)","v":""},{"$f":"IF(Inventory!R154=\"\",\"\",Inventory!R154)","v":""},{"$f":"IF(Inventory!S154=\"\",\"\",Inventory!S154)","v":""},{"$f":"IF(Inventory!T154=\"\",\"\",Inventory!T154)","v":""},{"$f":"IF(Inventory!U154=\"\",\"\",Inventory!U154)","v":""},{"$f":"IF(Inventory!V154=\"\",\"\",Inventory!V154)","v":""},{"$f":"IF(Inventory!W154=\"\",\"\",Inventory!W154)","v":""}]
[null,146,{"$f":"IF(Inventory!C155=\"\",\"\",Inventory!C155)","v":""},{"$f":"IF(Inventory!D155=\"\",\"\",Inventory!D155)","v":""},{"$f":"IF(Inventory!F155=\"\",\"\",Inventory!F155)","v":""},{"$f":"IF(Inventory!G155=\"\",\"\",Inventory!G155)","v":""},{"$f":"IF(Inventory!I155=\"\",\"\",Inventory!I155)","v":""},{"$f":"IF(Inventory!J155=\"\",\"\",Inventory!J155)","v":""},{"$f":"IF(Inventory!K155=\"\",\"\",Inventory!K155)","v":""},{"$f":"IF(Inventory!L155=\"\",\"\",Inventory!L155)","v":""},{"$f":"IF(Inventory!M155=\"\",\"\",Inventory!M155)","v":""},{"$f":"IF(Inventory!N155=\"\",\"\",Inventory!N155)","v":""},{"$f":"IF(Inventory!O155=\"\",\"\",Inventory!O155)","v":""},{"$f":"IF(Inventory!P155=\"\",\"\",Inventory!P155)","v":""},{"$f":"IF(Inventory!Q155=\"\",\"\",Inventory!Q155)","v":""},{"$f":"IF(Inventory!R155=\"\",\"\",Inventory!R155)","v":""},{"$f":"IF(Inventory!S155=\"\",\"\",Inventory!S155)","v":""},{"$f":"IF(Inventory!T155=\"\",\"\",Inventory!T155)","v":""},{"$f":"IF(Inventory!U155=\"\",\"\",Inventory!U155)","v":""},{"$f":"IF(Inventory!V155=\"\",\"\",Inventory!V155)","v":""},{"$f":"IF(Inventory!W155=\"\",\"\",Inventory!W155)","v":""}]
[null,147,{"$f":"IF(Inventory!C156=\"\",\"\",Inventory!C156)","v":""},{"$f":"IF(Inventory!D156=\"\",\"\",Inventory!D156)","v":""},{"$f":"IF(Inventory!F156=\"\",\"\",Inventory!F156)","v":""},{"$f":"IF(Inventory!G156=\"\",\"\",Inventory!G156)","v":""},{"$f":"IF(Inventory!I156=\"\",\"\",Inventory!I156)","v":""},{"$f":"IF(Inventory!J156=\"\",\"\",Inventory!J156)","v":""},{"$f":"IF(Inventory!K156=\"\",\"\",Inventory!K156)","v":""},{"$f":"IF(Inventory!L156=\"\",\"\",Inventory!L156)","v":""},{"$f":"IF(Inventory!M156=\"\",\"\",Inventory!M156)","v":""},{"$f":"IF(Inventory!N156=\"\",\"\",Inventory!N156)","v":""},{"$f":"IF(Inventory!O156=\"\",\"\",Inventory!O156)","v":""},{"$f":"IF(Inventory!P156=\"\",\"\",Inventory!P156)","v":""},{"$f":"IF(Inventory!Q156=\"\",\"\",Inventory!Q156)","v":""},{"$f":"IF(Inventory!R156=\"\",\"\",Inventory!R156)","v":""},{"$f":"IF(Inventory!S156=\"\",\"\",Inventory!S156)","v":""},{"$f":"IF(Inventory!T156=\"\",\"\",Inventory!T156)","v":""},{"$f":"IF(Inventory!U156=\"\",\"\",Inventory!U156)","v":""},{"$f":"IF(Inventory!V156=\"\",\"\",Inventory!V156)","v":""},{"$f":"IF(Inventory!W156=\"\",\"\",Inventory!W156)","v":""}]
[null,148,{"$f":"IF(Inventory!C157=\"\",\"\",Inventory!C157)","v":""},{"$f":"IF(Inventory!D157=\"\",\"\",Inventory!D157)","v":""},{"$f":"IF(Inventory!F157=\"\",\"\",Inventory!F157)","v":""},{"$f":"IF(Inventory!G157=\"\",\"\",Inventory!G157)","v":""},{"$f":"IF(Inventory!I157=\"\",\"\",Inventory!I157)","v":""},{"$f":"IF(Inventory!J157=\"\",\"\",Inventory!J157)","v":""},{"$f":"IF(Inventory!K157=\"\",\"\",Inventory!K157)","v":""},{"$f":"IF(Inventory!L157=\"\",\"\",Inventory!L157)","v":""},{"$f":"IF(Inventory!M157=\"\",\"\",Inventory!M157)","v":""},{"$f":"IF(Inventory!N157=\"\",\"\",Inventory!N157)","v":""},{"$f":"IF(Inventory!O157=\"\",\"\",Inventory!O157)","v":""},{"$f":"IF(Inventory!P157=\"\",\"\",Inventory!P157)","v":""},{"$f":"IF(Inventory!Q157=\"\",\"\",Inventory!Q157)","v":""},{"$f":"IF(Inventory!R157=\"\",\"\",Inventory!R157)","v":""},{"$f":"IF(Inventory!S157=\"\",\"\",Inventory!S157)","v":""},{"$f":"IF(Inventory!T157=\"\",\"\",Inventory!T157)","v":""},{"$f":"IF(Inventory!U157=\"\",\"\",Inventory!U157)","v":""},{"$f":"IF(Inventory!V157=\"\",\"\",Inventory!V157)","v":""},{"$f":"IF(Inventory!W157=\"\",\"\",Inventory!W157)","v":""}]
[null,149,{"$f":"IF(Inventory!C158=\"\",\"\",Inventory!C158)","v":""},{"$f":"IF(Inventory!D158=\"\",\"\",Inventory!D158)","v":""},{"$f":"IF(Inventory!F158=\"\",\"\",Inventory!F158)","v":""},{"$f":"IF(Inventory!G158=\"\",\"\",Inventory!G158)","v":""},{"$f":"IF(Inventory!I158=\"\",\"\",Inventory!I158)","v":""},{"$f":"IF(Inventory!J158=\"\",\"\",Inventory!J158)","v":""},{"$f":"IF(Inventory!K158=\"\",\"\",Inventory!K158)","v":""},{"$f":"IF(Inventory!L158=\"\",\"\",Inventory!L158)","v":""},{"$f":"IF(Inventory!M158=\"\",\"\",Inventory!M158)","v":""},{"$f":"IF(Inventory!N158=\"\",\"\",Inventory!N158)","v":""},{"$f":"IF(Inventory!O158=\"\",\"\",Inventory!O158)","v":""},{"$f":"IF(Inventory!P158=\"\",\"\",Inventory!P158)","v":""},{"$f":"IF(Inventory!Q158=\"\",\"\",Inventory!Q158)","v":""},{"$f":"IF(Inventory!R158=\"\",\"\",Inventory!R158)","v":""},{"$f":"IF(Inventory!S158=\"\",\"\",Inventory!S158)","v":""},{"$f":"IF(Inventory!T158=\"\",\"\",Inventory!T158)","v":""},{"$f":"IF(Inventory!U158=\"\",\"\",Inventory!U158)","v":""},{"$f":"IF(Inventory!V158=\"\",\"\",Inventory!V158)","v":""},{"$f":"IF(Inventory!W158=\"\",\"\",Inventory!W158)","v":""}]
[null,150,{"$f":"IF(Inventory!C159=\"\",\"\",Inventory!C159)","v":""},{"$f":"IF(Inventory!D159=\"\",\"\",Inventory!D159)","v":""},{"$f":"IF(Inventory!F159=\"\",\"\",Inventory!F159)","v":""},{"$f":"IF(Inventory!G159=\"\",\"\",Inventory!G159)","v":""},{"$f":"IF(Inventory!I159=\"\",\"\",Inventory!I159)","v":""},{"$f":"IF(Inventory!J159=\"\",\"\",Inventory!J159)","v":""},{"$f":"IF(Inventory!K159=\"\",\"\",Inventory!K159)","v":""},{"$f":"IF(Inventory!L159=\"\",\"\",Inventory!L159)","v":""},{"$f":"IF(Inventory!M159=\"\",\"\",Inventory!M159)","v":""},{"$f":"IF(Inventory!N159=\"\",\"\",Inventory!N159)","v":""},{"$f":"IF(Inventory!O159=\"\",\"\",Inventory!O159)","v":""},{"$f":"IF(Inventory!P159=\"\",\"\",Inventory!P159)","v":""},{"$f":"IF(Inventory!Q159=\"\",\"\",Inventory!Q159)","v":""},{"$f":"IF(Inventory!R159=\"\",\"\",Inventory!R159)","v":""},{"$f":"IF(Inventory!S159=\"\",\"\",Inventory!S159)","v":""},{"$f":"IF(Inventory!T159=\"\",\"\",Inventory!T159)","v":""},{"$f":"IF(Inventory!U159=\"\",\"\",Inventory!U159)","v":""},{"$f":"IF(Inventory!V159=\"\",\"\",Inventory!V159)","v":""},{"$f":"IF(Inventory!W159=\"\",\"\",Inventory!W159)","v":""}]
[null,151,{"$f":"IF(Inventory!C160=\"\",\"\",Inventory!C160)","v":""},{"$f":"IF(Inventory!D160=\"\",\"\",Inventory!D160)","v":""},{"$f":"IF(Inventory!F160=\"\",\"\",Inventory!F160)","v":""},{"$f":"IF(Inventory!G160=\"\",\"\",Inventory!G160)","v":""},{"$f":"IF(Inventory!I160=\"\",\"\",Inventory!I160)","v":""},{"$f":"IF(Inventory!J160=\"\",\"\",Inventory!J160)","v":""},{"$f":"IF(Inventory!K160=\"\",\"\",Inventory!K160)","v":""},{"$f":"IF(Inventory!L160=\"\",\"\",Inventory!L160)","v":""},{"$f":"IF(Inventory!M160=\"\",\"\",Inventory!M160)","v":""},{"$f":"IF(Inventory!N160=\"\",\"\",Inventory!N160)","v":""},{"$f":"IF(Inventory!O160=\"\",\"\",Inventory!O160)","v":""},{"$f":"IF(Inventory!P160=\"\",\"\",Inventory!P160)","v":""},{"$f":"IF(Inventory!Q160=\"\",\"\",Inventory!Q160)","v":""},{"$f":"IF(Inventory!R160=\"\",\"\",Inventory!R160)","v":""},{"$f":"IF(Inventory!S160=\"\",\"\",Inventory!S160)","v":""},{"$f":"IF(Inventory!T160=\"\",\"\",Inventory!T160)","v":""},{"$f":"IF(Inventory!U160=\"\",\"\",Inventory!U160)","v":""},{"$f":"IF(Inventory!V160=\"\",\"\",Inventory!V160)","v":""},{"$f":"IF(Inventory!W160=\"\",\"\",Inventory!W160)","v":""}]
[null,152,{"$f":"IF(Inventory!C161=\"\",\"\",Inventory!C161)","v":""},{"$f":"IF(Inventory!D161=\"\",\"\",Inventory!D161)","v":""},{"$f":"IF(Inventory!F161=\"\",\"\",Inventory!F161)","v":""},{"$f":"IF(Inventory!G161=\"\",\"\",Inventory!G161)","v":""},{"$f":"IF(Inventory!I161=\"\",\"\",Inventory!I161)","v":""},{"$f":"IF(Inventory!J161=\"\",\"\",Inventory!J161)","v":""},{"$f":"IF(Inventory!K161=\"\",\"\",Inventory!K161)","v":""},{"$f":"IF(Inventory!L161=\"\",\"\",Inventory!L161)","v":""},{"$f":"IF(Inventory!M161=\"\",\"\",Inventory!M161)","v":""},{"$f":"IF(Inventory!N161=\"\",\"\",Inventory!N161)","v":""},{"$f":"IF(Inventory!O161=\"\",\"\",Inventory!O161)","v":""},{"$f":"IF(Inventory!P161=\"\",\"\",Inventory!P161)","v":""},{"$f":"IF(Inventory!Q161=\"\",\"\",Inventory!Q161)","v":""},{"$f":"IF(Inventory!R161=\"\",\"\",Inventory!R161)","v":""},{"$f":"IF(Inventory!S161=\"\",\"\",Inventory!S161)","v":""},{"$f":"IF(Inventory!T161=\"\",\"\",Inventory!T161)","v":""},{"$f":"IF(Inventory!U161=\"\",\"\",Inventory!U161)","v":""},{"$f":"IF(Inventory!V161=\"\",\"\",Inventory!V161)","v":""},{"$f":"IF(Inventory!W161=\"\",\"\",Inventory!W161)","v":""}]
[null,153,{"$f":"IF(Inventory!C162=\"\",\"\",Inventory!C162)","v":""},{"$f":"IF(Inventory!D162=\"\",\"\",Inventory!D162)","v":""},{"$f":"IF(Inventory!F162=\"\",\"\",Inventory!F162)","v":""},{"$f":"IF(Inventory!G162=\"\",\"\",Inventory!G162)","v":""},{"$f":"IF(Inventory!I162=\"\",\"\",Inventory!I162)","v":""},{"$f":"IF(Inventory!J162=\"\",\"\",Inventory!J162)","v":""},{"$f":"IF(Inventory!K162=\"\",\"\",Inventory!K162)","v":""},{"$f":"IF(Inventory!L162=\"\",\"\",Inventory!L162)","v":""},{"$f":"IF(Inventory!M162=\"\",\"\",Inventory!M162)","v":""},{"$f":"IF(Inventory!N162=\"\",\"\",Inventory!N162)","v":""},{"$f":"IF(Inventory!O162=\"\",\"\",Inventory!O162)","v":""},{"$f":"IF(Inventory!P162=\"\",\"\",Inventory!P162)","v":""},{"$f":"IF(Inventory!Q162=\"\",\"\",Inventory!Q162)","v":""},{"$f":"IF(Inventory!R162=\"\",\"\",Inventory!R162)","v":""},{"$f":"IF(Inventory!S162=\"\",\"\",Inventory!S162)","v":""},{"$f":"IF(Inventory!T162=\"\",\"\",Inventory!T162)","v":""},{"$f":"IF(Inventory!U162=\"\",\"\",Inventory!U162)","v":""},{"$f":"IF(Inventory!V162=\"\",\"\",Inventory!V162)","v":""},{"$f":"IF(Inventory!W162=\"\",\"\",Inventory!W162)","v":""}]
[null,154,{"$f":"IF(Inventory!C163=\"\",\"\",Inventory!C163)","v":""},{"$f":"IF(Inventory!D163=\"\",\"\",Inventory!D163)","v":""},{"$f":"IF(Inventory!F163=\"\",\"\",Inventory!F163)","v":""},{"$f":"IF(Inventory!G163=\"\",\"\",Inventory!G163)","v":""},{"$f":"IF(Inventory!I163=\"\",\"\",Inventory!I163)","v":""},{"$f":"IF(Inventory!J163=\"\",\"\",Inventory!J163)","v":""},{"$f":"IF(Inventory!K163=\"\",\"\",Inventory!K163)","v":""},{"$f":"IF(Inventory!L163=\"\",\"\",Inventory!L163)","v":""},{"$f":"IF(Inventory!M163=\"\",\"\",Inventory!M163)","v":""},{"$f":"IF(Inventory!N163=\"\",\"\",Inventory!N163)","v":""},{"$f":"IF(Inventory!O163=\"\",\"\",Inventory!O163)","v":""},{"$f":"IF(Inventory!P163=\"\",\"\",Inventory!P163)","v":""},{"$f":"IF(Inventory!Q163=\"\",\"\",Inventory!Q163)","v":""},{"$f":"IF(Inventory!R163=\"\",\"\",Inventory!R163)","v":""},{"$f":"IF(Inventory!S163=\"\",\"\",Inventory!S163)","v":""},{"$f":"IF(Inventory!T163=\"\",\"\",Inventory!T163)","v":""},{"$f":"IF(Inventory!U163=\"\",\"\",Inventory!U163)","v":""},{"$f":"IF(Inventory!V163=\"\",\"\",Inventory!V163)","v":""},{"$f":"IF(Inventory!W163=\"\",\"\",Inventory!W163)","v":""}]
[null,155,{"$f":"IF(Inventory!C164=\"\",\"\",Inventory!C164)","v":""},{"$f":"IF(Inventory!D164=\"\",\"\",Inventory!D164)","v":""},{"$f":"IF(Inventory!F164=\"\",\"\",Inventory!F164)","v":""},{"$f":"IF(Inventory!G164=\"\",\"\",Inventory!G164)","v":""},{"$f":"IF(Inventory!I164=\"\",\"\",Inventory!I164)","v":""},{"$f":"IF(Inventory!J164=\"\",\"\",Inventory!J164)","v":""},{"$f":"IF(Inventory!K164=\"\",\"\",Inventory!K164)","v":""},{"$f":"IF(Inventory!L164=\"\",\"\",Inventory!L164)","v":""},{"$f":"IF(Inventory!M164=\"\",\"\",Inventory!M164)","v":""},{"$f":"IF(Inventory!N164=\"\",\"\",Inventory!N164)","v":""},{"$f":"IF(Inventory!O164=\"\",\"\",Inventory!O164)","v":""},{"$f":"IF(Inventory!P164=\"\",\"\",Inventory!P164)","v":""},{"$f":"IF(Inventory!Q164=\"\",\"\",Inventory!Q164)","v":""},{"$f":"IF(Inventory!R164=\"\",\"\",Inventory!R164)","v":""},{"$f":"IF(Inventory!S164=\"\",\"\",Inventory!S164)","v":""},{"$f":"IF(Inventory!T164=\"\",\"\",Inventory!T164)","v":""},{"$f":"IF(Inventory!U164=\"\",\"\",Inventory!U164)","v":""},{"$f":"IF(Inventory!V164=\"\",\"\",Inventory!V164)","v":""},{"$f":"IF(Inventory!W164=\"\",\"\",Inventory!W164)","v":""}]
[null,156,{"$f":"IF(Inventory!C165=\"\",\"\",Inventory!C165)","v":""},{"$f":"IF(Inventory!D165=\"\",\"\",Inventory!D165)","v":""},{"$f":"IF(Inventory!F165=\"\",\"\",Inventory!F165)","v":""},{"$f":"IF(Inventory!G165=\"\",\"\",Inventory!G165)","v":""},{"$f":"IF(Inventory!I165=\"\",\"\",Inventory!I165)","v":""},{"$f":"IF(Inventory!J165=\"\",\"\",Inventory!J165)","v":""},{"$f":"IF(Inventory!K165=\"\",\"\",Inventory!K165)","v":""},{"$f":"IF(Inventory!L165=\"\",\"\",Inventory!L165)","v":""},{"$f":"IF(Inventory!M165=\"\",\"\",Inventory!M165)","v":""},{"$f":"IF(Inventory!N165=\"\",\"\",Inventory!N165)","v":""},{"$f":"IF(Inventory!O165=\"\",\"\",Inventory!O165)","v":""},{"$f":"IF(Inventory!P165=\"\",\"\",Inventory!P165)","v":""},{"$f":"IF(Inventory!Q165=\"\",\"\",Inventory!Q165)","v":""},{"$f":"IF(Inventory!R165=\"\",\"\",Inventory!R165)","v":""},{"$f":"IF(Inventory!S165=\"\",\"\",Inventory!S165)","v":""},{"$f":"IF(Inventory!T165=\"\",\"\",Inventory!T165)","v":""},{"$f":"IF(Inventory!U165=\"\",\"\",Inventory!U165)","v":""},{"$f":"IF(Inventory!V165=\"\",\"\",Inventory!V165)","v":""},{"$f":"IF(Inventory!W165=\"\",\"\",Inventory!W165)","v":""}]
[null,157,{"$f":"IF(Inventory!C166=\"\",\"\",Inventory!C166)","v":""},{"$f":"IF(Inventory!D166=\"\",\"\",Inventory!D166)","v":""},{"$f":"IF(Inventory!F166=\"\",\"\",Inventory!F166)","v":""},{"$f":"IF(Inventory!G166=\"\",\"\",Inventory!G166)","v":""},{"$f":"IF(Inventory!I166=\"\",\"\",Inventory!I166)","v":""},{"$f":"IF(Inventory!J166=\"\",\"\",Inventory!J166)","v":""},{"$f":"IF(Inventory!K166=\"\",\"\",Inventory!K166)","v":""},{"$f":"IF(Inventory!L166=\"\",\"\",Inventory!L166)","v":""},{"$f":"IF(Inventory!M166=\"\",\"\",Inventory!M166)","v":""},{"$f":"IF(Inventory!N166=\"\",\"\",Inventory!N166)","v":""},{"$f":"IF(Inventory!O166=\"\",\"\",Inventory!O166)","v":""},{"$f":"IF(Inventory!P166=\"\",\"\",Inventory!P166)","v":""},{"$f":"IF(Inventory!Q166=\"\",\"\",Inventory!Q166)","v":""},{"$f":"IF(Inventory!R166=\"\",\"\",Inventory!R166)","v":""},{"$f":"IF(Inventory!S166=\"\",\"\",Inventory!S166)","v":""},{"$f":"IF(Inventory!T166=\"\",\"\",Inventory!T166)","v":""},{"$f":"IF(Inventory!U166=\"\",\"\",Inventory!U166)","v":""},{"$f":"IF(Inventory!V166=\"\",\"\",Inventory!V166)","v":""},{"$f":"IF(Inventory!W166=\"\",\"\",Inventory!W166)","v":""}]
[null,158,{"$f":"IF(Inventory!C167=\"\",\"\",Inventory!C167)","v":""},{"$f":"IF(Inventory!D167=\"\",\"\",Inventory!D167)","v":""},{"$f":"IF(Inventory!F167=\"\",\"\",Inventory!F167)","v":""},{"$f":"IF(Inventory!G167=\"\",\"\",Inventory!G167)","v":""},{"$f":"IF(Inventory!I167=\"\",\"\",Inventory!I167)","v":""},{"$f":"IF(Inventory!J167=\"\",\"\",Inventory!J167)","v":""},{"$f":"IF(Inventory!K167=\"\",\"\",Inventory!K167)","v":""},{"$f":"IF(Inventory!L167=\"\",\"\",Inventory!L167)","v":""},{"$f":"IF(Inventory!M167=\"\",\"\",Inventory!M167)","v":""},{"$f":"IF(Inventory!N167=\"\",\"\",Inventory!N167)","v":""},{"$f":"IF(Inventory!O167=\"\",\"\",Inventory!O167)","v":""},{"$f":"IF(Inventory!P167=\"\",\"\",Inventory!P167)","v":""},{"$f":"IF(Inventory!Q167=\"\",\"\",Inventory!Q167)","v":""},{"$f":"IF(Inventory!R167=\"\",\"\",Inventory!R167)","v":""},{"$f":"IF(Inventory!S167=\"\",\"\",Inventory!S167)","v":""},{"$f":"IF(Inventory!T167=\"\",\"\",Inventory!T167)","v":""},{"$f":"IF(Inventory!U167=\"\",\"\",Inventory!U167)","v":""},{"$f":"IF(Inventory!V167=\"\",\"\",Inventory!V167)","v":""},{"$f":"IF(Inventory!W167=\"\",\"\",Inventory!W167)","v":""}]
[null,159,{"$f":"IF(Inventory!C168=\"\",\"\",Inventory!C168)","v":""},{"$f":"IF(Inventory!D168=\"\",\"\",Inventory!D168)","v":""},{"$f":"IF(Inventory!F168=\"\",\"\",Inventory!F168)","v":""},{"$f":"IF(Inventory!G168=\"\",\"\",Inventory!G168)","v":""},{"$f":"IF(Inventory!I168=\"\",\"\",Inventory!I168)","v":""},{"$f":"IF(Inventory!J168=\"\",\"\",Inventory!J168)","v":""},{"$f":"IF(Inventory!K168=\"\",\"\",Inventory!K168)","v":""},{"$f":"IF(Inventory!L168=\"\",\"\",Inventory!L168)","v":""},{"$f":"IF(Inventory!M168=\"\",\"\",Inventory!M168)","v":""},{"$f":"IF(Inventory!N168=\"\",\"\",Inventory!N168)","v":""},{"$f":"IF(Inventory!O168=\"\",\"\",Inventory!O168)","v":""},{"$f":"IF(Inventory!P168=\"\",\"\",Inventory!P168)","v":""},{"$f":"IF(Inventory!Q168=\"\",\"\",Inventory!Q168)","v":""},{"$f":"IF(Inventory!R168=\"\",\"\",Inventory!R168)","v":""},{"$f":"IF(Inventory!S168=\"\",\"\",Inventory!S168)","v":""},{"$f":"IF(Inventory!T168=\"\",\"\",Inventory!T168)","v":""},{"$f":"IF(Inventory!U168=\"\",\"\",Inventory!U168)","v":""},{"$f":"IF(Inventory!V168=\"\",\"\",Inventory!V168)","v":""},{"$f":"IF(Inventory!W168=\"\",\"\",Inventory!W168)","v":""}]
[null,160,{"$f":"IF(Inventory!C169=\"\",\"\",Inventory!C169)","v":""},{"$f":"IF(Inventory!D169=\"\",\"\",Inventory!D169)","v":""},{"$f":"IF(Inventory!F169=\"\",\"\",Inventory!F169)","v":""},{"$f":"IF(Inventory!G169=\"\",\"\",Inventory!G169)","v":""},{"$f":"IF(Inventory!I169=\"\",\"\",Inventory!I169)","v":""},{"$f":"IF(Inventory!J169=\"\",\"\",Inventory!J169)","v":""},{"$f":"IF(Inventory!K169=\"\",\"\",Inventory!K169)","v":""},{"$f":"IF(Inventory!L169=\"\",\"\",Inventory!L169)","v":""},{"$f":"IF(Inventory!M169=\"\",\"\",Inventory!M169)","v":""},{"$f":"IF(Inventory!N169=\"\",\"\",Inventory!N169)","v":""},{"$f":"IF(Inventory!O169=\"\",\"\",Inventory!O169)","v":""},{"$f":"IF(Inventory!P169=\"\",\"\",Inventory!P169)","v":""},{"$f":"IF(Inventory!Q169=\"\",\"\",Inventory!Q169)","v":""},{"$f":"IF(Inventory!R169=\"\",\"\",Inventory!R169)","v":""},{"$f":"IF(Inventory!S169=\"\",\"\",Inventory!S169)","v":""},{"$f":"IF(Inventory!T169=\"\",\"\",Inventory!T169)","v":""},{"$f":"IF(Inventory!U169=\"\",\"\",Inventory!U169)","v":""},{"$f":"IF(Inventory!V169=\"\",\"\",Inventory!V169)","v":""},{"$f":"IF(Inventory!W169=\"\",\"\",Inventory!W169)","v":""}]
[null,161,{"$f":"IF(Inventory!C170=\"\",\"\",Inventory!C170)","v":""},{"$f":"IF(Inventory!D170=\"\",\"\",Inventory!D170)","v":""},{"$f":"IF(Inventory!F170=\"\",\"\",Inventory!F170)","v":""},{"$f":"IF(Inventory!G170=\"\",\"\",Inventory!G170)","v":""},{"$f":"IF(Inventory!I170=\"\",\"\",Inventory!I170)","v":""},{"$f":"IF(Inventory!J170=\"\",\"\",Inventory!J170)","v":""},{"$f":"IF(Inventory!K170=\"\",\"\",Inventory!K170)","v":""},{"$f":"IF(Inventory!L170=\"\",\"\",Inventory!L170)","v":""},{"$f":"IF(Inventory!M170=\"\",\"\",Inventory!M170)","v":""},{"$f":"IF(Inventory!N170=\"\",\"\",Inventory!N170)","v":""},{"$f":"IF(Inventory!O170=\"\",\"\",Inventory!O170)","v":""},{"$f":"IF(Inventory!P170=\"\",\"\",Inventory!P170)","v":""},{"$f":"IF(Inventory!Q170=\"\",\"\",Inventory!Q170)","v":""},{"$f":"IF(Inventory!R170=\"\",\"\",Inventory!R170)","v":""},{"$f":"IF(Inventory!S170=\"\",\"\",Inventory!S170)","v":""},{"$f":"IF(Inventory!T170=\"\",\"\",Inventory!T170)","v":""},{"$f":"IF(Inventory!U170=\"\",\"\",Inventory!U170)","v":""},{"$f":"IF(Inventory!V170=\"\",\"\",Inventory!V170)","v":""},{"$f":"IF(Inventory!W170=\"\",\"\",Inventory!W170)","v":""}]
[null,162,{"$f":"IF(Inventory!C171=\"\",\"\",Inventory!C171)","v":""},{"$f":"IF(Inventory!D171=\"\",\"\",Inventory!D171)","v":""},{"$f":"IF(Inventory!F171=\"\",\"\",Inventory!F171)","v":""},{"$f":"IF(Inventory!G171=\"\",\"\",Inventory!G171)","v":""},{"$f":"IF(Inventory!I171=\"\",\"\",Inventory!I171)","v":""},{"$f":"IF(Inventory!J171=\"\",\"\",Inventory!J171)","v":""},{"$f":"IF(Inventory!K171=\"\",\"\",Inventory!K171)","v":""},{"$f":"IF(Inventory!L171=\"\",\"\",Inventory!L171)","v":""},{"$f":"IF(Inventory!M171=\"\",\"\",Inventory!M171)","v":""},{"$f":"IF(Inventory!N171=\"\",\"\",Inventory!N171)","v":""},{"$f":"IF(Inventory!O171=\"\",\"\",Inventory!O171)","v":""},{"$f":"IF(Inventory!P171=\"\",\"\",Inventory!P171)","v":""},{"$f":"IF(Inventory!Q171=\"\",\"\",Inventory!Q171)","v":""},{"$f":"IF(Inventory!R171=\"\",\"\",Inventory!R171)","v":""},{"$f":"IF(Inventory!S171=\"\",\"\",Inventory!S171)","v":""},{"$f":"IF(Inventory!T171=\"\",\"\",Inventory!T171)","v":""},{"$f":"IF(Inventory!U171=\"\",\"\",Inventory!U171)","v":""},{"$f":"IF(Inventory!V171=\"\",\"\",Inventory!V171)","v":""},{"$f":"IF(Inventory!W171=\"\",\"\",Inventory!W171)","v":""}]
[null,163,{"$f":"IF(Inventory!C172=\"\",\"\",Inventory!C172)","v":""},{"$f":"IF(Inventory!D172=\"\",\"\",Inventory!D172)","v":""},{"$f":"IF(Inventory!F172=\"\",\"\",Inventory!F172)","v":""},{"$f":"IF(Inventory!G172=\"\",\"\",Inventory!G172)","v":""},{"$f":"IF(Inventory!I172=\"\",\"\",Inventory!I172)","v":""},{"$f":"IF(Inventory!J172=\"\",\"\",Inventory!J172)","v":""},{"$f":"IF(Inventory!K172=\"\",\"\",Inventory!K172)","v":""},{"$f":"IF(Inventory!L172=\"\",\"\",Inventory!L172)","v":""},{"$f":"IF(Inventory!M172=\"\",\"\",Inventory!M172)","v":""},{"$f":"IF(Inventory!N172=\"\",\"\",Inventory!N172)","v":""},{"$f":"IF(Inventory!O172=\"\",\"\",Inventory!O172)","v":""},{"$f":"IF(Inventory!P172=\"\",\"\",Inventory!P172)","v":""},{"$f":"IF(Inventory!Q172=\"\",\"\",Inventory!Q172)","v":""},{"$f":"IF(Inventory!R172=\"\",\"\",Inventory!R172)","v":""},{"$f":"IF(Inventory!S172=\"\",\"\",Inventory!S172)","v":""},{"$f":"IF(Inventory!T172=\"\",\"\",Inventory!T172)","v":""},{"$f":"IF(Inventory!U172=\"\",\"\",Inventory!U172)","v":""},{"$f":"IF(Inventory!V172=\"\",\"\",Inventory!V172)","v":""},{"$f":"IF(Inventory!W172=\"\",\"\",Inventory!W172)","v":""}]
[null,164,{"$f":"IF(Inventory!C173=\"\",\"\",Inventory!C173)","v":""},{"$f":"IF(Inventory!D173=\"\",\"\",Inventory!D173)","v":""},{"$f":"IF(Inventory!F173=\"\",\"\",Inventory!F173)","v":""},{"$f":"IF(Inventory!G173=\"\",\"\",Inventory!G173)","v":""},{"$f":"IF(Inventory!I173=\"\",\"\",Inventory!I173)","v":""},{"$f":"IF(Inventory!J173=\"\",\"\",Inventory!J173)","v":""},{"$f":"IF(Inventory!K173=\"\",\"\",Inventory!K173)","v":""},{"$f":"IF(Inventory!L173=\"\",\"\",Inventory!L173)","v":""},{"$f":"IF(Inventory!M173=\"\",\"\",Inventory!M173)","v":""},{"$f":"IF(Inventory!N173=\"\",\"\",Inventory!N173)","v":""},{"$f":"IF(Inventory!O173=\"\",\"\",Inventory!O173)","v":""},{"$f":"IF(Inventory!P173=\"\",\"\",Inventory!P173)","v":""},{"$f":"IF(Inventory!Q173=\"\",\"\",Inventory!Q173)","v":""},{"$f":"IF(Inventory!R173=\"\",\"\",Inventory!R173)","v":""},{"$f":"IF(Inventory!S173=\"\",\"\",Inventory!S173)","v":""},{"$f":"IF(Inventory!T173=\"\",\"\",Inventory!T173)","v":""},{"$f":"IF(Inventory!U173=\"\",\"\",Inventory!U173)","v":""},{"$f":"IF(Inventory!V173=\"\",\"\",Inventory!V173)","v":""},{"$f":"IF(Inventory!W173=\"\",\"\",Inventory!W173)","v":""}]
[null,165,{"$f":"IF(Inventory!C174=\"\",\"\",Inventory!C174)","v":""},{"$f":"IF(Inventory!D174=\"\",\"\",Inventory!D174)","v":""},{"$f":"IF(Inventory!F174=\"\",\"\",Inventory!F174)","v":""},{"$f":"IF(Inventory!G174=\"\",\"\",Inventory!G174)","v":""},{"$f":"IF(Inventory!I174=\"\",\"\",Inventory!I174)","v":""},{"$f":"IF(Inventory!J174=\"\",\"\",Inventory!J174)","v":""},{"$f":"IF(Inventory!K174=\"\",\"\",Inventory!K174)","v":""},{"$f":"IF(Inventory!L174=\"\",\"\",Inventory!L174)","v":""},{"$f":"IF(Inventory!M174=\"\",\"\",Inventory!M174)","v":""},{"$f":"IF(Inventory!N174=\"\",\"\",Inventory!N174)","v":""},{"$f":"IF(Inventory!O174=\"\",\"\",Inventory!O174)","v":""},{"$f":"IF(Inventory!P174=\"\",\"\",Inventory!P174)","v":""},{"$f":"IF(Inventory!Q174=\"\",\"\",Inventory!Q174)","v":""},{"$f":"IF(Inventory!R174=\"\",\"\",Inventory!R174)","v":""},{"$f":"IF(Inventory!S174=\"\",\"\",Inventory!S174)","v":""},{"$f":"IF(Inventory!T174=\"\",\"\",Inventory!T174)","v":""},{"$f":"IF(Inventory!U174=\"\",\"\",Inventory!U174)","v":""},{"$f":"IF(Inventory!V174=\"\",\"\",Inventory!V174)","v":""},{"$f":"IF(Inventory!W174=\"\",\"\",Inventory!W174)","v":""}]
[null,166,{"$f":"IF(Inventory!C175=\"\",\"\",Inventory!C175)","v":""},{"$f":"IF(Inventory!D175=\"\",\"\",Inventory!D175)","v":""},{"$f":"IF(Inventory!F175=\"\",\"\",Inventory!F175)","v":""},{"$f":"IF(Inventory!G175=\"\",\"\",Inventory!G175)","v":""},{"$f":"IF(Inventory!I175=\"\",\"\",Inventory!I175)","v":""},{"$f":"IF(Inventory!J175=\"\",\"\",Inventory!J175)","v":""},{"$f":"IF(Inventory!K175=\"\",\"\",Inventory!K175)","v":""},{"$f":"IF(Inventory!L175=\"\",\"\",Inventory!L175)","v":""},{"$f":"IF(Inventory!M175=\"\",\"\",Inventory!M175)","v":""},{"$f":"IF(Inventory!N175=\"\",\"\",Inventory!N175)","v":""},{"$f":"IF(Inventory!O175=\"\",\"\",Inventory!O175)","v":""},{"$f":"IF(Inventory!P175=\"\",\"\",Inventory!P175)","v":""},{"$f":"IF(Inventory!Q175=\"\",\"\",Inventory!Q175)","v":""},{"$f":"IF(Inventory!R175=\"\",\"\",Inventory!R175)","v":""},{"$f":"IF(Inventory!S175=\"\",\"\",Inventory!S175)","v":""},{"$f":"IF(Inventory!T175=\"\",\"\",Inventory!T175)","v":""},{"$f":"IF(Inventory!U175=\"\",\"\",Inventory!U175)","v":""},{"$f":"IF(Inventory!V175=\"\",\"\",Inventory!V175)","v":""},{"$f":"IF(Inventory!W175=\"\",\"\",Inventory!W175)","v":""}]
[null,167,{"$f":"IF(Inventory!C176=\"\",\"\",Inventory!C176)","v":""},{"$f":"IF(Inventory!D176=\"\",\"\",Inventory!D176)","v":""},{"$f":"IF(Inventory!F176=\"\",\"\",Inventory!F176)","v":""},{"$f":"IF(Inventory!G176=\"\",\"\",Inventory!G176)","v":""},{"$f":"IF(Inventory!I176=\"\",\"\",Inventory!I176)","v":""},{"$f":"IF(Inventory!J176=\"\",\"\",Inventory!J176)","v":""},{"$f":"IF(Inventory!K176=\"\",\"\",Inventory!K176)","v":""},{"$f":"IF(Inventory!L176=\"\",\"\",Inventory!L176)","v":""},{"$f":"IF(Inventory!M176=\"\",\"\",Inventory!M176)","v":""},{"$f":"IF(Inventory!N176=\"\",\"\",Inventory!N176)","v":""},{"$f":"IF(Inventory!O176=\"\",\"\",Inventory!O176)","v":""},{"$f":"IF(Inventory!P176=\"\",\"\",Inventory!P176)","v":""},{"$f":"IF(Inventory!Q176=\"\",\"\",Inventory!Q176)","v":""},{"$f":"IF(Inventory!R176=\"\",\"\",Inventory!R176)","v":""},{"$f":"IF(Inventory!S176=\"\",\"\",Inventory!S176)","v":""},{"$f":"IF(Inventory!T176=\"\",\"\",Inventory!T176)","v":""},{"$f":"IF(Inventory!U176=\"\",\"\",Inventory!U176)","v":""},{"$f":"IF(Inventory!V176=\"\",\"\",Inventory!V176)","v":""},{"$f":"IF(Inventory!W176=\"\",\"\",Inventory!W176)","v":""}]
[null,168,{"$f":"IF(Inventory!C177=\"\",\"\",Inventory!C177)","v":""},{"$f":"IF(Inventory!D177=\"\",\"\",Inventory!D177)","v":""},{"$f":"IF(Inventory!F177=\"\",\"\",Inventory!F177)","v":""},{"$f":"IF(Inventory!G177=\"\",\"\",Inventory!G177)","v":""},{"$f":"IF(Inventory!I177=\"\",\"\",Inventory!I177)","v":""},{"$f":"IF(Inventory!J177=\"\",\"\",Inventory!J177)","v":""},{"$f":"IF(Inventory!K177=\"\",\"\",Inventory!K177)","v":""},{"$f":"IF(Inventory!L177=\"\",\"\",Inventory!L177)","v":""},{"$f":"IF(Inventory!M177=\"\",\"\",Inventory!M177)","v":""},{"$f":"IF(Inventory!N177=\"\",\"\",Inventory!N177)","v":""},{"$f":"IF(Inventory!O177=\"\",\"\",Inventory!O177)","v":""},{"$f":"IF(Inventory!P177=\"\",\"\",Inventory!P177)","v":""},{"$f":"IF(Inventory!Q177=\"\",\"\",Inventory!Q177)","v":""},{"$f":"IF(Inventory!R177=\"\",\"\",Inventory!R177)","v":""},{"$f":"IF(Inventory!S177=\"\",\"\",Inventory!S177)","v":""},{"$f":"IF(Inventory!T177=\"\",\"\",Inventory!T177)","v":""},{"$f":"IF(Inventory!U177=\"\",\"\",Inventory!U177)","v":""},{"$f":"IF(Inventory!V177=\"\",\"\",Inventory!V177)","v":""},{"$f":"IF(Inventory!W177=\"\",\"\",Inventory!W177)","v":""}]
[null,169,{"$f":"IF(Inventory!C178=\"\",\"\",Inventory!C178)","v":""},{"$f":"IF(Inventory!D178=\"\",\"\",Inventory!D178)","v":""},{"$f":"IF(Inventory!F178=\"\",\"\",Inventory!F178)","v":""},{"$f":"IF(Inventory!G178=\"\",\"\",Inventory!G178)","v":""},{"$f":"IF(Inventory!I178=\"\",\"\",Inventory!I178)","v":""},{"$f":"IF(Inventory!J178=\"\",\"\",Inventory!J178)","v":""},{"$f":"IF(Inventory!K178=\"\",\"\",Inventory!K178)","v":""},{"$f":"IF(Inventory!L178=\"\",\"\",Inventory!L178)","v":""},{"$f":"IF(Inventory!M178=\"\",\"\",Inventory!M178)","v":""},{"$f":"IF(Inventory!N178=\"\",\"\",Inventory!N178)","v":""},{"$f":"IF(Inventory!O178=\"\",\"\",Inventory!O178)","v":""},{"$f":"IF(Inventory!P178=\"\",\"\",Inventory!P178)","v":""},{"$f":"IF(Inventory!Q178=\"\",\"\",Inventory!Q178)","v":""},{"$f":"IF(Inventory!R178=\"\",\"\",Inventory!R178)","v":""},{"$f":"IF(Inventory!S178=\"\",\"\",Inventory!S178)","v":""},{"$f":"IF(Inventory!T178=\"\",\"\",Inventory!T178)","v":""},{"$f":"IF(Inventory!U178=\"\",\"\",Inventory!U178)","v":""},{"$f":"IF(Inventory!V178=\"\",\"\",Inventory!V178)","v":""},{"$f":"IF(Inventory!W178=\"\",\"\",Inventory!W178)","v":""}]
[null,170,{"$f":"IF(Inventory!C179=\"\",\"\",Inventory!C179)","v":""},{"$f":"IF(Inventory!D179=\"\",\"\",Inventory!D179)","v":""},{"$f":"IF(Inventory!F179=\"\",\"\",Inventory!F179)","v":""},{"$f":"IF(Inventory!G179=\"\",\"\",Inventory!G179)","v":""},{"$f":"IF(Inventory!I179=\"\",\"\",Inventory!I179)","v":""},{"$f":"IF(Inventory!J179=\"\",\"\",Inventory!J179)","v":""},{"$f":"IF(Inventory!K179=\"\",\"\",Inventory!K179)","v":""},{"$f":"IF(Inventory!L179=\"\",\"\",Inventory!L179)","v":""},{"$f":"IF(Inventory!M179=\"\",\"\",Inventory!M179)","v":""},{"$f":"IF(Inventory!N179=\"\",\"\",Inventory!N179)","v":""},{"$f":"IF(Inventory!O179=\"\",\"\",Inventory!O179)","v":""},{"$f":"IF(Inventory!P179=\"\",\"\",Inventory!P179)","v":""},{"$f":"IF(Inventory!Q179=\"\",\"\",Inventory!Q179)","v":""},{"$f":"IF(Inventory!R179=\"\",\"\",Inventory!R179)","v":""},{"$f":"IF(Inventory!S179=\"\",\"\",Inventory!S179)","v":""},{"$f":"IF(Inventory!T179=\"\",\"\",Inventory!T179)","v":""},{"$f":"IF(Inventory!U179=\"\",\"\",Inventory!U179)","v":""},{"$f":"IF(Inventory!V179=\"\",\"\",Inventory!V179)","v":""},{"$f":"IF(Inventory!W179=\"\",\"\",Inventory!W179)","v":""}]
[null,171,{"$f":"IF(Inventory!C180=\"\",\"\",Inventory!C180)","v":""},{"$f":"IF(Inventory!D180=\"\",\"\",Inventory!D180)","v":""},{"$f":"IF(Inventory!F180=\"\",\"\",Inventory!F180)","v":""},{"$f":"IF(Inventory!G180=\"\",\"\",Inventory!G180)","v":""},{"$f":"IF(Inventory!I180=\"\",\"\",Inventory!I180)","v":""},{"$f":"IF(Inventory!J180=\"\",\"\",Inventory!J180)","v":""},{"$f":"IF(Inventory!K180=\"\",\"\",Inventory!K180)","v":""},{"$f":"IF(Inventory!L180=\"\",\"\",Inventory!L180)","v":""},{"$f":"IF(Inventory!M180=\"\",\"\",Inventory!M180)","v":""},{"$f":"IF(Inventory!N180=\"\",\"\",Inventory!N180)","v":""},{"$f":"IF(Inventory!O180=\"\",\"\",Inventory!O180)","v":""},{"$f":"IF(Inventory!P180=\"\",\"\",Inventory!P180)","v":""},{"$f":"IF(Inventory!Q180=\"\",\"\",Inventory!Q180)","v":""},{"$f":"IF(Inventory!R180=\"\",\"\",Inventory!R180)","v":""},{"$f":"IF(Inventory!S180=\"\",\"\",Inventory!S180)","v":""},{"$f":"IF(Inventory!T180=\"\",\"\",Inventory!T180)","v":""},{"$f":"IF(Inventory!U180=\"\",\"\",Inventory!U180)","v":""},{"$f":"IF(Inventory!V180=\"\",\"\",Inventory!V180)","v":""},{"$f":"IF(Inventory!W180=\"\",\"\",Inventory!W180)","v":""}]
[null,172,{"$f":"IF(Inventory!C181=\"\",\"\",Inventory!C181)","v":""},{"$f":"IF(Inventory!D181=\"\",\"\",Inventory!D181)","v":""},{"$f":"IF(Inventory!F181=\"\",\"\",Inventory!F181)","v":""},{"$f":"IF(Inventory!G181=\"\",\"\",Inventory!G181)","v":""},{"$f":"IF(Inventory!I181=\"\",\"\",Inventory!I181)","v":""},{"$f":"IF(Inventory!J181=\"\",\"\",Inventory!J181)","v":""},{"$f":"IF(Inventory!K181=\"\",\"\",Inventory!K181)","v":""},{"$f":"IF(Inventory!L181=\"\",\"\",Inventory!L181)","v":""},{"$f":"IF(Inventory!M181=\"\",\"\",Inventory!M181)","v":""},{"$f":"IF(Inventory!N181=\"\",\"\",Inventory!N181)","v":""},{"$f":"IF(Inventory!O181=\"\",\"\",Inventory!O181)","v":""},{"$f":"IF(Inventory!P181=\"\",\"\",Inventory!P181)","v":""},{"$f":"IF(Inventory!Q181=\"\",\"\",Inventory!Q181)","v":""},{"$f":"IF(Inventory!R181=\"\",\"\",Inventory!R181)","v":""},{"$f":"IF(Inventory!S181=\"\",\"\",Inventory!S181)","v":""},{"$f":"IF(Inventory!T181=\"\",\"\",Inventory!T181)","v":""},{"$f":"IF(Inventory!U181=\"\",\"\",Inventory!U181)","v":""},{"$f":"IF(Inventory!V181=\"\",\"\",Inventory!V181)","v":""},{"$f":"IF(Inventory!W181=\"\",\"\",Inventory!W181)","v":""}]
[null,173,{"$f":"IF(Inventory!C182=\"\",\"\",Inventory!C182)","v":""},{"$f":"IF(Inventory!D182=\"\",\"\",Inventory!D182)","v":""},{"$f":"IF(Inventory!F182=\"\",\"\",Inventory!F182)","v":""},{"$f":"IF(Inventory!G182=\"\",\"\",Inventory!G182)","v":""},{"$f":"IF(Inventory!I182=\"\",\"\",Inventory!I182)","v":""},{"$f":"IF(Inventory!J182=\"\",\"\",Inventory!J182)","v":""},{"$f":"IF(Inventory!K182=\"\",\"\",Inventory!K182)","v":""},{"$f":"IF(Inventory!L182=\"\",\"\",Inventory!L182)","v":""},{"$f":"IF(Inventory!M182=\"\",\"\",Inventory!M182)","v":""},{"$f":"IF(Inventory!N182=\"\",\"\",Inventory!N182)","v":""},{"$f":"IF(Inventory!O182=\"\",\"\",Inventory!O182)","v":""},{"$f":"IF(Inventory!P182=\"\",\"\",Inventory!P182)","v":""},{"$f":"IF(Inventory!Q182=\"\",\"\",Inventory!Q182)","v":""},{"$f":"IF(Inventory!R182=\"\",\"\",Inventory!R182)","v":""},{"$f":"IF(Inventory!S182=\"\",\"\",Inventory!S182)","v":""},{"$f":"IF(Inventory!T182=\"\",\"\",Inventory!T182)","v":""},{"$f":"IF(Inventory!U182=\"\",\"\",Inventory!U182)","v":""},{"$f":"IF(Inventory!V182=\"\",\"\",Inventory!V182)","v":""},{"$f":"IF(Inventory!W182=\"\",\"\",Inventory!W182)","v":""}]
[null,174,{"$f":"IF(Inventory!C183=\"\",\"\",Inventory!C183)","v":""},{"$f":"IF(Inventory!D183=\"\",\"\",Inventory!D183)","v":""},{"$f":"IF(Inventory!F183=\"\",\"\",Inventory!F183)","v":""},{"$f":"IF(Inventory!G183=\"\",\"\",Inventory!G183)","v":""},{"$f":"IF(Inventory!I183=\"\",\"\",Inventory!I183)","v":""},{"$f":"IF(Inventory!J183=\"\",\"\",Inventory!J183)","v":""},{"$f":"IF(Inventory!K183=\"\",\"\",Inventory!K183)","v":""},{"$f":"IF(Inventory!L183=\"\",\"\",Inventory!L183)","v":""},{"$f":"IF(Inventory!M183=\"\",\"\",Inventory!M183)","v":""},{"$f":"IF(Inventory!N183=\"\",\"\",Inventory!N183)","v":""},{"$f":"IF(Inventory!O183=\"\",\"\",Inventory!O183)","v":""},{"$f":"IF(Inventory!P183=\"\",\"\",Inventory!P183)","v":""},{"$f":"IF(Inventory!Q183=\"\",\"\",Inventory!Q183)","v":""},{"$f":"IF(Inventory!R183=\"\",\"\",Inventory!R183)","v":""},{"$f":"IF(Inventory!S183=\"\",\"\",Inventory!S183)","v":""},{"$f":"IF(Inventory!T183=\"\",\"\",Inventory!T183)","v":""},{"$f":"IF(Inventory!U183=\"\",\"\",Inventory!U183)","v":""},{"$f":"IF(Inventory!V183=\"\",\"\",Inventory!V183)","v":""},{"$f":"IF(Inventory!W183=\"\",\"\",Inventory!W183)","v":""}]
[null,175,{"$f":"IF(Inventory!C184=\"\",\"\",Inventory!C184)","v":""},{"$f":"IF(Inventory!D184=\"\",\"\",Inventory!D184)","v":""},{"$f":"IF(Inventory!F184=\"\",\"\",Inventory!F184)","v":""},{"$f":"IF(Inventory!G184=\"\",\"\",Inventory!G184)","v":""},{"$f":"IF(Inventory!I184=\"\",\"\",Inventory!I184)","v":""},{"$f":"IF(Inventory!J184=\"\",\"\",Inventory!J184)","v":""},{"$f":"IF(Inventory!K184=\"\",\"\",Inventory!K184)","v":""},{"$f":"IF(Inventory!L184=\"\",\"\",Inventory!L184)","v":""},{"$f":"IF(Inventory!M184=\"\",\"\",Inventory!M184)","v":""},{"$f":"IF(Inventory!N184=\"\",\"\",Inventory!N184)","v":""},{"$f":"IF(Inventory!O184=\"\",\"\",Inventory!O184)","v":""},{"$f":"IF(Inventory!P184=\"\",\"\",Inventory!P184)","v":""},{"$f":"IF(Inventory!Q184=\"\",\"\",Inventory!Q184)","v":""},{"$f":"IF(Inventory!R184=\"\",\"\",Inventory!R184)","v":""},{"$f":"IF(Inventory!S184=\"\",\"\",Inventory!S184)","v":""},{"$f":"IF(Inventory!T184=\"\",\"\",Inventory!T184)","v":""},{"$f":"IF(Inventory!U184=\"\",\"\",Inventory!U184)","v":""},{"$f":"IF(Inventory!V184=\"\",\"\",Inventory!V184)","v":""},{"$f":"IF(Inventory!W184=\"\",\"\",Inventory!W184)","v":""}]
[null,176,{"$f":"IF(Inventory!C185=\"\",\"\",Inventory!C185)","v":""},{"$f":"IF(Inventory!D185=\"\",\"\",Inventory!D185)","v":""},{"$f":"IF(Inventory!F185=\"\",\"\",Inventory!F185)","v":""},{"$f":"IF(Inventory!G185=\"\",\"\",Inventory!G185)","v":""},{"$f":"IF(Inventory!I185=\"\",\"\",Inventory!I185)","v":""},{"$f":"IF(Inventory!J185=\"\",\"\",Inventory!J185)","v":""},{"$f":"IF(Inventory!K185=\"\",\"\",Inventory!K185)","v":""},{"$f":"IF(Inventory!L185=\"\",\"\",Inventory!L185)","v":""},{"$f":"IF(Inventory!M185=\"\",\"\",Inventory!M185)","v":""},{"$f":"IF(Inventory!N185=\"\",\"\",Inventory!N185)","v":""},{"$f":"IF(Inventory!O185=\"\",\"\",Inventory!O185)","v":""},{"$f":"IF(Inventory!P185=\"\",\"\",Inventory!P185)","v":""},{"$f":"IF(Inventory!Q185=\"\",\"\",Inventory!Q185)","v":""},{"$f":"IF(Inventory!R185=\"\",\"\",Inventory!R185)","v":""},{"$f":"IF(Inventory!S185=\"\",\"\",Inventory!S185)","v":""},{"$f":"IF(Inventory!T185=\"\",\"\",Inventory!T185)","v":""},{"$f":"IF(Inventory!U185=\"\",\"\",Inventory!U185)","v":""},{"$f":"IF(Inventory!V185=\"\",\"\",Inventory!V185)","v":""},{"$f":"IF(Inventory!W185=\"\",\"\",Inventory!W185)","v":""}]
[null,177,{"$f":"IF(Inventory!C186=\"\",\"\",Inventory!C186)","v":""},{"$f":"IF(Inventory!D186=\"\",\"\",Inventory!D186)","v":""},{"$f":"IF(Inventory!F186=\"\",\"\",Inventory!F186)","v":""},{"$f":"IF(Inventory!G186=\"\",\"\",Inventory!G186)","v":""},{"$f":"IF(Inventory!I186=\"\",\"\",Inventory!I186)","v":""},{"$f":"IF(Inventory!J186=\"\",\"\",Inventory!J186)","v":""},{"$f":"IF(Inventory!K186=\"\",\"\",Inventory!K186)","v":""},{"$f":"IF(Inventory!L186=\"\",\"\",Inventory!L186)","v":""},{"$f":"IF(Inventory!M186=\"\",\"\",Inventory!M186)","v":""},{"$f":"IF(Inventory!N186=\"\",\"\",Inventory!N186)","v":""},{"$f":"IF(Inventory!O186=\"\",\"\",Inventory!O186)","v":""},{"$f":"IF(Inventory!P186=\"\",\"\",Inventory!P186)","v":""},{"$f":"IF(Inventory!Q186=\"\",\"\",Inventory!Q186)","v":""},{"$f":"IF(Inventory!R186=\"\",\"\",Inventory!R186)","v":""},{"$f":"IF(Inventory!S186=\"\",\"\",Inventory!S186)","v":""},{"$f":"IF(Inventory!T186=\"\",\"\",Inventory!T186)","v":""},{"$f":"IF(Inventory!U186=\"\",\"\",Inventory!U186)","v":""},{"$f":"IF(Inventory!V186=\"\",\"\",Inventory!V186)","v":""},{"$f":"IF(Inventory!W186=\"\",\"\",Inventory!W186)","v":""}]
[null,178,{"$f":"IF(Inventory!C187=\"\",\"\",Inventory!C187)","v":""},{"$f":"IF(Inventory!D187=\"\",\"\",Inventory!D187)","v":""},{"$f":"IF(Inventory!F187=\"\",\"\",Inventory!F187)","v":""},{"$f":"IF(Inventory!G187=\"\",\"\",Inventory!G187)","v":""},{"$f":"IF(Inventory!I187=\"\",\"\",Inventory!I187)","v":""},{"$f":"IF(Inventory!J187=\"\",\"\",Inventory!J187)","v":""},{"$f":"IF(Inventory!K187=\"\",\"\",Inventory!K187)","v":""},{"$f":"IF(Inventory!L187=\"\",\"\",Inventory!L187)","v":""},{"$f":"IF(Inventory!M187=\"\",\"\",Inventory!M187)","v":""},{"$f":"IF(Inventory!N187=\"\",\"\",Inventory!N187)","v":""},{"$f":"IF(Inventory!O187=\"\",\"\",Inventory!O187)","v":""},{"$f":"IF(Inventory!P187=\"\",\"\",Inventory!P187)","v":""},{"$f":"IF(Inventory!Q187=\"\",\"\",Inventory!Q187)","v":""},{"$f":"IF(Inventory!R187=\"\",\"\",Inventory!R187)","v":""},{"$f":"IF(Inventory!S187=\"\",\"\",Inventory!S187)","v":""},{"$f":"IF(Inventory!T187=\"\",\"\",Inventory!T187)","v":""},{"$f":"IF(Inventory!U187=\"\",\"\",Inventory!U187)","v":""},{"$f":"IF(Inventory!V187=\"\",\"\",Inventory!V187)","v":""},{"$f":"IF(Inventory!W187=\"\",\"\",Inventory!W187)","v":""}]
[null,179,{"$f":"IF(Inventory!C188=\"\",\"\",Inventory!C188)","v":""},{"$f":"IF(Inventory!D188=\"\",\"\",Inventory!D188)","v":""},{"$f":"IF(Inventory!F188=\"\",\"\",Inventory!F188)","v":""},{"$f":"IF(Inventory!G188=\"\",\"\",Inventory!G188)","v":""},{"$f":"IF(Inventory!I188=\"\",\"\",Inventory!I188)","v":""},{"$f":"IF(Inventory!J188=\"\",\"\",Inventory!J188)","v":""},{"$f":"IF(Inventory!K188=\"\",\"\",Inventory!K188)","v":""},{"$f":"IF(Inventory!L188=\"\",\"\",Inventory!L188)","v":""},{"$f":"IF(Inventory!M188=\"\",\"\",Inventory!M188)","v":""},{"$f":"IF(Inventory!N188=\"\",\"\",Inventory!N188)","v":""},{"$f":"IF(Inventory!O188=\"\",\"\",Inventory!O188)","v":""},{"$f":"IF(Inventory!P188=\"\",\"\",Inventory!P188)","v":""},{"$f":"IF(Inventory!Q188=\"\",\"\",Inventory!Q188)","v":""},{"$f":"IF(Inventory!R188=\"\",\"\",Inventory!R188)","v":""},{"$f":"IF(Inventory!S188=\"\",\"\",Inventory!S188)","v":""},{"$f":"IF(Inventory!T188=\"\",\"\",Inventory!T188)","v":""},{"$f":"IF(Inventory!U188=\"\",\"\",Inventory!U188)","v":""},{"$f":"IF(Inventory!V188=\"\",\"\",Inventory!V188)","v":""},{"$f":"IF(Inventory!W188=\"\",\"\",Inventory!W188)","v":""}]
[null,180,{"$f":"IF(Inventory!C189=\"\",\"\",Inventory!C189)","v":""},{"$f":"IF(Inventory!D189=\"\",\"\",Inventory!D189)","v":""},{"$f":"IF(Inventory!F189=\"\",\"\",Inventory!F189)","v":""},{"$f":"IF(Inventory!G189=\"\",\"\",Inventory!G189)","v":""},{"$f":"IF(Inventory!I189=\"\",\"\",Inventory!I189)","v":""},{"$f":"IF(Inventory!J189=\"\",\"\",Inventory!J189)","v":""},{"$f":"IF(Inventory!K189=\"\",\"\",Inventory!K189)","v":""},{"$f":"IF(Inventory!L189=\"\",\"\",Inventory!L189)","v":""},{"$f":"IF(Inventory!M189=\"\",\"\",Inventory!M189)","v":""},{"$f":"IF(Inventory!N189=\"\",\"\",Inventory!N189)","v":""},{"$f":"IF(Inventory!O189=\"\",\"\",Inventory!O189)","v":""},{"$f":"IF(Inventory!P189=\"\",\"\",Inventory!P189)","v":""},{"$f":"IF(Inventory!Q189=\"\",\"\",Inventory!Q189)","v":""},{"$f":"IF(Inventory!R189=\"\",\"\",Inventory!R189)","v":""},{"$f":"IF(Inventory!S189=\"\",\"\",Inventory!S189)","v":""},{"$f":"IF(Inventory!T189=\"\",\"\",Inventory!T189)","v":""},{"$f":"IF(Inventory!U189=\"\",\"\",Inventory!U189)","v":""},{"$f":"IF(Inventory!V189=\"\",\"\",Inventory!V189)","v":""},{"$f":"IF(Inventory!W189=\"\",\"\",Inventory!W189)","v":""}]
[null,181,{"$f":"IF(Inventory!C190=\"\",\"\",Inventory!C190)","v":""},{"$f":"IF(Inventory!D190=\"\",\"\",Inventory!D190)","v":""},{"$f":"IF(Inventory!F190=\"\",\"\",Inventory!F190)","v":""},{"$f":"IF(Inventory!G190=\"\",\"\",Inventory!G190)","v":""},{"$f":"IF(Inventory!I190=\"\",\"\",Inventory!I190)","v":""},{"$f":"IF(Inventory!J190=\"\",\"\",Inventory!J190)","v":""},{"$f":"IF(Inventory!K190=\"\",\"\",Inventory!K190)","v":""},{"$f":"IF(Inventory!L190=\"\",\"\",Inventory!L190)","v":""},{"$f":"IF(Inventory!M190=\"\",\"\",Inventory!M190)","v":""},{"$f":"IF(Inventory!N190=\"\",\"\",Inventory!N190)","v":""},{"$f":"IF(Inventory!O190=\"\",\"\",Inventory!O190)","v":""},{"$f":"IF(Inventory!P190=\"\",\"\",Inventory!P190)","v":""},{"$f":"IF(Inventory!Q190=\"\",\"\",Inventory!Q190)","v":""},{"$f":"IF(Inventory!R190=\"\",\"\",Inventory!R190)","v":""},{"$f":"IF(Inventory!S190=\"\",\"\",Inventory!S190)","v":""},{"$f":"IF(Inventory!T190=\"\",\"\",Inventory!T190)","v":""},{"$f":"IF(Inventory!U190=\"\",\"\",Inventory!U190)","v":""},{"$f":"IF(Inventory!V190=\"\",\"\",Inventory!V190)","v":""},{"$f":"IF(Inventory!W190=\"\",\"\",Inventory!W190)","v":""}]
[null,182,{"$f":"IF(Inventory!C191=\"\",\"\",Inventory!C191)","v":""},{"$f":"IF(Inventory!D191=\"\",\"\",Inventory!D191)","v":""},{"$f":"IF(Inventory!F191=\"\",\"\",Inventory!F191)","v":""},{"$f":"IF(Inventory!G191=\"\",\"\",Inventory!G191)","v":""},{"$f":"IF(Inventory!I191=\"\",\"\",Inventory!I191)","v":""},{"$f":"IF(Inventory!J191=\"\",\"\",Inventory!J191)","v":""},{"$f":"IF(Inventory!K191=\"\",\"\",Inventory!K191)","v":""},{"$f":"IF(Inventory!L191=\"\",\"\",Inventory!L191)","v":""},{"$f":"IF(Inventory!M191=\"\",\"\",Inventory!M191)","v":""},{"$f":"IF(Inventory!N191=\"\",\"\",Inventory!N191)","v":""},{"$f":"IF(Inventory!O191=\"\",\"\",Inventory!O191)","v":""},{"$f":"IF(Inventory!P191=\"\",\"\",Inventory!P191)","v":""},{"$f":"IF(Inventory!Q191=\"\",\"\",Inventory!Q191)","v":""},{"$f":"IF(Inventory!R191=\"\",\"\",Inventory!R191)","v":""},{"$f":"IF(Inventory!S191=\"\",\"\",Inventory!S191)","v":""},{"$f":"IF(Inventory!T191=\"\",\"\",Inventory!T191)","v":""},{"$f":"IF(Inventory!U191=\"\",\"\",Inventory!U191)","v":""},{"$f":"IF(Inventory!V191=\"\",\"\",Inventory!V191)","v":""},{"$f":"IF(Inventory!W191=\"\",\"\",Inventory!W191)","v":""}]
[null,183,{"$f":"IF(Inventory!C192=\"\",\"\",Inventory!C192)","v":""},{"$f":"IF(Inventory!D192=\"\",\"\",Inventory!D192)","v":""},{"$f":"IF(Inventory!F192=\"\",\"\",Inventory!F192)","v":""},{"$f":"IF(Inventory!G192=\"\",\"\",Inventory!G192)","v":""},{"$f":"IF(Inventory!I192=\"\",\"\",Inventory!I192)","v":""},{"$f":"IF(Inventory!J192=\"\",\"\",Inventory!J192)","v":""},{"$f":"IF(Inventory!K192=\"\",\"\",Inventory!K192)","v":""},{"$f":"IF(Inventory!L192=\"\",\"\",Inventory!L192)","v":""},{"$f":"IF(Inventory!M192=\"\",\"\",Inventory!M192)","v":""},{"$f":"IF(Inventory!N192=\"\",\"\",Inventory!N192)","v":""},{"$f":"IF(Inventory!O192=\"\",\"\",Inventory!O192)","v":""},{"$f":"IF(Inventory!P192=\"\",\"\",Inventory!P192)","v":""},{"$f":"IF(Inventory!Q192=\"\",\"\",Inventory!Q192)","v":""},{"$f":"IF(Inventory!R192=\"\",\"\",Inventory!R192)","v":""},{"$f":"IF(Inventory!S192=\"\",\"\",Inventory!S192)","v":""},{"$f":"IF(Inventory!T192=\"\",\"\",Inventory!T192)","v":""},{"$f":"IF(Inventory!U192=\"\",\"\",Inventory!U192)","v":""},{"$f":"IF(Inventory!V192=\"\",\"\",Inventory!V192)","v":""},{"$f":"IF(Inventory!W192=\"\",\"\",Inventory!W192)","v":""}]
[null,184,{"$f":"IF(Inventory!C193=\"\",\"\",Inventory!C193)","v":""},{"$f":"IF(Inventory!D193=\"\",\"\",Inventory!D193)","v":""},{"$f":"IF(Inventory!F193=\"\",\"\",Inventory!F193)","v":""},{"$f":"IF(Inventory!G193=\"\",\"\",Inventory!G193)","v":""},{"$f":"IF(Inventory!I193=\"\",\"\",Inventory!I193)","v":""},{"$f":"IF(Inventory!J193=\"\",\"\",Inventory!J193)","v":""},{"$f":"IF(Inventory!K193=\"\",\"\",Inventory!K193)","v":""},{"$f":"IF(Inventory!L193=\"\",\"\",Inventory!L193)","v":""},{"$f":"IF(Inventory!M193=\"\",\"\",Inventory!M193)","v":""},{"$f":"IF(Inventory!N193=\"\",\"\",Inventory!N193)","v":""},{"$f":"IF(Inventory!O193=\"\",\"\",Inventory!O193)","v":""},{"$f":"IF(Inventory!P193=\"\",\"\",Inventory!P193)","v":""},{"$f":"IF(Inventory!Q193=\"\",\"\",Inventory!Q193)","v":""},{"$f":"IF(Inventory!R193=\"\",\"\",Inventory!R193)","v":""},{"$f":"IF(Inventory!S193=\"\",\"\",Inventory!S193)","v":""},{"$f":"IF(Inventory!T193=\"\",\"\",Inventory!T193)","v":""},{"$f":"IF(Inventory!U193=\"\",\"\",Inventory!U193)","v":""},{"$f":"IF(Inventory!V193=\"\",\"\",Inventory!V193)","v":""},{"$f":"IF(Inventory!W193=\"\",\"\",Inventory!W193)","v":""}]
[null,185,{"$f":"IF(Inventory!C194=\"\",\"\",Inventory!C194)","v":""},{"$f":"IF(Inventory!D194=\"\",\"\",Inventory!D194)","v":""},{"$f":"IF(Inventory!F194=\"\",\"\",Inventory!F194)","v":""},{"$f":"IF(Inventory!G194=\"\",\"\",Inventory!G194)","v":""},{"$f":"IF(Inventory!I194=\"\",\"\",Inventory!I194)","v":""},{"$f":"IF(Inventory!J194=\"\",\"\",Inventory!J194)","v":""},{"$f":"IF(Inventory!K194=\"\",\"\",Inventory!K194)","v":""},{"$f":"IF(Inventory!L194=\"\",\"\",Inventory!L194)","v":""},{"$f":"IF(Inventory!M194=\"\",\"\",Inventory!M194)","v":""},{"$f":"IF(Inventory!N194=\"\",\"\",Inventory!N194)","v":""},{"$f":"IF(Inventory!O194=\"\",\"\",Inventory!O194)","v":""},{"$f":"IF(Inventory!P194=\"\",\"\",Inventory!P194)","v":""},{"$f":"IF(Inventory!Q194=\"\",\"\",Inventory!Q194)","v":""},{"$f":"IF(Inventory!R194=\"\",\"\",Inventory!R194)","v":""},{"$f":"IF(Inventory!S194=\"\",\"\",Inventory!S194)","v":""},{"$f":"IF(Inventory!T194=\"\",\"\",Inventory!T194)","v":""},{"$f":"IF(Inventory!U194=\"\",\"\",Inventory!U194)","v":""},{"$f":"IF(Inventory!V194=\"\",\"\",Inventory!V194)","v":""},{"$f":"IF(Inventory!W194=\"\",\"\",Inventory!W194)","v":""}]
[null,186,{"$f":"IF(Inventory!C195=\"\",\"\",Inventory!C195)","v":""},{"$f":"IF(Inventory!D195=\"\",\"\",Inventory!D195)","v":""},{"$f":"IF(Inventory!F195=\"\",\"\",Inventory!F195)","v":""},{"$f":"IF(Inventory!G195=\"\",\"\",Inventory!G195)","v":""},{"$f":"IF(Inventory!I195=\"\",\"\",Inventory!I195)","v":""},{"$f":"IF(Inventory!J195=\"\",\"\",Inventory!J195)","v":""},{"$f":"IF(Inventory!K195=\"\",\"\",Inventory!K195)","v":""},{"$f":"IF(Inventory!L195=\"\",\"\",Inventory!L195)","v":""},{"$f":"IF(Inventory!M195=\"\",\"\",Inventory!M195)","v":""},{"$f":"IF(Inventory!N195=\"\",\"\",Inventory!N195)","v":""},{"$f":"IF(Inventory!O195=\"\",\"\",Inventory!O195)","v":""},{"$f":"IF(Inventory!P195=\"\",\"\",Inventory!P195)","v":""},{"$f":"IF(Inventory!Q195=\"\",\"\",Inventory!Q195)","v":""},{"$f":"IF(Inventory!R195=\"\",\"\",Inventory!R195)","v":""},{"$f":"IF(Inventory!S195=\"\",\"\",Inventory!S195)","v":""},{"$f":"IF(Inventory!T195=\"\",\"\",Inventory!T195)","v":""},{"$f":"IF(Inventory!U195=\"\",\"\",Inventory!U195)","v":""},{"$f":"IF(Inventory!V195=\"\",\"\",Inventory!V195)","v":""},{"$f":"IF(Inventory!W195=\"\",\"\",Inventory!W195)","v":""}]
[null,187,{"$f":"IF(Inventory!C196=\"\",\"\",Inventory!C196)","v":""},{"$f":"IF(Inventory!D196=\"\",\"\",Inventory!D196)","v":""},{"$f":"IF(Inventory!F196=\"\",\"\",Inventory!F196)","v":""},{"$f":"IF(Inventory!G196=\"\",\"\",Inventory!G196)","v":""},{"$f":"IF(Inventory!I196=\"\",\"\",Inventory!I196)","v":""},{"$f":"IF(Inventory!J196=\"\",\"\",Inventory!J196)","v":""},{"$f":"IF(Inventory!K196=\"\",\"\",Inventory!K196)","v":""},{"$f":"IF(Inventory!L196=\"\",\"\",Inventory!L196)","v":""},{"$f":"IF(Inventory!M196=\"\",\"\",Inventory!M196)","v":""},{"$f":"IF(Inventory!N196=\"\",\"\",Inventory!N196)","v":""},{"$f":"IF(Inventory!O196=\"\",\"\",Inventory!O196)","v":""},{"$f":"IF(Inventory!P196=\"\",\"\",Inventory!P196)","v":""},{"$f":"IF(Inventory!Q196=\"\",\"\",Inventory!Q196)","v":""},{"$f":"IF(Inventory!R196=\"\",\"\",Inventory!R196)","v":""},{"$f":"IF(Inventory!S196=\"\",\"\",Inventory!S196)","v":""},{"$f":"IF(Inventory!T196=\"\",\"\",Inventory!T196)","v":""},{"$f":"IF(Inventory!U196=\"\",\"\",Inventory!U196)","v":""},{"$f":"IF(Inventory!V196=\"\",\"\",Inventory!V196)","v":""},{"$f":"IF(Inventory!W196=\"\",\"\",Inventory!W196)","v":""}]
[null,188,{"$f":"IF(Inventory!C197=\"\",\"\",Inventory!C197)","v":""},{"$f":"IF(Inventory!D197=\"\",\"\",Inventory!D197)","v":""},{"$f":"IF(Inventory!F197=\"\",\"\",Inventory!F197)","v":""},{"$f":"IF(Inventory!G197=\"\",\"\",Inventory!G197)","v":""},{"$f":"IF(Inventory!I197=\"\",\"\",Inventory!I197)","v":""},{"$f":"IF(Inventory!J197=\"\",\"\",Inventory!J197)","v":""},{"$f":"IF(Inventory!K197=\"\",\"\",Inventory!K197)","v":""},{"$f":"IF(Inventory!L197=\"\",\"\",Inventory!L197)","v":""},{"$f":"IF(Inventory!M197=\"\",\"\",Inventory!M197)","v":""},{"$f":"IF(Inventory!N197=\"\",\"\",Inventory!N197)","v":""},{"$f":"IF(Inventory!O197=\"\",\"\",Inventory!O197)","v":""},{"$f":"IF(Inventory!P197=\"\",\"\",Inventory!P197)","v":""},{"$f":"IF(Inventory!Q197=\"\",\"\",Inventory!Q197)","v":""},{"$f":"IF(Inventory!R197=\"\",\"\",Inventory!R197)","v":""},{"$f":"IF(Inventory!S197=\"\",\"\",Inventory!S197)","v":""},{"$f":"IF(Inventory!T197=\"\",\"\",Inventory!T197)","v":""},{"$f":"IF(Inventory!U197=\"\",\"\",Inventory!U197)","v":""},{"$f":"IF(Inventory!V197=\"\",\"\",Inventory!V197)","v":""},{"$f":"IF(Inventory!W197=\"\",\"\",Inventory!W197)","v":""}]
[null,189,{"$f":"IF(Inventory!C198=\"\",\"\",Inventory!C198)","v":""},{"$f":"IF(Inventory!D198=\"\",\"\",Inventory!D198)","v":""},{"$f":"IF(Inventory!F198=\"\",\"\",Inventory!F198)","v":""},{"$f":"IF(Inventory!G198=\"\",\"\",Inventory!G198)","v":""},{"$f":"IF(Inventory!I198=\"\",\"\",Inventory!I198)","v":""},{"$f":"IF(Inventory!J198=\"\",\"\",Inventory!J198)","v":""},{"$f":"IF(Inventory!K198=\"\",\"\",Inventory!K198)","v":""},{"$f":"IF(Inventory!L198=\"\",\"\",Inventory!L198)","v":""},{"$f":"IF(Inventory!M198=\"\",\"\",Inventory!M198)","v":""},{"$f":"IF(Inventory!N198=\"\",\"\",Inventory!N198)","v":""},{"$f":"IF(Inventory!O198=\"\",\"\",Inventory!O198)","v":""},{"$f":"IF(Inventory!P198=\"\",\"\",Inventory!P198)","v":""},{"$f":"IF(Inventory!Q198=\"\",\"\",Inventory!Q198)","v":""},{"$f":"IF(Inventory!R198=\"\",\"\",Inventory!R198)","v":""},{"$f":"IF(Inventory!S198=\"\",\"\",Inventory!S198)","v":""},{"$f":"IF(Inventory!T198=\"\",\"\",Inventory!T198)","v":""},{"$f":"IF(Inventory!U198=\"\",\"\",Inventory!U198)","v":""},{"$f":"IF(Inventory!V198=\"\",\"\",Inventory!V198)","v":""},{"$f":"IF(Inventory!W198=\"\",\"\",Inventory!W198)","v":""}]
[null,190,{"$f":"IF(Inventory!C199=\"\",\"\",Inventory!C199)","v":""},{"$f":"IF(Inventory!D199=\"\",\"\",Inventory!D199)","v":""},{"$f":"IF(Inventory!F199=\"\",\"\",Inventory!F199)","v":""},{"$f":"IF(Inventory!G199=\"\",\"\",Inventory!G199)","v":""},{"$f":"IF(Inventory!I199=\"\",\"\",Inventory!I199)","v":""},{"$f":"IF(Inventory!J199=\"\",\"\",Inventory!J199)","v":""},{"$f":"IF(Inventory!K199=\"\",\"\",Inventory!K199)","v":""},{"$f":"IF(Inventory!L199=\"\",\"\",Inventory!L199)","v":""},{"$f":"IF(Inventory!M199=\"\",\"\",Inventory!M199)","v":""},{"$f":"IF(Inventory!N199=\"\",\"\",Inventory!N199)","v":""},{"$f":"IF(Inventory!O199=\"\",\"\",Inventory!O199)","v":""},{"$f":"IF(Inventory!P199=\"\",\"\",Inventory!P199)","v":""},{"$f":"IF(Inventory!Q199=\"\",\"\",Inventory!Q199)","v":""},{"$f":"IF(Inventory!R199=\"\",\"\",Inventory!R199)","v":""},{"$f":"IF(Inventory!S199=\"\",\"\",Inventory!S199)","v":""},{"$f":"IF(Inventory!T199=\"\",\"\",Inventory!T199)","v":""},{"$f":"IF(Inventory!U199=\"\",\"\",Inventory!U199)","v":""},{"$f":"IF(Inventory!V199=\"\",\"\",Inventory!V199)","v":""},{"$f":"IF(Inventory!W199=\"\",\"\",Inventory!W199)","v":""}]
[null,191,{"$f":"IF(Inventory!C200=\"\",\"\",Inventory!C200)","v":""},{"$f":"IF(Inventory!D200=\"\",\"\",Inventory!D200)","v":""},{"$f":"IF(Inventory!F200=\"\",\"\",Inventory!F200)","v":""},{"$f":"IF(Inventory!G200=\"\",\"\",Inventory!G200)","v":""},{"$f":"IF(Inventory!I200=\"\",\"\",Inventory!I200)","v":""},{"$f":"IF(Inventory!J200=\"\",\"\",Inventory!J200)","v":""},{"$f":"IF(Inventory!K200=\"\",\"\",Inventory!K200)","v":""},{"$f":"IF(Inventory!L200=\"\",\"\",Inventory!L200)","v":""},{"$f":"IF(Inventory!M200=\"\",\"\",Inventory!M200)","v":""},{"$f":"IF(Inventory!N200=\"\",\"\",Inventory!N200)","v":""},{"$f":"IF(Inventory!O200=\"\",\"\",Inventory!O200)","v":""},{"$f":"IF(Inventory!P200=\"\",\"\",Inventory!P200)","v":""},{"$f":"IF(Inventory!Q200=\"\",\"\",Inventory!Q200)","v":""},{"$f":"IF(Inventory!R200=\"\",\"\",Inventory!R200)","v":""},{"$f":"IF(Inventory!S200=\"\",\"\",Inventory!S200)","v":""},{"$f":"IF(Inventory!T200=\"\",\"\",Inventory!T200)","v":""},{"$f":"IF(Inventory!U200=\"\",\"\",Inventory!U200)","v":""},{"$f":"IF(Inventory!V200=\"\",\"\",Inventory!V200)","v":""},{"$f":"IF(Inventory!W200=\"\",\"\",Inventory!W200)","v":""}]
[null,192,{"$f":"IF(Inventory!C201=\"\",\"\",Inventory!C201)","v":""},{"$f":"IF(Inventory!D201=\"\",\"\",Inventory!D201)","v":""},{"$f":"IF(Inventory!F201=\"\",\"\",Inventory!F201)","v":""},{"$f":"IF(Inventory!G201=\"\",\"\",Inventory!G201)","v":""},{"$f":"IF(Inventory!I201=\"\",\"\",Inventory!I201)","v":""},{"$f":"IF(Inventory!J201=\"\",\"\",Inventory!J201)","v":""},{"$f":"IF(Inventory!K201=\"\",\"\",Inventory!K201)","v":""},{"$f":"IF(Inventory!L201=\"\",\"\",Inventory!L201)","v":""},{"$f":"IF(Inventory!M201=\"\",\"\",Inventory!M201)","v":""},{"$f":"IF(Inventory!N201=\"\",\"\",Inventory!N201)","v":""},{"$f":"IF(Inventory!O201=\"\",\"\",Inventory!O201)","v":""},{"$f":"IF(Inventory!P201=\"\",\"\",Inventory!P201)","v":""},{"$f":"IF(Inventory!Q201=\"\",\"\",Inventory!Q201)","v":""},{"$f":"IF(Inventory!R201=\"\",\"\",Inventory!R201)","v":""},{"$f":"IF(Inventory!S201=\"\",\"\",Inventory!S201)","v":""},{"$f":"IF(Inventory!T201=\"\",\"\",Inventory!T201)","v":""},{"$f":"IF(Inventory!U201=\"\",\"\",Inventory!U201)","v":""},{"$f":"IF(Inventory!V201=\"\",\"\",Inventory!V201)","v":""},{"$f":"IF(Inventory!W201=\"\",\"\",Inventory!W201)","v":""}]
[null,193,{"$f":"IF(Inventory!C202=\"\",\"\",Inventory!C202)","v":""},{"$f":"IF(Inventory!D202=\"\",\"\",Inventory!D202)","v":""},{"$f":"IF(Inventory!F202=\"\",\"\",Inventory!F202)","v":""},{"$f":"IF(Inventory!G202=\"\",\"\",Inventory!G202)","v":""},{"$f":"IF(Inventory!I202=\"\",\"\",Inventory!I202)","v":""},{"$f":"IF(Inventory!J202=\"\",\"\",Inventory!J202)","v":""},{"$f":"IF(Inventory!K202=\"\",\"\",Inventory!K202)","v":""},{"$f":"IF(Inventory!L202=\"\",\"\",Inventory!L202)","v":""},{"$f":"IF(Inventory!M202=\"\",\"\",Inventory!M202)","v":""},{"$f":"IF(Inventory!N202=\"\",\"\",Inventory!N202)","v":""},{"$f":"IF(Inventory!O202=\"\",\"\",Inventory!O202)","v":""},{"$f":"IF(Inventory!P202=\"\",\"\",Inventory!P202)","v":""},{"$f":"IF(Inventory!Q202=\"\",\"\",Inventory!Q202)","v":""},{"$f":"IF(Inventory!R202=\"\",\"\",Inventory!R202)","v":""},{"$f":"IF(Inventory!S202=\"\",\"\",Inventory!S202)","v":""},{"$f":"IF(Inventory!T202=\"\",\"\",Inventory!T202)","v":""},{"$f":"IF(Inventory!U202=\"\",\"\",Inventory!U202)","v":""},{"$f":"IF(Inventory!V202=\"\",\"\",Inventory!V202)","v":""},{"$f":"IF(Inventory!W202=\"\",\"\",Inventory!W202)","v":""}]
[null,194,{"$f":"IF(Inventory!C203=\"\",\"\",Inventory!C203)","v":""},{"$f":"IF(Inventory!D203=\"\",\"\",Inventory!D203)","v":""},{"$f":"IF(Inventory!F203=\"\",\"\",Inventory!F203)","v":""},{"$f":"IF(Inventory!G203=\"\",\"\",Inventory!G203)","v":""},{"$f":"IF(Inventory!I203=\"\",\"\",Inventory!I203)","v":""},{"$f":"IF(Inventory!J203=\"\",\"\",Inventory!J203)","v":""},{"$f":"IF(Inventory!K203=\"\",\"\",Inventory!K203)","v":""},{"$f":"IF(Inventory!L203=\"\",\"\",Inventory!L203)","v":""},{"$f":"IF(Inventory!M203=\"\",\"\",Inventory!M203)","v":""},{"$f":"IF(Inventory!N203=\"\",\"\",Inventory!N203)","v":""},{"$f":"IF(Inventory!O203=\"\",\"\",Inventory!O203)","v":""},{"$f":"IF(Inventory!P203=\"\",\"\",Inventory!P203)","v":""},{"$f":"IF(Inventory!Q203=\"\",\"\",Inventory!Q203)","v":""},{"$f":"IF(Inventory!R203=\"\",\"\",Inventory!R203)","v":""},{"$f":"IF(Inventory!S203=\"\",\"\",Inventory!S203)","v":""},{"$f":"IF(Inventory!T203=\"\",\"\",Inventory!T203)","v":""},{"$f":"IF(Inventory!U203=\"\",\"\",Inventory!U203)","v":""},{"$f":"IF(Inventory!V203=\"\",\"\",Inventory!V203)","v":""},{"$f":"IF(Inventory!W203=\"\",\"\",Inventory!W203)","v":""}]
[null,195,{"$f":"IF(Inventory!C204=\"\",\"\",Inventory!C204)","v":""},{"$f":"IF(Inventory!D204=\"\",\"\",Inventory!D204)","v":""},{"$f":"IF(Inventory!F204=\"\",\"\",Inventory!F204)","v":""},{"$f":"IF(Inventory!G204=\"\",\"\",Inventory!G204)","v":""},{"$f":"IF(Inventory!I204=\"\",\"\",Inventory!I204)","v":""},{"$f":"IF(Inventory!J204=\"\",\"\",Inventory!J204)","v":""},{"$f":"IF(Inventory!K204=\"\",\"\",Inventory!K204)","v":""},{"$f":"IF(Inventory!L204=\"\",\"\",Inventory!L204)","v":""},{"$f":"IF(Inventory!M204=\"\",\"\",Inventory!M204)","v":""},{"$f":"IF(Inventory!N204=\"\",\"\",Inventory!N204)","v":""},{"$f":"IF(Inventory!O204=\"\",\"\",Inventory!O204)","v":""},{"$f":"IF(Inventory!P204=\"\",\"\",Inventory!P204)","v":""},{"$f":"IF(Inventory!Q204=\"\",\"\",Inventory!Q204)","v":""},{"$f":"IF(Inventory!R204=\"\",\"\",Inventory!R204)","v":""},{"$f":"IF(Inventory!S204=\"\",\"\",Inventory!S204)","v":""},{"$f":"IF(Inventory!T204=\"\",\"\",Inventory!T204)","v":""},{"$f":"IF(Inventory!U204=\"\",\"\",Inventory!U204)","v":""},{"$f":"IF(Inventory!V204=\"\",\"\",Inventory!V204)","v":""},{"$f":"IF(Inventory!W204=\"\",\"\",Inventory!W204)","v":""}]
[null,196,{"$f":"IF(Inventory!C205=\"\",\"\",Inventory!C205)","v":""},{"$f":"IF(Inventory!D205=\"\",\"\",Inventory!D205)","v":""},{"$f":"IF(Inventory!F205=\"\",\"\",Inventory!F205)","v":""},{"$f":"IF(Inventory!G205=\"\",\"\",Inventory!G205)","v":""},{"$f":"IF(Inventory!I205=\"\",\"\",Inventory!I205)","v":""},{"$f":"IF(Inventory!J205=\"\",\"\",Inventory!J205)","v":""},{"$f":"IF(Inventory!K205=\"\",\"\",Inventory!K205)","v":""},{"$f":"IF(Inventory!L205=\"\",\"\",Inventory!L205)","v":""},{"$f":"IF(Inventory!M205=\"\",\"\",Inventory!M205)","v":""},{"$f":"IF(Inventory!N205=\"\",\"\",Inventory!N205)","v":""},{"$f":"IF(Inventory!O205=\"\",\"\",Inventory!O205)","v":""},{"$f":"IF(Inventory!P205=\"\",\"\",Inventory!P205)","v":""},{"$f":"IF(Inventory!Q205=\"\",\"\",Inventory!Q205)","v":""},{"$f":"IF(Inventory!R205=\"\",\"\",Inventory!R205)","v":""},{"$f":"IF(Inventory!S205=\"\",\"\",Inventory!S205)","v":""},{"$f":"IF(Inventory!T205=\"\",\"\",Inventory!T205)","v":""},{"$f":"IF(Inventory!U205=\"\",\"\",Inventory!U205)","v":""},{"$f":"IF(Inventory!V205=\"\",\"\",Inventory!V205)","v":""},{"$f":"IF(Inventory!W205=\"\",\"\",Inventory!W205)","v":""}]
[null,197,{"$f":"IF(Inventory!C206=\"\",\"\",Inventory!C206)","v":""},{"$f":"IF(Inventory!D206=\"\",\"\",Inventory!D206)","v":""},{"$f":"IF(Inventory!F206=\"\",\"\",Inventory!F206)","v":""},{"$f":"IF(Inventory!G206=\"\",\"\",Inventory!G206)","v":""},{"$f":"IF(Inventory!I206=\"\",\"\",Inventory!I206)","v":""},{"$f":"IF(Inventory!J206=\"\",\"\",Inventory!J206)","v":""},{"$f":"IF(Inventory!K206=\"\",\"\",Inventory!K206)","v":""},{"$f":"IF(Inventory!L206=\"\",\"\",Inventory!L206)","v":""},{"$f":"IF(Inventory!M206=\"\",\"\",Inventory!M206)","v":""},{"$f":"IF(Inventory!N206=\"\",\"\",Inventory!N206)","v":""},{"$f":"IF(Inventory!O206=\"\",\"\",Inventory!O206)","v":""},{"$f":"IF(Inventory!P206=\"\",\"\",Inventory!P206)","v":""},{"$f":"IF(Inventory!Q206=\"\",\"\",Inventory!Q206)","v":""},{"$f":"IF(Inventory!R206=\"\",\"\",Inventory!R206)","v":""},{"$f":"IF(Inventory!S206=\"\",\"\",Inventory!S206)","v":""},{"$f":"IF(Inventory!T206=\"\",\"\",Inventory!T206)","v":""},{"$f":"IF(Inventory!U206=\"\",\"\",Inventory!U206)","v":""},{"$f":"IF(Inventory!V206=\"\",\"\",Inventory!V206)","v":""},{"$f":"IF(Inventory!W206=\"\",\"\",Inventory!W206)","v":""}]
[null,198,{"$f":"IF(Inventory!C207=\"\",\"\",Inventory!C207)","v":""},{"$f":"IF(Inventory!D207=\"\",\"\",Inventory!D207)","v":""},{"$f":"IF(Inventory!F207=\"\",\"\",Inventory!F207)","v":""},{"$f":"IF(Inventory!G207=\"\",\"\",Inventory!G207)","v":""},{"$f":"IF(Inventory!I207=\"\",\"\",Inventory!I207)","v":""},{"$f":"IF(Inventory!J207=\"\",\"\",Inventory!J207)","v":""},{"$f":"IF(Inventory!K207=\"\",\"\",Inventory!K207)","v":""},{"$f":"IF(Inventory!L207=\"\",\"\",Inventory!L207)","v":""},{"$f":"IF(Inventory!M207=\"\",\"\",Inventory!M207)","v":""},{"$f":"IF(Inventory!N207=\"\",\"\",Inventory!N207)","v":""},{"$f":"IF(Inventory!O207=\"\",\"\",Inventory!O207)","v":""},{"$f":"IF(Inventory!P207=\"\",\"\",Inventory!P207)","v":""},{"$f":"IF(Inventory!Q207=\"\",\"\",Inventory!Q207)","v":""},{"$f":"IF(Inventory!R207=\"\",\"\",Inventory!R207)","v":""},{"$f":"IF(Inventory!S207=\"\",\"\",Inventory!S207)","v":""},{"$f":"IF(Inventory!T207=\"\",\"\",Inventory!T207)","v":""},{"$f":"IF(Inventory!U207=\"\",\"\",Inventory!U207)","v":""},{"$f":"IF(Inventory!V207=\"\",\"\",Inventory!V207)","v":""},{"$f":"IF(Inventory!W207=\"\",\"\",Inventory!W207)","v":""}]
[null,199,{"$f":"IF(Inventory!C208=\"\",\"\",Inventory!C208)","v":""},{"$f":"IF(Inventory!D208=\"\",\"\",Inventory!D208)","v":""},{"$f":"IF(Inventory!F208=\"\",\"\",Inventory!F208)","v":""},{"$f":"IF(Inventory!G208=\"\",\"\",Inventory!G208)","v":""},{"$f":"IF(Inventory!I208=\"\",\"\",Inventory!I208)","v":""},{"$f":"IF(Inventory!J208=\"\",\"\",Inventory!J208)","v":""},{"$f":"IF(Inventory!K208=\"\",\"\",Inventory!K208)","v":""},{"$f":"IF(Inventory!L208=\"\",\"\",Inventory!L208)","v":""},{"$f":"IF(Inventory!M208=\"\",\"\",Inventory!M208)","v":""},{"$f":"IF(Inventory!N208=\"\",\"\",Inventory!N208)","v":""},{"$f":"IF(Inventory!O208=\"\",\"\",Inventory!O208)","v":""},{"$f":"IF(Inventory!P208=\"\",\"\",Inventory!P208)","v":""},{"$f":"IF(Inventory!Q208=\"\",\"\",Inventory!Q208)","v":""},{"$f":"IF(Inventory!R208=\"\",\"\",Inventory!R208)","v":""},{"$f":"IF(Inventory!S208=\"\",\"\",Inventory!S208)","v":""},{"$f":"IF(Inventory!T208=\"\",\"\",Inventory!T208)","v":""},{"$f":"IF(Inventory!U208=\"\",\"\",Inventory!U208)","v":""},{"$f":"IF(Inventory!V208=\"\",\"\",Inventory!V208)","v":""},{"$f":"IF(Inventory!W208=\"\",\"\",Inventory!W208)","v":""}]
[null,200,{"$f":"IF(Inventory!C209=\"\",\"\",Inventory!C209)","v":""},{"$f":"IF(Inventory!D209=\"\",\"\",Inventory!D209)","v":""},{"$f":"IF(Inventory!F209=\"\",\"\",Inventory!F209)","v":""},{"$f":"IF(Inventory!G209=\"\",\"\",Inventory!G209)","v":""},{"$f":"IF(Inventory!I209=\"\",\"\",Inventory!I209)","v":""},{"$f":"IF(Inventory!J209=\"\",\"\",Inventory!J209)","v":""},{"$f":"IF(Inventory!K209=\"\",\"\",Inventory!K209)","v":""},{"$f":"IF(Inventory!L209=\"\",\"\",Inventory!L209)","v":""},{"$f":"IF(Inventory!M209=\"\",\"\",Inventory!M209)","v":""},{"$f":"IF(Inventory!N209=\"\",\"\",Inventory!N209)","v":""},{"$f":"IF(Inventory!O209=\"\",\"\",Inventory!O209)","v":""},{"$f":"IF(Inventory!P209=\"\",\"\",Inventory!P209)","v":""},{"$f":"IF(Inventory!Q209=\"\",\"\",Inventory!Q209)","v":""},{"$f":"IF(Inventory!R209=\"\",\"\",Inventory!R209)","v":""},{"$f":"IF(Inventory!S209=\"\",\"\",Inventory!S209)","v":""},{"$f":"IF(Inventory!T209=\"\",\"\",Inventory!T209)","v":""},{"$f":"IF(Inventory!U209=\"\",\"\",Inventory!U209)","v":""},{"$f":"IF(Inventory!V209=\"\",\"\",Inventory!V209)","v":""},{"$f":"IF(Inventory!W209=\"\",\"\",Inventory!W209)","v":""}]
[null,201,{"$f":"IF(Inventory!C210=\"\",\"\",Inventory!C210)","v":""},{"$f":"IF(Inventory!D210=\"\",\"\",Inventory!D210)","v":""},{"$f":"IF(Inventory!F210=\"\",\"\",Inventory!F210)","v":""},{"$f":"IF(Inventory!G210=\"\",\"\",Inventory!G210)","v":""},{"$f":"IF(Inventory!I210=\"\",\"\",Inventory!I210)","v":""},{"$f":"IF(Inventory!J210=\"\",\"\",Inventory!J210)","v":""},{"$f":"IF(Inventory!K210=\"\",\"\",Inventory!K210)","v":""},{"$f":"IF(Inventory!L210=\"\",\"\",Inventory!L210)","v":""},{"$f":"IF(Inventory!M210=\"\",\"\",Inventory!M210)","v":""},{"$f":"IF(Inventory!N210=\"\",\"\",Inventory!N210)","v":""},{"$f":"IF(Inventory!O210=\"\",\"\",Inventory!O210)","v":""},{"$f":"IF(Inventory!P210=\"\",\"\",Inventory!P210)","v":""},{"$f":"IF(Inventory!Q210=\"\",\"\",Inventory!Q210)","v":""},{"$f":"IF(Inventory!R210=\"\",\"\",Inventory!R210)","v":""},{"$f":"IF(Inventory!S210=\"\",\"\",Inventory!S210)","v":""},{"$f":"IF(Inventory!T210=\"\",\"\",Inventory!T210)","v":""},{"$f":"IF(Inventory!U210=\"\",\"\",Inventory!U210)","v":""},{"$f":"IF(Inventory!V210=\"\",\"\",Inventory!V210)","v":""},{"$f":"IF(Inventory!W210=\"\",\"\",Inventory!W210)","v":""}]
[null,202,{"$f":"IF(Inventory!C211=\"\",\"\",Inventory!C211)","v":""},{"$f":"IF(Inventory!D211=\"\",\"\",Inventory!D211)","v":""},{"$f":"IF(Inventory!F211=\"\",\"\",Inventory!F211)","v":""},{"$f":"IF(Inventory!G211=\"\",\"\",Inventory!G211)","v":""},{"$f":"IF(Inventory!I211=\"\",\"\",Inventory!I211)","v":""},{"$f":"IF(Inventory!J211=\"\",\"\",Inventory!J211)","v":""},{"$f":"IF(Inventory!K211=\"\",\"\",Inventory!K211)","v":""},{"$f":"IF(Inventory!L211=\"\",\"\",Inventory!L211)","v":""},{"$f":"IF(Inventory!M211=\"\",\"\",Inventory!M211)","v":""},{"$f":"IF(Inventory!N211=\"\",\"\",Inventory!N211)","v":""},{"$f":"IF(Inventory!O211=\"\",\"\",Inventory!O211)","v":""},{"$f":"IF(Inventory!P211=\"\",\"\",Inventory!P211)","v":""},{"$f":"IF(Inventory!Q211=\"\",\"\",Inventory!Q211)","v":""},{"$f":"IF(Inventory!R211=\"\",\"\",Inventory!R211)","v":""},{"$f":"IF(Inventory!S211=\"\",\"\",Inventory!S211)","v":""},{"$f":"IF(Inventory!T211=\"\",\"\",Inventory!T211)","v":""},{"$f":"IF(Inventory!U211=\"\",\"\",Inventory!U211)","v":""},{"$f":"IF(Inventory!V211=\"\",\"\",Inventory!V211)","v":""},{"$f":"IF(Inventory!W211=\"\",\"\",Inventory!W211)","v":""}]
[null,203,{"$f":"IF(Inventory!C212=\"\",\"\",Inventory!C212)","v":""},{"$f":"IF(Inventory!D212=\"\",\"\",Inventory!D212)","v":""},{"$f":"IF(Inventory!F212=\"\",\"\",Inventory!F212)","v":""},{"$f":"IF(Inventory!G212=\"\",\"\",Inventory!G212)","v":""},{"$f":"IF(Inventory!I212=\"\",\"\",Inventory!I212)","v":""},{"$f":"IF(Inventory!J212=\"\",\"\",Inventory!J212)","v":""},{"$f":"IF(Inventory!K212=\"\",\"\",Inventory!K212)","v":""},{"$f":"IF(Inventory!L212=\"\",\"\",Inventory!L212)","v":""},{"$f":"IF(Inventory!M212=\"\",\"\",Inventory!M212)","v":""},{"$f":"IF(Inventory!N212=\"\",\"\",Inventory!N212)","v":""},{"$f":"IF(Inventory!O212=\"\",\"\",Inventory!O212)","v":""},{"$f":"IF(Inventory!P212=\"\",\"\",Inventory!P212)","v":""},{"$f":"IF(Inventory!Q212=\"\",\"\",Inventory!Q212)","v":""},{"$f":"IF(Inventory!R212=\"\",\"\",Inventory!R212)","v":""},{"$f":"IF(Inventory!S212=\"\",\"\",Inventory!S212)","v":""},{"$f":"IF(Inventory!T212=\"\",\"\",Inventory!T212)","v":""},{"$f":"IF(Inventory!U212=\"\",\"\",Inventory!U212)","v":""},{"$f":"IF(Inventory!V212=\"\",\"\",Inventory!V212)","v":""},{"$f":"IF(Inventory!W212=\"\",\"\",Inventory!W212)","v":""}]
[null,204,{"$f":"IF(Inventory!C213=\"\",\"\",Inventory!C213)","v":""},{"$f":"IF(Inventory!D213=\"\",\"\",Inventory!D213)","v":""},{"$f":"IF(Inventory!F213=\"\",\"\",Inventory!F213)","v":""},{"$f":"IF(Inventory!G213=\"\",\"\",Inventory!G213)","v":""},{"$f":"IF(Inventory!I213=\"\",\"\",Inventory!I213)","v":""},{"$f":"IF(Inventory!J213=\"\",\"\",Inventory!J213)","v":""},{"$f":"IF(Inventory!K213=\"\",\"\",Inventory!K213)","v":""},{"$f":"IF(Inventory!L213=\"\",\"\",Inventory!L213)","v":""},{"$f":"IF(Inventory!M213=\"\",\"\",Inventory!M213)","v":""},{"$f":"IF(Inventory!N213=\"\",\"\",Inventory!N213)","v":""},{"$f":"IF(Inventory!O213=\"\",\"\",Inventory!O213)","v":""},{"$f":"IF(Inventory!P213=\"\",\"\",Inventory!P213)","v":""},{"$f":"IF(Inventory!Q213=\"\",\"\",Inventory!Q213)","v":""},{"$f":"IF(Inventory!R213=\"\",\"\",Inventory!R213)","v":""},{"$f":"IF(Inventory!S213=\"\",\"\",Inventory!S213)","v":""},{"$f":"IF(Inventory!T213=\"\",\"\",Inventory!T213)","v":""},{"$f":"IF(Inventory!U213=\"\",\"\",Inventory!U213)","v":""},{"$f":"IF(Inventory!V213=\"\",\"\",Inventory!V213)","v":""},{"$f":"IF(Inventory!W213=\"\",\"\",Inventory!W213)","v":""}]
[null,205,{"$f":"IF(Inventory!C214=\"\",\"\",Inventory!C214)","v":""},{"$f":"IF(Inventory!D214=\"\",\"\",Inventory!D214)","v":""},{"$f":"IF(Inventory!F214=\"\",\"\",Inventory!F214)","v":""},{"$f":"IF(Inventory!G214=\"\",\"\",Inventory!G214)","v":""},{"$f":"IF(Inventory!I214=\"\",\"\",Inventory!I214)","v":""},{"$f":"IF(Inventory!J214=\"\",\"\",Inventory!J214)","v":""},{"$f":"IF(Inventory!K214=\"\",\"\",Inventory!K214)","v":""},{"$f":"IF(Inventory!L214=\"\",\"\",Inventory!L214)","v":""},{"$f":"IF(Inventory!M214=\"\",\"\",Inventory!M214)","v":""},{"$f":"IF(Inventory!N214=\"\",\"\",Inventory!N214)","v":""},{"$f":"IF(Inventory!O214=\"\",\"\",Inventory!O214)","v":""},{"$f":"IF(Inventory!P214=\"\",\"\",Inventory!P214)","v":""},{"$f":"IF(Inventory!Q214=\"\",\"\",Inventory!Q214)","v":""},{"$f":"IF(Inventory!R214=\"\",\"\",Inventory!R214)","v":""},{"$f":"IF(Inventory!S214=\"\",\"\",Inventory!S214)","v":""},{"$f":"IF(Inventory!T214=\"\",\"\",Inventory!T214)","v":""},{"$f":"IF(Inventory!U214=\"\",\"\",Inventory!U214)","v":""},{"$f":"IF(Inventory!V214=\"\",\"\",Inventory!V214)","v":""},{"$f":"IF(Inventory!W214=\"\",\"\",Inventory!W214)","v":""}]
[null,206,{"$f":"IF(Inventory!C215=\"\",\"\",Inventory!C215)","v":""},{"$f":"IF(Inventory!D215=\"\",\"\",Inventory!D215)","v":""},{"$f":"IF(Inventory!F215=\"\",\"\",Inventory!F215)","v":""},{"$f":"IF(Inventory!G215=\"\",\"\",Inventory!G215)","v":""},{"$f":"IF(Inventory!I215=\"\",\"\",Inventory!I215)","v":""},{"$f":"IF(Inventory!J215=\"\",\"\",Inventory!J215)","v":""},{"$f":"IF(Inventory!K215=\"\",\"\",Inventory!K215)","v":""},{"$f":"IF(Inventory!L215=\"\",\"\",Inventory!L215)","v":""},{"$f":"IF(Inventory!M215=\"\",\"\",Inventory!M215)","v":""},{"$f":"IF(Inventory!N215=\"\",\"\",Inventory!N215)","v":""},{"$f":"IF(Inventory!O215=\"\",\"\",Inventory!O215)","v":""},{"$f":"IF(Inventory!P215=\"\",\"\",Inventory!P215)","v":""},{"$f":"IF(Inventory!Q215=\"\",\"\",Inventory!Q215)","v":""},{"$f":"IF(Inventory!R215=\"\",\"\",Inventory!R215)","v":""},{"$f":"IF(Inventory!S215=\"\",\"\",Inventory!S215)","v":""},{"$f":"IF(Inventory!T215=\"\",\"\",Inventory!T215)","v":""},{"$f":"IF(Inventory!U215=\"\",\"\",Inventory!U215)","v":""},{"$f":"IF(Inventory!V215=\"\",\"\",Inventory!V215)","v":""},{"$f":"IF(Inventory!W215=\"\",\"\",Inventory!W215)","v":""}]
[null,207,{"$f":"IF(Inventory!C216=\"\",\"\",Inventory!C216)","v":""},{"$f":"IF(Inventory!D216=\"\",\"\",Inventory!D216)","v":""},{"$f":"IF(Inventory!F216=\"\",\"\",Inventory!F216)","v":""},{"$f":"IF(Inventory!G216=\"\",\"\",Inventory!G216)","v":""},{"$f":"IF(Inventory!I216=\"\",\"\",Inventory!I216)","v":""},{"$f":"IF(Inventory!J216=\"\",\"\",Inventory!J216)","v":""},{"$f":"IF(Inventory!K216=\"\",\"\",Inventory!K216)","v":""},{"$f":"IF(Inventory!L216=\"\",\"\",Inventory!L216)","v":""},{"$f":"IF(Inventory!M216=\"\",\"\",Inventory!M216)","v":""},{"$f":"IF(Inventory!N216=\"\",\"\",Inventory!N216)","v":""},{"$f":"IF(Inventory!O216=\"\",\"\",Inventory!O216)","v":""},{"$f":"IF(Inventory!P216=\"\",\"\",Inventory!P216)","v":""},{"$f":"IF(Inventory!Q216=\"\",\"\",Inventory!Q216)","v":""},{"$f":"IF(Inventory!R216=\"\",\"\",Inventory!R216)","v":""},{"$f":"IF(Inventory!S216=\"\",\"\",Inventory!S216)","v":""},{"$f":"IF(Inventory!T216=\"\",\"\",Inventory!T216)","v":""},{"$f":"IF(Inventory!U216=\"\",\"\",Inventory!U216)","v":""},{"$f":"IF(Inventory!V216=\"\",\"\",Inventory!V216)","v":""},{"$f":"IF(Inventory!W216=\"\",\"\",Inventory!W216)","v":""}]
[null,208,{"$f":"IF(Inventory!C217=\"\",\"\",Inventory!C217)","v":""},{"$f":"IF(Inventory!D217=\"\",\"\",Inventory!D217)","v":""},{"$f":"IF(Inventory!F217=\"\",\"\",Inventory!F217)","v":""},{"$f":"IF(Inventory!G217=\"\",\"\",Inventory!G217)","v":""},{"$f":"IF(Inventory!I217=\"\",\"\",Inventory!I217)","v":""},{"$f":"IF(Inventory!J217=\"\",\"\",Inventory!J217)","v":""},{"$f":"IF(Inventory!K217=\"\",\"\",Inventory!K217)","v":""},{"$f":"IF(Inventory!L217=\"\",\"\",Inventory!L217)","v":""},{"$f":"IF(Inventory!M217=\"\",\"\",Inventory!M217)","v":""},{"$f":"IF(Inventory!N217=\"\",\"\",Inventory!N217)","v":""},{"$f":"IF(Inventory!O217=\"\",\"\",Inventory!O217)","v":""},{"$f":"IF(Inventory!P217=\"\",\"\",Inventory!P217)","v":""},{"$f":"IF(Inventory!Q217=\"\",\"\",Inventory!Q217)","v":""},{"$f":"IF(Inventory!R217=\"\",\"\",Inventory!R217)","v":""},{"$f":"IF(Inventory!S217=\"\",\"\",Inventory!S217)","v":""},{"$f":"IF(Inventory!T217=\"\",\"\",Inventory!T217)","v":""},{"$f":"IF(Inventory!U217=\"\",\"\",Inventory!U217)","v":""},{"$f":"IF(Inventory!V217=\"\",\"\",Inventory!V217)","v":""},{"$f":"IF(Inventory!W217=\"\",\"\",Inventory!W217)","v":""}]
[null,209,{"$f":"IF(Inventory!C218=\"\",\"\",Inventory!C218)","v":""},{"$f":"IF(Inventory!D218=\"\",\"\",Inventory!D218)","v":""},{"$f":"IF(Inventory!F218=\"\",\"\",Inventory!F218)","v":""},{"$f":"IF(Inventory!G218=\"\",\"\",Inventory!G218)","v":""},{"$f":"IF(Inventory!I218=\"\",\"\",Inventory!I218)","v":""},{"$f":"IF(Inventory!J218=\"\",\"\",Inventory!J218)","v":""},{"$f":"IF(Inventory!K218=\"\",\"\",Inventory!K218)","v":""},{"$f":"IF(Inventory!L218=\"\",\"\",Inventory!L218)","v":""},{"$f":"IF(Inventory!M218=\"\",\"\",Inventory!M218)","v":""},{"$f":"IF(Inventory!N218=\"\",\"\",Inventory!N218)","v":""},{"$f":"IF(Inventory!O218=\"\",\"\",Inventory!O218)","v":""},{"$f":"IF(Inventory!P218=\"\",\"\",Inventory!P218)","v":""},{"$f":"IF(Inventory!Q218=\"\",\"\",Inventory!Q218)","v":""},{"$f":"IF(Inventory!R218=\"\",\"\",Inventory!R218)","v":""},{"$f":"IF(Inventory!S218=\"\",\"\",Inventory!S218)","v":""},{"$f":"IF(Inventory!T218=\"\",\"\",Inventory!T218)","v":""},{"$f":"IF(Inventory!U218=\"\",\"\",Inventory!U218)","v":""},{"$f":"IF(Inventory!V218=\"\",\"\",Inventory!V218)","v":""},{"$f":"IF(Inventory!W218=\"\",\"\",Inventory!W218)","v":""}]
[null,210,{"$f":"IF(Inventory!C219=\"\",\"\",Inventory!C219)","v":""},{"$f":"IF(Inventory!D219=\"\",\"\",Inventory!D219)","v":""},{"$f":"IF(Inventory!F219=\"\",\"\",Inventory!F219)","v":""},{"$f":"IF(Inventory!G219=\"\",\"\",Inventory!G219)","v":""},{"$f":"IF(Inventory!I219=\"\",\"\",Inventory!I219)","v":""},{"$f":"IF(Inventory!J219=\"\",\"\",Inventory!J219)","v":""},{"$f":"IF(Inventory!K219=\"\",\"\",Inventory!K219)","v":""},{"$f":"IF(Inventory!L219=\"\",\"\",Inventory!L219)","v":""},{"$f":"IF(Inventory!M219=\"\",\"\",Inventory!M219)","v":""},{"$f":"IF(Inventory!N219=\"\",\"\",Inventory!N219)","v":""},{"$f":"IF(Inventory!O219=\"\",\"\",Inventory!O219)","v":""},{"$f":"IF(Inventory!P219=\"\",\"\",Inventory!P219)","v":""},{"$f":"IF(Inventory!Q219=\"\",\"\",Inventory!Q219)","v":""},{"$f":"IF(Inventory!R219=\"\",\"\",Inventory!R219)","v":""},{"$f":"IF(Inventory!S219=\"\",\"\",Inventory!S219)","v":""},{"$f":"IF(Inventory!T219=\"\",\"\",Inventory!T219)","v":""},{"$f":"IF(Inventory!U219=\"\",\"\",Inventory!U219)","v":""},{"$f":"IF(Inventory!V219=\"\",\"\",Inventory!V219)","v":""},{"$f":"IF(Inventory!W219=\"\",\"\",Inventory!W219)","v":""}]
[null,211,{"$f":"IF(Inventory!C220=\"\",\"\",Inventory!C220)","v":""},{"$f":"IF(Inventory!D220=\"\",\"\",Inventory!D220)","v":""},{"$f":"IF(Inventory!F220=\"\",\"\",Inventory!F220)","v":""},{"$f":"IF(Inventory!G220=\"\",\"\",Inventory!G220)","v":""},{"$f":"IF(Inventory!I220=\"\",\"\",Inventory!I220)","v":""},{"$f":"IF(Inventory!J220=\"\",\"\",Inventory!J220)","v":""},{"$f":"IF(Inventory!K220=\"\",\"\",Inventory!K220)","v":""},{"$f":"IF(Inventory!L220=\"\",\"\",Inventory!L220)","v":""},{"$f":"IF(Inventory!M220=\"\",\"\",Inventory!M220)","v":""},{"$f":"IF(Inventory!N220=\"\",\"\",Inventory!N220)","v":""},{"$f":"IF(Inventory!O220=\"\",\"\",Inventory!O220)","v":""},{"$f":"IF(Inventory!P220=\"\",\"\",Inventory!P220)","v":""},{"$f":"IF(Inventory!Q220=\"\",\"\",Inventory!Q220)","v":""},{"$f":"IF(Inventory!R220=\"\",\"\",Inventory!R220)","v":""},{"$f":"IF(Inventory!S220=\"\",\"\",Inventory!S220)","v":""},{"$f":"IF(Inventory!T220=\"\",\"\",Inventory!T220)","v":""},{"$f":"IF(Inventory!U220=\"\",\"\",Inventory!U220)","v":""},{"$f":"IF(Inventory!V220=\"\",\"\",Inventory!V220)","v":""},{"$f":"IF(Inventory!W220=\"\",\"\",Inventory!W220)","v":""}]
[null,212,{"$f":"IF(Inventory!C221=\"\",\"\",Inventory!C221)","v":""},{"$f":"IF(Inventory!D221=\"\",\"\",Inventory!D221)","v":""},{"$f":"IF(Inventory!F221=\"\",\"\",Inventory!F221)","v":""},{"$f":"IF(Inventory!G221=\"\",\"\",Inventory!G221)","v":""},{"$f":"IF(Inventory!I221=\"\",\"\",Inventory!I221)","v":""},{"$f":"IF(Inventory!J221=\"\",\"\",Inventory!J221)","v":""},{"$f":"IF(Inventory!K221=\"\",\"\",Inventory!K221)","v":""},{"$f":"IF(Inventory!L221=\"\",\"\",Inventory!L221)","v":""},{"$f":"IF(Inventory!M221=\"\",\"\",Inventory!M221)","v":""},{"$f":"IF(Inventory!N221=\"\",\"\",Inventory!N221)","v":""},{"$f":"IF(Inventory!O221=\"\",\"\",Inventory!O221)","v":""},{"$f":"IF(Inventory!P221=\"\",\"\",Inventory!P221)","v":""},{"$f":"IF(Inventory!Q221=\"\",\"\",Inventory!Q221)","v":""},{"$f":"IF(Inventory!R221=\"\",\"\",Inventory!R221)","v":""},{"$f":"IF(Inventory!S221=\"\",\"\",Inventory!S221)","v":""},{"$f":"IF(Inventory!T221=\"\",\"\",Inventory!T221)","v":""},{"$f":"IF(Inventory!U221=\"\",\"\",Inventory!U221)","v":""},{"$f":"IF(Inventory!V221=\"\",\"\",Inventory!V221)","v":""},{"$f":"IF(Inventory!W221=\"\",\"\",Inventory!W221)","v":""}]
[null,213,{"$f":"IF(Inventory!C222=\"\",\"\",Inventory!C222)","v":""},{"$f":"IF(Inventory!D222=\"\",\"\",Inventory!D222)","v":""},{"$f":"IF(Inventory!F222=\"\",\"\",Inventory!F222)","v":""},{"$f":"IF(Inventory!G222=\"\",\"\",Inventory!G222)","v":""},{"$f":"IF(Inventory!I222=\"\",\"\",Inventory!I222)","v":""},{"$f":"IF(Inventory!J222=\"\",\"\",Inventory!J222)","v":""},{"$f":"IF(Inventory!K222=\"\",\"\",Inventory!K222)","v":""},{"$f":"IF(Inventory!L222=\"\",\"\",Inventory!L222)","v":""},{"$f":"IF(Inventory!M222=\"\",\"\",Inventory!M222)","v":""},{"$f":"IF(Inventory!N222=\"\",\"\",Inventory!N222)","v":""},{"$f":"IF(Inventory!O222=\"\",\"\",Inventory!O222)","v":""},{"$f":"IF(Inventory!P222=\"\",\"\",Inventory!P222)","v":""},{"$f":"IF(Inventory!Q222=\"\",\"\",Inventory!Q222)","v":""},{"$f":"IF(Inventory!R222=\"\",\"\",Inventory!R222)","v":""},{"$f":"IF(Inventory!S222=\"\",\"\",Inventory!S222)","v":""},{"$f":"IF(Inventory!T222=\"\",\"\",Inventory!T222)","v":""},{"$f":"IF(Inventory!U222=\"\",\"\",Inventory!U222)","v":""},{"$f":"IF(Inventory!V222=\"\",\"\",Inventory!V222)","v":""},{"$f":"IF(Inventory!W222=\"\",\"\",Inventory!W222)","v":""}]
[null,214,{"$f":"IF(Inventory!C223=\"\",\"\",Inventory!C223)","v":""},{"$f":"IF(Inventory!D223=\"\",\"\",Inventory!D223)","v":""},{"$f":"IF(Inventory!F223=\"\",\"\",Inventory!F223)","v":""},{"$f":"IF(Inventory!G223=\"\",\"\",Inventory!G223)","v":""},{"$f":"IF(Inventory!I223=\"\",\"\",Inventory!I223)","v":""},{"$f":"IF(Inventory!J223=\"\",\"\",Inventory!J223)","v":""},{"$f":"IF(Inventory!K223=\"\",\"\",Inventory!K223)","v":""},{"$f":"IF(Inventory!L223=\"\",\"\",Inventory!L223)","v":""},{"$f":"IF(Inventory!M223=\"\",\"\",Inventory!M223)","v":""},{"$f":"IF(Inventory!N223=\"\",\"\",Inventory!N223)","v":""},{"$f":"IF(Inventory!O223=\"\",\"\",Inventory!O223)","v":""},{"$f":"IF(Inventory!P223=\"\",\"\",Inventory!P223)","v":""},{"$f":"IF(Inventory!Q223=\"\",\"\",Inventory!Q223)","v":""},{"$f":"IF(Inventory!R223=\"\",\"\",Inventory!R223)","v":""},{"$f":"IF(Inventory!S223=\"\",\"\",Inventory!S223)","v":""},{"$f":"IF(Inventory!T223=\"\",\"\",Inventory!T223)","v":""},{"$f":"IF(Inventory!U223=\"\",\"\",Inventory!U223)","v":""},{"$f":"IF(Inventory!V223=\"\",\"\",Inventory!V223)","v":""},{"$f":"IF(Inventory!W223=\"\",\"\",Inventory!W223)","v":""}]
[null,215,{"$f":"IF(Inventory!C224=\"\",\"\",Inventory!C224)","v":""},{"$f":"IF(Inventory!D224=\"\",\"\",Inventory!D224)","v":""},{"$f":"IF(Inventory!F224=\"\",\"\",Inventory!F224)","v":""},{"$f":"IF(Inventory!G224=\"\",\"\",Inventory!G224)","v":""},{"$f":"IF(Inventory!I224=\"\",\"\",Inventory!I224)","v":""},{"$f":"IF(Inventory!J224=\"\",\"\",Inventory!J224)","v":""},{"$f":"IF(Inventory!K224=\"\",\"\",Inventory!K224)","v":""},{"$f":"IF(Inventory!L224=\"\",\"\",Inventory!L224)","v":""},{"$f":"IF(Inventory!M224=\"\",\"\",Inventory!M224)","v":""},{"$f":"IF(Inventory!N224=\"\",\"\",Inventory!N224)","v":""},{"$f":"IF(Inventory!O224=\"\",\"\",Inventory!O224)","v":""},{"$f":"IF(Inventory!P224=\"\",\"\",Inventory!P224)","v":""},{"$f":"IF(Inventory!Q224=\"\",\"\",Inventory!Q224)","v":""},{"$f":"IF(Inventory!R224=\"\",\"\",Inventory!R224)","v":""},{"$f":"IF(Inventory!S224=\"\",\"\",Inventory!S224)","v":""},{"$f":"IF(Inventory!T224=\"\",\"\",Inventory!T224)","v":""},{"$f":"IF(Inventory!U224=\"\",\"\",Inventory!U224)","v":""},{"$f":"IF(Inventory!V224=\"\",\"\",Inventory!V224)","v":""},{"$f":"IF(Inventory!W224=\"\",\"\",Inventory!W224)","v":""}]
[null,216,{"$f":"IF(Inventory!C225=\"\",\"\",Inventory!C225)","v":""},{"$f":"IF(Inventory!D225=\"\",\"\",Inventory!D225)","v":""},{"$f":"IF(Inventory!F225=\"\",\"\",Inventory!F225)","v":""},{"$f":"IF(Inventory!G225=\"\",\"\",Inventory!G225)","v":""},{"$f":"IF(Inventory!I225=\"\",\"\",Inventory!I225)","v":""},{"$f":"IF(Inventory!J225=\"\",\"\",Inventory!J225)","v":""},{"$f":"IF(Inventory!K225=\"\",\"\",Inventory!K225)","v":""},{"$f":"IF(Inventory!L225=\"\",\"\",Inventory!L225)","v":""},{"$f":"IF(Inventory!M225=\"\",\"\",Inventory!M225)","v":""},{"$f":"IF(Inventory!N225=\"\",\"\",Inventory!N225)","v":""},{"$f":"IF(Inventory!O225=\"\",\"\",Inventory!O225)","v":""},{"$f":"IF(Inventory!P225=\"\",\"\",Inventory!P225)","v":""},{"$f":"IF(Inventory!Q225=\"\",\"\",Inventory!Q225)","v":""},{"$f":"IF(Inventory!R225=\"\",\"\",Inventory!R225)","v":""},{"$f":"IF(Inventory!S225=\"\",\"\",Inventory!S225)","v":""},{"$f":"IF(Inventory!T225=\"\",\"\",Inventory!T225)","v":""},{"$f":"IF(Inventory!U225=\"\",\"\",Inventory!U225)","v":""},{"$f":"IF(Inventory!V225=\"\",\"\",Inventory!V225)","v":""},{"$f":"IF(Inventory!W225=\"\",\"\",Inventory!W225)","v":""}]
[null,217,{"$f":"IF(Inventory!C226=\"\",\"\",Inventory!C226)","v":""},{"$f":"IF(Inventory!D226=\"\",\"\",Inventory!D226)","v":""},{"$f":"IF(Inventory!F226=\"\",\"\",Inventory!F226)","v":""},{"$f":"IF(Inventory!G226=\"\",\"\",Inventory!G226)","v":""},{"$f":"IF(Inventory!I226=\"\",\"\",Inventory!I226)","v":""},{"$f":"IF(Inventory!J226=\"\",\"\",Inventory!J226)","v":""},{"$f":"IF(Inventory!K226=\"\",\"\",Inventory!K226)","v":""},{"$f":"IF(Inventory!L226=\"\",\"\",Inventory!L226)","v":""},{"$f":"IF(Inventory!M226=\"\",\"\",Inventory!M226)","v":""},{"$f":"IF(Inventory!N226=\"\",\"\",Inventory!N226)","v":""},{"$f":"IF(Inventory!O226=\"\",\"\",Inventory!O226)","v":""},{"$f":"IF(Inventory!P226=\"\",\"\",Inventory!P226)","v":""},{"$f":"IF(Inventory!Q226=\"\",\"\",Inventory!Q226)","v":""},{"$f":"IF(Inventory!R226=\"\",\"\",Inventory!R226)","v":""},{"$f":"IF(Inventory!S226=\"\",\"\",Inventory!S226)","v":""},{"$f":"IF(Inventory!T226=\"\",\"\",Inventory!T226)","v":""},{"$f":"IF(Inventory!U226=\"\",\"\",Inventory!U226)","v":""},{"$f":"IF(Inventory!V226=\"\",\"\",Inventory!V226)","v":""},{"$f":"IF(Inventory!W226=\"\",\"\",Inventory!W226)","v":""}]
[null,218,{"$f":"IF(Inventory!C227=\"\",\"\",Inventory!C227)","v":""},{"$f":"IF(Inventory!D227=\"\",\"\",Inventory!D227)","v":""},{"$f":"IF(Inventory!F227=\"\",\"\",Inventory!F227)","v":""},{"$f":"IF(Inventory!G227=\"\",\"\",Inventory!G227)","v":""},{"$f":"IF(Inventory!I227=\"\",\"\",Inventory!I227)","v":""},{"$f":"IF(Inventory!J227=\"\",\"\",Inventory!J227)","v":""},{"$f":"IF(Inventory!K227=\"\",\"\",Inventory!K227)","v":""},{"$f":"IF(Inventory!L227=\"\",\"\",Inventory!L227)","v":""},{"$f":"IF(Inventory!M227=\"\",\"\",Inventory!M227)","v":""},{"$f":"IF(Inventory!N227=\"\",\"\",Inventory!N227)","v":""},{"$f":"IF(Inventory!O227=\"\",\"\",Inventory!O227)","v":""},{"$f":"IF(Inventory!P227=\"\",\"\",Inventory!P227)","v":""},{"$f":"IF(Inventory!Q227=\"\",\"\",Inventory!Q227)","v":""},{"$f":"IF(Inventory!R227=\"\",\"\",Inventory!R227)","v":""},{"$f":"IF(Inventory!S227=\"\",\"\",Inventory!S227)","v":""},{"$f":"IF(Inventory!T227=\"\",\"\",Inventory!T227)","v":""},{"$f":"IF(Inventory!U227=\"\",\"\",Inventory!U227)","v":""},{"$f":"IF(Inventory!V227=\"\",\"\",Inventory!V227)","v":""},{"$f":"IF(Inventory!W227=\"\",\"\",Inventory!W227)","v":""}]
[null,219,{"$f":"IF(Inventory!C228=\"\",\"\",Inventory!C228)","v":""},{"$f":"IF(Inventory!D228=\"\",\"\",Inventory!D228)","v":""},{"$f":"IF(Inventory!F228=\"\",\"\",Inventory!F228)","v":""},{"$f":"IF(Inventory!G228=\"\",\"\",Inventory!G228)","v":""},{"$f":"IF(Inventory!I228=\"\",\"\",Inventory!I228)","v":""},{"$f":"IF(Inventory!J228=\"\",\"\",Inventory!J228)","v":""},{"$f":"IF(Inventory!K228=\"\",\"\",Inventory!K228)","v":""},{"$f":"IF(Inventory!L228=\"\",\"\",Inventory!L228)","v":""},{"$f":"IF(Inventory!M228=\"\",\"\",Inventory!M228)","v":""},{"$f":"IF(Inventory!N228=\"\",\"\",Inventory!N228)","v":""},{"$f":"IF(Inventory!O228=\"\",\"\",Inventory!O228)","v":""},{"$f":"IF(Inventory!P228=\"\",\"\",Inventory!P228)","v":""},{"$f":"IF(Inventory!Q228=\"\",\"\",Inventory!Q228)","v":""},{"$f":"IF(Inventory!R228=\"\",\"\",Inventory!R228)","v":""},{"$f":"IF(Inventory!S228=\"\",\"\",Inventory!S228)","v":""},{"$f":"IF(Inventory!T228=\"\",\"\",Inventory!T228)","v":""},{"$f":"IF(Inventory!U228=\"\",\"\",Inventory!U228)","v":""},{"$f":"IF(Inventory!V228=\"\",\"\",Inventory!V228)","v":""},{"$f":"IF(Inventory!W228=\"\",\"\",Inventory!W228)","v":""}]
[null,220,{"$f":"IF(Inventory!C229=\"\",\"\",Inventory!C229)","v":""},{"$f":"IF(Inventory!D229=\"\",\"\",Inventory!D229)","v":""},{"$f":"IF(Inventory!F229=\"\",\"\",Inventory!F229)","v":""},{"$f":"IF(Inventory!G229=\"\",\"\",Inventory!G229)","v":""},{"$f":"IF(Inventory!I229=\"\",\"\",Inventory!I229)","v":""},{"$f":"IF(Inventory!J229=\"\",\"\",Inventory!J229)","v":""},{"$f":"IF(Inventory!K229=\"\",\"\",Inventory!K229)","v":""},{"$f":"IF(Inventory!L229=\"\",\"\",Inventory!L229)","v":""},{"$f":"IF(Inventory!M229=\"\",\"\",Inventory!M229)","v":""},{"$f":"IF(Inventory!N229=\"\",\"\",Inventory!N229)","v":""},{"$f":"IF(Inventory!O229=\"\",\"\",Inventory!O229)","v":""},{"$f":"IF(Inventory!P229=\"\",\"\",Inventory!P229)","v":""},{"$f":"IF(Inventory!Q229=\"\",\"\",Inventory!Q229)","v":""},{"$f":"IF(Inventory!R229=\"\",\"\",Inventory!R229)","v":""},{"$f":"IF(Inventory!S229=\"\",\"\",Inventory!S229)","v":""},{"$f":"IF(Inventory!T229=\"\",\"\",Inventory!T229)","v":""},{"$f":"IF(Inventory!U229=\"\",\"\",Inventory!U229)","v":""},{"$f":"IF(Inventory!V229=\"\",\"\",Inventory!V229)","v":""},{"$f":"IF(Inventory!W229=\"\",\"\",Inventory!W229)","v":""}]
[null,221,{"$f":"IF(Inventory!C230=\"\",\"\",Inventory!C230)","v":""},{"$f":"IF(Inventory!D230=\"\",\"\",Inventory!D230)","v":""},{"$f":"IF(Inventory!F230=\"\",\"\",Inventory!F230)","v":""},{"$f":"IF(Inventory!G230=\"\",\"\",Inventory!G230)","v":""},{"$f":"IF(Inventory!I230=\"\",\"\",Inventory!I230)","v":""},{"$f":"IF(Inventory!J230=\"\",\"\",Inventory!J230)","v":""},{"$f":"IF(Inventory!K230=\"\",\"\",Inventory!K230)","v":""},{"$f":"IF(Inventory!L230=\"\",\"\",Inventory!L230)","v":""},{"$f":"IF(Inventory!M230=\"\",\"\",Inventory!M230)","v":""},{"$f":"IF(Inventory!N230=\"\",\"\",Inventory!N230)","v":""},{"$f":"IF(Inventory!O230=\"\",\"\",Inventory!O230)","v":""},{"$f":"IF(Inventory!P230=\"\",\"\",Inventory!P230)","v":""},{"$f":"IF(Inventory!Q230=\"\",\"\",Inventory!Q230)","v":""},{"$f":"IF(Inventory!R230=\"\",\"\",Inventory!R230)","v":""},{"$f":"IF(Inventory!S230=\"\",\"\",Inventory!S230)","v":""},{"$f":"IF(Inventory!T230=\"\",\"\",Inventory!T230)","v":""},{"$f":"IF(Inventory!U230=\"\",\"\",Inventory!U230)","v":""},{"$f":"IF(Inventory!V230=\"\",\"\",Inventory!V230)","v":""},{"$f":"IF(Inventory!W230=\"\",\"\",Inventory!W230)","v":""}]
[null,222,{"$f":"IF(Inventory!C231=\"\",\"\",Inventory!C231)","v":""},{"$f":"IF(Inventory!D231=\"\",\"\",Inventory!D231)","v":""},{"$f":"IF(Inventory!F231=\"\",\"\",Inventory!F231)","v":""},{"$f":"IF(Inventory!G231=\"\",\"\",Inventory!G231)","v":""},{"$f":"IF(Inventory!I231=\"\",\"\",Inventory!I231)","v":""},{"$f":"IF(Inventory!J231=\"\",\"\",Inventory!J231)","v":""},{"$f":"IF(Inventory!K231=\"\",\"\",Inventory!K231)","v":""},{"$f":"IF(Inventory!L231=\"\",\"\",Inventory!L231)","v":""},{"$f":"IF(Inventory!M231=\"\",\"\",Inventory!M231)","v":""},{"$f":"IF(Inventory!N231=\"\",\"\",Inventory!N231)","v":""},{"$f":"IF(Inventory!O231=\"\",\"\",Inventory!O231)","v":""},{"$f":"IF(Inventory!P231=\"\",\"\",Inventory!P231)","v":""},{"$f":"IF(Inventory!Q231=\"\",\"\",Inventory!Q231)","v":""},{"$f":"IF(Inventory!R231=\"\",\"\",Inventory!R231)","v":""},{"$f":"IF(Inventory!S231=\"\",\"\",Inventory!S231)","v":""},{"$f":"IF(Inventory!T231=\"\",\"\",Inventory!T231)","v":""},{"$f":"IF(Inventory!U231=\"\",\"\",Inventory!U231)","v":""},{"$f":"IF(Inventory!V231=\"\",\"\",Inventory!V231)","v":""},{"$f":"IF(Inventory!W231=\"\",\"\",Inventory!W231)","v":""}]
[null,223,{"$f":"IF(Inventory!C232=\"\",\"\",Inventory!C232)","v":""},{"$f":"IF(Inventory!D232=\"\",\"\",Inventory!D232)","v":""},{"$f":"IF(Inventory!F232=\"\",\"\",Inventory!F232)","v":""},{"$f":"IF(Inventory!G232=\"\",\"\",Inventory!G232)","v":""},{"$f":"IF(Inventory!I232=\"\",\"\",Inventory!I232)","v":""},{"$f":"IF(Inventory!J232=\"\",\"\",Inventory!J232)","v":""},{"$f":"IF(Inventory!K232=\"\",\"\",Inventory!K232)","v":""},{"$f":"IF(Inventory!L232=\"\",\"\",Inventory!L232)","v":""},{"$f":"IF(Inventory!M232=\"\",\"\",Inventory!M232)","v":""},{"$f":"IF(Inventory!N232=\"\",\"\",Inventory!N232)","v":""},{"$f":"IF(Inventory!O232=\"\",\"\",Inventory!O232)","v":""},{"$f":"IF(Inventory!P232=\"\",\"\",Inventory!P232)","v":""},{"$f":"IF(Inventory!Q232=\"\",\"\",Inventory!Q232)","v":""},{"$f":"IF(Inventory!R232=\"\",\"\",Inventory!R232)","v":""},{"$f":"IF(Inventory!S232=\"\",\"\",Inventory!S232)","v":""},{"$f":"IF(Inventory!T232=\"\",\"\",Inventory!T232)","v":""},{"$f":"IF(Inventory!U232=\"\",\"\",Inventory!U232)","v":""},{"$f":"IF(Inventory!V232=\"\",\"\",Inventory!V232)","v":""},{"$f":"IF(Inventory!W232=\"\",\"\",Inventory!W232)","v":""}]
[null,224,{"$f":"IF(Inventory!C233=\"\",\"\",Inventory!C233)","v":""},{"$f":"IF(Inventory!D233=\"\",\"\",Inventory!D233)","v":""},{"$f":"IF(Inventory!F233=\"\",\"\",Inventory!F233)","v":""},{"$f":"IF(Inventory!G233=\"\",\"\",Inventory!G233)","v":""},{"$f":"IF(Inventory!I233=\"\",\"\",Inventory!I233)","v":""},{"$f":"IF(Inventory!J233=\"\",\"\",Inventory!J233)","v":""},{"$f":"IF(Inventory!K233=\"\",\"\",Inventory!K233)","v":""},{"$f":"IF(Inventory!L233=\"\",\"\",Inventory!L233)","v":""},{"$f":"IF(Inventory!M233=\"\",\"\",Inventory!M233)","v":""},{"$f":"IF(Inventory!N233=\"\",\"\",Inventory!N233)","v":""},{"$f":"IF(Inventory!O233=\"\",\"\",Inventory!O233)","v":""},{"$f":"IF(Inventory!P233=\"\",\"\",Inventory!P233)","v":""},{"$f":"IF(Inventory!Q233=\"\",\"\",Inventory!Q233)","v":""},{"$f":"IF(Inventory!R233=\"\",\"\",Inventory!R233)","v":""},{"$f":"IF(Inventory!S233=\"\",\"\",Inventory!S233)","v":""},{"$f":"IF(Inventory!T233=\"\",\"\",Inventory!T233)","v":""},{"$f":"IF(Inventory!U233=\"\",\"\",Inventory!U233)","v":""},{"$f":"IF(Inventory!V233=\"\",\"\",Inventory!V233)","v":""},{"$f":"IF(Inventory!W233=\"\",\"\",Inventory!W233)","v":""}]
[null,225,{"$f":"IF(Inventory!C234=\"\",\"\",Inventory!C234)","v":""},{"$f":"IF(Inventory!D234=\"\",\"\",Inventory!D234)","v":""},{"$f":"IF(Inventory!F234=\"\",\"\",Inventory!F234)","v":""},{"$f":"IF(Inventory!G234=\"\",\"\",Inventory!G234)","v":""},{"$f":"IF(Inventory!I234=\"\",\"\",Inventory!I234)","v":""},{"$f":"IF(Inventory!J234=\"\",\"\",Inventory!J234)","v":""},{"$f":"IF(Inventory!K234=\"\",\"\",Inventory!K234)","v":""},{"$f":"IF(Inventory!L234=\"\",\"\",Inventory!L234)","v":""},{"$f":"IF(Inventory!M234=\"\",\"\",Inventory!M234)","v":""},{"$f":"IF(Inventory!N234=\"\",\"\",Inventory!N234)","v":""},{"$f":"IF(Inventory!O234=\"\",\"\",Inventory!O234)","v":""},{"$f":"IF(Inventory!P234=\"\",\"\",Inventory!P234)","v":""},{"$f":"IF(Inventory!Q234=\"\",\"\",Inventory!Q234)","v":""},{"$f":"IF(Inventory!R234=\"\",\"\",Inventory!R234)","v":""},{"$f":"IF(Inventory!S234=\"\",\"\",Inventory!S234)","v":""},{"$f":"IF(Inventory!T234=\"\",\"\",Inventory!T234)","v":""},{"$f":"IF(Inventory!U234=\"\",\"\",Inventory!U234)","v":""},{"$f":"IF(Inventory!V234=\"\",\"\",Inventory!V234)","v":""},{"$f":"IF(Inventory!W234=\"\",\"\",Inventory!W234)","v":""}]
[null,226,{"$f":"IF(Inventory!C235=\"\",\"\",Inventory!C235)","v":""},{"$f":"IF(Inventory!D235=\"\",\"\",Inventory!D235)","v":""},{"$f":"IF(Inventory!F235=\"\",\"\",Inventory!F235)","v":""},{"$f":"IF(Inventory!G235=\"\",\"\",Inventory!G235)","v":""},{"$f":"IF(Inventory!I235=\"\",\"\",Inventory!I235)","v":""},{"$f":"IF(Inventory!J235=\"\",\"\",Inventory!J235)","v":""},{"$f":"IF(Inventory!K235=\"\",\"\",Inventory!K235)","v":""},{"$f":"IF(Inventory!L235=\"\",\"\",Inventory!L235)","v":""},{"$f":"IF(Inventory!M235=\"\",\"\",Inventory!M235)","v":""},{"$f":"IF(Inventory!N235=\"\",\"\",Inventory!N235)","v":""},{"$f":"IF(Inventory!O235=\"\",\"\",Inventory!O235)","v":""},{"$f":"IF(Inventory!P235=\"\",\"\",Inventory!P235)","v":""},{"$f":"IF(Inventory!Q235=\"\",\"\",Inventory!Q235)","v":""},{"$f":"IF(Inventory!R235=\"\",\"\",Inventory!R235)","v":""},{"$f":"IF(Inventory!S235=\"\",\"\",Inventory!S235)","v":""},{"$f":"IF(Inventory!T235=\"\",\"\",Inventory!T235)","v":""},{"$f":"IF(Inventory!U235=\"\",\"\",Inventory!U235)","v":""},{"$f":"IF(Inventory!V235=\"\",\"\",Inventory!V235)","v":""},{"$f":"IF(Inventory!W235=\"\",\"\",Inventory!W235)","v":""}]
[null,227,{"$f":"IF(Inventory!C236=\"\",\"\",Inventory!C236)","v":""},{"$f":"IF(Inventory!D236=\"\",\"\",Inventory!D236)","v":""},{"$f":"IF(Inventory!F236=\"\",\"\",Inventory!F236)","v":""},{"$f":"IF(Inventory!G236=\"\",\"\",Inventory!G236)","v":""},{"$f":"IF(Inventory!I236=\"\",\"\",Inventory!I236)","v":""},{"$f":"IF(Inventory!J236=\"\",\"\",Inventory!J236)","v":""},{"$f":"IF(Inventory!K236=\"\",\"\",Inventory!K236)","v":""},{"$f":"IF(Inventory!L236=\"\",\"\",Inventory!L236)","v":""},{"$f":"IF(Inventory!M236=\"\",\"\",Inventory!M236)","v":""},{"$f":"IF(Inventory!N236=\"\",\"\",Inventory!N236)","v":""},{"$f":"IF(Inventory!O236=\"\",\"\",Inventory!O236)","v":""},{"$f":"IF(Inventory!P236=\"\",\"\",Inventory!P236)","v":""},{"$f":"IF(Inventory!Q236=\"\",\"\",Inventory!Q236)","v":""},{"$f":"IF(Inventory!R236=\"\",\"\",Inventory!R236)","v":""},{"$f":"IF(Inventory!S236=\"\",\"\",Inventory!S236)","v":""},{"$f":"IF(Inventory!T236=\"\",\"\",Inventory!T236)","v":""},{"$f":"IF(Inventory!U236=\"\",\"\",Inventory!U236)","v":""},{"$f":"IF(Inventory!V236=\"\",\"\",Inventory!V236)","v":""},{"$f":"IF(Inventory!W236=\"\",\"\",Inventory!W236)","v":""}]
[null,228,{"$f":"IF(Inventory!C237=\"\",\"\",Inventory!C237)","v":""},{"$f":"IF(Inventory!D237=\"\",\"\",Inventory!D237)","v":""},{"$f":"IF(Inventory!F237=\"\",\"\",Inventory!F237)","v":""},{"$f":"IF(Inventory!G237=\"\",\"\",Inventory!G237)","v":""},{"$f":"IF(Inventory!I237=\"\",\"\",Inventory!I237)","v":""},{"$f":"IF(Inventory!J237=\"\",\"\",Inventory!J237)","v":""},{"$f":"IF(Inventory!K237=\"\",\"\",Inventory!K237)","v":""},{"$f":"IF(Inventory!L237=\"\",\"\",Inventory!L237)","v":""},{"$f":"IF(Inventory!M237=\"\",\"\",Inventory!M237)","v":""},{"$f":"IF(Inventory!N237=\"\",\"\",Inventory!N237)","v":""},{"$f":"IF(Inventory!O237=\"\",\"\",Inventory!O237)","v":""},{"$f":"IF(Inventory!P237=\"\",\"\",Inventory!P237)","v":""},{"$f":"IF(Inventory!Q237=\"\",\"\",Inventory!Q237)","v":""},{"$f":"IF(Inventory!R237=\"\",\"\",Inventory!R237)","v":""},{"$f":"IF(Inventory!S237=\"\",\"\",Inventory!S237)","v":""},{"$f":"IF(Inventory!T237=\"\",\"\",Inventory!T237)","v":""},{"$f":"IF(Inventory!U237=\"\",\"\",Inventory!U237)","v":""},{"$f":"IF(Inventory!V237=\"\",\"\",Inventory!V237)","v":""},{"$f":"IF(Inventory!W237=\"\",\"\",Inventory!W237)","v":""}]
[null,229,{"$f":"IF(Inventory!C238=\"\",\"\",Inventory!C238)","v":""},{"$f":"IF(Inventory!D238=\"\",\"\",Inventory!D238)","v":""},{"$f":"IF(Inventory!F238=\"\",\"\",Inventory!F238)","v":""},{"$f":"IF(Inventory!G238=\"\",\"\",Inventory!G238)","v":""},{"$f":"IF(Inventory!I238=\"\",\"\",Inventory!I238)","v":""},{"$f":"IF(Inventory!J238=\"\",\"\",Inventory!J238)","v":""},{"$f":"IF(Inventory!K238=\"\",\"\",Inventory!K238)","v":""},{"$f":"IF(Inventory!L238=\"\",\"\",Inventory!L238)","v":""},{"$f":"IF(Inventory!M238=\"\",\"\",Inventory!M238)","v":""},{"$f":"IF(Inventory!N238=\"\",\"\",Inventory!N238)","v":""},{"$f":"IF(Inventory!O238=\"\",\"\",Inventory!O238)","v":""},{"$f":"IF(Inventory!P238=\"\",\"\",Inventory!P238)","v":""},{"$f":"IF(Inventory!Q238=\"\",\"\",Inventory!Q238)","v":""},{"$f":"IF(Inventory!R238=\"\",\"\",Inventory!R238)","v":""},{"$f":"IF(Inventory!S238=\"\",\"\",Inventory!S238)","v":""},{"$f":"IF(Inventory!T238=\"\",\"\",Inventory!T238)","v":""},{"$f":"IF(Inventory!U238=\"\",\"\",Inventory!U238)","v":""},{"$f":"IF(Inventory!V238=\"\",\"\",Inventory!V238)","v":""},{"$f":"IF(Inventory!W238=\"\",\"\",Inventory!W238)","v":""}]
[null,230,{"$f":"IF(Inventory!C239=\"\",\"\",Inventory!C239)","v":""},{"$f":"IF(Inventory!D239=\"\",\"\",Inventory!D239)","v":""},{"$f":"IF(Inventory!F239=\"\",\"\",Inventory!F239)","v":""},{"$f":"IF(Inventory!G239=\"\",\"\",Inventory!G239)","v":""},{"$f":"IF(Inventory!I239=\"\",\"\",Inventory!I239)","v":""},{"$f":"IF(Inventory!J239=\"\",\"\",Inventory!J239)","v":""},{"$f":"IF(Inventory!K239=\"\",\"\",Inventory!K239)","v":""},{"$f":"IF(Inventory!L239=\"\",\"\",Inventory!L239)","v":""},{"$f":"IF(Inventory!M239=\"\",\"\",Inventory!M239)","v":""},{"$f":"IF(Inventory!N239=\"\",\"\",Inventory!N239)","v":""},{"$f":"IF(Inventory!O239=\"\",\"\",Inventory!O239)","v":""},{"$f":"IF(Inventory!P239=\"\",\"\",Inventory!P239)","v":""},{"$f":"IF(Inventory!Q239=\"\",\"\",Inventory!Q239)","v":""},{"$f":"IF(Inventory!R239=\"\",\"\",Inventory!R239)","v":""},{"$f":"IF(Inventory!S239=\"\",\"\",Inventory!S239)","v":""},{"$f":"IF(Inventory!T239=\"\",\"\",Inventory!T239)","v":""},{"$f":"IF(Inventory!U239=\"\",\"\",Inventory!U239)","v":""},{"$f":"IF(Inventory!V239=\"\",\"\",Inventory!V239)","v":""},{"$f":"IF(Inventory!W239=\"\",\"\",Inventory!W239)","v":""}]
[null,231,{"$f":"IF(Inventory!C240=\"\",\"\",Inventory!C240)","v":""},{"$f":"IF(Inventory!D240=\"\",\"\",Inventory!D240)","v":""},{"$f":"IF(Inventory!F240=\"\",\"\",Inventory!F240)","v":""},{"$f":"IF(Inventory!G240=\"\",\"\",Inventory!G240)","v":""},{"$f":"IF(Inventory!I240=\"\",\"\",Inventory!I240)","v":""},{"$f":"IF(Inventory!J240=\"\",\"\",Inventory!J240)","v":""},{"$f":"IF(Inventory!K240=\"\",\"\",Inventory!K240)","v":""},{"$f":"IF(Inventory!L240=\"\",\"\",Inventory!L240)","v":""},{"$f":"IF(Inventory!M240=\"\",\"\",Inventory!M240)","v":""},{"$f":"IF(Inventory!N240=\"\",\"\",Inventory!N240)","v":""},{"$f":"IF(Inventory!O240=\"\",\"\",Inventory!O240)","v":""},{"$f":"IF(Inventory!P240=\"\",\"\",Inventory!P240)","v":""},{"$f":"IF(Inventory!Q240=\"\",\"\",Inventory!Q240)","v":""},{"$f":"IF(Inventory!R240=\"\",\"\",Inventory!R240)","v":""},{"$f":"IF(Inventory!S240=\"\",\"\",Inventory!S240)","v":""},{"$f":"IF(Inventory!T240=\"\",\"\",Inventory!T240)","v":""},{"$f":"IF(Inventory!U240=\"\",\"\",Inventory!U240)","v":""},{"$f":"IF(Inventory!V240=\"\",\"\",Inventory!V240)","v":""},{"$f":"IF(Inventory!W240=\"\",\"\",Inventory!W240)","v":""}]
[null,232,{"$f":"IF(Inventory!C241=\"\",\"\",Inventory!C241)","v":""},{"$f":"IF(Inventory!D241=\"\",\"\",Inventory!D241)","v":""},{"$f":"IF(Inventory!F241=\"\",\"\",Inventory!F241)","v":""},{"$f":"IF(Inventory!G241=\"\",\"\",Inventory!G241)","v":""},{"$f":"IF(Inventory!I241=\"\",\"\",Inventory!I241)","v":""},{"$f":"IF(Inventory!J241=\"\",\"\",Inventory!J241)","v":""},{"$f":"IF(Inventory!K241=\"\",\"\",Inventory!K241)","v":""},{"$f":"IF(Inventory!L241=\"\",\"\",Inventory!L241)","v":""},{"$f":"IF(Inventory!M241=\"\",\"\",Inventory!M241)","v":""},{"$f":"IF(Inventory!N241=\"\",\"\",Inventory!N241)","v":""},{"$f":"IF(Inventory!O241=\"\",\"\",Inventory!O241)","v":""},{"$f":"IF(Inventory!P241=\"\",\"\",Inventory!P241)","v":""},{"$f":"IF(Inventory!Q241=\"\",\"\",Inventory!Q241)","v":""},{"$f":"IF(Inventory!R241=\"\",\"\",Inventory!R241)","v":""},{"$f":"IF(Inventory!S241=\"\",\"\",Inventory!S241)","v":""},{"$f":"IF(Inventory!T241=\"\",\"\",Inventory!T241)","v":""},{"$f":"IF(Inventory!U241=\"\",\"\",Inventory!U241)","v":""},{"$f":"IF(Inventory!V241=\"\",\"\",Inventory!V241)","v":""},{"$f":"IF(Inventory!W241=\"\",\"\",Inventory!W241)","v":""}]
[null,233,{"$f":"IF(Inventory!C242=\"\",\"\",Inventory!C242)","v":""},{"$f":"IF(Inventory!D242=\"\",\"\",Inventory!D242)","v":""},{"$f":"IF(Inventory!F242=\"\",\"\",Inventory!F242)","v":""},{"$f":"IF(Inventory!G242=\"\",\"\",Inventory!G242)","v":""},{"$f":"IF(Inventory!I242=\"\",\"\",Inventory!I242)","v":""},{"$f":"IF(Inventory!J242=\"\",\"\",Inventory!J242)","v":""},{"$f":"IF(Inventory!K242=\"\",\"\",Inventory!K242)","v":""},{"$f":"IF(Inventory!L242=\"\",\"\",Inventory!L242)","v":""},{"$f":"IF(Inventory!M242=\"\",\"\",Inventory!M242)","v":""},{"$f":"IF(Inventory!N242=\"\",\"\",Inventory!N242)","v":""},{"$f":"IF(Inventory!O242=\"\",\"\",Inventory!O242)","v":""},{"$f":"IF(Inventory!P242=\"\",\"\",Inventory!P242)","v":""},{"$f":"IF(Inventory!Q242=\"\",\"\",Inventory!Q242)","v":""},{"$f":"IF(Inventory!R242=\"\",\"\",Inventory!R242)","v":""},{"$f":"IF(Inventory!S242=\"\",\"\",Inventory!S242)","v":""},{"$f":"IF(Inventory!T242=\"\",\"\",Inventory!T242)","v":""},{"$f":"IF(Inventory!U242=\"\",\"\",Inventory!U242)","v":""},{"$f":"IF(Inventory!V242=\"\",\"\",Inventory!V242)","v":""},{"$f":"IF(Inventory!W242=\"\",\"\",Inventory!W242)","v":""}]
[null,234,{"$f":"IF(Inventory!C243=\"\",\"\",Inventory!C243)","v":""},{"$f":"IF(Inventory!D243=\"\",\"\",Inventory!D243)","v":""},{"$f":"IF(Inventory!F243=\"\",\"\",Inventory!F243)","v":""},{"$f":"IF(Inventory!G243=\"\",\"\",Inventory!G243)","v":""},{"$f":"IF(Inventory!I243=\"\",\"\",Inventory!I243)","v":""},{"$f":"IF(Inventory!J243=\"\",\"\",Inventory!J243)","v":""},{"$f":"IF(Inventory!K243=\"\",\"\",Inventory!K243)","v":""},{"$f":"IF(Inventory!L243=\"\",\"\",Inventory!L243)","v":""},{"$f":"IF(Inventory!M243=\"\",\"\",Inventory!M243)","v":""},{"$f":"IF(Inventory!N243=\"\",\"\",Inventory!N243)","v":""},{"$f":"IF(Inventory!O243=\"\",\"\",Inventory!O243)","v":""},{"$f":"IF(Inventory!P243=\"\",\"\",Inventory!P243)","v":""},{"$f":"IF(Inventory!Q243=\"\",\"\",Inventory!Q243)","v":""},{"$f":"IF(Inventory!R243=\"\",\"\",Inventory!R243)","v":""},{"$f":"IF(Inventory!S243=\"\",\"\",Inventory!S243)","v":""},{"$f":"IF(Inventory!T243=\"\",\"\",Inventory!T243)","v":""},{"$f":"IF(Inventory!U243=\"\",\"\",Inventory!U243)","v":""},{"$f":"IF(Inventory!V243=\"\",\"\",Inventory!V243)","v":""},{"$f":"IF(Inventory!W243=\"\",\"\",Inventory!W243)","v":""}]
[null,235,{"$f":"IF(Inventory!C244=\"\",\"\",Inventory!C244)","v":""},{"$f":"IF(Inventory!D244=\"\",\"\",Inventory!D244)","v":""},{"$f":"IF(Inventory!F244=\"\",\"\",Inventory!F244)","v":""},{"$f":"IF(Inventory!G244=\"\",\"\",Inventory!G244)","v":""},{"$f":"IF(Inventory!I244=\"\",\"\",Inventory!I244)","v":""},{"$f":"IF(Inventory!J244=\"\",\"\",Inventory!J244)","v":""},{"$f":"IF(Inventory!K244=\"\",\"\",Inventory!K244)","v":""},{"$f":"IF(Inventory!L244=\"\",\"\",Inventory!L244)","v":""},{"$f":"IF(Inventory!M244=\"\",\"\",Inventory!M244)","v":""},{"$f":"IF(Inventory!N244=\"\",\"\",Inventory!N244)","v":""},{"$f":"IF(Inventory!O244=\"\",\"\",Inventory!O244)","v":""},{"$f":"IF(Inventory!P244=\"\",\"\",Inventory!P244)","v":""},{"$f":"IF(Inventory!Q244=\"\",\"\",Inventory!Q244)","v":""},{"$f":"IF(Inventory!R244=\"\",\"\",Inventory!R244)","v":""},{"$f":"IF(Inventory!S244=\"\",\"\",Inventory!S244)","v":""},{"$f":"IF(Inventory!T244=\"\",\"\",Inventory!T244)","v":""},{"$f":"IF(Inventory!U244=\"\",\"\",Inventory!U244)","v":""},{"$f":"IF(Inventory!V244=\"\",\"\",Inventory!V244)","v":""},{"$f":"IF(Inventory!W244=\"\",\"\",Inventory!W244)","v":""}]
[null,236,{"$f":"IF(Inventory!C245=\"\",\"\",Inventory!C245)","v":""},{"$f":"IF(Inventory!D245=\"\",\"\",Inventory!D245)","v":""},{"$f":"IF(Inventory!F245=\"\",\"\",Inventory!F245)","v":""},{"$f":"IF(Inventory!G245=\"\",\"\",Inventory!G245)","v":""},{"$f":"IF(Inventory!I245=\"\",\"\",Inventory!I245)","v":""},{"$f":"IF(Inventory!J245=\"\",\"\",Inventory!J245)","v":""},{"$f":"IF(Inventory!K245=\"\",\"\",Inventory!K245)","v":""},{"$f":"IF(Inventory!L245=\"\",\"\",Inventory!L245)","v":""},{"$f":"IF(Inventory!M245=\"\",\"\",Inventory!M245)","v":""},{"$f":"IF(Inventory!N245=\"\",\"\",Inventory!N245)","v":""},{"$f":"IF(Inventory!O245=\"\",\"\",Inventory!O245)","v":""},{"$f":"IF(Inventory!P245=\"\",\"\",Inventory!P245)","v":""},{"$f":"IF(Inventory!Q245=\"\",\"\",Inventory!Q245)","v":""},{"$f":"IF(Inventory!R245=\"\",\"\",Inventory!R245)","v":""},{"$f":"IF(Inventory!S245=\"\",\"\",Inventory!S245)","v":""},{"$f":"IF(Inventory!T245=\"\",\"\",Inventory!T245)","v":""},{"$f":"IF(Inventory!U245=\"\",\"\",Inventory!U245)","v":""},{"$f":"IF(Inventory!V245=\"\",\"\",Inventory!V245)","v":""},{"$f":"IF(Inventory!W245=\"\",\"\",Inventory!W245)","v":""}]
[null,237,{"$f":"IF(Inventory!C246=\"\",\"\",Inventory!C246)","v":""},{"$f":"IF(Inventory!D246=\"\",\"\",Inventory!D246)","v":""},{"$f":"IF(Inventory!F246=\"\",\"\",Inventory!F246)","v":""},{"$f":"IF(Inventory!G246=\"\",\"\",Inventory!G246)","v":""},{"$f":"IF(Inventory!I246=\"\",\"\",Inventory!I246)","v":""},{"$f":"IF(Inventory!J246=\"\",\"\",Inventory!J246)","v":""},{"$f":"IF(Inventory!K246=\"\",\"\",Inventory!K246)","v":""},{"$f":"IF(Inventory!L246=\"\",\"\",Inventory!L246)","v":""},{"$f":"IF(Inventory!M246=\"\",\"\",Inventory!M246)","v":""},{"$f":"IF(Inventory!N246=\"\",\"\",Inventory!N246)","v":""},{"$f":"IF(Inventory!O246=\"\",\"\",Inventory!O246)","v":""},{"$f":"IF(Inventory!P246=\"\",\"\",Inventory!P246)","v":""},{"$f":"IF(Inventory!Q246=\"\",\"\",Inventory!Q246)","v":""},{"$f":"IF(Inventory!R246=\"\",\"\",Inventory!R246)","v":""},{"$f":"IF(Inventory!S246=\"\",\"\",Inventory!S246)","v":""},{"$f":"IF(Inventory!T246=\"\",\"\",Inventory!T246)","v":""},{"$f":"IF(Inventory!U246=\"\",\"\",Inventory!U246)","v":""},{"$f":"IF(Inventory!V246=\"\",\"\",Inventory!V246)","v":""},{"$f":"IF(Inventory!W246=\"\",\"\",Inventory!W246)","v":""}]
[null,238,{"$f":"IF(Inventory!C247=\"\",\"\",Inventory!C247)","v":""},{"$f":"IF(Inventory!D247=\"\",\"\",Inventory!D247)","v":""},{"$f":"IF(Inventory!F247=\"\",\"\",Inventory!F247)","v":""},{"$f":"IF(Inventory!G247=\"\",\"\",Inventory!G247)","v":""},{"$f":"IF(Inventory!I247=\"\",\"\",Inventory!I247)","v":""},{"$f":"IF(Inventory!J247=\"\",\"\",Inventory!J247)","v":""},{"$f":"IF(Inventory!K247=\"\",\"\",Inventory!K247)","v":""},{"$f":"IF(Inventory!L247=\"\",\"\",Inventory!L247)","v":""},{"$f":"IF(Inventory!M247=\"\",\"\",Inventory!M247)","v":""},{"$f":"IF(Inventory!N247=\"\",\"\",Inventory!N247)","v":""},{"$f":"IF(Inventory!O247=\"\",\"\",Inventory!O247)","v":""},{"$f":"IF(Inventory!P247=\"\",\"\",Inventory!P247)","v":""},{"$f":"IF(Inventory!Q247=\"\",\"\",Inventory!Q247)","v":""},{"$f":"IF(Inventory!R247=\"\",\"\",Inventory!R247)","v":""},{"$f":"IF(Inventory!S247=\"\",\"\",Inventory!S247)","v":""},{"$f":"IF(Inventory!T247=\"\",\"\",Inventory!T247)","v":""},{"$f":"IF(Inventory!U247=\"\",\"\",Inventory!U247)","v":""},{"$f":"IF(Inventory!V247=\"\",\"\",Inventory!V247)","v":""},{"$f":"IF(Inventory!W247=\"\",\"\",Inventory!W247)","v":""}]
[null,239,{"$f":"IF(Inventory!C248=\"\",\"\",Inventory!C248)","v":""},{"$f":"IF(Inventory!D248=\"\",\"\",Inventory!D248)","v":""},{"$f":"IF(Inventory!F248=\"\",\"\",Inventory!F248)","v":""},{"$f":"IF(Inventory!G248=\"\",\"\",Inventory!G248)","v":""},{"$f":"IF(Inventory!I248=\"\",\"\",Inventory!I248)","v":""},{"$f":"IF(Inventory!J248=\"\",\"\",Inventory!J248)","v":""},{"$f":"IF(Inventory!K248=\"\",\"\",Inventory!K248)","v":""},{"$f":"IF(Inventory!L248=\"\",\"\",Inventory!L248)","v":""},{"$f":"IF(Inventory!M248=\"\",\"\",Inventory!M248)","v":""},{"$f":"IF(Inventory!N248=\"\",\"\",Inventory!N248)","v":""},{"$f":"IF(Inventory!O248=\"\",\"\",Inventory!O248)","v":""},{"$f":"IF(Inventory!P248=\"\",\"\",Inventory!P248)","v":""},{"$f":"IF(Inventory!Q248=\"\",\"\",Inventory!Q248)","v":""},{"$f":"IF(Inventory!R248=\"\",\"\",Inventory!R248)","v":""},{"$f":"IF(Inventory!S248=\"\",\"\",Inventory!S248)","v":""},{"$f":"IF(Inventory!T248=\"\",\"\",Inventory!T248)","v":""},{"$f":"IF(Inventory!U248=\"\",\"\",Inventory!U248)","v":""},{"$f":"IF(Inventory!V248=\"\",\"\",Inventory!V248)","v":""},{"$f":"IF(Inventory!W248=\"\",\"\",Inventory!W248)","v":""}]
[null,240,{"$f":"IF(Inventory!C249=\"\",\"\",Inventory!C249)","v":""},{"$f":"IF(Inventory!D249=\"\",\"\",Inventory!D249)","v":""},{"$f":"IF(Inventory!F249=\"\",\"\",Inventory!F249)","v":""},{"$f":"IF(Inventory!G249=\"\",\"\",Inventory!G249)","v":""},{"$f":"IF(Inventory!I249=\"\",\"\",Inventory!I249)","v":""},{"$f":"IF(Inventory!J249=\"\",\"\",Inventory!J249)","v":""},{"$f":"IF(Inventory!K249=\"\",\"\",Inventory!K249)","v":""},{"$f":"IF(Inventory!L249=\"\",\"\",Inventory!L249)","v":""},{"$f":"IF(Inventory!M249=\"\",\"\",Inventory!M249)","v":""},{"$f":"IF(Inventory!N249=\"\",\"\",Inventory!N249)","v":""},{"$f":"IF(Inventory!O249=\"\",\"\",Inventory!O249)","v":""},{"$f":"IF(Inventory!P249=\"\",\"\",Inventory!P249)","v":""},{"$f":"IF(Inventory!Q249=\"\",\"\",Inventory!Q249)","v":""},{"$f":"IF(Inventory!R249=\"\",\"\",Inventory!R249)","v":""},{"$f":"IF(Inventory!S249=\"\",\"\",Inventory!S249)","v":""},{"$f":"IF(Inventory!T249=\"\",\"\",Inventory!T249)","v":""},{"$f":"IF(Inventory!U249=\"\",\"\",Inventory!U249)","v":""},{"$f":"IF(Inventory!V249=\"\",\"\",Inventory!V249)","v":""},{"$f":"IF(Inventory!W249=\"\",\"\",Inventory!W249)","v":""}]
[null,241,{"$f":"IF(Inventory!C250=\"\",\"\",Inventory!C250)","v":""},{"$f":"IF(Inventory!D250=\"\",\"\",Inventory!D250)","v":""},{"$f":"IF(Inventory!F250=\"\",\"\",Inventory!F250)","v":""},{"$f":"IF(Inventory!G250=\"\",\"\",Inventory!G250)","v":""},{"$f":"IF(Inventory!I250=\"\",\"\",Inventory!I250)","v":""},{"$f":"IF(Inventory!J250=\"\",\"\",Inventory!J250)","v":""},{"$f":"IF(Inventory!K250=\"\",\"\",Inventory!K250)","v":""},{"$f":"IF(Inventory!L250=\"\",\"\",Inventory!L250)","v":""},{"$f":"IF(Inventory!M250=\"\",\"\",Inventory!M250)","v":""},{"$f":"IF(Inventory!N250=\"\",\"\",Inventory!N250)","v":""},{"$f":"IF(Inventory!O250=\"\",\"\",Inventory!O250)","v":""},{"$f":"IF(Inventory!P250=\"\",\"\",Inventory!P250)","v":""},{"$f":"IF(Inventory!Q250=\"\",\"\",Inventory!Q250)","v":""},{"$f":"IF(Inventory!R250=\"\",\"\",Inventory!R250)","v":""},{"$f":"IF(Inventory!S250=\"\",\"\",Inventory!S250)","v":""},{"$f":"IF(Inventory!T250=\"\",\"\",Inventory!T250)","v":""},{"$f":"IF(Inventory!U250=\"\",\"\",Inventory!U250)","v":""},{"$f":"IF(Inventory!V250=\"\",\"\",Inventory!V250)","v":""},{"$f":"IF(Inventory!W250=\"\",\"\",Inventory!W250)","v":""}]
[null,242,{"$f":"IF(Inventory!C251=\"\",\"\",Inventory!C251)","v":""},{"$f":"IF(Inventory!D251=\"\",\"\",Inventory!D251)","v":""},{"$f":"IF(Inventory!F251=\"\",\"\",Inventory!F251)","v":""},{"$f":"IF(Inventory!G251=\"\",\"\",Inventory!G251)","v":""},{"$f":"IF(Inventory!I251=\"\",\"\",Inventory!I251)","v":""},{"$f":"IF(Inventory!J251=\"\",\"\",Inventory!J251)","v":""},{"$f":"IF(Inventory!K251=\"\",\"\",Inventory!K251)","v":""},{"$f":"IF(Inventory!L251=\"\",\"\",Inventory!L251)","v":""},{"$f":"IF(Inventory!M251=\"\",\"\",Inventory!M251)","v":""},{"$f":"IF(Inventory!N251=\"\",\"\",Inventory!N251)","v":""},{"$f":"IF(Inventory!O251=\"\",\"\",Inventory!O251)","v":""},{"$f":"IF(Inventory!P251=\"\",\"\",Inventory!P251)","v":""},{"$f":"IF(Inventory!Q251=\"\",\"\",Inventory!Q251)","v":""},{"$f":"IF(Inventory!R251=\"\",\"\",Inventory!R251)","v":""},{"$f":"IF(Inventory!S251=\"\",\"\",Inventory!S251)","v":""},{"$f":"IF(Inventory!T251=\"\",\"\",Inventory!T251)","v":""},{"$f":"IF(Inventory!U251=\"\",\"\",Inventory!U251)","v":""},{"$f":"IF(Inventory!V251=\"\",\"\",Inventory!V251)","v":""},{"$f":"IF(Inventory!W251=\"\",\"\",Inventory!W251)","v":""}]
[null,243,{"$f":"IF(Inventory!C252=\"\",\"\",Inventory!C252)","v":""},{"$f":"IF(Inventory!D252=\"\",\"\",Inventory!D252)","v":""},{"$f":"IF(Inventory!F252=\"\",\"\",Inventory!F252)","v":""},{"$f":"IF(Inventory!G252=\"\",\"\",Inventory!G252)","v":""},{"$f":"IF(Inventory!I252=\"\",\"\",Inventory!I252)","v":""},{"$f":"IF(Inventory!J252=\"\",\"\",Inventory!J252)","v":""},{"$f":"IF(Inventory!K252=\"\",\"\",Inventory!K252)","v":""},{"$f":"IF(Inventory!L252=\"\",\"\",Inventory!L252)","v":""},{"$f":"IF(Inventory!M252=\"\",\"\",Inventory!M252)","v":""},{"$f":"IF(Inventory!N252=\"\",\"\",Inventory!N252)","v":""},{"$f":"IF(Inventory!O252=\"\",\"\",Inventory!O252)","v":""},{"$f":"IF(Inventory!P252=\"\",\"\",Inventory!P252)","v":""},{"$f":"IF(Inventory!Q252=\"\",\"\",Inventory!Q252)","v":""},{"$f":"IF(Inventory!R252=\"\",\"\",Inventory!R252)","v":""},{"$f":"IF(Inventory!S252=\"\",\"\",Inventory!S252)","v":""},{"$f":"IF(Inventory!T252=\"\",\"\",Inventory!T252)","v":""},{"$f":"IF(Inventory!U252=\"\",\"\",Inventory!U252)","v":""},{"$f":"IF(Inventory!V252=\"\",\"\",Inventory!V252)","v":""},{"$f":"IF(Inventory!W252=\"\",\"\",Inventory!W252)","v":""}]
[null,244,{"$f":"IF(Inventory!C253=\"\",\"\",Inventory!C253)","v":""},{"$f":"IF(Inventory!D253=\"\",\"\",Inventory!D253)","v":""},{"$f":"IF(Inventory!F253=\"\",\"\",Inventory!F253)","v":""},{"$f":"IF(Inventory!G253=\"\",\"\",Inventory!G253)","v":""},{"$f":"IF(Inventory!I253=\"\",\"\",Inventory!I253)","v":""},{"$f":"IF(Inventory!J253=\"\",\"\",Inventory!J253)","v":""},{"$f":"IF(Inventory!K253=\"\",\"\",Inventory!K253)","v":""},{"$f":"IF(Inventory!L253=\"\",\"\",Inventory!L253)","v":""},{"$f":"IF(Inventory!M253=\"\",\"\",Inventory!M253)","v":""},{"$f":"IF(Inventory!N253=\"\",\"\",Inventory!N253)","v":""},{"$f":"IF(Inventory!O253=\"\",\"\",Inventory!O253)","v":""},{"$f":"IF(Inventory!P253=\"\",\"\",Inventory!P253)","v":""},{"$f":"IF(Inventory!Q253=\"\",\"\",Inventory!Q253)","v":""},{"$f":"IF(Inventory!R253=\"\",\"\",Inventory!R253)","v":""},{"$f":"IF(Inventory!S253=\"\",\"\",Inventory!S253)","v":""},{"$f":"IF(Inventory!T253=\"\",\"\",Inventory!T253)","v":""},{"$f":"IF(Inventory!U253=\"\",\"\",Inventory!U253)","v":""},{"$f":"IF(Inventory!V253=\"\",\"\",Inventory!V253)","v":""},{"$f":"IF(Inventory!W253=\"\",\"\",Inventory!W253)","v":""}]
[null,245,{"$f":"IF(Inventory!C254=\"\",\"\",Inventory!C254)","v":""},{"$f":"IF(Inventory!D254=\"\",\"\",Inventory!D254)","v":""},{"$f":"IF(Inventory!F254=\"\",\"\",Inventory!F254)","v":""},{"$f":"IF(Inventory!G254=\"\",\"\",Inventory!G254)","v":""},{"$f":"IF(Inventory!I254=\"\",\"\",Inventory!I254)","v":""},{"$f":"IF(Inventory!J254=\"\",\"\",Inventory!J254)","v":""},{"$f":"IF(Inventory!K254=\"\",\"\",Inventory!K254)","v":""},{"$f":"IF(Inventory!L254=\"\",\"\",Inventory!L254)","v":""},{"$f":"IF(Inventory!M254=\"\",\"\",Inventory!M254)","v":""},{"$f":"IF(Inventory!N254=\"\",\"\",Inventory!N254)","v":""},{"$f":"IF(Inventory!O254=\"\",\"\",Inventory!O254)","v":""},{"$f":"IF(Inventory!P254=\"\",\"\",Inventory!P254)","v":""},{"$f":"IF(Inventory!Q254=\"\",\"\",Inventory!Q254)","v":""},{"$f":"IF(Inventory!R254=\"\",\"\",Inventory!R254)","v":""},{"$f":"IF(Inventory!S254=\"\",\"\",Inventory!S254)","v":""},{"$f":"IF(Inventory!T254=\"\",\"\",Inventory!T254)","v":""},{"$f":"IF(Inventory!U254=\"\",\"\",Inventory!U254)","v":""},{"$f":"IF(Inventory!V254=\"\",\"\",Inventory!V254)","v":""},{"$f":"IF(Inventory!W254=\"\",\"\",Inventory!W254)","v":""}]
[null,246,{"$f":"IF(Inventory!C255=\"\",\"\",Inventory!C255)","v":""},{"$f":"IF(Inventory!D255=\"\",\"\",Inventory!D255)","v":""},{"$f":"IF(Inventory!F255=\"\",\"\",Inventory!F255)","v":""},{"$f":"IF(Inventory!G255=\"\",\"\",Inventory!G255)","v":""},{"$f":"IF(Inventory!I255=\"\",\"\",Inventory!I255)","v":""},{"$f":"IF(Inventory!J255=\"\",\"\",Inventory!J255)","v":""},{"$f":"IF(Inventory!K255=\"\",\"\",Inventory!K255)","v":""},{"$f":"IF(Inventory!L255=\"\",\"\",Inventory!L255)","v":""},{"$f":"IF(Inventory!M255=\"\",\"\",Inventory!M255)","v":""},{"$f":"IF(Inventory!N255=\"\",\"\",Inventory!N255)","v":""},{"$f":"IF(Inventory!O255=\"\",\"\",Inventory!O255)","v":""},{"$f":"IF(Inventory!P255=\"\",\"\",Inventory!P255)","v":""},{"$f":"IF(Inventory!Q255=\"\",\"\",Inventory!Q255)","v":""},{"$f":"IF(Inventory!R255=\"\",\"\",Inventory!R255)","v":""},{"$f":"IF(Inventory!S255=\"\",\"\",Inventory!S255)","v":""},{"$f":"IF(Inventory!T255=\"\",\"\",Inventory!T255)","v":""},{"$f":"IF(Inventory!U255=\"\",\"\",Inventory!U255)","v":""},{"$f":"IF(Inventory!V255=\"\",\"\",Inventory!V255)","v":""},{"$f":"IF(Inventory!W255=\"\",\"\",Inventory!W255)","v":""}]
[null,247,{"$f":"IF(Inventory!C256=\"\",\"\",Inventory!C256)","v":""},{"$f":"IF(Inventory!D256=\"\",\"\",Inventory!D256)","v":""},{"$f":"IF(Inventory!F256=\"\",\"\",Inventory!F256)","v":""},{"$f":"IF(Inventory!G256=\"\",\"\",Inventory!G256)","v":""},{"$f":"IF(Inventory!I256=\"\",\"\",Inventory!I256)","v":""},{"$f":"IF(Inventory!J256=\"\",\"\",Inventory!J256)","v":""},{"$f":"IF(Inventory!K256=\"\",\"\",Inventory!K256)","v":""},{"$f":"IF(Inventory!L256=\"\",\"\",Inventory!L256)","v":""},{"$f":"IF(Inventory!M256=\"\",\"\",Inventory!M256)","v":""},{"$f":"IF(Inventory!N256=\"\",\"\",Inventory!N256)","v":""},{"$f":"IF(Inventory!O256=\"\",\"\",Inventory!O256)","v":""},{"$f":"IF(Inventory!P256=\"\",\"\",Inventory!P256)","v":""},{"$f":"IF(Inventory!Q256=\"\",\"\",Inventory!Q256)","v":""},{"$f":"IF(Inventory!R256=\"\",\"\",Inventory!R256)","v":""},{"$f":"IF(Inventory!S256=\"\",\"\",Inventory!S256)","v":""},{"$f":"IF(Inventory!T256=\"\",\"\",Inventory!T256)","v":""},{"$f":"IF(Inventory!U256=\"\",\"\",Inventory!U256)","v":""},{"$f":"IF(Inventory!V256=\"\",\"\",Inventory!V256)","v":""},{"$f":"IF(Inventory!W256=\"\",\"\",Inventory!W256)","v":""}]
[null,248,{"$f":"IF(Inventory!C257=\"\",\"\",Inventory!C257)","v":""},{"$f":"IF(Inventory!D257=\"\",\"\",Inventory!D257)","v":""},{"$f":"IF(Inventory!F257=\"\",\"\",Inventory!F257)","v":""},{"$f":"IF(Inventory!G257=\"\",\"\",Inventory!G257)","v":""},{"$f":"IF(Inventory!I257=\"\",\"\",Inventory!I257)","v":""},{"$f":"IF(Inventory!J257=\"\",\"\",Inventory!J257)","v":""},{"$f":"IF(Inventory!K257=\"\",\"\",Inventory!K257)","v":""},{"$f":"IF(Inventory!L257=\"\",\"\",Inventory!L257)","v":""},{"$f":"IF(Inventory!M257=\"\",\"\",Inventory!M257)","v":""},{"$f":"IF(Inventory!N257=\"\",\"\",Inventory!N257)","v":""},{"$f":"IF(Inventory!O257=\"\",\"\",Inventory!O257)","v":""},{"$f":"IF(Inventory!P257=\"\",\"\",Inventory!P257)","v":""},{"$f":"IF(Inventory!Q257=\"\",\"\",Inventory!Q257)","v":""},{"$f":"IF(Inventory!R257=\"\",\"\",Inventory!R257)","v":""},{"$f":"IF(Inventory!S257=\"\",\"\",Inventory!S257)","v":""},{"$f":"IF(Inventory!T257=\"\",\"\",Inventory!T257)","v":""},{"$f":"IF(Inventory!U257=\"\",\"\",Inventory!U257)","v":""},{"$f":"IF(Inventory!V257=\"\",\"\",Inventory!V257)","v":""},{"$f":"IF(Inventory!W257=\"\",\"\",Inventory!W257)","v":""}]
[null,249,{"$f":"IF(Inventory!C258=\"\",\"\",Inventory!C258)","v":""},{"$f":"IF(Inventory!D258=\"\",\"\",Inventory!D258)","v":""},{"$f":"IF(Inventory!F258=\"\",\"\",Inventory!F258)","v":""},{"$f":"IF(Inventory!G258=\"\",\"\",Inventory!G258)","v":""},{"$f":"IF(Inventory!I258=\"\",\"\",Inventory!I258)","v":""},{"$f":"IF(Inventory!J258=\"\",\"\",Inventory!J258)","v":""},{"$f":"IF(Inventory!K258=\"\",\"\",Inventory!K258)","v":""},{"$f":"IF(Inventory!L258=\"\",\"\",Inventory!L258)","v":""},{"$f":"IF(Inventory!M258=\"\",\"\",Inventory!M258)","v":""},{"$f":"IF(Inventory!N258=\"\",\"\",Inventory!N258)","v":""},{"$f":"IF(Inventory!O258=\"\",\"\",Inventory!O258)","v":""},{"$f":"IF(Inventory!P258=\"\",\"\",Inventory!P258)","v":""},{"$f":"IF(Inventory!Q258=\"\",\"\",Inventory!Q258)","v":""},{"$f":"IF(Inventory!R258=\"\",\"\",Inventory!R258)","v":""},{"$f":"IF(Inventory!S258=\"\",\"\",Inventory!S258)","v":""},{"$f":"IF(Inventory!T258=\"\",\"\",Inventory!T258)","v":""},{"$f":"IF(Inventory!U258=\"\",\"\",Inventory!U258)","v":""},{"$f":"IF(Inventory!V258=\"\",\"\",Inventory!V258)","v":""},{"$f":"IF(Inventory!W258=\"\",\"\",Inventory!W258)","v":""}]
[null,250,{"$f":"IF(Inventory!C259=\"\",\"\",Inventory!C259)","v":""},{"$f":"IF(Inventory!D259=\"\",\"\",Inventory!D259)","v":""},{"$f":"IF(Inventory!F259=\"\",\"\",Inventory!F259)","v":""},{"$f":"IF(Inventory!G259=\"\",\"\",Inventory!G259)","v":""},{"$f":"IF(Inventory!I259=\"\",\"\",Inventory!I259)","v":""},{"$f":"IF(Inventory!J259=\"\",\"\",Inventory!J259)","v":""},{"$f":"IF(Inventory!K259=\"\",\"\",Inventory!K259)","v":""},{"$f":"IF(Inventory!L259=\"\",\"\",Inventory!L259)","v":""},{"$f":"IF(Inventory!M259=\"\",\"\",Inventory!M259)","v":""},{"$f":"IF(Inventory!N259=\"\",\"\",Inventory!N259)","v":""},{"$f":"IF(Inventory!O259=\"\",\"\",Inventory!O259)","v":""},{"$f":"IF(Inventory!P259=\"\",\"\",Inventory!P259)","v":""},{"$f":"IF(Inventory!Q259=\"\",\"\",Inventory!Q259)","v":""},{"$f":"IF(Inventory!R259=\"\",\"\",Inventory!R259)","v":""},{"$f":"IF(Inventory!S259=\"\",\"\",Inventory!S259)","v":""},{"$f":"IF(Inventory!T259=\"\",\"\",Inventory!T259)","v":""},{"$f":"IF(Inventory!U259=\"\",\"\",Inventory!U259)","v":""},{"$f":"IF(Inventory!V259=\"\",\"\",Inventory!V259)","v":""},{"$f":"IF(Inventory!W259=\"\",\"\",Inventory!W259)","v":""}]

{"sheet":"Post-Inspection","index":7,"n_rows":256,"n_cols":24,"rows_kept":256,"cut":false,"hidden":false,"merged":[[4,4,5,4],[4,5,5,5],[4,6,5,6],[3,1,5,1],[3,2,5,2],[3,3,5,3],[3,4,3,22],[4,16,5,16],[4,7,5,7],[4,13,5,13],[4,14,5,14],[4,15,5,15],[4,9,4,10],[3,23,5,23],[4,17,5,17],[4,18,5,18],[4,19,5,19],[4,20,5,20],[4,21,5,21],[4,22,5,22]]}
[]
[null,{"$f":"Inventory!B2","v":"2024"},{"$f":"Inventory!C2","v":"Commercial A/C Evaluator Survey Form (ACE)"}]
[]
[null,null,"Project Type\n(select from list)","Building Type\n(select from list)","Installed Equipment",null,null,null,null,null,null,null,null,null,null,null,null,null,null,null,null,null,null,"Inspected?"]
[null,null,null,null,"Manufacturer","AHRI\nReference #","Model #","System\nType","DX AC/HP\nOnly","Chillers Only",null,"VRF HP\nOnly","PTAC/\nPTHP\nOnly","Cooling\nCapacity/\nUnit","Cooling\nCapacity\nType","Heating\nCapacity/\nUnit","Heating\nCapacity\nType","# of\nUnits","Cooling FL\nEfficiency\nRating\n(in EER\nor kW/ton)","Cooling PL\nEfficiency\nRating\n(in SEER, IEER,\nor IPLV)","Cooling\nRating\nFormat","Heating\nEfficiency\nRating\n(in HSPF\nor COP)","Heating\nRating\nFormat"]
[null,null,null,null,null,null,null,null,"Split/\nPackaged?","Compressor\nType","Horsepower\nof auxillary\nequipment","w/ Heat\nRecovery?","Std.\nSize?"]
[null,1,{"$f":"IF(Inventory!C10=\"\",\"\",Inventory!C10)","v":""},{"$f":"IF(Inventory!D10=\"\",\"\",Inventory!D10)","v":""},{"$f":"IF(Inventory!X10=\"\",\"\",Inventory!X10)","v":""},{"$f":"IF(Inventory!Y10=\"\",\"\",Inventory!Y10)","v":""},{"$f":"IF(Inventory!Z10=\"\",\"\",Inventory!Z10)","v":""},{"$f":"IF(Inventory!AB10=\"\",\"\",Inventory!AB10)","v":""},{"$f":"IF(Inventory!AC10=\"\",\"\",Inventory!AC10)","v":""},{"$f":"IF(Inventory!AD10=\"\",\"\",Inventory!AD10)","v":""},{"$f":"IF(Inventory!AE10=\"\",\"\",Inventory!AE10)","v":""},{"$f":"IF(Inventory!AF10=\"\",\"\",Inventory!AF10)","v":""},{"$f":"IF(Inventory!AG10=\"\",\"\",Inventory!AG10)","v":""},{"$f":"IF(Inventory!AH10=\"\",\"\",Inventory!AH10)","v":""},{"$f":"IF(Inventory!AI10=\"\",\"\",Inventory!AI10)","v":""},{"$f":"IF(Inventory!AJ10=\"\",\"\",Inventory!AJ10)","v":""},{"$f":"IF(Inventory!AK10=\"\",\"\",Inventory!AK10)","v":""},{"$f":"IF(Inventory!AL10=\"\",\"\",Inventory!AL10)","v":""},{"$f":"IF(Inventory!AM10=\"\",\"\",Inventory!AM10)","v":""},{"$f":"IF(Inventory!AN10=\"\",\"\",Inventory!AN10)","v":""},{"$f":"IF(Inventory!AO10=\"\",\"\",Inventory!AO10)","v":""},{"$f":"IF(Inventory!AP10=\"\",\"\",Inventory!AP10)","v":""},{"$f":"IF(Inventory!AQ10=\"\",\"\",Inventory!AQ10)","v":""}]
[null,2,{"$f":"IF(Inventory!C11=\"\",\"\",Inventory!C11)","v":""},{"$f":"IF(Inventory!D11=\"\",\"\",Inventory!D11)","v":""},{"$f":"IF(Inventory!X11=\"\",\"\",Inventory!X11)","v":""},{"$f":"IF(Inventory!Y11=\"\",\"\",Inventory!Y11)","v":""},{"$f":"IF(Inventory!Z11=\"\",\"\",Inventory!Z11)","v":""},{"$f":"IF(Inventory!AB11=\"\",\"\",Inventory!AB11)","v":""},{"$f":"IF(Inventory!AC11=\"\",\"\",Inventory!AC11)","v":""},{"$f":"IF(Inventory!AD11=\"\",\"\",Inventory!AD11)","v":""},{"$f":"IF(Inventory!AE11=\"\",\"\",Inventory!AE11)","v":""},{"$f":"IF(Inventory!AF11=\"\",\"\",Inventory!AF11)","v":""},{"$f":"IF(Inventory!AG11=\"\",\"\",Inventory!AG11)","v":""},{"$f":"IF(Inventory!AH11=\"\",\"\",Inventory!AH11)","v":""},{"$f":"IF(Inventory!AI11=\"\",\"\",Inventory!AI11)","v":""},{"$f":"IF(Inventory!AJ11=\"\",\"\",Inventory!AJ11)","v":""},{"$f":"IF(Inventory!AK11=\"\",\"\",Inventory!AK11)","v":""},{"$f":"IF(Inventory!AL11=\"\",\"\",Inventory!AL11)","v":""},{"$f":"IF(Inventory!AM11=\"\",\"\",Inventory!AM11)","v":""},{"$f":"IF(Inventory!AN11=\"\",\"\",Inventory!AN11)","v":""},{"$f":"IF(Inventory!AO11=\"\",\"\",Inventory!AO11)","v":""},{"$f":"IF(Inventory!AP11=\"\",\"\",Inventory!AP11)","v":""},{"$f":"IF(Inventory!AQ11=\"\",\"\",Inventory!AQ11)","v":""}]
[null,3,{"$f":"IF(Inventory!C12=\"\",\"\",Inventory!C12)","v":""},{"$f":"IF(Inventory!D12=\"\",\"\",Inventory!D12)","v":""},{"$f":"IF(Inventory!X12=\"\",\"\",Inventory!X12)","v":""},{"$f":"IF(Inventory!Y12=\"\",\"\",Inventory!Y12)","v":""},{"$f":"IF(Inventory!Z12=\"\",\"\",Inventory!Z12)","v":""},{"$f":"IF(Inventory!AB12=\"\",\"\",Inventory!AB12)","v":""},{"$f":"IF(Inventory!AC12=\"\",\"\",Inventory!AC12)","v":""},{"$f":"IF(Inventory!AD12=\"\",\"\",Inventory!AD12)","v":""},{"$f":"IF(Inventory!AE12=\"\",\"\",Inventory!AE12)","v":""},{"$f":"IF(Inventory!AF12=\"\",\"\",Inventory!AF12)","v":""},{"$f":"IF(Inventory!AG12=\"\",\"\",Inventory!AG12)","v":""},{"$f":"IF(Inventory!AH12=\"\",\"\",Inventory!AH12)","v":""},{"$f":"IF(Inventory!AI12=\"\",\"\",Inventory!AI12)","v":""},{"$f":"IF(Inventory!AJ12=\"\",\"\",Inventory!AJ12)","v":""},{"$f":"IF(Inventory!AK12=\"\",\"\",Inventory!AK12)","v":""},{"$f":"IF(Inventory!AL12=\"\",\"\",Inventory!AL12)","v":""},{"$f":"IF(Inventory!AM12=\"\",\"\",Inventory!AM12)","v":""},{"$f":"IF(Inventory!AN12=\"\",\"\",Inventory!AN12)","v":""},{"$f":"IF(Inventory!AO12=\"\",\"\",Inventory!AO12)","v":""},{"$f":"IF(Inventory!AP12=\"\",\"\",Inventory!AP12)","v":""},{"$f":"IF(Inventory!AQ12=\"\",\"\",Inventory!AQ12)","v":""}]
[null,4,{"$f":"IF(Inventory!C13=\"\",\"\",Inventory!C13)","v":""},{"$f":"IF(Inventory!D13=\"\",\"\",Inventory!D13)","v":""},{"$f":"IF(Inventory!X13=\"\",\"\",Inventory!X13)","v":""},{"$f":"IF(Inventory!Y13=\"\",\"\",Inventory!Y13)","v":""},{"$f":"IF(Inventory!Z13=\"\",\"\",Inventory!Z13)","v":""},{"$f":"IF(Inventory!AB13=\"\",\"\",Inventory!AB13)","v":""},{"$f":"IF(Inventory!AC13=\"\",\"\",Inventory!AC13)","v":""},{"$f":"IF(Inventory!AD13=\"\",\"\",Inventory!AD13)","v":""},{"$f":"IF(Inventory!AE13=\"\",\"\",Inventory!AE13)","v":""},{"$f":"IF(Inventory!AF13=\"\",\"\",Inventory!AF13)","v":""},{"$f":"IF(Inventory!AG13=\"\",\"\",Inventory!AG13)","v":""},{"$f":"IF(Inventory!AH13=\"\",\"\",Inventory!AH13)","v":""},{"$f":"IF(Inventory!AI13=\"\",\"\",Inventory!AI13)","v":""},{"$f":"IF(Inventory!AJ13=\"\",\"\",Inventory!AJ13)","v":""},{"$f":"IF(Inventory!AK13=\"\",\"\",Inventory!AK13)","v":""},{"$f":"IF(Inventory!AL13=\"\",\"\",Inventory!AL13)","v":""},{"$f":"IF(Inventory!AM13=\"\",\"\",Inventory!AM13)","v":""},{"$f":"IF(Inventory!AN13=\"\",\"\",Inventory!AN13)","v":""},{"$f":"IF(Inventory!AO13=\"\",\"\",Inventory!AO13)","v":""},{"$f":"IF(Inventory!AP13=\"\",\"\",Inventory!AP13)","v":""},{"$f":"IF(Inventory!AQ13=\"\",\"\",Inventory!AQ13)","v":""}]
[null,5,{"$f":"IF(Inventory!C14=\"\",\"\",Inventory!C14)","v":""},{"$f":"IF(Inventory!D14=\"\",\"\",Inventory!D14)","v":""},{"$f":"IF(Inventory!X14=\"\",\"\",Inventory!X14)","v":""},{"$f":"IF(Inventory!Y14=\"\",\"\",Inventory!Y14)","v":""},{"$f":"IF(Inventory!Z14=\"\",\"\",Inventory!Z14)","v":""},{"$f":"IF(Inventory!AB14=\"\",\"\",Inventory!AB14)","v":""},{"$f":"IF(Inventory!AC14=\"\",\"\",Inventory!AC14)","v":""},{"$f":"IF(Inventory!AD14=\"\",\"\",Inventory!AD14)","v":""},{"$f":"IF(Inventory!AE14=\"\",\"\",Inventory!AE14)","v":""},{"$f":"IF(Inventory!AF14=\"\",\"\",Inventory!AF14)","v":""},{"$f":"IF(Inventory!AG14=\"\",\"\",Inventory!AG14)","v":""},{"$f":"IF(Inventory!AH14=\"\",\"\",Inventory!AH14)","v":""},{"$f":"IF(Inventory!AI14=\"\",\"\",Inventory!AI14)","v":""},{"$f":"IF(Inventory!AJ14=\"\",\"\",Inventory!AJ14)","v":""},{"$f":"IF(Inventory!AK14=\"\",\"\",Inventory!AK14)","v":""},{"$f":"IF(Inventory!AL14=\"\",\"\",Inventory!AL14)","v":""},{"$f":"IF(Inventory!AM14=\"\",\"\",Inventory!AM14)","v":""},{"$f":"IF(Inventory!AN14=\"\",\"\",Inventory!AN14)","v":""},{"$f":"IF(Inventory!AO14=\"\",\"\",Inventory!AO14)","v":""},{"$f":"IF(Inventory!AP14=\"\",\"\",Inventory!AP14)","v":""},{"$f":"IF(Inventory!AQ14=\"\",\"\",Inventory!AQ14)","v":""}]
[null,6,{"$f":"IF(Inventory!C15=\"\",\"\",Inventory!C15)","v":""},{"$f":"IF(Inventory!D15=\"\",\"\",Inventory!D15)","v":""},{"$f":"IF(Inventory!X15=\"\",\"\",Inventory!X15)","v":""},{"$f":"IF(Inventory!Y15=\"\",\"\",Inventory!Y15)","v":""},{"$f":"IF(Inventory!Z15=\"\",\"\",Inventory!Z15)","v":""},{"$f":"IF(Inventory!AB15=\"\",\"\",Inventory!AB15)","v":""},{"$f":"IF(Inventory!AC15=\"\",\"\",Inventory!AC15)","v":""},{"$f":"IF(Inventory!AD15=\"\",\"\",Inventory!AD15)","v":""},{"$f":"IF(Inventory!AE15=\"\",\"\",Inventory!AE15)","v":""},{"$f":"IF(Inventory!AF15=\"\",\"\",Inventory!AF15)","v":""},{"$f":"IF(Inventory!AG15=\"\",\"\",Inventory!AG15)","v":""},{"$f":"IF(Inventory!AH15=\"\",\"\",Inventory!AH15)","v":""},{"$f":"IF(Inventory!AI15=\"\",\"\",Inventory!AI15)","v":""},{"$f":"IF(Inventory!AJ15=\"\",\"\",Inventory!AJ15)","v":""},{"$f":"IF(Inventory!AK15=\"\",\"\",Inventory!AK15)","v":""},{"$f":"IF(Inventory!AL15=\"\",\"\",Inventory!AL15)","v":""},{"$f":"IF(Inventory!AM15=\"\",\"\",Inventory!AM15)","v":""},{"$f":"IF(Inventory!AN15=\"\",\"\",Inventory!AN15)","v":""},{"$f":"IF(Inventory!AO15=\"\",\"\",Inventory!AO15)","v":""},{"$f":"IF(Inventory!AP15=\"\",\"\",Inventory!AP15)","v":""},{"$f":"IF(Inventory!AQ15=\"\",\"\",Inventory!AQ15)","v":""}]
[null,7,{"$f":"IF(Inventory!C16=\"\",\"\",Inventory!C16)","v":""},{"$f":"IF(Inventory!D16=\"\",\"\",Inventory!D16)","v":""},{"$f":"IF(Inventory!X16=\"\",\"\",Inventory!X16)","v":""},{"$f":"IF(Inventory!Y16=\"\",\"\",Inventory!Y16)","v":""},{"$f":"IF(Inventory!Z16=\"\",\"\",Inventory!Z16)","v":""},{"$f":"IF(Inventory!AB16=\"\",\"\",Inventory!AB16)","v":""},{"$f":"IF(Inventory!AC16=\"\",\"\",Inventory!AC16)","v":""},{"$f":"IF(Inventory!AD16=\"\",\"\",Inventory!AD16)","v":""},{"$f":"IF(Inventory!AE16=\"\",\"\",Inventory!AE16)","v":""},{"$f":"IF(Inventory!AF16=\"\",\"\",Inventory!AF16)","v":""},{"$f":"IF(Inventory!AG16=\"\",\"\",Inventory!AG16)","v":""},{"$f":"IF(Inventory!AH16=\"\",\"\",Inventory!AH16)","v":""},{"$f":"IF(Inventory!AI16=\"\",\"\",Inventory!AI16)","v":""},{"$f":"IF(Inventory!AJ16=\"\",\"\",Inventory!AJ16)","v":""},{"$f":"IF(Inventory!AK16=\"\",\"\",Inventory!AK16)","v":""},{"$f":"IF(Inventory!AL16=\"\",\"\",Inventory!AL16)","v":""},{"$f":"IF(Inventory!AM16=\"\",\"\",Inventory!AM16)","v":""},{"$f":"IF(Inventory!AN16=\"\",\"\",Inventory!AN16)","v":""},{"$f":"IF(Inventory!AO16=\"\",\"\",Inventory!AO16)","v":""},{"$f":"IF(Inventory!AP16=\"\",\"\",Inventory!AP16)","v":""},{"$f":"IF(Inventory!AQ16=\"\",\"\",Inventory!AQ16)","v":""}]
[null,8,{"$f":"IF(Inventory!C17=\"\",\"\",Inventory!C17)","v":""},{"$f":"IF(Inventory!D17=\"\",\"\",Inventory!D17)","v":""},{"$f":"IF(Inventory!X17=\"\",\"\",Inventory!X17)","v":""},{"$f":"IF(Inventory!Y17=\"\",\"\",Inventory!Y17)","v":""},{"$f":"IF(Inventory!Z17=\"\",\"\",Inventory!Z17)","v":""},{"$f":"IF(Inventory!AB17=\"\",\"\",Inventory!AB17)","v":""},{"$f":"IF(Inventory!AC17=\"\",\"\",Inventory!AC17)","v":""},{"$f":"IF(Inventory!AD17=\"\",\"\",Inventory!AD17)","v":""},{"$f":"IF(Inventory!AE17=\"\",\"\",Inventory!AE17)","v":""},{"$f":"IF(Inventory!AF17=\"\",\"\",Inventory!AF17)","v":""},{"$f":"IF(Inventory!AG17=\"\",\"\",Inventory!AG17)","v":""},{"$f":"IF(Inventory!AH17=\"\",\"\",Inventory!AH17)","v":""},{"$f":"IF(Inventory!AI17=\"\",\"\",Inventory!AI17)","v":""},{"$f":"IF(Inventory!AJ17=\"\",\"\",Inventory!AJ17)","v":""},{"$f":"IF(Inventory!AK17=\"\",\"\",Inventory!AK17)","v":""},{"$f":"IF(Inventory!AL17=\"\",\"\",Inventory!AL17)","v":""},{"$f":"IF(Inventory!AM17=\"\",\"\",Inventory!AM17)","v":""},{"$f":"IF(Inventory!AN17=\"\",\"\",Inventory!AN17)","v":""},{"$f":"IF(Inventory!AO17=\"\",\"\",Inventory!AO17)","v":""},{"$f":"IF(Inventory!AP17=\"\",\"\",Inventory!AP17)","v":""},{"$f":"IF(Inventory!AQ17=\"\",\"\",Inventory!AQ17)","v":""}]
[null,9,{"$f":"IF(Inventory!C18=\"\",\"\",Inventory!C18)","v":""},{"$f":"IF(Inventory!D18=\"\",\"\",Inventory!D18)","v":""},{"$f":"IF(Inventory!X18=\"\",\"\",Inventory!X18)","v":""},{"$f":"IF(Inventory!Y18=\"\",\"\",Inventory!Y18)","v":""},{"$f":"IF(Inventory!Z18=\"\",\"\",Inventory!Z18)","v":""},{"$f":"IF(Inventory!AB18=\"\",\"\",Inventory!AB18)","v":""},{"$f":"IF(Inventory!AC18=\"\",\"\",Inventory!AC18)","v":""},{"$f":"IF(Inventory!AD18=\"\",\"\",Inventory!AD18)","v":""},{"$f":"IF(Inventory!AE18=\"\",\"\",Inventory!AE18)","v":""},{"$f":"IF(Inventory!AF18=\"\",\"\",Inventory!AF18)","v":""},{"$f":"IF(Inventory!AG18=\"\",\"\",Inventory!AG18)","v":""},{"$f":"IF(Inventory!AH18=\"\",\"\",Inventory!AH18)","v":""},{"$f":"IF(Inventory!AI18=\"\",\"\",Inventory!AI18)","v":""},{"$f":"IF(Inventory!AJ18=\"\",\"\",Inventory!AJ18)","v":""},{"$f":"IF(Inventory!AK18=\"\",\"\",Inventory!AK18)","v":""},{"$f":"IF(Inventory!AL18=\"\",\"\",Inventory!AL18)","v":""},{"$f":"IF(Inventory!AM18=\"\",\"\",Inventory!AM18)","v":""},{"$f":"IF(Inventory!AN18=\"\",\"\",Inventory!AN18)","v":""},{"$f":"IF(Inventory!AO18=\"\",\"\",Inventory!AO18)","v":""},{"$f":"IF(Inventory!AP18=\"\",\"\",Inventory!AP18)","v":""},{"$f":"IF(Inventory!AQ18=\"\",\"\",Inventory!AQ18)","v":""}]
[null,10,{"$f":"IF(Inventory!C19=\"\",\"\",Inventory!C19)","v":""},{"$f":"IF(Inventory!D19=\"\",\"\",Inventory!D19)","v":""},{"$f":"IF(Inventory!X19=\"\",\"\",Inventory!X19)","v":""},{"$f":"IF(Inventory!Y19=\"\",\"\",Inventory!Y19)","v":""},{"$f":"IF(Inventory!Z19=\"\",\"\",Inventory!Z19)","v":""},{"$f":"IF(Inventory!AB19=\"\",\"\",Inventory!AB19)","v":""},{"$f":"IF(Inventory!AC19=\"\",\"\",Inventory!AC19)","v":""},{"$f":"IF(Inventory!AD19=\"\",\"\",Inventory!AD19)","v":""},{"$f":"IF(Inventory!AE19=\"\",\"\",Inventory!AE19)","v":""},{"$f":"IF(Inventory!AF19=\"\",\"\",Inventory!AF19)","v":""},{"$f":"IF(Inventory!AG19=\"\",\"\",Inventory!AG19)","v":""},{"$f":"IF(Inventory!AH19=\"\",\"\",Inventory!AH19)","v":""},{"$f":"IF(Inventory!AI19=\"\",\"\",Inventory!AI19)","v":""},{"$f":"IF(Inventory!AJ19=\"\",\"\",Inventory!AJ19)","v":""},{"$f":"IF(Inventory!AK19=\"\",\"\",Inventory!AK19)","v":""},{"$f":"IF(Inventory!AL19=\"\",\"\",Inventory!AL19)","v":""},{"$f":"IF(Inventory!AM19=\"\",\"\",Inventory!AM19)","v":""},{"$f":"IF(Inventory!AN19=\"\",\"\",Inventory!AN19)","v":""},{"$f":"IF(Inventory!AO19=\"\",\"\",Inventory!AO19)","v":""},{"$f":"IF(Inventory!AP19=\"\",\"\",Inventory!AP19)","v":""},{"$f":"IF(Inventory!AQ19=\"\",\"\",Inventory!AQ19)","v":""}]
[null,11,{"$f":"IF(Inventory!C20=\"\",\"\",Inventory!C20)","v":""},{"$f":"IF(Inventory!D20=\"\",\"\",Inventory!D20)","v":""},{"$f":"IF(Inventory!X20=\"\",\"\",Inventory!X20)","v":""},{"$f":"IF(Inventory!Y20=\"\",\"\",Inventory!Y20)","v":""},{"$f":"IF(Inventory!Z20=\"\",\"\",Inventory!Z20)","v":""},{"$f":"IF(Inventory!AB20=\"\",\"\",Inventory!AB20)","v":""},{"$f":"IF(Inventory!AC20=\"\",\"\",Inventory!AC20)","v":""},{"$f":"IF(Inventory!AD20=\"\",\"\",Inventory!AD20)","v":""},{"$f":"IF(Inventory!AE20=\"\",\"\",Inventory!AE20)","v":""},{"$f":"IF(Inventory!AF20=\"\",\"\",Inventory!AF20)","v":""},{"$f":"IF(Inventory!AG20=\"\",\"\",Inventory!AG20)","v":""},{"$f":"IF(Inventory!AH20=\"\",\"\",Inventory!AH20)","v":""},{"$f":"IF(Inventory!AI20=\"\",\"\",Inventory!AI20)","v":""},{"$f":"IF(Inventory!AJ20=\"\",\"\",Inventory!AJ20)","v":""},{"$f":"IF(Inventory!AK20=\"\",\"\",Inventory!AK20)","v":""},{"$f":"IF(Inventory!AL20=\"\",\"\",Inventory!AL20)","v":""},{"$f":"IF(Inventory!AM20=\"\",\"\",Inventory!AM20)","v":""},{"$f":"IF(Inventory!AN20=\"\",\"\",Inventory!AN20)","v":""},{"$f":"IF(Inventory!AO20=\"\",\"\",Inventory!AO20)","v":""},{"$f":"IF(Inventory!AP20=\"\",\"\",Inventory!AP20)","v":""},{"$f":"IF(Inventory!AQ20=\"\",\"\",Inventory!AQ20)","v":""}]
[null,12,{"$f":"IF(Inventory!C21=\"\",\"\",Inventory!C21)","v":""},{"$f":"IF(Inventory!D21=\"\",\"\",Inventory!D21)","v":""},{"$f":"IF(Inventory!X21=\"\",\"\",Inventory!X21)","v":""},{"$f":"IF(Inventory!Y21=\"\",\"\",Inventory!Y21)","v":""},{"$f":"IF(Inventory!Z21=\"\",\"\",Inventory!Z21)","v":""},{"$f":"IF(Inventory!AB21=\"\",\"\",Inventory!AB21)","v":""},{"$f":"IF(Inventory!AC21=\"\",\"\",Inventory!AC21)","v":""},{"$f":"IF(Inventory!AD21=\"\",\"\",Inventory!AD21)","v":""},{"$f":"IF(Inventory!AE21=\"\",\"\",Inventory!AE21)","v":""},{"$f":"IF(Inventory!AF21=\"\",\"\",Inventory!AF21)","v":""},{"$f":"IF(Inventory!AG21=\"\",\"\",Inventory!AG21)","v":""},{"$f":"IF(Inventory!AH21=\"\",\"\",Inventory!AH21)","v":""},{"$f":"IF(Inventory!AI21=\"\",\"\",Inventory!AI21)","v":""},{"$f":"IF(Inventory!AJ21=\"\",\"\",Inventory!AJ21)","v":""},{"$f":"IF(Inventory!AK21=\"\",\"\",Inventory!AK21)","v":""},{"$f":"IF(Inventory!AL21=\"\",\"\",Inventory!AL21)","v":""},{"$f":"IF(Inventory!AM21=\"\",\"\",Inventory!AM21)","v":""},{"$f":"IF(Inventory!AN21=\"\",\"\",Inventory!AN21)","v":""},{"$f":"IF(Inventory!AO21=\"\",\"\",Inventory!AO21)","v":""},{"$f":"IF(Inventory!AP21=\"\",\"\",Inventory!AP21)","v":""},{"$f":"IF(Inventory!AQ21=\"\",\"\",Inventory!AQ21)","v":""}]
[null,13,{"$f":"IF(Inventory!C22=\"\",\"\",Inventory!C22)","v":""},{"$f":"IF(Inventory!D22=\"\",\"\",Inventory!D22)","v":""},{"$f":"IF(Inventory!X22=\"\",\"\",Inventory!X22)","v":""},{"$f":"IF(Inventory!Y22=\"\",\"\",Inventory!Y22)","v":""},{"$f":"IF(Inventory!Z22=\"\",\"\",Inventory!Z22)","v":""},{"$f":"IF(Inventory!AB22=\"\",\"\",Inventory!AB22)","v":""},{"$f":"IF(Inventory!AC22=\"\",\"\",Inventory!AC22)","v":""},{"$f":"IF(Inventory!AD22=\"\",\"\",Inventory!AD22)","v":""},{"$f":"IF(Inventory!AE22=\"\",\"\",Inventory!AE22)","v":""},{"$f":"IF(Inventory!AF22=\"\",\"\",Inventory!AF22)","v":""},{"$f":"IF(Inventory!AG22=\"\",\"\",Inventory!AG22)","v":""},{"$f":"IF(Inventory!AH22=\"\",\"\",Inventory!AH22)","v":""},{"$f":"IF(Inventory!AI22=\"\",\"\",Inventory!AI22)","v":""},{"$f":"IF(Inventory!AJ22=\"\",\"\",Inventory!AJ22)","v":""},{"$f":"IF(Inventory!AK22=\"\",\"\",Inventory!AK22)","v":""},{"$f":"IF(Inventory!AL22=\"\",\"\",Inventory!AL22)","v":""},{"$f":"IF(Inventory!AM22=\"\",\"\",Inventory!AM22)","v":""},{"$f":"IF(Inventory!AN22=\"\",\"\",Inventory!AN22)","v":""},{"$f":"IF(Inventory!AO22=\"\",\"\",Inventory!AO22)","v":""},{"$f":"IF(Inventory!AP22=\"\",\"\",Inventory!AP22)","v":""},{"$f":"IF(Inventory!AQ22=\"\",\"\",Inventory!AQ22)","v":""}]
[null,14,{"$f":"IF(Inventory!C23=\"\",\"\",Inventory!C23)","v":""},{"$f":"IF(Inventory!D23=\"\",\"\",Inventory!D23)","v":""},{"$f":"IF(Inventory!X23=\"\",\"\",Inventory!X23)","v":""},{"$f":"IF(Inventory!Y23=\"\",\"\",Inventory!Y23)","v":""},{"$f":"IF(Inventory!Z23=\"\",\"\",Inventory!Z23)","v":""},{"$f":"IF(Inventory!AB23=\"\",\"\",Inventory!AB23)","v":""},{"$f":"IF(Inventory!AC23=\"\",\"\",Inventory!AC23)","v":""},{"$f":"IF(Inventory!AD23=\"\",\"\",Inventory!AD23)","v":""},{"$f":"IF(Inventory!AE23=\"\",\"\",Inventory!AE23)","v":""},{"$f":"IF(Inventory!AF23=\"\",\"\",Inventory!AF23)","v":""},{"$f":"IF(Inventory!AG23=\"\",\"\",Inventory!AG23)","v":""},{"$f":"IF(Inventory!AH23=\"\",\"\",Inventory!AH23)","v":""},{"$f":"IF(Inventory!AI23=\"\",\"\",Inventory!AI23)","v":""},{"$f":"IF(Inventory!AJ23=\"\",\"\",Inventory!AJ23)","v":""},{"$f":"IF(Inventory!AK23=\"\",\"\",Inventory!AK23)","v":""},{"$f":"IF(Inventory!AL23=\"\",\"\",Inventory!AL23)","v":""},{"$f":"IF(Inventory!AM23=\"\",\"\",Inventory!AM23)","v":""},{"$f":"IF(Inventory!AN23=\"\",\"\",Inventory!AN23)","v":""},{"$f":"IF(Inventory!AO23=\"\",\"\",Inventory!AO23)","v":""},{"$f":"IF(Inventory!AP23=\"\",\"\",Inventory!AP23)","v":""},{"$f":"IF(Inventory!AQ23=\"\",\"\",Inventory!AQ23)","v":""}]
[null,15,{"$f":"IF(Inventory!C24=\"\",\"\",Inventory!C24)","v":""},{"$f":"IF(Inventory!D24=\"\",\"\",Inventory!D24)","v":""},{"$f":"IF(Inventory!X24=\"\",\"\",Inventory!X24)","v":""},{"$f":"IF(Inventory!Y24=\"\",\"\",Inventory!Y24)","v":""},{"$f":"IF(Inventory!Z24=\"\",\"\",Inventory!Z24)","v":""},{"$f":"IF(Inventory!AB24=\"\",\"\",Inventory!AB24)","v":""},{"$f":"IF(Inventory!AC24=\"\",\"\",Inventory!AC24)","v":""},{"$f":"IF(Inventory!AD24=\"\",\"\",Inventory!AD24)","v":""},{"$f":"IF(Inventory!AE24=\"\",\"\",Inventory!AE24)","v":""},{"$f":"IF(Inventory!AF24=\"\",\"\",Inventory!AF24)","v":""},{"$f":"IF(Inventory!AG24=\"\",\"\",Inventory!AG24)","v":""},{"$f":"IF(Inventory!AH24=\"\",\"\",Inventory!AH24)","v":""},{"$f":"IF(Inventory!AI24=\"\",\"\",Inventory!AI24)","v":""},{"$f":"IF(Inventory!AJ24=\"\",\"\",Inventory!AJ24)","v":""},{"$f":"IF(Inventory!AK24=\"\",\"\",Inventory!AK24)","v":""},{"$f":"IF(Inventory!AL24=\"\",\"\",Inventory!AL24)","v":""},{"$f":"IF(Inventory!AM24=\"\",\"\",Inventory!AM24)","v":""},{"$f":"IF(Inventory!AN24=\"\",\"\",Inventory!AN24)","v":""},{"$f":"IF(Inventory!AO24=\"\",\"\",Inventory!AO24)","v":""},{"$f":"IF(Inventory!AP24=\"\",\"\",Inventory!AP24)","v":""},{"$f":"IF(Inventory!AQ24=\"\",\"\",Inventory!AQ24)","v":""}]
[null,16,{"$f":"IF(Inventory!C25=\"\",\"\",Inventory!C25)","v":""},{"$f":"IF(Inventory!D25=\"\",\"\",Inventory!D25)","v":""},{"$f":"IF(Inventory!X25=\"\",\"\",Inventory!X25)","v":""},{"$f":"IF(Inventory!Y25=\"\",\"\",Inventory!Y25)","v":""},{"$f":"IF(Inventory!Z25=\"\",\"\",Inventory!Z25)","v":""},{"$f":"IF(Inventory!AB25=\"\",\"\",Inventory!AB25)","v":""},{"$f":"IF(Inventory!AC25=\"\",\"\",Inventory!AC25)","v":""},{"$f":"IF(Inventory!AD25=\"\",\"\",Inventory!AD25)","v":""},{"$f":"IF(Inventory!AE25=\"\",\"\",Inventory!AE25)","v":""},{"$f":"IF(Inventory!AF25=\"\",\"\",Inventory!AF25)","v":""},{"$f":"IF(Inventory!AG25=\"\",\"\",Inventory!AG25)","v":""},{"$f":"IF(Inventory!AH25=\"\",\"\",Inventory!AH25)","v":""},{"$f":"IF(Inventory!AI25=\"\",\"\",Inventory!AI25)","v":""},{"$f":"IF(Inventory!AJ25=\"\",\"\",Inventory!AJ25)","v":""},{"$f":"IF(Inventory!AK25=\"\",\"\",Inventory!AK25)","v":""},{"$f":"IF(Inventory!AL25=\"\",\"\",Inventory!AL25)","v":""},{"$f":"IF(Inventory!AM25=\"\",\"\",Inventory!AM25)","v":""},{"$f":"IF(Inventory!AN25=\"\",\"\",Inventory!AN25)","v":""},{"$f":"IF(Inventory!AO25=\"\",\"\",Inventory!AO25)","v":""},{"$f":"IF(Inventory!AP25=\"\",\"\",Inventory!AP25)","v":""},{"$f":"IF(Inventory!AQ25=\"\",\"\",Inventory!AQ25)","v":""}]
[null,17,{"$f":"IF(Inventory!C26=\"\",\"\",Inventory!C26)","v":""},{"$f":"IF(Inventory!D26=\"\",\"\",Inventory!D26)","v":""},{"$f":"IF(Inventory!X26=\"\",\"\",Inventory!X26)","v":""},{"$f":"IF(Inventory!Y26=\"\",\"\",Inventory!Y26)","v":""},{"$f":"IF(Inventory!Z26=\"\",\"\",Inventory!Z26)","v":""},{"$f":"IF(Inventory!AB26=\"\",\"\",Inventory!AB26)","v":""},{"$f":"IF(Inventory!AC26=\"\",\"\",Inventory!AC26)","v":""},{"$f":"IF(Inventory!AD26=\"\",\"\",Inventory!AD26)","v":""},{"$f":"IF(Inventory!AE26=\"\",\"\",Inventory!AE26)","v":""},{"$f":"IF(Inventory!AF26=\"\",\"\",Inventory!AF26)","v":""},{"$f":"IF(Inventory!AG26=\"\",\"\",Inventory!AG26)","v":""},{"$f":"IF(Inventory!AH26=\"\",\"\",Inventory!AH26)","v":""},{"$f":"IF(Inventory!AI26=\"\",\"\",Inventory!AI26)","v":""},{"$f":"IF(Inventory!AJ26=\"\",\"\",Inventory!AJ26)","v":""},{"$f":"IF(Inventory!AK26=\"\",\"\",Inventory!AK26)","v":""},{"$f":"IF(Inventory!AL26=\"\",\"\",Inventory!AL26)","v":""},{"$f":"IF(Inventory!AM26=\"\",\"\",Inventory!AM26)","v":""},{"$f":"IF(Inventory!AN26=\"\",\"\",Inventory!AN26)","v":""},{"$f":"IF(Inventory!AO26=\"\",\"\",Inventory!AO26)","v":""},{"$f":"IF(Inventory!AP26=\"\",\"\",Inventory!AP26)","v":""},{"$f":"IF(Inventory!AQ26=\"\",\"\",Inventory!AQ26)","v":""}]
[null,18,{"$f":"IF(Inventory!C27=\"\",\"\",Inventory!C27)","v":""},{"$f":"IF(Inventory!D27=\"\",\"\",Inventory!D27)","v":""},{"$f":"IF(Inventory!X27=\"\",\"\",Inventory!X27)","v":""},{"$f":"IF(Inventory!Y27=\"\",\"\",Inventory!Y27)","v":""},{"$f":"IF(Inventory!Z27=\"\",\"\",Inventory!Z27)","v":""},{"$f":"IF(Inventory!AB27=\"\",\"\",Inventory!AB27)","v":""},{"$f":"IF(Inventory!AC27=\"\",\"\",Inventory!AC27)","v":""},{"$f":"IF(Inventory!AD27=\"\",\"\",Inventory!AD27)","v":""},{"$f":"IF(Inventory!AE27=\"\",\"\",Inventory!AE27)","v":""},{"$f":"IF(Inventory!AF27=\"\",\"\",Inventory!AF27)","v":""},{"$f":"IF(Inventory!AG27=\"\",\"\",Inventory!AG27)","v":""},{"$f":"IF(Inventory!AH27=\"\",\"\",Inventory!AH27)","v":""},{"$f":"IF(Inventory!AI27=\"\",\"\",Inventory!AI27)","v":""},{"$f":"IF(Inventory!AJ27=\"\",\"\",Inventory!AJ27)","v":""},{"$f":"IF(Inventory!AK27=\"\",\"\",Inventory!AK27)","v":""},{"$f":"IF(Inventory!AL27=\"\",\"\",Inventory!AL27)","v":""},{"$f":"IF(Inventory!AM27=\"\",\"\",Inventory!AM27)","v":""},{"$f":"IF(Inventory!AN27=\"\",\"\",Inventory!AN27)","v":""},{"$f":"IF(Inventory!AO27=\"\",\"\",Inventory!AO27)","v":""},{"$f":"IF(Inventory!AP27=\"\",\"\",Inventory!AP27)","v":""},{"$f":"IF(Inventory!AQ27=\"\",\"\",Inventory!AQ27)","v":""}]
[null,19,{"$f":"IF(Inventory!C28=\"\",\"\",Inventory!C28)","v":""},{"$f":"IF(Inventory!D28=\"\",\"\",Inventory!D28)","v":""},{"$f":"IF(Inventory!X28=\"\",\"\",Inventory!X28)","v":""},{"$f":"IF(Inventory!Y28=\"\",\"\",Inventory!Y28)","v":""},{"$f":"IF(Inventory!Z28=\"\",\"\",Inventory!Z28)","v":""},{"$f":"IF(Inventory!AB28=\"\",\"\",Inventory!AB28)","v":""},{"$f":"IF(Inventory!AC28=\"\",\"\",Inventory!AC28)","v":""},{"$f":"IF(Inventory!AD28=\"\",\"\",Inventory!AD28)","v":""},{"$f":"IF(Inventory!AE28=\"\",\"\",Inventory!AE28)","v":""},{"$f":"IF(Inventory!AF28=\"\",\"\",Inventory!AF28)","v":""},{"$f":"IF(Inventory!AG28=\"\",\"\",Inventory!AG28)","v":""},{"$f":"IF(Inventory!AH28=\"\",\"\",Inventory!AH28)","v":""},{"$f":"IF(Inventory!AI28=\"\",\"\",Inventory!AI28)","v":""},{"$f":"IF(Inventory!AJ28=\"\",\"\",Inventory!AJ28)","v":""},{"$f":"IF(Inventory!AK28=\"\",\"\",Inventory!AK28)","v":""},{"$f":"IF(Inventory!AL28=\"\",\"\",Inventory!AL28)","v":""},{"$f":"IF(Inventory!AM28=\"\",\"\",Inventory!AM28)","v":""},{"$f":"IF(Inventory!AN28=\"\",\"\",Inventory!AN28)","v":""},{"$f":"IF(Inventory!AO28=\"\",\"\",Inventory!AO28)","v":""},{"$f":"IF(Inventory!AP28=\"\",\"\",Inventory!AP28)","v":""},{"$f":"IF(Inventory!AQ28=\"\",\"\",Inventory!AQ28)","v":""}]
[null,20,{"$f":"IF(Inventory!C29=\"\",\"\",Inventory!C29)","v":""},{"$f":"IF(Inventory!D29=\"\",\"\",Inventory!D29)","v":""},{"$f":"IF(Inventory!X29=\"\",\"\",Inventory!X29)","v":""},{"$f":"IF(Inventory!Y29=\"\",\"\",Inventory!Y29)","v":""},{"$f":"IF(Inventory!Z29=\"\",\"\",Inventory!Z29)","v":""},{"$f":"IF(Inventory!AB29=\"\",\"\",Inventory!AB29)","v":""},{"$f":"IF(Inventory!AC29=\"\",\"\",Inventory!AC29)","v":""},{"$f":"IF(Inventory!AD29=\"\",\"\",Inventory!AD29)","v":""},{"$f":"IF(Inventory!AE29=\"\",\"\",Inventory!AE29)","v":""},{"$f":"IF(Inventory!AF29=\"\",\"\",Inventory!AF29)","v":""},{"$f":"IF(Inventory!AG29=\"\",\"\",Inventory!AG29)","v":""},{"$f":"IF(Inventory!AH29=\"\",\"\",Inventory!AH29)","v":""},{"$f":"IF(Inventory!AI29=\"\",\"\",Inventory!AI29)","v":""},{"$f":"IF(Inventory!AJ29=\"\",\"\",Inventory!AJ29)","v":""},{"$f":"IF(Inventory!AK29=\"\",\"\",Inventory!AK29)","v":""},{"$f":"IF(Inventory!AL29=\"\",\"\",Inventory!AL29)","v":""},{"$f":"IF(Inventory!AM29=\"\",\"\",Inventory!AM29)","v":""},{"$f":"IF(Inventory!AN29=\"\",\"\",Inventory!AN29)","v":""},{"$f":"IF(Inventory!AO29=\"\",\"\",Inventory!AO29)","v":""},{"$f":"IF(Inventory!AP29=\"\",\"\",Inventory!AP29)","v":""},{"$f":"IF(Inventory!AQ29=\"\",\"\",Inventory!AQ29)","v":""}]
[null,21,{"$f":"IF(Inventory!C30=\"\",\"\",Inventory!C30)","v":""},{"$f":"IF(Inventory!D30=\"\",\"\",Inventory!D30)","v":""},{"$f":"IF(Inventory!X30=\"\",\"\",Inventory!X30)","v":""},{"$f":"IF(Inventory!Y30=\"\",\"\",Inventory!Y30)","v":""},{"$f":"IF(Inventory!Z30=\"\",\"\",Inventory!Z30)","v":""},{"$f":"IF(Inventory!AB30=\"\",\"\",Inventory!AB30)","v":""},{"$f":"IF(Inventory!AC30=\"\",\"\",Inventory!AC30)","v":""},{"$f":"IF(Inventory!AD30=\"\",\"\",Inventory!AD30)","v":""},{"$f":"IF(Inventory!AE30=\"\",\"\",Inventory!AE30)","v":""},{"$f":"IF(Inventory!AF30=\"\",\"\",Inventory!AF30)","v":""},{"$f":"IF(Inventory!AG30=\"\",\"\",Inventory!AG30)","v":""},{"$f":"IF(Inventory!AH30=\"\",\"\",Inventory!AH30)","v":""},{"$f":"IF(Inventory!AI30=\"\",\"\",Inventory!AI30)","v":""},{"$f":"IF(Inventory!AJ30=\"\",\"\",Inventory!AJ30)","v":""},{"$f":"IF(Inventory!AK30=\"\",\"\",Inventory!AK30)","v":""},{"$f":"IF(Inventory!AL30=\"\",\"\",Inventory!AL30)","v":""},{"$f":"IF(Inventory!AM30=\"\",\"\",Inventory!AM30)","v":""},{"$f":"IF(Inventory!AN30=\"\",\"\",Inventory!AN30)","v":""},{"$f":"IF(Inventory!AO30=\"\",\"\",Inventory!AO30)","v":""},{"$f":"IF(Inventory!AP30=\"\",\"\",Inventory!AP30)","v":""},{"$f":"IF(Inventory!AQ30=\"\",\"\",Inventory!AQ30)","v":""}]
[null,22,{"$f":"IF(Inventory!C31=\"\",\"\",Inventory!C31)","v":""},{"$f":"IF(Inventory!D31=\"\",\"\",Inventory!D31)","v":""},{"$f":"IF(Inventory!X31=\"\",\"\",Inventory!X31)","v":""},{"$f":"IF(Inventory!Y31=\"\",\"\",Inventory!Y31)","v":""},{"$f":"IF(Inventory!Z31=\"\",\"\",Inventory!Z31)","v":""},{"$f":"IF(Inventory!AB31=\"\",\"\",Inventory!AB31)","v":""},{"$f":"IF(Inventory!AC31=\"\",\"\",Inventory!AC31)","v":""},{"$f":"IF(Inventory!AD31=\"\",\"\",Inventory!AD31)","v":""},{"$f":"IF(Inventory!AE31=\"\",\"\",Inventory!AE31)","v":""},{"$f":"IF(Inventory!AF31=\"\",\"\",Inventory!AF31)","v":""},{"$f":"IF(Inventory!AG31=\"\",\"\",Inventory!AG31)","v":""},{"$f":"IF(Inventory!AH31=\"\",\"\",Inventory!AH31)","v":""},{"$f":"IF(Inventory!AI31=\"\",\"\",Inventory!AI31)","v":""},{"$f":"IF(Inventory!AJ31=\"\",\"\",Inventory!AJ31)","v":""},{"$f":"IF(Inventory!AK31=\"\",\"\",Inventory!AK31)","v":""},{"$f":"IF(Inventory!AL31=\"\",\"\",Inventory!AL31)","v":""},{"$f":"IF(Inventory!AM31=\"\",\"\",Inventory!AM31)","v":""},{"$f":"IF(Inventory!AN31=\"\",\"\",Inventory!AN31)","v":""},{"$f":"IF(Inventory!AO31=\"\",\"\",Inventory!AO31)","v":""},{"$f":"IF(Inventory!AP31=\"\",\"\",Inventory!AP31)","v":""},{"$f":"IF(Inventory!AQ31=\"\",\"\",Inventory!AQ31)","v":""}]
[null,23,{"$f":"IF(Inventory!C32=\"\",\"\",Inventory!C32)","v":""},{"$f":"IF(Inventory!D32=\"\",\"\",Inventory!D32)","v":""},{"$f":"IF(Inventory!X32=\"\",\"\",Inventory!X32)","v":""},{"$f":"IF(Inventory!Y32=\"\",\"\",Inventory!Y32)","v":""},{"$f":"IF(Inventory!Z32=\"\",\"\",Inventory!Z32)","v":""},{"$f":"IF(Inventory!AB32=\"\",\"\",Inventory!AB32)","v":""},{"$f":"IF(Inventory!AC32=\"\",\"\",Inventory!AC32)","v":""},{"$f":"IF(Inventory!AD32=\"\",\"\",Inventory!AD32)","v":""},{"$f":"IF(Inventory!AE32=\"\",\"\",Inventory!AE32)","v":""},{"$f":"IF(Inventory!AF32=\"\",\"\",Inventory!AF32)","v":""},{"$f":"IF(Inventory!AG32=\"\",\"\",Inventory!AG32)","v":""},{"$f":"IF(Inventory!AH32=\"\",\"\",Inventory!AH32)","v":""},{"$f":"IF(Inventory!AI32=\"\",\"\",Inventory!AI32)","v":""},{"$f":"IF(Inventory!AJ32=\"\",\"\",Inventory!AJ32)","v":""},{"$f":"IF(Inventory!AK32=\"\",\"\",Inventory!AK32)","v":""},{"$f":"IF(Inventory!AL32=\"\",\"\",Inventory!AL32)","v":""},{"$f":"IF(Inventory!AM32=\"\",\"\",Inventory!AM32)","v":""},{"$f":"IF(Inventory!AN32=\"\",\"\",Inventory!AN32)","v":""},{"$f":"IF(Inventory!AO32=\"\",\"\",Inventory!AO32)","v":""},{"$f":"IF(Inventory!AP32=\"\",\"\",Inventory!AP32)","v":""},{"$f":"IF(Inventory!AQ32=\"\",\"\",Inventory!AQ32)","v":""}]
[null,24,{"$f":"IF(Inventory!C33=\"\",\"\",Inventory!C33)","v":""},{"$f":"IF(Inventory!D33=\"\",\"\",Inventory!D33)","v":""},{"$f":"IF(Inventory!X33=\"\",\"\",Inventory!X33)","v":""},{"$f":"IF(Inventory!Y33=\"\",\"\",Inventory!Y33)","v":""},{"$f":"IF(Inventory!Z33=\"\",\"\",Inventory!Z33)","v":""},{"$f":"IF(Inventory!AB33=\"\",\"\",Inventory!AB33)","v":""},{"$f":"IF(Inventory!AC33=\"\",\"\",Inventory!AC33)","v":""},{"$f":"IF(Inventory!AD33=\"\",\"\",Inventory!AD33)","v":""},{"$f":"IF(Inventory!AE33=\"\",\"\",Inventory!AE33)","v":""},{"$f":"IF(Inventory!AF33=\"\",\"\",Inventory!AF33)","v":""},{"$f":"IF(Inventory!AG33=\"\",\"\",Inventory!AG33)","v":""},{"$f":"IF(Inventory!AH33=\"\",\"\",Inventory!AH33)","v":""},{"$f":"IF(Inventory!AI33=\"\",\"\",Inventory!AI33)","v":""},{"$f":"IF(Inventory!AJ33=\"\",\"\",Inventory!AJ33)","v":""},{"$f":"IF(Inventory!AK33=\"\",\"\",Inventory!AK33)","v":""},{"$f":"IF(Inventory!AL33=\"\",\"\",Inventory!AL33)","v":""},{"$f":"IF(Inventory!AM33=\"\",\"\",Inventory!AM33)","v":""},{"$f":"IF(Inventory!AN33=\"\",\"\",Inventory!AN33)","v":""},{"$f":"IF(Inventory!AO33=\"\",\"\",Inventory!AO33)","v":""},{"$f":"IF(Inventory!AP33=\"\",\"\",Inventory!AP33)","v":""},{"$f":"IF(Inventory!AQ33=\"\",\"\",Inventory!AQ33)","v":""}]
[null,25,{"$f":"IF(Inventory!C34=\"\",\"\",Inventory!C34)","v":""},{"$f":"IF(Inventory!D34=\"\",\"\",Inventory!D34)","v":""},{"$f":"IF(Inventory!X34=\"\",\"\",Inventory!X34)","v":""},{"$f":"IF(Inventory!Y34=\"\",\"\",Inventory!Y34)","v":""},{"$f":"IF(Inventory!Z34=\"\",\"\",Inventory!Z34)","v":""},{"$f":"IF(Inventory!AB34=\"\",\"\",Inventory!AB34)","v":""},{"$f":"IF(Inventory!AC34=\"\",\"\",Inventory!AC34)","v":""},{"$f":"IF(Inventory!AD34=\"\",\"\",Inventory!AD34)","v":""},{"$f":"IF(Inventory!AE34=\"\",\"\",Inventory!AE34)","v":""},{"$f":"IF(Inventory!AF34=\"\",\"\",Inventory!AF34)","v":""},{"$f":"IF(Inventory!AG34=\"\",\"\",Inventory!AG34)","v":""},{"$f":"IF(Inventory!AH34=\"\",\"\",Inventory!AH34)","v":""},{"$f":"IF(Inventory!AI34=\"\",\"\",Inventory!AI34)","v":""},{"$f":"IF(Inventory!AJ34=\"\",\"\",Inventory!AJ34)","v":""},{"$f":"IF(Inventory!AK34=\"\",\"\",Inventory!AK34)","v":""},{"$f":"IF(Inventory!AL34=\"\",\"\",Inventory!AL34)","v":""},{"$f":"IF(Inventory!AM34=\"\",\"\",Inventory!AM34)","v":""},{"$f":"IF(Inventory!AN34=\"\",\"\",Inventory!AN34)","v":""},{"$f":"IF(Inventory!AO34=\"\",\"\",Inventory!AO34)","v":""},{"$f":"IF(Inventory!AP34=\"\",\"\",Inventory!AP34)","v":""},{"$f":"IF(Inventory!AQ34=\"\",\"\",Inventory!AQ34)","v":""}]
[null,26,{"$f":"IF(Inventory!C35=\"\",\"\",Inventory!C35)","v":""},{"$f":"IF(Inventory!D35=\"\",\"\",Inventory!D35)","v":""},{"$f":"IF(Inventory!X35=\"\",\"\",Inventory!X35)","v":""},{"$f":"IF(Inventory!Y35=\"\",\"\",Inventory!Y35)","v":""},{"$f":"IF(Inventory!Z35=\"\",\"\",Inventory!Z35)","v":""},{"$f":"IF(Inventory!AB35=\"\",\"\",Inventory!AB35)","v":""},{"$f":"IF(Inventory!AC35=\"\",\"\",Inventory!AC35)","v":""},{"$f":"IF(Inventory!AD35=\"\",\"\",Inventory!AD35)","v":""},{"$f":"IF(Inventory!AE35=\"\",\"\",Inventory!AE35)","v":""},{"$f":"IF(Inventory!AF35=\"\",\"\",Inventory!AF35)","v":""},{"$f":"IF(Inventory!AG35=\"\",\"\",Inventory!AG35)","v":""},{"$f":"IF(Inventory!AH35=\"\",\"\",Inventory!AH35)","v":""},{"$f":"IF(Inventory!AI35=\"\",\"\",Inventory!AI35)","v":""},{"$f":"IF(Inventory!AJ35=\"\",\"\",Inventory!AJ35)","v":""},{"$f":"IF(Inventory!AK35=\"\",\"\",Inventory!AK35)","v":""},{"$f":"IF(Inventory!AL35=\"\",\"\",Inventory!AL35)","v":""},{"$f":"IF(Inventory!AM35=\"\",\"\",Inventory!AM35)","v":""},{"$f":"IF(Inventory!AN35=\"\",\"\",Inventory!AN35)","v":""},{"$f":"IF(Inventory!AO35=\"\",\"\",Inventory!AO35)","v":""},{"$f":"IF(Inventory!AP35=\"\",\"\",Inventory!AP35)","v":""},{"$f":"IF(Inventory!AQ35=\"\",\"\",Inventory!AQ35)","v":""}]
[null,27,{"$f":"IF(Inventory!C36=\"\",\"\",Inventory!C36)","v":""},{"$f":"IF(Inventory!D36=\"\",\"\",Inventory!D36)","v":""},{"$f":"IF(Inventory!X36=\"\",\"\",Inventory!X36)","v":""},{"$f":"IF(Inventory!Y36=\"\",\"\",Inventory!Y36)","v":""},{"$f":"IF(Inventory!Z36=\"\",\"\",Inventory!Z36)","v":""},{"$f":"IF(Inventory!AB36=\"\",\"\",Inventory!AB36)","v":""},{"$f":"IF(Inventory!AC36=\"\",\"\",Inventory!AC36)","v":""},{"$f":"IF(Inventory!AD36=\"\",\"\",Inventory!AD36)","v":""},{"$f":"IF(Inventory!AE36=\"\",\"\",Inventory!AE36)","v":""},{"$f":"IF(Inventory!AF36=\"\",\"\",Inventory!AF36)","v":""},{"$f":"IF(Inventory!AG36=\"\",\"\",Inventory!AG36)","v":""},{"$f":"IF(Inventory!AH36=\"\",\"\",Inventory!AH36)","v":""},{"$f":"IF(Inventory!AI36=\"\",\"\",Inventory!AI36)","v":""},{"$f":"IF(Inventory!AJ36=\"\",\"\",Inventory!AJ36)","v":""},{"$f":"IF(Inventory!AK36=\"\",\"\",Inventory!AK36)","v":""},{"$f":"IF(Inventory!AL36=\"\",\"\",Inventory!AL36)","v":""},{"$f":"IF(Inventory!AM36=\"\",\"\",Inventory!AM36)","v":""},{"$f":"IF(Inventory!AN36=\"\",\"\",Inventory!AN36)","v":""},{"$f":"IF(Inventory!AO36=\"\",\"\",Inventory!AO36)","v":""},{"$f":"IF(Inventory!AP36=\"\",\"\",Inventory!AP36)","v":""},{"$f":"IF(Inventory!AQ36=\"\",\"\",Inventory!AQ36)","v":""}]
[null,28,{"$f":"IF(Inventory!C37=\"\",\"\",Inventory!C37)","v":""},{"$f":"IF(Inventory!D37=\"\",\"\",Inventory!D37)","v":""},{"$f":"IF(Inventory!X37=\"\",\"\",Inventory!X37)","v":""},{"$f":"IF(Inventory!Y37=\"\",\"\",Inventory!Y37)","v":""},{"$f":"IF(Inventory!Z37=\"\",\"\",Inventory!Z37)","v":""},{"$f":"IF(Inventory!AB37=\"\",\"\",Inventory!AB37)","v":""},{"$f":"IF(Inventory!AC37=\"\",\"\",Inventory!AC37)","v":""},{"$f":"IF(Inventory!AD37=\"\",\"\",Inventory!AD37)","v":""},{"$f":"IF(Inventory!AE37=\"\",\"\",Inventory!AE37)","v":""},{"$f":"IF(Inventory!AF37=\"\",\"\",Inventory!AF37)","v":""},{"$f":"IF(Inventory!AG37=\"\",\"\",Inventory!AG37)","v":""},{"$f":"IF(Inventory!AH37=\"\",\"\",Inventory!AH37)","v":""},{"$f":"IF(Inventory!AI37=\"\",\"\",Inventory!AI37)","v":""},{"$f":"IF(Inventory!AJ37=\"\",\"\",Inventory!AJ37)","v":""},{"$f":"IF(Inventory!AK37=\"\",\"\",Inventory!AK37)","v":""},{"$f":"IF(Inventory!AL37=\"\",\"\",Inventory!AL37)","v":""},{"$f":"IF(Inventory!AM37=\"\",\"\",Inventory!AM37)","v":""},{"$f":"IF(Inventory!AN37=\"\",\"\",Inventory!AN37)","v":""},{"$f":"IF(Inventory!AO37=\"\",\"\",Inventory!AO37)","v":""},{"$f":"IF(Inventory!AP37=\"\",\"\",Inventory!AP37)","v":""},{"$f":"IF(Inventory!AQ37=\"\",\"\",Inventory!AQ37)","v":""}]
[null,29,{"$f":"IF(Inventory!C38=\"\",\"\",Inventory!C38)","v":""},{"$f":"IF(Inventory!D38=\"\",\"\",Inventory!D38)","v":""},{"$f":"IF(Inventory!X38=\"\",\"\",Inventory!X38)","v":""},{"$f":"IF(Inventory!Y38=\"\",\"\",Inventory!Y38)","v":""},{"$f":"IF(Inventory!Z38=\"\",\"\",Inventory!Z38)","v":""},{"$f":"IF(Inventory!AB38=\"\",\"\",Inventory!AB38)","v":""},{"$f":"IF(Inventory!AC38=\"\",\"\",Inventory!AC38)","v":""},{"$f":"IF(Inventory!AD38=\"\",\"\",Inventory!AD38)","v":""},{"$f":"IF(Inventory!AE38=\"\",\"\",Inventory!AE38)","v":""},{"$f":"IF(Inventory!AF38=\"\",\"\",Inventory!AF38)","v":""},{"$f":"IF(Inventory!AG38=\"\",\"\",Inventory!AG38)","v":""},{"$f":"IF(Inventory!AH38=\"\",\"\",Inventory!AH38)","v":""},{"$f":"IF(Inventory!AI38=\"\",\"\",Inventory!AI38)","v":""},{"$f":"IF(Inventory!AJ38=\"\",\"\",Inventory!AJ38)","v":""},{"$f":"IF(Inventory!AK38=\"\",\"\",Inventory!AK38)","v":""},{"$f":"IF(Inventory!AL38=\"\",\"\",Inventory!AL38)","v":""},{"$f":"IF(Inventory!AM38=\"\",\"\",Inventory!AM38)","v":""},{"$f":"IF(Inventory!AN38=\"\",\"\",Inventory!AN38)","v":""},{"$f":"IF(Inventory!AO38=\"\",\"\",Inventory!AO38)","v":""},{"$f":"IF(Inventory!AP38=\"\",\"\",Inventory!AP38)","v":""},{"$f":"IF(Inventory!AQ38=\"\",\"\",Inventory!AQ38)","v":""}]
[null,30,{"$f":"IF(Inventory!C39=\"\",\"\",Inventory!C39)","v":""},{"$f":"IF(Inventory!D39=\"\",\"\",Inventory!D39)","v":""},{"$f":"IF(Inventory!X39=\"\",\"\",Inventory!X39)","v":""},{"$f":"IF(Inventory!Y39=\"\",\"\",Inventory!Y39)","v":""},{"$f":"IF(Inventory!Z39=\"\",\"\",Inventory!Z39)","v":""},{"$f":"IF(Inventory!AB39=\"\",\"\",Inventory!AB39)","v":""},{"$f":"IF(Inventory!AC39=\"\",\"\",Inventory!AC39)","v":""},{"$f":"IF(Inventory!AD39=\"\",\"\",Inventory!AD39)","v":""},{"$f":"IF(Inventory!AE39=\"\",\"\",Inventory!AE39)","v":""},{"$f":"IF(Inventory!AF39=\"\",\"\",Inventory!AF39)","v":""},{"$f":"IF(Inventory!AG39=\"\",\"\",Inventory!AG39)","v":""},{"$f":"IF(Inventory!AH39=\"\",\"\",Inventory!AH39)","v":""},{"$f":"IF(Inventory!AI39=\"\",\"\",Inventory!AI39)","v":""},{"$f":"IF(Inventory!AJ39=\"\",\"\",Inventory!AJ39)","v":""},{"$f":"IF(Inventory!AK39=\"\",\"\",Inventory!AK39)","v":""},{"$f":"IF(Inventory!AL39=\"\",\"\",Inventory!AL39)","v":""},{"$f":"IF(Inventory!AM39=\"\",\"\",Inventory!AM39)","v":""},{"$f":"IF(Inventory!AN39=\"\",\"\",Inventory!AN39)","v":""},{"$f":"IF(Inventory!AO39=\"\",\"\",Inventory!AO39)","v":""},{"$f":"IF(Inventory!AP39=\"\",\"\",Inventory!AP39)","v":""},{"$f":"IF(Inventory!AQ39=\"\",\"\",Inventory!AQ39)","v":""}]
[null,31,{"$f":"IF(Inventory!C40=\"\",\"\",Inventory!C40)","v":""},{"$f":"IF(Inventory!D40=\"\",\"\",Inventory!D40)","v":""},{"$f":"IF(Inventory!X40=\"\",\"\",Inventory!X40)","v":""},{"$f":"IF(Inventory!Y40=\"\",\"\",Inventory!Y40)","v":""},{"$f":"IF(Inventory!Z40=\"\",\"\",Inventory!Z40)","v":""},{"$f":"IF(Inventory!AB40=\"\",\"\",Inventory!AB40)","v":""},{"$f":"IF(Inventory!AC40=\"\",\"\",Inventory!AC40)","v":""},{"$f":"IF(Inventory!AD40=\"\",\"\",Inventory!AD40)","v":""},{"$f":"IF(Inventory!AE40=\"\",\"\",Inventory!AE40)","v":""},{"$f":"IF(Inventory!AF40=\"\",\"\",Inventory!AF40)","v":""},{"$f":"IF(Inventory!AG40=\"\",\"\",Inventory!AG40)","v":""},{"$f":"IF(Inventory!AH40=\"\",\"\",Inventory!AH40)","v":""},{"$f":"IF(Inventory!AI40=\"\",\"\",Inventory!AI40)","v":""},{"$f":"IF(Inventory!AJ40=\"\",\"\",Inventory!AJ40)","v":""},{"$f":"IF(Inventory!AK40=\"\",\"\",Inventory!AK40)","v":""},{"$f":"IF(Inventory!AL40=\"\",\"\",Inventory!AL40)","v":""},{"$f":"IF(Inventory!AM40=\"\",\"\",Inventory!AM40)","v":""},{"$f":"IF(Inventory!AN40=\"\",\"\",Inventory!AN40)","v":""},{"$f":"IF(Inventory!AO40=\"\",\"\",Inventory!AO40)","v":""},{"$f":"IF(Inventory!AP40=\"\",\"\",Inventory!AP40)","v":""},{"$f":"IF(Inventory!AQ40=\"\",\"\",Inventory!AQ40)","v":""}]
[null,32,{"$f":"IF(Inventory!C41=\"\",\"\",Inventory!C41)","v":""},{"$f":"IF(Inventory!D41=\"\",\"\",Inventory!D41)","v":""},{"$f":"IF(Inventory!X41=\"\",\"\",Inventory!X41)","v":""},{"$f":"IF(Inventory!Y41=\"\",\"\",Inventory!Y41)","v":""},{"$f":"IF(Inventory!Z41=\"\",\"\",Inventory!Z41)","v":""},{"$f":"IF(Inventory!AB41=\"\",\"\",Inventory!AB41)","v":""},{"$f":"IF(Inventory!AC41=\"\",\"\",Inventory!AC41)","v":""},{"$f":"IF(Inventory!AD41=\"\",\"\",Inventory!AD41)","v":""},{"$f":"IF(Inventory!AE41=\"\",\"\",Inventory!AE41)","v":""},{"$f":"IF(Inventory!AF41=\"\",\"\",Inventory!AF41)","v":""},{"$f":"IF(Inventory!AG41=\"\",\"\",Inventory!AG41)","v":""},{"$f":"IF(Inventory!AH41=\"\",\"\",Inventory!AH41)","v":""},{"$f":"IF(Inventory!AI41=\"\",\"\",Inventory!AI41)","v":""},{"$f":"IF(Inventory!AJ41=\"\",\"\",Inventory!AJ41)","v":""},{"$f":"IF(Inventory!AK41=\"\",\"\",Inventory!AK41)","v":""},{"$f":"IF(Inventory!AL41=\"\",\"\",Inventory!AL41)","v":""},{"$f":"IF(Inventory!AM41=\"\",\"\",Inventory!AM41)","v":""},{"$f":"IF(Inventory!AN41=\"\",\"\",Inventory!AN41)","v":""},{"$f":"IF(Inventory!AO41=\"\",\"\",Inventory!AO41)","v":""},{"$f":"IF(Inventory!AP41=\"\",\"\",Inventory!AP41)","v":""},{"$f":"IF(Inventory!AQ41=\"\",\"\",Inventory!AQ41)","v":""}]
[null,33,{"$f":"IF(Inventory!C42=\"\",\"\",Inventory!C42)","v":""},{"$f":"IF(Inventory!D42=\"\",\"\",Inventory!D42)","v":""},{"$f":"IF(Inventory!X42=\"\",\"\",Inventory!X42)","v":""},{"$f":"IF(Inventory!Y42=\"\",\"\",Inventory!Y42)","v":""},{"$f":"IF(Inventory!Z42=\"\",\"\",Inventory!Z42)","v":""},{"$f":"IF(Inventory!AB42=\"\",\"\",Inventory!AB42)","v":""},{"$f":"IF(Inventory!AC42=\"\",\"\",Inventory!AC42)","v":""},{"$f":"IF(Inventory!AD42=\"\",\"\",Inventory!AD42)","v":""},{"$f":"IF(Inventory!AE42=\"\",\"\",Inventory!AE42)","v":""},{"$f":"IF(Inventory!AF42=\"\",\"\",Inventory!AF42)","v":""},{"$f":"IF(Inventory!AG42=\"\",\"\",Inventory!AG42)","v":""},{"$f":"IF(Inventory!AH42=\"\",\"\",Inventory!AH42)","v":""},{"$f":"IF(Inventory!AI42=\"\",\"\",Inventory!AI42)","v":""},{"$f":"IF(Inventory!AJ42=\"\",\"\",Inventory!AJ42)","v":""},{"$f":"IF(Inventory!AK42=\"\",\"\",Inventory!AK42)","v":""},{"$f":"IF(Inventory!AL42=\"\",\"\",Inventory!AL42)","v":""},{"$f":"IF(Inventory!AM42=\"\",\"\",Inventory!AM42)","v":""},{"$f":"IF(Inventory!AN42=\"\",\"\",Inventory!AN42)","v":""},{"$f":"IF(Inventory!AO42=\"\",\"\",Inventory!AO42)","v":""},{"$f":"IF(Inventory!AP42=\"\",\"\",Inventory!AP42)","v":""},{"$f":"IF(Inventory!AQ42=\"\",\"\",Inventory!AQ42)","v":""}]
[null,34,{"$f":"IF(Inventory!C43=\"\",\"\",Inventory!C43)","v":""},{"$f":"IF(Inventory!D43=\"\",\"\",Inventory!D43)","v":""},{"$f":"IF(Inventory!X43=\"\",\"\",Inventory!X43)","v":""},{"$f":"IF(Inventory!Y43=\"\",\"\",Inventory!Y43)","v":""},{"$f":"IF(Inventory!Z43=\"\",\"\",Inventory!Z43)","v":""},{"$f":"IF(Inventory!AB43=\"\",\"\",Inventory!AB43)","v":""},{"$f":"IF(Inventory!AC43=\"\",\"\",Inventory!AC43)","v":""},{"$f":"IF(Inventory!AD43=\"\",\"\",Inventory!AD43)","v":""},{"$f":"IF(Inventory!AE43=\"\",\"\",Inventory!AE43)","v":""},{"$f":"IF(Inventory!AF43=\"\",\"\",Inventory!AF43)","v":""},{"$f":"IF(Inventory!AG43=\"\",\"\",Inventory!AG43)","v":""},{"$f":"IF(Inventory!AH43=\"\",\"\",Inventory!AH43)","v":""},{"$f":"IF(Inventory!AI43=\"\",\"\",Inventory!AI43)","v":""},{"$f":"IF(Inventory!AJ43=\"\",\"\",Inventory!AJ43)","v":""},{"$f":"IF(Inventory!AK43=\"\",\"\",Inventory!AK43)","v":""},{"$f":"IF(Inventory!AL43=\"\",\"\",Inventory!AL43)","v":""},{"$f":"IF(Inventory!AM43=\"\",\"\",Inventory!AM43)","v":""},{"$f":"IF(Inventory!AN43=\"\",\"\",Inventory!AN43)","v":""},{"$f":"IF(Inventory!AO43=\"\",\"\",Inventory!AO43)","v":""},{"$f":"IF(Inventory!AP43=\"\",\"\",Inventory!AP43)","v":""},{"$f":"IF(Inventory!AQ43=\"\",\"\",Inventory!AQ43)","v":""}]
[null,35,{"$f":"IF(Inventory!C44=\"\",\"\",Inventory!C44)","v":""},{"$f":"IF(Inventory!D44=\"\",\"\",Inventory!D44)","v":""},{"$f":"IF(Inventory!X44=\"\",\"\",Inventory!X44)","v":""},{"$f":"IF(Inventory!Y44=\"\",\"\",Inventory!Y44)","v":""},{"$f":"IF(Inventory!Z44=\"\",\"\",Inventory!Z44)","v":""},{"$f":"IF(Inventory!AB44=\"\",\"\",Inventory!AB44)","v":""},{"$f":"IF(Inventory!AC44=\"\",\"\",Inventory!AC44)","v":""},{"$f":"IF(Inventory!AD44=\"\",\"\",Inventory!AD44)","v":""},{"$f":"IF(Inventory!AE44=\"\",\"\",Inventory!AE44)","v":""},{"$f":"IF(Inventory!AF44=\"\",\"\",Inventory!AF44)","v":""},{"$f":"IF(Inventory!AG44=\"\",\"\",Inventory!AG44)","v":""},{"$f":"IF(Inventory!AH44=\"\",\"\",Inventory!AH44)","v":""},{"$f":"IF(Inventory!AI44=\"\",\"\",Inventory!AI44)","v":""},{"$f":"IF(Inventory!AJ44=\"\",\"\",Inventory!AJ44)","v":""},{"$f":"IF(Inventory!AK44=\"\",\"\",Inventory!AK44)","v":""},{"$f":"IF(Inventory!AL44=\"\",\"\",Inventory!AL44)","v":""},{"$f":"IF(Inventory!AM44=\"\",\"\",Inventory!AM44)","v":""},{"$f":"IF(Inventory!AN44=\"\",\"\",Inventory!AN44)","v":""},{"$f":"IF(Inventory!AO44=\"\",\"\",Inventory!AO44)","v":""},{"$f":"IF(Inventory!AP44=\"\",\"\",Inventory!AP44)","v":""},{"$f":"IF(Inventory!AQ44=\"\",\"\",Inventory!AQ44)","v":""}]
[null,36,{"$f":"IF(Inventory!C45=\"\",\"\",Inventory!C45)","v":""},{"$f":"IF(Inventory!D45=\"\",\"\",Inventory!D45)","v":""},{"$f":"IF(Inventory!X45=\"\",\"\",Inventory!X45)","v":""},{"$f":"IF(Inventory!Y45=\"\",\"\",Inventory!Y45)","v":""},{"$f":"IF(Inventory!Z45=\"\",\"\",Inventory!Z45)","v":""},{"$f":"IF(Inventory!AB45=\"\",\"\",Inventory!AB45)","v":""},{"$f":"IF(Inventory!AC45=\"\",\"\",Inventory!AC45)","v":""},{"$f":"IF(Inventory!AD45=\"\",\"\",Inventory!AD45)","v":""},{"$f":"IF(Inventory!AE45=\"\",\"\",Inventory!AE45)","v":""},{"$f":"IF(Inventory!AF45=\"\",\"\",Inventory!AF45)","v":""},{"$f":"IF(Inventory!AG45=\"\",\"\",Inventory!AG45)","v":""},{"$f":"IF(Inventory!AH45=\"\",\"\",Inventory!AH45)","v":""},{"$f":"IF(Inventory!AI45=\"\",\"\",Inventory!AI45)","v":""},{"$f":"IF(Inventory!AJ45=\"\",\"\",Inventory!AJ45)","v":""},{"$f":"IF(Inventory!AK45=\"\",\"\",Inventory!AK45)","v":""},{"$f":"IF(Inventory!AL45=\"\",\"\",Inventory!AL45)","v":""},{"$f":"IF(Inventory!AM45=\"\",\"\",Inventory!AM45)","v":""},{"$f":"IF(Inventory!AN45=\"\",\"\",Inventory!AN45)","v":""},{"$f":"IF(Inventory!AO45=\"\",\"\",Inventory!AO45)","v":""},{"$f":"IF(Inventory!AP45=\"\",\"\",Inventory!AP45)","v":""},{"$f":"IF(Inventory!AQ45=\"\",\"\",Inventory!AQ45)","v":""}]
[null,37,{"$f":"IF(Inventory!C46=\"\",\"\",Inventory!C46)","v":""},{"$f":"IF(Inventory!D46=\"\",\"\",Inventory!D46)","v":""},{"$f":"IF(Inventory!X46=\"\",\"\",Inventory!X46)","v":""},{"$f":"IF(Inventory!Y46=\"\",\"\",Inventory!Y46)","v":""},{"$f":"IF(Inventory!Z46=\"\",\"\",Inventory!Z46)","v":""},{"$f":"IF(Inventory!AB46=\"\",\"\",Inventory!AB46)","v":""},{"$f":"IF(Inventory!AC46=\"\",\"\",Inventory!AC46)","v":""},{"$f":"IF(Inventory!AD46=\"\",\"\",Inventory!AD46)","v":""},{"$f":"IF(Inventory!AE46=\"\",\"\",Inventory!AE46)","v":""},{"$f":"IF(Inventory!AF46=\"\",\"\",Inventory!AF46)","v":""},{"$f":"IF(Inventory!AG46=\"\",\"\",Inventory!AG46)","v":""},{"$f":"IF(Inventory!AH46=\"\",\"\",Inventory!AH46)","v":""},{"$f":"IF(Inventory!AI46=\"\",\"\",Inventory!AI46)","v":""},{"$f":"IF(Inventory!AJ46=\"\",\"\",Inventory!AJ46)","v":""},{"$f":"IF(Inventory!AK46=\"\",\"\",Inventory!AK46)","v":""},{"$f":"IF(Inventory!AL46=\"\",\"\",Inventory!AL46)","v":""},{"$f":"IF(Inventory!AM46=\"\",\"\",Inventory!AM46)","v":""},{"$f":"IF(Inventory!AN46=\"\",\"\",Inventory!AN46)","v":""},{"$f":"IF(Inventory!AO46=\"\",\"\",Inventory!AO46)","v":""},{"$f":"IF(Inventory!AP46=\"\",\"\",Inventory!AP46)","v":""},{"$f":"IF(Inventory!AQ46=\"\",\"\",Inventory!AQ46)","v":""}]
[null,38,{"$f":"IF(Inventory!C47=\"\",\"\",Inventory!C47)","v":""},{"$f":"IF(Inventory!D47=\"\",\"\",Inventory!D47)","v":""},{"$f":"IF(Inventory!X47=\"\",\"\",Inventory!X47)","v":""},{"$f":"IF(Inventory!Y47=\"\",\"\",Inventory!Y47)","v":""},{"$f":"IF(Inventory!Z47=\"\",\"\",Inventory!Z47)","v":""},{"$f":"IF(Inventory!AB47=\"\",\"\",Inventory!AB47)","v":""},{"$f":"IF(Inventory!AC47=\"\",\"\",Inventory!AC47)","v":""},{"$f":"IF(Inventory!AD47=\"\",\"\",Inventory!AD47)","v":""},{"$f":"IF(Inventory!AE47=\"\",\"\",Inventory!AE47)","v":""},{"$f":"IF(Inventory!AF47=\"\",\"\",Inventory!AF47)","v":""},{"$f":"IF(Inventory!AG47=\"\",\"\",Inventory!AG47)","v":""},{"$f":"IF(Inventory!AH47=\"\",\"\",Inventory!AH47)","v":""},{"$f":"IF(Inventory!AI47=\"\",\"\",Inventory!AI47)","v":""},{"$f":"IF(Inventory!AJ47=\"\",\"\",Inventory!AJ47)","v":""},{"$f":"IF(Inventory!AK47=\"\",\"\",Inventory!AK47)","v":""},{"$f":"IF(Inventory!AL47=\"\",\"\",Inventory!AL47)","v":""},{"$f":"IF(Inventory!AM47=\"\",\"\",Inventory!AM47)","v":""},{"$f":"IF(Inventory!AN47=\"\",\"\",Inventory!AN47)","v":""},{"$f":"IF(Inventory!AO47=\"\",\"\",Inventory!AO47)","v":""},{"$f":"IF(Inventory!AP47=\"\",\"\",Inventory!AP47)","v":""},{"$f":"IF(Inventory!AQ47=\"\",\"\",Inventory!AQ47)","v":""}]
[null,39,{"$f":"IF(Inventory!C48=\"\",\"\",Inventory!C48)","v":""},{"$f":"IF(Inventory!D48=\"\",\"\",Inventory!D48)","v":""},{"$f":"IF(Inventory!X48=\"\",\"\",Inventory!X48)","v":""},{"$f":"IF(Inventory!Y48=\"\",\"\",Inventory!Y48)","v":""},{"$f":"IF(Inventory!Z48=\"\",\"\",Inventory!Z48)","v":""},{"$f":"IF(Inventory!AB48=\"\",\"\",Inventory!AB48)","v":""},{"$f":"IF(Inventory!AC48=\"\",\"\",Inventory!AC48)","v":""},{"$f":"IF(Inventory!AD48=\"\",\"\",Inventory!AD48)","v":""},{"$f":"IF(Inventory!AE48=\"\",\"\",Inventory!AE48)","v":""},{"$f":"IF(Inventory!AF48=\"\",\"\",Inventory!AF48)","v":""},{"$f":"IF(Inventory!AG48=\"\",\"\",Inventory!AG48)","v":""},{"$f":"IF(Inventory!AH48=\"\",\"\",Inventory!AH48)","v":""},{"$f":"IF(Inventory!AI48=\"\",\"\",Inventory!AI48)","v":""},{"$f":"IF(Inventory!AJ48=\"\",\"\",Inventory!AJ48)","v":""},{"$f":"IF(Inventory!AK48=\"\",\"\",Inventory!AK48)","v":""},{"$f":"IF(Inventory!AL48=\"\",\"\",Inventory!AL48)","v":""},{"$f":"IF(Inventory!AM48=\"\",\"\",Inventory!AM48)","v":""},{"$f":"IF(Inventory!AN48=\"\",\"\",Inventory!AN48)","v":""},{"$f":"IF(Inventory!AO48=\"\",\"\",Inventory!AO48)","v":""},{"$f":"IF(Inventory!AP48=\"\",\"\",Inventory!AP48)","v":""},{"$f":"IF(Inventory!AQ48=\"\",\"\",Inventory!AQ48)","v":""}]
[null,40,{"$f":"IF(Inventory!C49=\"\",\"\",Inventory!C49)","v":""},{"$f":"IF(Inventory!D49=\"\",\"\",Inventory!D49)","v":""},{"$f":"IF(Inventory!X49=\"\",\"\",Inventory!X49)","v":""},{"$f":"IF(Inventory!Y49=\"\",\"\",Inventory!Y49)","v":""},{"$f":"IF(Inventory!Z49=\"\",\"\",Inventory!Z49)","v":""},{"$f":"IF(Inventory!AB49=\"\",\"\",Inventory!AB49)","v":""},{"$f":"IF(Inventory!AC49=\"\",\"\",Inventory!AC49)","v":""},{"$f":"IF(Inventory!AD49=\"\",\"\",Inventory!AD49)","v":""},{"$f":"IF(Inventory!AE49=\"\",\"\",Inventory!AE49)","v":""},{"$f":"IF(Inventory!AF49=\"\",\"\",Inventory!AF49)","v":""},{"$f":"IF(Inventory!AG49=\"\",\"\",Inventory!AG49)","v":""},{"$f":"IF(Inventory!AH49=\"\",\"\",Inventory!AH49)","v":""},{"$f":"IF(Inventory!AI49=\"\",\"\",Inventory!AI49)","v":""},{"$f":"IF(Inventory!AJ49=\"\",\"\",Inventory!AJ49)","v":""},{"$f":"IF(Inventory!AK49=\"\",\"\",Inventory!AK49)","v":""},{"$f":"IF(Inventory!AL49=\"\",\"\",Inventory!AL49)","v":""},{"$f":"IF(Inventory!AM49=\"\",\"\",Inventory!AM49)","v":""},{"$f":"IF(Inventory!AN49=\"\",\"\",Inventory!AN49)","v":""},{"$f":"IF(Inventory!AO49=\"\",\"\",Inventory!AO49)","v":""},{"$f":"IF(Inventory!AP49=\"\",\"\",Inventory!AP49)","v":""},{"$f":"IF(Inventory!AQ49=\"\",\"\",Inventory!AQ49)","v":""}]
[null,41,{"$f":"IF(Inventory!C50=\"\",\"\",Inventory!C50)","v":""},{"$f":"IF(Inventory!D50=\"\",\"\",Inventory!D50)","v":""},{"$f":"IF(Inventory!X50=\"\",\"\",Inventory!X50)","v":""},{"$f":"IF(Inventory!Y50=\"\",\"\",Inventory!Y50)","v":""},{"$f":"IF(Inventory!Z50=\"\",\"\",Inventory!Z50)","v":""},{"$f":"IF(Inventory!AB50=\"\",\"\",Inventory!AB50)","v":""},{"$f":"IF(Inventory!AC50=\"\",\"\",Inventory!AC50)","v":""},{"$f":"IF(Inventory!AD50=\"\",\"\",Inventory!AD50)","v":""},{"$f":"IF(Inventory!AE50=\"\",\"\",Inventory!AE50)","v":""},{"$f":"IF(Inventory!AF50=\"\",\"\",Inventory!AF50)","v":""},{"$f":"IF(Inventory!AG50=\"\",\"\",Inventory!AG50)","v":""},{"$f":"IF(Inventory!AH50=\"\",\"\",Inventory!AH50)","v":""},{"$f":"IF(Inventory!AI50=\"\",\"\",Inventory!AI50)","v":""},{"$f":"IF(Inventory!AJ50=\"\",\"\",Inventory!AJ50)","v":""},{"$f":"IF(Inventory!AK50=\"\",\"\",Inventory!AK50)","v":""},{"$f":"IF(Inventory!AL50=\"\",\"\",Inventory!AL50)","v":""},{"$f":"IF(Inventory!AM50=\"\",\"\",Inventory!AM50)","v":""},{"$f":"IF(Inventory!AN50=\"\",\"\",Inventory!AN50)","v":""},{"$f":"IF(Inventory!AO50=\"\",\"\",Inventory!AO50)","v":""},{"$f":"IF(Inventory!AP50=\"\",\"\",Inventory!AP50)","v":""},{"$f":"IF(Inventory!AQ50=\"\",\"\",Inventory!AQ50)","v":""}]
[null,42,{"$f":"IF(Inventory!C51=\"\",\"\",Inventory!C51)","v":""},{"$f":"IF(Inventory!D51=\"\",\"\",Inventory!D51)","v":""},{"$f":"IF(Inventory!X51=\"\",\"\",Inventory!X51)","v":""},{"$f":"IF(Inventory!Y51=\"\",\"\",Inventory!Y51)","v":""},{"$f":"IF(Inventory!Z51=\"\",\"\",Inventory!Z51)","v":""},{"$f":"IF(Inventory!AB51=\"\",\"\",Inventory!AB51)","v":""},{"$f":"IF(Inventory!AC51=\"\",\"\",Inventory!AC51)","v":""},{"$f":"IF(Inventory!AD51=\"\",\"\",Inventory!AD51)","v":""},{"$f":"IF(Inventory!AE51=\"\",\"\",Inventory!AE51)","v":""},{"$f":"IF(Inventory!AF51=\"\",\"\",Inventory!AF51)","v":""},{"$f":"IF(Inventory!AG51=\"\",\"\",Inventory!AG51)","v":""},{"$f":"IF(Inventory!AH51=\"\",\"\",Inventory!AH51)","v":""},{"$f":"IF(Inventory!AI51=\"\",\"\",Inventory!AI51)","v":""},{"$f":"IF(Inventory!AJ51=\"\",\"\",Inventory!AJ51)","v":""},{"$f":"IF(Inventory!AK51=\"\",\"\",Inventory!AK51)","v":""},{"$f":"IF(Inventory!AL51=\"\",\"\",Inventory!AL51)","v":""},{"$f":"IF(Inventory!AM51=\"\",\"\",Inventory!AM51)","v":""},{"$f":"IF(Inventory!AN51=\"\",\"\",Inventory!AN51)","v":""},{"$f":"IF(Inventory!AO51=\"\",\"\",Inventory!AO51)","v":""},{"$f":"IF(Inventory!AP51=\"\",\"\",Inventory!AP51)","v":""},{"$f":"IF(Inventory!AQ51=\"\",\"\",Inventory!AQ51)","v":""}]
[null,43,{"$f":"IF(Inventory!C52=\"\",\"\",Inventory!C52)","v":""},{"$f":"IF(Inventory!D52=\"\",\"\",Inventory!D52)","v":""},{"$f":"IF(Inventory!X52=\"\",\"\",Inventory!X52)","v":""},{"$f":"IF(Inventory!Y52=\"\",\"\",Inventory!Y52)","v":""},{"$f":"IF(Inventory!Z52=\"\",\"\",Inventory!Z52)","v":""},{"$f":"IF(Inventory!AB52=\"\",\"\",Inventory!AB52)","v":""},{"$f":"IF(Inventory!AC52=\"\",\"\",Inventory!AC52)","v":""},{"$f":"IF(Inventory!AD52=\"\",\"\",Inventory!AD52)","v":""},{"$f":"IF(Inventory!AE52=\"\",\"\",Inventory!AE52)","v":""},{"$f":"IF(Inventory!AF52=\"\",\"\",Inventory!AF52)","v":""},{"$f":"IF(Inventory!AG52=\"\",\"\",Inventory!AG52)","v":""},{"$f":"IF(Inventory!AH52=\"\",\"\",Inventory!AH52)","v":""},{"$f":"IF(Inventory!AI52=\"\",\"\",Inventory!AI52)","v":""},{"$f":"IF(Inventory!AJ52=\"\",\"\",Inventory!AJ52)","v":""},{"$f":"IF(Inventory!AK52=\"\",\"\",Inventory!AK52)","v":""},{"$f":"IF(Inventory!AL52=\"\",\"\",Inventory!AL52)","v":""},{"$f":"IF(Inventory!AM52=\"\",\"\",Inventory!AM52)","v":""},{"$f":"IF(Inventory!AN52=\"\",\"\",Inventory!AN52)","v":""},{"$f":"IF(Inventory!AO52=\"\",\"\",Inventory!AO52)","v":""},{"$f":"IF(Inventory!AP52=\"\",\"\",Inventory!AP52)","v":""},{"$f":"IF(Inventory!AQ52=\"\",\"\",Inventory!AQ52)","v":""}]
[null,44,{"$f":"IF(Inventory!C53=\"\",\"\",Inventory!C53)","v":""},{"$f":"IF(Inventory!D53=\"\",\"\",Inventory!D53)","v":""},{"$f":"IF(Inventory!X53=\"\",\"\",Inventory!X53)","v":""},{"$f":"IF(Inventory!Y53=\"\",\"\",Inventory!Y53)","v":""},{"$f":"IF(Inventory!Z53=\"\",\"\",Inventory!Z53)","v":""},{"$f":"IF(Inventory!AB53=\"\",\"\",Inventory!AB53)","v":""},{"$f":"IF(Inventory!AC53=\"\",\"\",Inventory!AC53)","v":""},{"$f":"IF(Inventory!AD53=\"\",\"\",Inventory!AD53)","v":""},{"$f":"IF(Inventory!AE53=\"\",\"\",Inventory!AE53)","v":""},{"$f":"IF(Inventory!AF53=\"\",\"\",Inventory!AF53)","v":""},{"$f":"IF(Inventory!AG53=\"\",\"\",Inventory!AG53)","v":""},{"$f":"IF(Inventory!AH53=\"\",\"\",Inventory!AH53)","v":""},{"$f":"IF(Inventory!AI53=\"\",\"\",Inventory!AI53)","v":""},{"$f":"IF(Inventory!AJ53=\"\",\"\",Inventory!AJ53)","v":""},{"$f":"IF(Inventory!AK53=\"\",\"\",Inventory!AK53)","v":""},{"$f":"IF(Inventory!AL53=\"\",\"\",Inventory!AL53)","v":""},{"$f":"IF(Inventory!AM53=\"\",\"\",Inventory!AM53)","v":""},{"$f":"IF(Inventory!AN53=\"\",\"\",Inventory!AN53)","v":""},{"$f":"IF(Inventory!AO53=\"\",\"\",Inventory!AO53)","v":""},{"$f":"IF(Inventory!AP53=\"\",\"\",Inventory!AP53)","v":""},{"$f":"IF(Inventory!AQ53=\"\",\"\",Inventory!AQ53)","v":""}]
[null,45,{"$f":"IF(Inventory!C54=\"\",\"\",Inventory!C54)","v":""},{"$f":"IF(Inventory!D54=\"\",\"\",Inventory!D54)","v":""},{"$f":"IF(Inventory!X54=\"\",\"\",Inventory!X54)","v":""},{"$f":"IF(Inventory!Y54=\"\",\"\",Inventory!Y54)","v":""},{"$f":"IF(Inventory!Z54=\"\",\"\",Inventory!Z54)","v":""},{"$f":"IF(Inventory!AB54=\"\",\"\",Inventory!AB54)","v":""},{"$f":"IF(Inventory!AC54=\"\",\"\",Inventory!AC54)","v":""},{"$f":"IF(Inventory!AD54=\"\",\"\",Inventory!AD54)","v":""},{"$f":"IF(Inventory!AE54=\"\",\"\",Inventory!AE54)","v":""},{"$f":"IF(Inventory!AF54=\"\",\"\",Inventory!AF54)","v":""},{"$f":"IF(Inventory!AG54=\"\",\"\",Inventory!AG54)","v":""},{"$f":"IF(Inventory!AH54=\"\",\"\",Inventory!AH54)","v":""},{"$f":"IF(Inventory!AI54=\"\",\"\",Inventory!AI54)","v":""},{"$f":"IF(Inventory!AJ54=\"\",\"\",Inventory!AJ54)","v":""},{"$f":"IF(Inventory!AK54=\"\",\"\",Inventory!AK54)","v":""},{"$f":"IF(Inventory!AL54=\"\",\"\",Inventory!AL54)","v":""},{"$f":"IF(Inventory!AM54=\"\",\"\",Inventory!AM54)","v":""},{"$f":"IF(Inventory!AN54=\"\",\"\",Inventory!AN54)","v":""},{"$f":"IF(Inventory!AO54=\"\",\"\",Inventory!AO54)","v":""},{"$f":"IF(Inventory!AP54=\"\",\"\",Inventory!AP54)","v":""},{"$f":"IF(Inventory!AQ54=\"\",\"\",Inventory!AQ54)","v":""}]
[null,46,{"$f":"IF(Inventory!C55=\"\",\"\",Inventory!C55)","v":""},{"$f":"IF(Inventory!D55=\"\",\"\",Inventory!D55)","v":""},{"$f":"IF(Inventory!X55=\"\",\"\",Inventory!X55)","v":""},{"$f":"IF(Inventory!Y55=\"\",\"\",Inventory!Y55)","v":""},{"$f":"IF(Inventory!Z55=\"\",\"\",Inventory!Z55)","v":""},{"$f":"IF(Inventory!AB55=\"\",\"\",Inventory!AB55)","v":""},{"$f":"IF(Inventory!AC55=\"\",\"\",Inventory!AC55)","v":""},{"$f":"IF(Inventory!AD55=\"\",\"\",Inventory!AD55)","v":""},{"$f":"IF(Inventory!AE55=\"\",\"\",Inventory!AE55)","v":""},{"$f":"IF(Inventory!AF55=\"\",\"\",Inventory!AF55)","v":""},{"$f":"IF(Inventory!AG55=\"\",\"\",Inventory!AG55)","v":""},{"$f":"IF(Inventory!AH55=\"\",\"\",Inventory!AH55)","v":""},{"$f":"IF(Inventory!AI55=\"\",\"\",Inventory!AI55)","v":""},{"$f":"IF(Inventory!AJ55=\"\",\"\",Inventory!AJ55)","v":""},{"$f":"IF(Inventory!AK55=\"\",\"\",Inventory!AK55)","v":""},{"$f":"IF(Inventory!AL55=\"\",\"\",Inventory!AL55)","v":""},{"$f":"IF(Inventory!AM55=\"\",\"\",Inventory!AM55)","v":""},{"$f":"IF(Inventory!AN55=\"\",\"\",Inventory!AN55)","v":""},{"$f":"IF(Inventory!AO55=\"\",\"\",Inventory!AO55)","v":""},{"$f":"IF(Inventory!AP55=\"\",\"\",Inventory!AP55)","v":""},{"$f":"IF(Inventory!AQ55=\"\",\"\",Inventory!AQ55)","v":""}]
[null,47,{"$f":"IF(Inventory!C56=\"\",\"\",Inventory!C56)","v":""},{"$f":"IF(Inventory!D56=\"\",\"\",Inventory!D56)","v":""},{"$f":"IF(Inventory!X56=\"\",\"\",Inventory!X56)","v":""},{"$f":"IF(Inventory!Y56=\"\",\"\",Inventory!Y56)","v":""},{"$f":"IF(Inventory!Z56=\"\",\"\",Inventory!Z56)","v":""},{"$f":"IF(Inventory!AB56=\"\",\"\",Inventory!AB56)","v":""},{"$f":"IF(Inventory!AC56=\"\",\"\",Inventory!AC56)","v":""},{"$f":"IF(Inventory!AD56=\"\",\"\",Inventory!AD56)","v":""},{"$f":"IF(Inventory!AE56=\"\",\"\",Inventory!AE56)","v":""},{"$f":"IF(Inventory!AF56=\"\",\"\",Inventory!AF56)","v":""},{"$f":"IF(Inventory!AG56=\"\",\"\",Inventory!AG56)","v":""},{"$f":"IF(Inventory!AH56=\"\",\"\",Inventory!AH56)","v":""},{"$f":"IF(Inventory!AI56=\"\",\"\",Inventory!AI56)","v":""},{"$f":"IF(Inventory!AJ56=\"\",\"\",Inventory!AJ56)","v":""},{"$f":"IF(Inventory!AK56=\"\",\"\",Inventory!AK56)","v":""},{"$f":"IF(Inventory!AL56=\"\",\"\",Inventory!AL56)","v":""},{"$f":"IF(Inventory!AM56=\"\",\"\",Inventory!AM56)","v":""},{"$f":"IF(Inventory!AN56=\"\",\"\",Inventory!AN56)","v":""},{"$f":"IF(Inventory!AO56=\"\",\"\",Inventory!AO56)","v":""},{"$f":"IF(Inventory!AP56=\"\",\"\",Inventory!AP56)","v":""},{"$f":"IF(Inventory!AQ56=\"\",\"\",Inventory!AQ56)","v":""}]
[null,48,{"$f":"IF(Inventory!C57=\"\",\"\",Inventory!C57)","v":""},{"$f":"IF(Inventory!D57=\"\",\"\",Inventory!D57)","v":""},{"$f":"IF(Inventory!X57=\"\",\"\",Inventory!X57)","v":""},{"$f":"IF(Inventory!Y57=\"\",\"\",Inventory!Y57)","v":""},{"$f":"IF(Inventory!Z57=\"\",\"\",Inventory!Z57)","v":""},{"$f":"IF(Inventory!AB57=\"\",\"\",Inventory!AB57)","v":""},{"$f":"IF(Inventory!AC57=\"\",\"\",Inventory!AC57)","v":""},{"$f":"IF(Inventory!AD57=\"\",\"\",Inventory!AD57)","v":""},{"$f":"IF(Inventory!AE57=\"\",\"\",Inventory!AE57)","v":""},{"$f":"IF(Inventory!AF57=\"\",\"\",Inventory!AF57)","v":""},{"$f":"IF(Inventory!AG57=\"\",\"\",Inventory!AG57)","v":""},{"$f":"IF(Inventory!AH57=\"\",\"\",Inventory!AH57)","v":""},{"$f":"IF(Inventory!AI57=\"\",\"\",Inventory!AI57)","v":""},{"$f":"IF(Inventory!AJ57=\"\",\"\",Inventory!AJ57)","v":""},{"$f":"IF(Inventory!AK57=\"\",\"\",Inventory!AK57)","v":""},{"$f":"IF(Inventory!AL57=\"\",\"\",Inventory!AL57)","v":""},{"$f":"IF(Inventory!AM57=\"\",\"\",Inventory!AM57)","v":""},{"$f":"IF(Inventory!AN57=\"\",\"\",Inventory!AN57)","v":""},{"$f":"IF(Inventory!AO57=\"\",\"\",Inventory!AO57)","v":""},{"$f":"IF(Inventory!AP57=\"\",\"\",Inventory!AP57)","v":""},{"$f":"IF(Inventory!AQ57=\"\",\"\",Inventory!AQ57)","v":""}]
[null,49,{"$f":"IF(Inventory!C58=\"\",\"\",Inventory!C58)","v":""},{"$f":"IF(Inventory!D58=\"\",\"\",Inventory!D58)","v":""},{"$f":"IF(Inventory!X58=\"\",\"\",Inventory!X58)","v":""},{"$f":"IF(Inventory!Y58=\"\",\"\",Inventory!Y58)","v":""},{"$f":"IF(Inventory!Z58=\"\",\"\",Inventory!Z58)","v":""},{"$f":"IF(Inventory!AB58=\"\",\"\",Inventory!AB58)","v":""},{"$f":"IF(Inventory!AC58=\"\",\"\",Inventory!AC58)","v":""},{"$f":"IF(Inventory!AD58=\"\",\"\",Inventory!AD58)","v":""},{"$f":"IF(Inventory!AE58=\"\",\"\",Inventory!AE58)","v":""},{"$f":"IF(Inventory!AF58=\"\",\"\",Inventory!AF58)","v":""},{"$f":"IF(Inventory!AG58=\"\",\"\",Inventory!AG58)","v":""},{"$f":"IF(Inventory!AH58=\"\",\"\",Inventory!AH58)","v":""},{"$f":"IF(Inventory!AI58=\"\",\"\",Inventory!AI58)","v":""},{"$f":"IF(Inventory!AJ58=\"\",\"\",Inventory!AJ58)","v":""},{"$f":"IF(Inventory!AK58=\"\",\"\",Inventory!AK58)","v":""},{"$f":"IF(Inventory!AL58=\"\",\"\",Inventory!AL58)","v":""},{"$f":"IF(Inventory!AM58=\"\",\"\",Inventory!AM58)","v":""},{"$f":"IF(Inventory!AN58=\"\",\"\",Inventory!AN58)","v":""},{"$f":"IF(Inventory!AO58=\"\",\"\",Inventory!AO58)","v":""},{"$f":"IF(Inventory!AP58=\"\",\"\",Inventory!AP58)","v":""},{"$f":"IF(Inventory!AQ58=\"\",\"\",Inventory!AQ58)","v":""}]
[null,50,{"$f":"IF(Inventory!C59=\"\",\"\",Inventory!C59)","v":""},{"$f":"IF(Inventory!D59=\"\",\"\",Inventory!D59)","v":""},{"$f":"IF(Inventory!X59=\"\",\"\",Inventory!X59)","v":""},{"$f":"IF(Inventory!Y59=\"\",\"\",Inventory!Y59)","v":""},{"$f":"IF(Inventory!Z59=\"\",\"\",Inventory!Z59)","v":""},{"$f":"IF(Inventory!AB59=\"\",\"\",Inventory!AB59)","v":""},{"$f":"IF(Inventory!AC59=\"\",\"\",Inventory!AC59)","v":""},{"$f":"IF(Inventory!AD59=\"\",\"\",Inventory!AD59)","v":""},{"$f":"IF(Inventory!AE59=\"\",\"\",Inventory!AE59)","v":""},{"$f":"IF(Inventory!AF59=\"\",\"\",Inventory!AF59)","v":""},{"$f":"IF(Inventory!AG59=\"\",\"\",Inventory!AG59)","v":""},{"$f":"IF(Inventory!AH59=\"\",\"\",Inventory!AH59)","v":""},{"$f":"IF(Inventory!AI59=\"\",\"\",Inventory!AI59)","v":""},{"$f":"IF(Inventory!AJ59=\"\",\"\",Inventory!AJ59)","v":""},{"$f":"IF(Inventory!AK59=\"\",\"\",Inventory!AK59)","v":""},{"$f":"IF(Inventory!AL59=\"\",\"\",Inventory!AL59)","v":""},{"$f":"IF(Inventory!AM59=\"\",\"\",Inventory!AM59)","v":""},{"$f":"IF(Inventory!AN59=\"\",\"\",Inventory!AN59)","v":""},{"$f":"IF(Inventory!AO59=\"\",\"\",Inventory!AO59)","v":""},{"$f":"IF(Inventory!AP59=\"\",\"\",Inventory!AP59)","v":""},{"$f":"IF(Inventory!AQ59=\"\",\"\",Inventory!AQ59)","v":""}]
[null,51,{"$f":"IF(Inventory!C60=\"\",\"\",Inventory!C60)","v":""},{"$f":"IF(Inventory!D60=\"\",\"\",Inventory!D60)","v":""},{"$f":"IF(Inventory!X60=\"\",\"\",Inventory!X60)","v":""},{"$f":"IF(Inventory!Y60=\"\",\"\",Inventory!Y60)","v":""},{"$f":"IF(Inventory!Z60=\"\",\"\",Inventory!Z60)","v":""},{"$f":"IF(Inventory!AB60=\"\",\"\",Inventory!AB60)","v":""},{"$f":"IF(Inventory!AC60=\"\",\"\",Inventory!AC60)","v":""},{"$f":"IF(Inventory!AD60=\"\",\"\",Inventory!AD60)","v":""},{"$f":"IF(Inventory!AE60=\"\",\"\",Inventory!AE60)","v":""},{"$f":"IF(Inventory!AF60=\"\",\"\",Inventory!AF60)","v":""},{"$f":"IF(Inventory!AG60=\"\",\"\",Inventory!AG60)","v":""},{"$f":"IF(Inventory!AH60=\"\",\"\",Inventory!AH60)","v":""},{"$f":"IF(Inventory!AI60=\"\",\"\",Inventory!AI60)","v":""},{"$f":"IF(Inventory!AJ60=\"\",\"\",Inventory!AJ60)","v":""},{"$f":"IF(Inventory!AK60=\"\",\"\",Inventory!AK60)","v":""},{"$f":"IF(Inventory!AL60=\"\",\"\",Inventory!AL60)","v":""},{"$f":"IF(Inventory!AM60=\"\",\"\",Inventory!AM60)","v":""},{"$f":"IF(Inventory!AN60=\"\",\"\",Inventory!AN60)","v":""},{"$f":"IF(Inventory!AO60=\"\",\"\",Inventory!AO60)","v":""},{"$f":"IF(Inventory!AP60=\"\",\"\",Inventory!AP60)","v":""},{"$f":"IF(Inventory!AQ60=\"\",\"\",Inventory!AQ60)","v":""}]
[null,52,{"$f":"IF(Inventory!C61=\"\",\"\",Inventory!C61)","v":""},{"$f":"IF(Inventory!D61=\"\",\"\",Inventory!D61)","v":""},{"$f":"IF(Inventory!X61=\"\",\"\",Inventory!X61)","v":""},{"$f":"IF(Inventory!Y61=\"\",\"\",Inventory!Y61)","v":""},{"$f":"IF(Inventory!Z61=\"\",\"\",Inventory!Z61)","v":""},{"$f":"IF(Inventory!AB61=\"\",\"\",Inventory!AB61)","v":""},{"$f":"IF(Inventory!AC61=\"\",\"\",Inventory!AC61)","v":""},{"$f":"IF(Inventory!AD61=\"\",\"\",Inventory!AD61)","v":""},{"$f":"IF(Inventory!AE61=\"\",\"\",Inventory!AE61)","v":""},{"$f":"IF(Inventory!AF61=\"\",\"\",Inventory!AF61)","v":""},{"$f":"IF(Inventory!AG61=\"\",\"\",Inventory!AG61)","v":""},{"$f":"IF(Inventory!AH61=\"\",\"\",Inventory!AH61)","v":""},{"$f":"IF(Inventory!AI61=\"\",\"\",Inventory!AI61)","v":""},{"$f":"IF(Inventory!AJ61=\"\",\"\",Inventory!AJ61)","v":""},{"$f":"IF(Inventory!AK61=\"\",\"\",Inventory!AK61)","v":""},{"$f":"IF(Inventory!AL61=\"\",\"\",Inventory!AL61)","v":""},{"$f":"IF(Inventory!AM61=\"\",\"\",Inventory!AM61)","v":""},{"$f":"IF(Inventory!AN61=\"\",\"\",Inventory!AN61)","v":""},{"$f":"IF(Inventory!AO61=\"\",\"\",Inventory!AO61)","v":""},{"$f":"IF(Inventory!AP61=\"\",\"\",Inventory!AP61)","v":""},{"$f":"IF(Inventory!AQ61=\"\",\"\",Inventory!AQ61)","v":""}]
[null,53,{"$f":"IF(Inventory!C62=\"\",\"\",Inventory!C62)","v":""},{"$f":"IF(Inventory!D62=\"\",\"\",Inventory!D62)","v":""},{"$f":"IF(Inventory!X62=\"\",\"\",Inventory!X62)","v":""},{"$f":"IF(Inventory!Y62=\"\",\"\",Inventory!Y62)","v":""},{"$f":"IF(Inventory!Z62=\"\",\"\",Inventory!Z62)","v":""},{"$f":"IF(Inventory!AB62=\"\",\"\",Inventory!AB62)","v":""},{"$f":"IF(Inventory!AC62=\"\",\"\",Inventory!AC62)","v":""},{"$f":"IF(Inventory!AD62=\"\",\"\",Inventory!AD62)","v":""},{"$f":"IF(Inventory!AE62=\"\",\"\",Inventory!AE62)","v":""},{"$f":"IF(Inventory!AF62=\"\",\"\",Inventory!AF62)","v":""},{"$f":"IF(Inventory!AG62=\"\",\"\",Inventory!AG62)","v":""},{"$f":"IF(Inventory!AH62=\"\",\"\",Inventory!AH62)","v":""},{"$f":"IF(Inventory!AI62=\"\",\"\",Inventory!AI62)","v":""},{"$f":"IF(Inventory!AJ62=\"\",\"\",Inventory!AJ62)","v":""},{"$f":"IF(Inventory!AK62=\"\",\"\",Inventory!AK62)","v":""},{"$f":"IF(Inventory!AL62=\"\",\"\",Inventory!AL62)","v":""},{"$f":"IF(Inventory!AM62=\"\",\"\",Inventory!AM62)","v":""},{"$f":"IF(Inventory!AN62=\"\",\"\",Inventory!AN62)","v":""},{"$f":"IF(Inventory!AO62=\"\",\"\",Inventory!AO62)","v":""},{"$f":"IF(Inventory!AP62=\"\",\"\",Inventory!AP62)","v":""},{"$f":"IF(Inventory!AQ62=\"\",\"\",Inventory!AQ62)","v":""}]
[null,54,{"$f":"IF(Inventory!C63=\"\",\"\",Inventory!C63)","v":""},{"$f":"IF(Inventory!D63=\"\",\"\",Inventory!D63)","v":""},{"$f":"IF(Inventory!X63=\"\",\"\",Inventory!X63)","v":""},{"$f":"IF(Inventory!Y63=\"\",\"\",Inventory!Y63)","v":""},{"$f":"IF(Inventory!Z63=\"\",\"\",Inventory!Z63)","v":""},{"$f":"IF(Inventory!AB63=\"\",\"\",Inventory!AB63)","v":""},{"$f":"IF(Inventory!AC63=\"\",\"\",Inventory!AC63)","v":""},{"$f":"IF(Inventory!AD63=\"\",\"\",Inventory!AD63)","v":""},{"$f":"IF(Inventory!AE63=\"\",\"\",Inventory!AE63)","v":""},{"$f":"IF(Inventory!AF63=\"\",\"\",Inventory!AF63)","v":""},{"$f":"IF(Inventory!AG63=\"\",\"\",Inventory!AG63)","v":""},{"$f":"IF(Inventory!AH63=\"\",\"\",Inventory!AH63)","v":""},{"$f":"IF(Inventory!AI63=\"\",\"\",Inventory!AI63)","v":""},{"$f":"IF(Inventory!AJ63=\"\",\"\",Inventory!AJ63)","v":""},{"$f":"IF(Inventory!AK63=\"\",\"\",Inventory!AK63)","v":""},{"$f":"IF(Inventory!AL63=\"\",\"\",Inventory!AL63)","v":""},{"$f":"IF(Inventory!AM63=\"\",\"\",Inventory!AM63)","v":""},{"$f":"IF(Inventory!AN63=\"\",\"\",Inventory!AN63)","v":""},{"$f":"IF(Inventory!AO63=\"\",\"\",Inventory!AO63)","v":""},{"$f":"IF(Inventory!AP63=\"\",\"\",Inventory!AP63)","v":""},{"$f":"IF(Inventory!AQ63=\"\",\"\",Inventory!AQ63)","v":""}]
[null,55,{"$f":"IF(Inventory!C64=\"\",\"\",Inventory!C64)","v":""},{"$f":"IF(Inventory!D64=\"\",\"\",Inventory!D64)","v":""},{"$f":"IF(Inventory!X64=\"\",\"\",Inventory!X64)","v":""},{"$f":"IF(Inventory!Y64=\"\",\"\",Inventory!Y64)","v":""},{"$f":"IF(Inventory!Z64=\"\",\"\",Inventory!Z64)","v":""},{"$f":"IF(Inventory!AB64=\"\",\"\",Inventory!AB64)","v":""},{"$f":"IF(Inventory!AC64=\"\",\"\",Inventory!AC64)","v":""},{"$f":"IF(Inventory!AD64=\"\",\"\",Inventory!AD64)","v":""},{"$f":"IF(Inventory!AE64=\"\",\"\",Inventory!AE64)","v":""},{"$f":"IF(Inventory!AF64=\"\",\"\",Inventory!AF64)","v":""},{"$f":"IF(Inventory!AG64=\"\",\"\",Inventory!AG64)","v":""},{"$f":"IF(Inventory!AH64=\"\",\"\",Inventory!AH64)","v":""},{"$f":"IF(Inventory!AI64=\"\",\"\",Inventory!AI64)","v":""},{"$f":"IF(Inventory!AJ64=\"\",\"\",Inventory!AJ64)","v":""},{"$f":"IF(Inventory!AK64=\"\",\"\",Inventory!AK64)","v":""},{"$f":"IF(Inventory!AL64=\"\",\"\",Inventory!AL64)","v":""},{"$f":"IF(Inventory!AM64=\"\",\"\",Inventory!AM64)","v":""},{"$f":"IF(Inventory!AN64=\"\",\"\",Inventory!AN64)","v":""},{"$f":"IF(Inventory!AO64=\"\",\"\",Inventory!AO64)","v":""},{"$f":"IF(Inventory!AP64=\"\",\"\",Inventory!AP64)","v":""},{"$f":"IF(Inventory!AQ64=\"\",\"\",Inventory!AQ64)","v":""}]
[null,56,{"$f":"IF(Inventory!C65=\"\",\"\",Inventory!C65)","v":""},{"$f":"IF(Inventory!D65=\"\",\"\",Inventory!D65)","v":""},{"$f":"IF(Inventory!X65=\"\",\"\",Inventory!X65)","v":""},{"$f":"IF(Inventory!Y65=\"\",\"\",Inventory!Y65)","v":""},{"$f":"IF(Inventory!Z65=\"\",\"\",Inventory!Z65)","v":""},{"$f":"IF(Inventory!AB65=\"\",\"\",Inventory!AB65)","v":""},{"$f":"IF(Inventory!AC65=\"\",\"\",Inventory!AC65)","v":""},{"$f":"IF(Inventory!AD65=\"\",\"\",Inventory!AD65)","v":""},{"$f":"IF(Inventory!AE65=\"\",\"\",Inventory!AE65)","v":""},{"$f":"IF(Inventory!AF65=\"\",\"\",Inventory!AF65)","v":""},{"$f":"IF(Inventory!AG65=\"\",\"\",Inventory!AG65)","v":""},{"$f":"IF(Inventory!AH65=\"\",\"\",Inventory!AH65)","v":""},{"$f":"IF(Inventory!AI65=\"\",\"\",Inventory!AI65)","v":""},{"$f":"IF(Inventory!AJ65=\"\",\"\",Inventory!AJ65)","v":""},{"$f":"IF(Inventory!AK65=\"\",\"\",Inventory!AK65)","v":""},{"$f":"IF(Inventory!AL65=\"\",\"\",Inventory!AL65)","v":""},{"$f":"IF(Inventory!AM65=\"\",\"\",Inventory!AM65)","v":""},{"$f":"IF(Inventory!AN65=\"\",\"\",Inventory!AN65)","v":""},{"$f":"IF(Inventory!AO65=\"\",\"\",Inventory!AO65)","v":""},{"$f":"IF(Inventory!AP65=\"\",\"\",Inventory!AP65)","v":""},{"$f":"IF(Inventory!AQ65=\"\",\"\",Inventory!AQ65)","v":""}]
[null,57,{"$f":"IF(Inventory!C66=\"\",\"\",Inventory!C66)","v":""},{"$f":"IF(Inventory!D66=\"\",\"\",Inventory!D66)","v":""},{"$f":"IF(Inventory!X66=\"\",\"\",Inventory!X66)","v":""},{"$f":"IF(Inventory!Y66=\"\",\"\",Inventory!Y66)","v":""},{"$f":"IF(Inventory!Z66=\"\",\"\",Inventory!Z66)","v":""},{"$f":"IF(Inventory!AB66=\"\",\"\",Inventory!AB66)","v":""},{"$f":"IF(Inventory!AC66=\"\",\"\",Inventory!AC66)","v":""},{"$f":"IF(Inventory!AD66=\"\",\"\",Inventory!AD66)","v":""},{"$f":"IF(Inventory!AE66=\"\",\"\",Inventory!AE66)","v":""},{"$f":"IF(Inventory!AF66=\"\",\"\",Inventory!AF66)","v":""},{"$f":"IF(Inventory!AG66=\"\",\"\",Inventory!AG66)","v":""},{"$f":"IF(Inventory!AH66=\"\",\"\",Inventory!AH66)","v":""},{"$f":"IF(Inventory!AI66=\"\",\"\",Inventory!AI66)","v":""},{"$f":"IF(Inventory!AJ66=\"\",\"\",Inventory!AJ66)","v":""},{"$f":"IF(Inventory!AK66=\"\",\"\",Inventory!AK66)","v":""},{"$f":"IF(Inventory!AL66=\"\",\"\",Inventory!AL66)","v":""},{"$f":"IF(Inventory!AM66=\"\",\"\",Inventory!AM66)","v":""},{"$f":"IF(Inventory!AN66=\"\",\"\",Inventory!AN66)","v":""},{"$f":"IF(Inventory!AO66=\"\",\"\",Inventory!AO66)","v":""},{"$f":"IF(Inventory!AP66=\"\",\"\",Inventory!AP66)","v":""},{"$f":"IF(Inventory!AQ66=\"\",\"\",Inventory!AQ66)","v":""}]
[null,58,{"$f":"IF(Inventory!C67=\"\",\"\",Inventory!C67)","v":""},{"$f":"IF(Inventory!D67=\"\",\"\",Inventory!D67)","v":""},{"$f":"IF(Inventory!X67=\"\",\"\",Inventory!X67)","v":""},{"$f":"IF(Inventory!Y67=\"\",\"\",Inventory!Y67)","v":""},{"$f":"IF(Inventory!Z67=\"\",\"\",Inventory!Z67)","v":""},{"$f":"IF(Inventory!AB67=\"\",\"\",Inventory!AB67)","v":""},{"$f":"IF(Inventory!AC67=\"\",\"\",Inventory!AC67)","v":""},{"$f":"IF(Inventory!AD67=\"\",\"\",Inventory!AD67)","v":""},{"$f":"IF(Inventory!AE67=\"\",\"\",Inventory!AE67)","v":""},{"$f":"IF(Inventory!AF67=\"\",\"\",Inventory!AF67)","v":""},{"$f":"IF(Inventory!AG67=\"\",\"\",Inventory!AG67)","v":""},{"$f":"IF(Inventory!AH67=\"\",\"\",Inventory!AH67)","v":""},{"$f":"IF(Inventory!AI67=\"\",\"\",Inventory!AI67)","v":""},{"$f":"IF(Inventory!AJ67=\"\",\"\",Inventory!AJ67)","v":""},{"$f":"IF(Inventory!AK67=\"\",\"\",Inventory!AK67)","v":""},{"$f":"IF(Inventory!AL67=\"\",\"\",Inventory!AL67)","v":""},{"$f":"IF(Inventory!AM67=\"\",\"\",Inventory!AM67)","v":""},{"$f":"IF(Inventory!AN67=\"\",\"\",Inventory!AN67)","v":""},{"$f":"IF(Inventory!AO67=\"\",\"\",Inventory!AO67)","v":""},{"$f":"IF(Inventory!AP67=\"\",\"\",Inventory!AP67)","v":""},{"$f":"IF(Inventory!AQ67=\"\",\"\",Inventory!AQ67)","v":""}]
[null,59,{"$f":"IF(Inventory!C68=\"\",\"\",Inventory!C68)","v":""},{"$f":"IF(Inventory!D68=\"\",\"\",Inventory!D68)","v":""},{"$f":"IF(Inventory!X68=\"\",\"\",Inventory!X68)","v":""},{"$f":"IF(Inventory!Y68=\"\",\"\",Inventory!Y68)","v":""},{"$f":"IF(Inventory!Z68=\"\",\"\",Inventory!Z68)","v":""},{"$f":"IF(Inventory!AB68=\"\",\"\",Inventory!AB68)","v":""},{"$f":"IF(Inventory!AC68=\"\",\"\",Inventory!AC68)","v":""},{"$f":"IF(Inventory!AD68=\"\",\"\",Inventory!AD68)","v":""},{"$f":"IF(Inventory!AE68=\"\",\"\",Inventory!AE68)","v":""},{"$f":"IF(Inventory!AF68=\"\",\"\",Inventory!AF68)","v":""},{"$f":"IF(Inventory!AG68=\"\",\"\",Inventory!AG68)","v":""},{"$f":"IF(Inventory!AH68=\"\",\"\",Inventory!AH68)","v":""},{"$f":"IF(Inventory!AI68=\"\",\"\",Inventory!AI68)","v":""},{"$f":"IF(Inventory!AJ68=\"\",\"\",Inventory!AJ68)","v":""},{"$f":"IF(Inventory!AK68=\"\",\"\",Inventory!AK68)","v":""},{"$f":"IF(Inventory!AL68=\"\",\"\",Inventory!AL68)","v":""},{"$f":"IF(Inventory!AM68=\"\",\"\",Inventory!AM68)","v":""},{"$f":"IF(Inventory!AN68=\"\",\"\",Inventory!AN68)","v":""},{"$f":"IF(Inventory!AO68=\"\",\"\",Inventory!AO68)","v":""},{"$f":"IF(Inventory!AP68=\"\",\"\",Inventory!AP68)","v":""},{"$f":"IF(Inventory!AQ68=\"\",\"\",Inventory!AQ68)","v":""}]
[null,60,{"$f":"IF(Inventory!C69=\"\",\"\",Inventory!C69)","v":""},{"$f":"IF(Inventory!D69=\"\",\"\",Inventory!D69)","v":""},{"$f":"IF(Inventory!X69=\"\",\"\",Inventory!X69)","v":""},{"$f":"IF(Inventory!Y69=\"\",\"\",Inventory!Y69)","v":""},{"$f":"IF(Inventory!Z69=\"\",\"\",Inventory!Z69)","v":""},{"$f":"IF(Inventory!AB69=\"\",\"\",Inventory!AB69)","v":""},{"$f":"IF(Inventory!AC69=\"\",\"\",Inventory!AC69)","v":""},{"$f":"IF(Inventory!AD69=\"\",\"\",Inventory!AD69)","v":""},{"$f":"IF(Inventory!AE69=\"\",\"\",Inventory!AE69)","v":""},{"$f":"IF(Inventory!AF69=\"\",\"\",Inventory!AF69)","v":""},{"$f":"IF(Inventory!AG69=\"\",\"\",Inventory!AG69)","v":""},{"$f":"IF(Inventory!AH69=\"\",\"\",Inventory!AH69)","v":""},{"$f":"IF(Inventory!AI69=\"\",\"\",Inventory!AI69)","v":""},{"$f":"IF(Inventory!AJ69=\"\",\"\",Inventory!AJ69)","v":""},{"$f":"IF(Inventory!AK69=\"\",\"\",Inventory!AK69)","v":""},{"$f":"IF(Inventory!AL69=\"\",\"\",Inventory!AL69)","v":""},{"$f":"IF(Inventory!AM69=\"\",\"\",Inventory!AM69)","v":""},{"$f":"IF(Inventory!AN69=\"\",\"\",Inventory!AN69)","v":""},{"$f":"IF(Inventory!AO69=\"\",\"\",Inventory!AO69)","v":""},{"$f":"IF(Inventory!AP69=\"\",\"\",Inventory!AP69)","v":""},{"$f":"IF(Inventory!AQ69=\"\",\"\",Inventory!AQ69)","v":""}]
[null,61,{"$f":"IF(Inventory!C70=\"\",\"\",Inventory!C70)","v":""},{"$f":"IF(Inventory!D70=\"\",\"\",Inventory!D70)","v":""},{"$f":"IF(Inventory!X70=\"\",\"\",Inventory!X70)","v":""},{"$f":"IF(Inventory!Y70=\"\",\"\",Inventory!Y70)","v":""},{"$f":"IF(Inventory!Z70=\"\",\"\",Inventory!Z70)","v":""},{"$f":"IF(Inventory!AB70=\"\",\"\",Inventory!AB70)","v":""},{"$f":"IF(Inventory!AC70=\"\",\"\",Inventory!AC70)","v":""},{"$f":"IF(Inventory!AD70=\"\",\"\",Inventory!AD70)","v":""},{"$f":"IF(Inventory!AE70=\"\",\"\",Inventory!AE70)","v":""},{"$f":"IF(Inventory!AF70=\"\",\"\",Inventory!AF70)","v":""},{"$f":"IF(Inventory!AG70=\"\",\"\",Inventory!AG70)","v":""},{"$f":"IF(Inventory!AH70=\"\",\"\",Inventory!AH70)","v":""},{"$f":"IF(Inventory!AI70=\"\",\"\",Inventory!AI70)","v":""},{"$f":"IF(Inventory!AJ70=\"\",\"\",Inventory!AJ70)","v":""},{"$f":"IF(Inventory!AK70=\"\",\"\",Inventory!AK70)","v":""},{"$f":"IF(Inventory!AL70=\"\",\"\",Inventory!AL70)","v":""},{"$f":"IF(Inventory!AM70=\"\",\"\",Inventory!AM70)","v":""},{"$f":"IF(Inventory!AN70=\"\",\"\",Inventory!AN70)","v":""},{"$f":"IF(Inventory!AO70=\"\",\"\",Inventory!AO70)","v":""},{"$f":"IF(Inventory!AP70=\"\",\"\",Inventory!AP70)","v":""},{"$f":"IF(Inventory!AQ70=\"\",\"\",Inventory!AQ70)","v":""}]
[null,62,{"$f":"IF(Inventory!C71=\"\",\"\",Inventory!C71)","v":""},{"$f":"IF(Inventory!D71=\"\",\"\",Inventory!D71)","v":""},{"$f":"IF(Inventory!X71=\"\",\"\",Inventory!X71)","v":""},{"$f":"IF(Inventory!Y71=\"\",\"\",Inventory!Y71)","v":""},{"$f":"IF(Inventory!Z71=\"\",\"\",Inventory!Z71)","v":""},{"$f":"IF(Inventory!AB71=\"\",\"\",Inventory!AB71)","v":""},{"$f":"IF(Inventory!AC71=\"\",\"\",Inventory!AC71)","v":""},{"$f":"IF(Inventory!AD71=\"\",\"\",Inventory!AD71)","v":""},{"$f":"IF(Inventory!AE71=\"\",\"\",Inventory!AE71)","v":""},{"$f":"IF(Inventory!AF71=\"\",\"\",Inventory!AF71)","v":""},{"$f":"IF(Inventory!AG71=\"\",\"\",Inventory!AG71)","v":""},{"$f":"IF(Inventory!AH71=\"\",\"\",Inventory!AH71)","v":""},{"$f":"IF(Inventory!AI71=\"\",\"\",Inventory!AI71)","v":""},{"$f":"IF(Inventory!AJ71=\"\",\"\",Inventory!AJ71)","v":""},{"$f":"IF(Inventory!AK71=\"\",\"\",Inventory!AK71)","v":""},{"$f":"IF(Inventory!AL71=\"\",\"\",Inventory!AL71)","v":""},{"$f":"IF(Inventory!AM71=\"\",\"\",Inventory!AM71)","v":""},{"$f":"IF(Inventory!AN71=\"\",\"\",Inventory!AN71)","v":""},{"$f":"IF(Inventory!AO71=\"\",\"\",Inventory!AO71)","v":""},{"$f":"IF(Inventory!AP71=\"\",\"\",Inventory!AP71)","v":""},{"$f":"IF(Inventory!AQ71=\"\",\"\",Inventory!AQ71)","v":""}]
[null,63,{"$f":"IF(Inventory!C72=\"\",\"\",Inventory!C72)","v":""},{"$f":"IF(Inventory!D72=\"\",\"\",Inventory!D72)","v":""},{"$f":"IF(Inventory!X72=\"\",\"\",Inventory!X72)","v":""},{"$f":"IF(Inventory!Y72=\"\",\"\",Inventory!Y72)","v":""},{"$f":"IF(Inventory!Z72=\"\",\"\",Inventory!Z72)","v":""},{"$f":"IF(Inventory!AB72=\"\",\"\",Inventory!AB72)","v":""},{"$f":"IF(Inventory!AC72=\"\",\"\",Inventory!AC72)","v":""},{"$f":"IF(Inventory!AD72=\"\",\"\",Inventory!AD72)","v":""},{"$f":"IF(Inventory!AE72=\"\",\"\",Inventory!AE72)","v":""},{"$f":"IF(Inventory!AF72=\"\",\"\",Inventory!AF72)","v":""},{"$f":"IF(Inventory!AG72=\"\",\"\",Inventory!AG72)","v":""},{"$f":"IF(Inventory!AH72=\"\",\"\",Inventory!AH72)","v":""},{"$f":"IF(Inventory!AI72=\"\",\"\",Inventory!AI72)","v":""},{"$f":"IF(Inventory!AJ72=\"\",\"\",Inventory!AJ72)","v":""},{"$f":"IF(Inventory!AK72=\"\",\"\",Inventory!AK72)","v":""},{"$f":"IF(Inventory!AL72=\"\",\"\",Inventory!AL72)","v":""},{"$f":"IF(Inventory!AM72=\"\",\"\",Inventory!AM72)","v":""},{"$f":"IF(Inventory!AN72=\"\",\"\",Inventory!AN72)","v":""},{"$f":"IF(Inventory!AO72=\"\",\"\",Inventory!AO72)","v":""},{"$f":"IF(Inventory!AP72=\"\",\"\",Inventory!AP72)","v":""},{"$f":"IF(Inventory!AQ72=\"\",\"\",Inventory!AQ72)","v":""}]
[null,64,{"$f":"IF(Inventory!C73=\"\",\"\",Inventory!C73)","v":""},{"$f":"IF(Inventory!D73=\"\",\"\",Inventory!D73)","v":""},{"$f":"IF(Inventory!X73=\"\",\"\",Inventory!X73)","v":""},{"$f":"IF(Inventory!Y73=\"\",\"\",Inventory!Y73)","v":""},{"$f":"IF(Inventory!Z73=\"\",\"\",Inventory!Z73)","v":""},{"$f":"IF(Inventory!AB73=\"\",\"\",Inventory!AB73)","v":""},{"$f":"IF(Inventory!AC73=\"\",\"\",Inventory!AC73)","v":""},{"$f":"IF(Inventory!AD73=\"\",\"\",Inventory!AD73)","v":""},{"$f":"IF(Inventory!AE73=\"\",\"\",Inventory!AE73)","v":""},{"$f":"IF(Inventory!AF73=\"\",\"\",Inventory!AF73)","v":""},{"$f":"IF(Inventory!AG73=\"\",\"\",Inventory!AG73)","v":""},{"$f":"IF(Inventory!AH73=\"\",\"\",Inventory!AH73)","v":""},{"$f":"IF(Inventory!AI73=\"\",\"\",Inventory!AI73)","v":""},{"$f":"IF(Inventory!AJ73=\"\",\"\",Inventory!AJ73)","v":""},{"$f":"IF(Inventory!AK73=\"\",\"\",Inventory!AK73)","v":""},{"$f":"IF(Inventory!AL73=\"\",\"\",Inventory!AL73)","v":""},{"$f":"IF(Inventory!AM73=\"\",\"\",Inventory!AM73)","v":""},{"$f":"IF(Inventory!AN73=\"\",\"\",Inventory!AN73)","v":""},{"$f":"IF(Inventory!AO73=\"\",\"\",Inventory!AO73)","v":""},{"$f":"IF(Inventory!AP73=\"\",\"\",Inventory!AP73)","v":""},{"$f":"IF(Inventory!AQ73=\"\",\"\",Inventory!AQ73)","v":""}]
[null,65,{"$f":"IF(Inventory!C74=\"\",\"\",Inventory!C74)","v":""},{"$f":"IF(Inventory!D74=\"\",\"\",Inventory!D74)","v":""},{"$f":"IF(Inventory!X74=\"\",\"\",Inventory!X74)","v":""},{"$f":"IF(Inventory!Y74=\"\",\"\",Inventory!Y74)","v":""},{"$f":"IF(Inventory!Z74=\"\",\"\",Inventory!Z74)","v":""},{"$f":"IF(Inventory!AB74=\"\",\"\",Inventory!AB74)","v":""},{"$f":"IF(Inventory!AC74=\"\",\"\",Inventory!AC74)","v":""},{"$f":"IF(Inventory!AD74=\"\",\"\",Inventory!AD74)","v":""},{"$f":"IF(Inventory!AE74=\"\",\"\",Inventory!AE74)","v":""},{"$f":"IF(Inventory!AF74=\"\",\"\",Inventory!AF74)","v":""},{"$f":"IF(Inventory!AG74=\"\",\"\",Inventory!AG74)","v":""},{"$f":"IF(Inventory!AH74=\"\",\"\",Inventory!AH74)","v":""},{"$f":"IF(Inventory!AI74=\"\",\"\",Inventory!AI74)","v":""},{"$f":"IF(Inventory!AJ74=\"\",\"\",Inventory!AJ74)","v":""},{"$f":"IF(Inventory!AK74=\"\",\"\",Inventory!AK74)","v":""},{"$f":"IF(Inventory!AL74=\"\",\"\",Inventory!AL74)","v":""},{"$f":"IF(Inventory!AM74=\"\",\"\",Inventory!AM74)","v":""},{"$f":"IF(Inventory!AN74=\"\",\"\",Inventory!AN74)","v":""},{"$f":"IF(Inventory!AO74=\"\",\"\",Inventory!AO74)","v":""},{"$f":"IF(Inventory!AP74=\"\",\"\",Inventory!AP74)","v":""},{"$f":"IF(Inventory!AQ74=\"\",\"\",Inventory!AQ74)","v":""}]
[null,66,{"$f":"IF(Inventory!C75=\"\",\"\",Inventory!C75)","v":""},{"$f":"IF(Inventory!D75=\"\",\"\",Inventory!D75)","v":""},{"$f":"IF(Inventory!X75=\"\",\"\",Inventory!X75)","v":""},{"$f":"IF(Inventory!Y75=\"\",\"\",Inventory!Y75)","v":""},{"$f":"IF(Inventory!Z75=\"\",\"\",Inventory!Z75)","v":""},{"$f":"IF(Inventory!AB75=\"\",\"\",Inventory!AB75)","v":""},{"$f":"IF(Inventory!AC75=\"\",\"\",Inventory!AC75)","v":""},{"$f":"IF(Inventory!AD75=\"\",\"\",Inventory!AD75)","v":""},{"$f":"IF(Inventory!AE75=\"\",\"\",Inventory!AE75)","v":""},{"$f":"IF(Inventory!AF75=\"\",\"\",Inventory!AF75)","v":""},{"$f":"IF(Inventory!AG75=\"\",\"\",Inventory!AG75)","v":""},{"$f":"IF(Inventory!AH75=\"\",\"\",Inventory!AH75)","v":""},{"$f":"IF(Inventory!AI75=\"\",\"\",Inventory!AI75)","v":""},{"$f":"IF(Inventory!AJ75=\"\",\"\",Inventory!AJ75)","v":""},{"$f":"IF(Inventory!AK75=\"\",\"\",Inventory!AK75)","v":""},{"$f":"IF(Inventory!AL75=\"\",\"\",Inventory!AL75)","v":""},{"$f":"IF(Inventory!AM75=\"\",\"\",Inventory!AM75)","v":""},{"$f":"IF(Inventory!AN75=\"\",\"\",Inventory!AN75)","v":""},{"$f":"IF(Inventory!AO75=\"\",\"\",Inventory!AO75)","v":""},{"$f":"IF(Inventory!AP75=\"\",\"\",Inventory!AP75)","v":""},{"$f":"IF(Inventory!AQ75=\"\",\"\",Inventory!AQ75)","v":""}]
[null,67,{"$f":"IF(Inventory!C76=\"\",\"\",Inventory!C76)","v":""},{"$f":"IF(Inventory!D76=\"\",\"\",Inventory!D76)","v":""},{"$f":"IF(Inventory!X76=\"\",\"\",Inventory!X76)","v":""},{"$f":"IF(Inventory!Y76=\"\",\"\",Inventory!Y76)","v":""},{"$f":"IF(Inventory!Z76=\"\",\"\",Inventory!Z76)","v":""},{"$f":"IF(Inventory!AB76=\"\",\"\",Inventory!AB76)","v":""},{"$f":"IF(Inventory!AC76=\"\",\"\",Inventory!AC76)","v":""},{"$f":"IF(Inventory!AD76=\"\",\"\",Inventory!AD76)","v":""},{"$f":"IF(Inventory!AE76=\"\",\"\",Inventory!AE76)","v":""},{"$f":"IF(Inventory!AF76=\"\",\"\",Inventory!AF76)","v":""},{"$f":"IF(Inventory!AG76=\"\",\"\",Inventory!AG76)","v":""},{"$f":"IF(Inventory!AH76=\"\",\"\",Inventory!AH76)","v":""},{"$f":"IF(Inventory!AI76=\"\",\"\",Inventory!AI76)","v":""},{"$f":"IF(Inventory!AJ76=\"\",\"\",Inventory!AJ76)","v":""},{"$f":"IF(Inventory!AK76=\"\",\"\",Inventory!AK76)","v":""},{"$f":"IF(Inventory!AL76=\"\",\"\",Inventory!AL76)","v":""},{"$f":"IF(Inventory!AM76=\"\",\"\",Inventory!AM76)","v":""},{"$f":"IF(Inventory!AN76=\"\",\"\",Inventory!AN76)","v":""},{"$f":"IF(Inventory!AO76=\"\",\"\",Inventory!AO76)","v":""},{"$f":"IF(Inventory!AP76=\"\",\"\",Inventory!AP76)","v":""},{"$f":"IF(Inventory!AQ76=\"\",\"\",Inventory!AQ76)","v":""}]
[null,68,{"$f":"IF(Inventory!C77=\"\",\"\",Inventory!C77)","v":""},{"$f":"IF(Inventory!D77=\"\",\"\",Inventory!D77)","v":""},{"$f":"IF(Inventory!X77=\"\",\"\",Inventory!X77)","v":""},{"$f":"IF(Inventory!Y77=\"\",\"\",Inventory!Y77)","v":""},{"$f":"IF(Inventory!Z77=\"\",\"\",Inventory!Z77)","v":""},{"$f":"IF(Inventory!AB77=\"\",\"\",Inventory!AB77)","v":""},{"$f":"IF(Inventory!AC77=\"\",\"\",Inventory!AC77)","v":""},{"$f":"IF(Inventory!AD77=\"\",\"\",Inventory!AD77)","v":""},{"$f":"IF(Inventory!AE77=\"\",\"\",Inventory!AE77)","v":""},{"$f":"IF(Inventory!AF77=\"\",\"\",Inventory!AF77)","v":""},{"$f":"IF(Inventory!AG77=\"\",\"\",Inventory!AG77)","v":""},{"$f":"IF(Inventory!AH77=\"\",\"\",Inventory!AH77)","v":""},{"$f":"IF(Inventory!AI77=\"\",\"\",Inventory!AI77)","v":""},{"$f":"IF(Inventory!AJ77=\"\",\"\",Inventory!AJ77)","v":""},{"$f":"IF(Inventory!AK77=\"\",\"\",Inventory!AK77)","v":""},{"$f":"IF(Inventory!AL77=\"\",\"\",Inventory!AL77)","v":""},{"$f":"IF(Inventory!AM77=\"\",\"\",Inventory!AM77)","v":""},{"$f":"IF(Inventory!AN77=\"\",\"\",Inventory!AN77)","v":""},{"$f":"IF(Inventory!AO77=\"\",\"\",Inventory!AO77)","v":""},{"$f":"IF(Inventory!AP77=\"\",\"\",Inventory!AP77)","v":""},{"$f":"IF(Inventory!AQ77=\"\",\"\",Inventory!AQ77)","v":""}]
[null,69,{"$f":"IF(Inventory!C78=\"\",\"\",Inventory!C78)","v":""},{"$f":"IF(Inventory!D78=\"\",\"\",Inventory!D78)","v":""},{"$f":"IF(Inventory!X78=\"\",\"\",Inventory!X78)","v":""},{"$f":"IF(Inventory!Y78=\"\",\"\",Inventory!Y78)","v":""},{"$f":"IF(Inventory!Z78=\"\",\"\",Inventory!Z78)","v":""},{"$f":"IF(Inventory!AB78=\"\",\"\",Inventory!AB78)","v":""},{"$f":"IF(Inventory!AC78=\"\",\"\",Inventory!AC78)","v":""},{"$f":"IF(Inventory!AD78=\"\",\"\",Inventory!AD78)","v":""},{"$f":"IF(Inventory!AE78=\"\",\"\",Inventory!AE78)","v":""},{"$f":"IF(Inventory!AF78=\"\",\"\",Inventory!AF78)","v":""},{"$f":"IF(Inventory!AG78=\"\",\"\",Inventory!AG78)","v":""},{"$f":"IF(Inventory!AH78=\"\",\"\",Inventory!AH78)","v":""},{"$f":"IF(Inventory!AI78=\"\",\"\",Inventory!AI78)","v":""},{"$f":"IF(Inventory!AJ78=\"\",\"\",Inventory!AJ78)","v":""},{"$f":"IF(Inventory!AK78=\"\",\"\",Inventory!AK78)","v":""},{"$f":"IF(Inventory!AL78=\"\",\"\",Inventory!AL78)","v":""},{"$f":"IF(Inventory!AM78=\"\",\"\",Inventory!AM78)","v":""},{"$f":"IF(Inventory!AN78=\"\",\"\",Inventory!AN78)","v":""},{"$f":"IF(Inventory!AO78=\"\",\"\",Inventory!AO78)","v":""},{"$f":"IF(Inventory!AP78=\"\",\"\",Inventory!AP78)","v":""},{"$f":"IF(Inventory!AQ78=\"\",\"\",Inventory!AQ78)","v":""}]
[null,70,{"$f":"IF(Inventory!C79=\"\",\"\",Inventory!C79)","v":""},{"$f":"IF(Inventory!D79=\"\",\"\",Inventory!D79)","v":""},{"$f":"IF(Inventory!X79=\"\",\"\",Inventory!X79)","v":""},{"$f":"IF(Inventory!Y79=\"\",\"\",Inventory!Y79)","v":""},{"$f":"IF(Inventory!Z79=\"\",\"\",Inventory!Z79)","v":""},{"$f":"IF(Inventory!AB79=\"\",\"\",Inventory!AB79)","v":""},{"$f":"IF(Inventory!AC79=\"\",\"\",Inventory!AC79)","v":""},{"$f":"IF(Inventory!AD79=\"\",\"\",Inventory!AD79)","v":""},{"$f":"IF(Inventory!AE79=\"\",\"\",Inventory!AE79)","v":""},{"$f":"IF(Inventory!AF79=\"\",\"\",Inventory!AF79)","v":""},{"$f":"IF(Inventory!AG79=\"\",\"\",Inventory!AG79)","v":""},{"$f":"IF(Inventory!AH79=\"\",\"\",Inventory!AH79)","v":""},{"$f":"IF(Inventory!AI79=\"\",\"\",Inventory!AI79)","v":""},{"$f":"IF(Inventory!AJ79=\"\",\"\",Inventory!AJ79)","v":""},{"$f":"IF(Inventory!AK79=\"\",\"\",Inventory!AK79)","v":""},{"$f":"IF(Inventory!AL79=\"\",\"\",Inventory!AL79)","v":""},{"$f":"IF(Inventory!AM79=\"\",\"\",Inventory!AM79)","v":""},{"$f":"IF(Inventory!AN79=\"\",\"\",Inventory!AN79)","v":""},{"$f":"IF(Inventory!AO79=\"\",\"\",Inventory!AO79)","v":""},{"$f":"IF(Inventory!AP79=\"\",\"\",Inventory!AP79)","v":""},{"$f":"IF(Inventory!AQ79=\"\",\"\",Inventory!AQ79)","v":""}]
[null,71,{"$f":"IF(Inventory!C80=\"\",\"\",Inventory!C80)","v":""},{"$f":"IF(Inventory!D80=\"\",\"\",Inventory!D80)","v":""},{"$f":"IF(Inventory!X80=\"\",\"\",Inventory!X80)","v":""},{"$f":"IF(Inventory!Y80=\"\",\"\",Inventory!Y80)","v":""},{"$f":"IF(Inventory!Z80=\"\",\"\",Inventory!Z80)","v":""},{"$f":"IF(Inventory!AB80=\"\",\"\",Inventory!AB80)","v":""},{"$f":"IF(Inventory!AC80=\"\",\"\",Inventory!AC80)","v":""},{"$f":"IF(Inventory!AD80=\"\",\"\",Inventory!AD80)","v":""},{"$f":"IF(Inventory!AE80=\"\",\"\",Inventory!AE80)","v":""},{"$f":"IF(Inventory!AF80=\"\",\"\",Inventory!AF80)","v":""},{"$f":"IF(Inventory!AG80=\"\",\"\",Inventory!AG80)","v":""},{"$f":"IF(Inventory!AH80=\"\",\"\",Inventory!AH80)","v":""},{"$f":"IF(Inventory!AI80=\"\",\"\",Inventory!AI80)","v":""},{"$f":"IF(Inventory!AJ80=\"\",\"\",Inventory!AJ80)","v":""},{"$f":"IF(Inventory!AK80=\"\",\"\",Inventory!AK80)","v":""},{"$f":"IF(Inventory!AL80=\"\",\"\",Inventory!AL80)","v":""},{"$f":"IF(Inventory!AM80=\"\",\"\",Inventory!AM80)","v":""},{"$f":"IF(Inventory!AN80=\"\",\"\",Inventory!AN80)","v":""},{"$f":"IF(Inventory!AO80=\"\",\"\",Inventory!AO80)","v":""},{"$f":"IF(Inventory!AP80=\"\",\"\",Inventory!AP80)","v":""},{"$f":"IF(Inventory!AQ80=\"\",\"\",Inventory!AQ80)","v":""}]
[null,72,{"$f":"IF(Inventory!C81=\"\",\"\",Inventory!C81)","v":""},{"$f":"IF(Inventory!D81=\"\",\"\",Inventory!D81)","v":""},{"$f":"IF(Inventory!X81=\"\",\"\",Inventory!X81)","v":""},{"$f":"IF(Inventory!Y81=\"\",\"\",Inventory!Y81)","v":""},{"$f":"IF(Inventory!Z81=\"\",\"\",Inventory!Z81)","v":""},{"$f":"IF(Inventory!AB81=\"\",\"\",Inventory!AB81)","v":""},{"$f":"IF(Inventory!AC81=\"\",\"\",Inventory!AC81)","v":""},{"$f":"IF(Inventory!AD81=\"\",\"\",Inventory!AD81)","v":""},{"$f":"IF(Inventory!AE81=\"\",\"\",Inventory!AE81)","v":""},{"$f":"IF(Inventory!AF81=\"\",\"\",Inventory!AF81)","v":""},{"$f":"IF(Inventory!AG81=\"\",\"\",Inventory!AG81)","v":""},{"$f":"IF(Inventory!AH81=\"\",\"\",Inventory!AH81)","v":""},{"$f":"IF(Inventory!AI81=\"\",\"\",Inventory!AI81)","v":""},{"$f":"IF(Inventory!AJ81=\"\",\"\",Inventory!AJ81)","v":""},{"$f":"IF(Inventory!AK81=\"\",\"\",Inventory!AK81)","v":""},{"$f":"IF(Inventory!AL81=\"\",\"\",Inventory!AL81)","v":""},{"$f":"IF(Inventory!AM81=\"\",\"\",Inventory!AM81)","v":""},{"$f":"IF(Inventory!AN81=\"\",\"\",Inventory!AN81)","v":""},{"$f":"IF(Inventory!AO81=\"\",\"\",Inventory!AO81)","v":""},{"$f":"IF(Inventory!AP81=\"\",\"\",Inventory!AP81)","v":""},{"$f":"IF(Inventory!AQ81=\"\",\"\",Inventory!AQ81)","v":""}]
[null,73,{"$f":"IF(Inventory!C82=\"\",\"\",Inventory!C82)","v":""},{"$f":"IF(Inventory!D82=\"\",\"\",Inventory!D82)","v":""},{"$f":"IF(Inventory!X82=\"\",\"\",Inventory!X82)","v":""},{"$f":"IF(Inventory!Y82=\"\",\"\",Inventory!Y82)","v":""},{"$f":"IF(Inventory!Z82=\"\",\"\",Inventory!Z82)","v":""},{"$f":"IF(Inventory!AB82=\"\",\"\",Inventory!AB82)","v":""},{"$f":"IF(Inventory!AC82=\"\",\"\",Inventory!AC82)","v":""},{"$f":"IF(Inventory!AD82=\"\",\"\",Inventory!AD82)","v":""},{"$f":"IF(Inventory!AE82=\"\",\"\",Inventory!AE82)","v":""},{"$f":"IF(Inventory!AF82=\"\",\"\",Inventory!AF82)","v":""},{"$f":"IF(Inventory!AG82=\"\",\"\",Inventory!AG82)","v":""},{"$f":"IF(Inventory!AH82=\"\",\"\",Inventory!AH82)","v":""},{"$f":"IF(Inventory!AI82=\"\",\"\",Inventory!AI82)","v":""},{"$f":"IF(Inventory!AJ82=\"\",\"\",Inventory!AJ82)","v":""},{"$f":"IF(Inventory!AK82=\"\",\"\",Inventory!AK82)","v":""},{"$f":"IF(Inventory!AL82=\"\",\"\",Inventory!AL82)","v":""},{"$f":"IF(Inventory!AM82=\"\",\"\",Inventory!AM82)","v":""},{"$f":"IF(Inventory!AN82=\"\",\"\",Inventory!AN82)","v":""},{"$f":"IF(Inventory!AO82=\"\",\"\",Inventory!AO82)","v":""},{"$f":"IF(Inventory!AP82=\"\",\"\",Inventory!AP82)","v":""},{"$f":"IF(Inventory!AQ82=\"\",\"\",Inventory!AQ82)","v":""}]
[null,74,{"$f":"IF(Inventory!C83=\"\",\"\",Inventory!C83)","v":""},{"$f":"IF(Inventory!D83=\"\",\"\",Inventory!D83)","v":""},{"$f":"IF(Inventory!X83=\"\",\"\",Inventory!X83)","v":""},{"$f":"IF(Inventory!Y83=\"\",\"\",Inventory!Y83)","v":""},{"$f":"IF(Inventory!Z83=\"\",\"\",Inventory!Z83)","v":""},{"$f":"IF(Inventory!AB83=\"\",\"\",Inventory!AB83)","v":""},{"$f":"IF(Inventory!AC83=\"\",\"\",Inventory!AC83)","v":""},{"$f":"IF(Inventory!AD83=\"\",\"\",Inventory!AD83)","v":""},{"$f":"IF(Inventory!AE83=\"\",\"\",Inventory!AE83)","v":""},{"$f":"IF(Inventory!AF83=\"\",\"\",Inventory!AF83)","v":""},{"$f":"IF(Inventory!AG83=\"\",\"\",Inventory!AG83)","v":""},{"$f":"IF(Inventory!AH83=\"\",\"\",Inventory!AH83)","v":""},{"$f":"IF(Inventory!AI83=\"\",\"\",Inventory!AI83)","v":""},{"$f":"IF(Inventory!AJ83=\"\",\"\",Inventory!AJ83)","v":""},{"$f":"IF(Inventory!AK83=\"\",\"\",Inventory!AK83)","v":""},{"$f":"IF(Inventory!AL83=\"\",\"\",Inventory!AL83)","v":""},{"$f":"IF(Inventory!AM83=\"\",\"\",Inventory!AM83)","v":""},{"$f":"IF(Inventory!AN83=\"\",\"\",Inventory!AN83)","v":""},{"$f":"IF(Inventory!AO83=\"\",\"\",Inventory!AO83)","v":""},{"$f":"IF(Inventory!AP83=\"\",\"\",Inventory!AP83)","v":""},{"$f":"IF(Inventory!AQ83=\"\",\"\",Inventory!AQ83)","v":""}]
[null,75,{"$f":"IF(Inventory!C84=\"\",\"\",Inventory!C84)","v":""},{"$f":"IF(Inventory!D84=\"\",\"\",Inventory!D84)","v":""},{"$f":"IF(Inventory!X84=\"\",\"\",Inventory!X84)","v":""},{"$f":"IF(Inventory!Y84=\"\",\"\",Inventory!Y84)","v":""},{"$f":"IF(Inventory!Z84=\"\",\"\",Inventory!Z84)","v":""},{"$f":"IF(Inventory!AB84=\"\",\"\",Inventory!AB84)","v":""},{"$f":"IF(Inventory!AC84=\"\",\"\",Inventory!AC84)","v":""},{"$f":"IF(Inventory!AD84=\"\",\"\",Inventory!AD84)","v":""},{"$f":"IF(Inventory!AE84=\"\",\"\",Inventory!AE84)","v":""},{"$f":"IF(Inventory!AF84=\"\",\"\",Inventory!AF84)","v":""},{"$f":"IF(Inventory!AG84=\"\",\"\",Inventory!AG84)","v":""},{"$f":"IF(Inventory!AH84=\"\",\"\",Inventory!AH84)","v":""},{"$f":"IF(Inventory!AI84=\"\",\"\",Inventory!AI84)","v":""},{"$f":"IF(Inventory!AJ84=\"\",\"\",Inventory!AJ84)","v":""},{"$f":"IF(Inventory!AK84=\"\",\"\",Inventory!AK84)","v":""},{"$f":"IF(Inventory!AL84=\"\",\"\",Inventory!AL84)","v":""},{"$f":"IF(Inventory!AM84=\"\",\"\",Inventory!AM84)","v":""},{"$f":"IF(Inventory!AN84=\"\",\"\",Inventory!AN84)","v":""},{"$f":"IF(Inventory!AO84=\"\",\"\",Inventory!AO84)","v":""},{"$f":"IF(Inventory!AP84=\"\",\"\",Inventory!AP84)","v":""},{"$f":"IF(Inventory!AQ84=\"\",\"\",Inventory!AQ84)","v":""}]
[null,76,{"$f":"IF(Inventory!C85=\"\",\"\",Inventory!C85)","v":""},{"$f":"IF(Inventory!D85=\"\",\"\",Inventory!D85)","v":""},{"$f":"IF(Inventory!X85=\"\",\"\",Inventory!X85)","v":""},{"$f":"IF(Inventory!Y85=\"\",\"\",Inventory!Y85)","v":""},{"$f":"IF(Inventory!Z85=\"\",\"\",Inventory!Z85)","v":""},{"$f":"IF(Inventory!AB85=\"\",\"\",Inventory!AB85)","v":""},{"$f":"IF(Inventory!AC85=\"\",\"\",Inventory!AC85)","v":""},{"$f":"IF(Inventory!AD85=\"\",\"\",Inventory!AD85)","v":""},{"$f":"IF(Inventory!AE85=\"\",\"\",Inventory!AE85)","v":""},{"$f":"IF(Inventory!AF85=\"\",\"\",Inventory!AF85)","v":""},{"$f":"IF(Inventory!AG85=\"\",\"\",Inventory!AG85)","v":""},{"$f":"IF(Inventory!AH85=\"\",\"\",Inventory!AH85)","v":""},{"$f":"IF(Inventory!AI85=\"\",\"\",Inventory!AI85)","v":""},{"$f":"IF(Inventory!AJ85=\"\",\"\",Inventory!AJ85)","v":""},{"$f":"IF(Inventory!AK85=\"\",\"\",Inventory!AK85)","v":""},{"$f":"IF(Inventory!AL85=\"\",\"\",Inventory!AL85)","v":""},{"$f":"IF(Inventory!AM85=\"\",\"\",Inventory!AM85)","v":""},{"$f":"IF(Inventory!AN85=\"\",\"\",Inventory!AN85)","v":""},{"$f":"IF(Inventory!AO85=\"\",\"\",Inventory!AO85)","v":""},{"$f":"IF(Inventory!AP85=\"\",\"\",Inventory!AP85)","v":""},{"$f":"IF(Inventory!AQ85=\"\",\"\",Inventory!AQ85)","v":""}]
[null,77,{"$f":"IF(Inventory!C86=\"\",\"\",Inventory!C86)","v":""},{"$f":"IF(Inventory!D86=\"\",\"\",Inventory!D86)","v":""},{"$f":"IF(Inventory!X86=\"\",\"\",Inventory!X86)","v":""},{"$f":"IF(Inventory!Y86=\"\",\"\",Inventory!Y86)","v":""},{"$f":"IF(Inventory!Z86=\"\",\"\",Inventory!Z86)","v":""},{"$f":"IF(Inventory!AB86=\"\",\"\",Inventory!AB86)","v":""},{"$f":"IF(Inventory!AC86=\"\",\"\",Inventory!AC86)","v":""},{"$f":"IF(Inventory!AD86=\"\",\"\",Inventory!AD86)","v":""},{"$f":"IF(Inventory!AE86=\"\",\"\",Inventory!AE86)","v":""},{"$f":"IF(Inventory!AF86=\"\",\"\",Inventory!AF86)","v":""},{"$f":"IF(Inventory!AG86=\"\",\"\",Inventory!AG86)","v":""},{"$f":"IF(Inventory!AH86=\"\",\"\",Inventory!AH86)","v":""},{"$f":"IF(Inventory!AI86=\"\",\"\",Inventory!AI86)","v":""},{"$f":"IF(Inventory!AJ86=\"\",\"\",Inventory!AJ86)","v":""},{"$f":"IF(Inventory!AK86=\"\",\"\",Inventory!AK86)","v":""},{"$f":"IF(Inventory!AL86=\"\",\"\",Inventory!AL86)","v":""},{"$f":"IF(Inventory!AM86=\"\",\"\",Inventory!AM86)","v":""},{"$f":"IF(Inventory!AN86=\"\",\"\",Inventory!AN86)","v":""},{"$f":"IF(Inventory!AO86=\"\",\"\",Inventory!AO86)","v":""},{"$f":"IF(Inventory!AP86=\"\",\"\",Inventory!AP86)","v":""},{"$f":"IF(Inventory!AQ86=\"\",\"\",Inventory!AQ86)","v":""}]
[null,78,{"$f":"IF(Inventory!C87=\"\",\"\",Inventory!C87)","v":""},{"$f":"IF(Inventory!D87=\"\",\"\",Inventory!D87)","v":""},{"$f":"IF(Inventory!X87=\"\",\"\",Inventory!X87)","v":""},{"$f":"IF(Inventory!Y87=\"\",\"\",Inventory!Y87)","v":""},{"$f":"IF(Inventory!Z87=\"\",\"\",Inventory!Z87)","v":""},{"$f":"IF(Inventory!AB87=\"\",\"\",Inventory!AB87)","v":""},{"$f":"IF(Inventory!AC87=\"\",\"\",Inventory!AC87)","v":""},{"$f":"IF(Inventory!AD87=\"\",\"\",Inventory!AD87)","v":""},{"$f":"IF(Inventory!AE87=\"\",\"\",Inventory!AE87)","v":""},{"$f":"IF(Inventory!AF87=\"\",\"\",Inventory!AF87)","v":""},{"$f":"IF(Inventory!AG87=\"\",\"\",Inventory!AG87)","v":""},{"$f":"IF(Inventory!AH87=\"\",\"\",Inventory!AH87)","v":""},{"$f":"IF(Inventory!AI87=\"\",\"\",Inventory!AI87)","v":""},{"$f":"IF(Inventory!AJ87=\"\",\"\",Inventory!AJ87)","v":""},{"$f":"IF(Inventory!AK87=\"\",\"\",Inventory!AK87)","v":""},{"$f":"IF(Inventory!AL87=\"\",\"\",Inventory!AL87)","v":""},{"$f":"IF(Inventory!AM87=\"\",\"\",Inventory!AM87)","v":""},{"$f":"IF(Inventory!AN87=\"\",\"\",Inventory!AN87)","v":""},{"$f":"IF(Inventory!AO87=\"\",\"\",Inventory!AO87)","v":""},{"$f":"IF(Inventory!AP87=\"\",\"\",Inventory!AP87)","v":""},{"$f":"IF(Inventory!AQ87=\"\",\"\",Inventory!AQ87)","v":""}]
[null,79,{"$f":"IF(Inventory!C88=\"\",\"\",Inventory!C88)","v":""},{"$f":"IF(Inventory!D88=\"\",\"\",Inventory!D88)","v":""},{"$f":"IF(Inventory!X88=\"\",\"\",Inventory!X88)","v":""},{"$f":"IF(Inventory!Y88=\"\",\"\",Inventory!Y88)","v":""},{"$f":"IF(Inventory!Z88=\"\",\"\",Inventory!Z88)","v":""},{"$f":"IF(Inventory!AB88=\"\",\"\",Inventory!AB88)","v":""},{"$f":"IF(Inventory!AC88=\"\",\"\",Inventory!AC88)","v":""},{"$f":"IF(Inventory!AD88=\"\",\"\",Inventory!AD88)","v":""},{"$f":"IF(Inventory!AE88=\"\",\"\",Inventory!AE88)","v":""},{"$f":"IF(Inventory!AF88=\"\",\"\",Inventory!AF88)","v":""},{"$f":"IF(Inventory!AG88=\"\",\"\",Inventory!AG88)","v":""},{"$f":"IF(Inventory!AH88=\"\",\"\",Inventory!AH88)","v":""},{"$f":"IF(Inventory!AI88=\"\",\"\",Inventory!AI88)","v":""},{"$f":"IF(Inventory!AJ88=\"\",\"\",Inventory!AJ88)","v":""},{"$f":"IF(Inventory!AK88=\"\",\"\",Inventory!AK88)","v":""},{"$f":"IF(Inventory!AL88=\"\",\"\",Inventory!AL88)","v":""},{"$f":"IF(Inventory!AM88=\"\",\"\",Inventory!AM88)","v":""},{"$f":"IF(Inventory!AN88=\"\",\"\",Inventory!AN88)","v":""},{"$f":"IF(Inventory!AO88=\"\",\"\",Inventory!AO88)","v":""},{"$f":"IF(Inventory!AP88=\"\",\"\",Inventory!AP88)","v":""},{"$f":"IF(Inventory!AQ88=\"\",\"\",Inventory!AQ88)","v":""}]
[null,80,{"$f":"IF(Inventory!C89=\"\",\"\",Inventory!C89)","v":""},{"$f":"IF(Inventory!D89=\"\",\"\",Inventory!D89)","v":""},{"$f":"IF(Inventory!X89=\"\",\"\",Inventory!X89)","v":""},{"$f":"IF(Inventory!Y89=\"\",\"\",Inventory!Y89)","v":""},{"$f":"IF(Inventory!Z89=\"\",\"\",Inventory!Z89)","v":""},{"$f":"IF(Inventory!AB89=\"\",\"\",Inventory!AB89)","v":""},{"$f":"IF(Inventory!AC89=\"\",\"\",Inventory!AC89)","v":""},{"$f":"IF(Inventory!AD89=\"\",\"\",Inventory!AD89)","v":""},{"$f":"IF(Inventory!AE89=\"\",\"\",Inventory!AE89)","v":""},{"$f":"IF(Inventory!AF89=\"\",\"\",Inventory!AF89)","v":""},{"$f":"IF(Inventory!AG89=\"\",\"\",Inventory!AG89)","v":""},{"$f":"IF(Inventory!AH89=\"\",\"\",Inventory!AH89)","v":""},{"$f":"IF(Inventory!AI89=\"\",\"\",Inventory!AI89)","v":""},{"$f":"IF(Inventory!AJ89=\"\",\"\",Inventory!AJ89)","v":""},{"$f":"IF(Inventory!AK89=\"\",\"\",Inventory!AK89)","v":""},{"$f":"IF(Inventory!AL89=\"\",\"\",Inventory!AL89)","v":""},{"$f":"IF(Inventory!AM89=\"\",\"\",Inventory!AM89)","v":""},{"$f":"IF(Inventory!AN89=\"\",\"\",Inventory!AN89)","v":""},{"$f":"IF(Inventory!AO89=\"\",\"\",Inventory!AO89)","v":""},{"$f":"IF(Inventory!AP89=\"\",\"\",Inventory!AP89)","v":""},{"$f":"IF(Inventory!AQ89=\"\",\"\",Inventory!AQ89)","v":""}]
[null,81,{"$f":"IF(Inventory!C90=\"\",\"\",Inventory!C90)","v":""},{"$f":"IF(Inventory!D90=\"\",\"\",Inventory!D90)","v":""},{"$f":"IF(Inventory!X90=\"\",\"\",Inventory!X90)","v":""},{"$f":"IF(Inventory!Y90=\"\",\"\",Inventory!Y90)","v":""},{"$f":"IF(Inventory!Z90=\"\",\"\",Inventory!Z90)","v":""},{"$f":"IF(Inventory!AB90=\"\",\"\",Inventory!AB90)","v":""},{"$f":"IF(Inventory!AC90=\"\",\"\",Inventory!AC90)","v":""},{"$f":"IF(Inventory!AD90=\"\",\"\",Inventory!AD90)","v":""},{"$f":"IF(Inventory!AE90=\"\",\"\",Inventory!AE90)","v":""},{"$f":"IF(Inventory!AF90=\"\",\"\",Inventory!AF90)","v":""},{"$f":"IF(Inventory!AG90=\"\",\"\",Inventory!AG90)","v":""},{"$f":"IF(Inventory!AH90=\"\",\"\",Inventory!AH90)","v":""},{"$f":"IF(Inventory!AI90=\"\",\"\",Inventory!AI90)","v":""},{"$f":"IF(Inventory!AJ90=\"\",\"\",Inventory!AJ90)","v":""},{"$f":"IF(Inventory!AK90=\"\",\"\",Inventory!AK90)","v":""},{"$f":"IF(Inventory!AL90=\"\",\"\",Inventory!AL90)","v":""},{"$f":"IF(Inventory!AM90=\"\",\"\",Inventory!AM90)","v":""},{"$f":"IF(Inventory!AN90=\"\",\"\",Inventory!AN90)","v":""},{"$f":"IF(Inventory!AO90=\"\",\"\",Inventory!AO90)","v":""},{"$f":"IF(Inventory!AP90=\"\",\"\",Inventory!AP90)","v":""},{"$f":"IF(Inventory!AQ90=\"\",\"\",Inventory!AQ90)","v":""}]
[null,82,{"$f":"IF(Inventory!C91=\"\",\"\",Inventory!C91)","v":""},{"$f":"IF(Inventory!D91=\"\",\"\",Inventory!D91)","v":""},{"$f":"IF(Inventory!X91=\"\",\"\",Inventory!X91)","v":""},{"$f":"IF(Inventory!Y91=\"\",\"\",Inventory!Y91)","v":""},{"$f":"IF(Inventory!Z91=\"\",\"\",Inventory!Z91)","v":""},{"$f":"IF(Inventory!AB91=\"\",\"\",Inventory!AB91)","v":""},{"$f":"IF(Inventory!AC91=\"\",\"\",Inventory!AC91)","v":""},{"$f":"IF(Inventory!AD91=\"\",\"\",Inventory!AD91)","v":""},{"$f":"IF(Inventory!AE91=\"\",\"\",Inventory!AE91)","v":""},{"$f":"IF(Inventory!AF91=\"\",\"\",Inventory!AF91)","v":""},{"$f":"IF(Inventory!AG91=\"\",\"\",Inventory!AG91)","v":""},{"$f":"IF(Inventory!AH91=\"\",\"\",Inventory!AH91)","v":""},{"$f":"IF(Inventory!AI91=\"\",\"\",Inventory!AI91)","v":""},{"$f":"IF(Inventory!AJ91=\"\",\"\",Inventory!AJ91)","v":""},{"$f":"IF(Inventory!AK91=\"\",\"\",Inventory!AK91)","v":""},{"$f":"IF(Inventory!AL91=\"\",\"\",Inventory!AL91)","v":""},{"$f":"IF(Inventory!AM91=\"\",\"\",Inventory!AM91)","v":""},{"$f":"IF(Inventory!AN91=\"\",\"\",Inventory!AN91)","v":""},{"$f":"IF(Inventory!AO91=\"\",\"\",Inventory!AO91)","v":""},{"$f":"IF(Inventory!AP91=\"\",\"\",Inventory!AP91)","v":""},{"$f":"IF(Inventory!AQ91=\"\",\"\",Inventory!AQ91)","v":""}]
[null,83,{"$f":"IF(Inventory!C92=\"\",\"\",Inventory!C92)","v":""},{"$f":"IF(Inventory!D92=\"\",\"\",Inventory!D92)","v":""},{"$f":"IF(Inventory!X92=\"\",\"\",Inventory!X92)","v":""},{"$f":"IF(Inventory!Y92=\"\",\"\",Inventory!Y92)","v":""},{"$f":"IF(Inventory!Z92=\"\",\"\",Inventory!Z92)","v":""},{"$f":"IF(Inventory!AB92=\"\",\"\",Inventory!AB92)","v":""},{"$f":"IF(Inventory!AC92=\"\",\"\",Inventory!AC92)","v":""},{"$f":"IF(Inventory!AD92=\"\",\"\",Inventory!AD92)","v":""},{"$f":"IF(Inventory!AE92=\"\",\"\",Inventory!AE92)","v":""},{"$f":"IF(Inventory!AF92=\"\",\"\",Inventory!AF92)","v":""},{"$f":"IF(Inventory!AG92=\"\",\"\",Inventory!AG92)","v":""},{"$f":"IF(Inventory!AH92=\"\",\"\",Inventory!AH92)","v":""},{"$f":"IF(Inventory!AI92=\"\",\"\",Inventory!AI92)","v":""},{"$f":"IF(Inventory!AJ92=\"\",\"\",Inventory!AJ92)","v":""},{"$f":"IF(Inventory!AK92=\"\",\"\",Inventory!AK92)","v":""},{"$f":"IF(Inventory!AL92=\"\",\"\",Inventory!AL92)","v":""},{"$f":"IF(Inventory!AM92=\"\",\"\",Inventory!AM92)","v":""},{"$f":"IF(Inventory!AN92=\"\",\"\",Inventory!AN92)","v":""},{"$f":"IF(Inventory!AO92=\"\",\"\",Inventory!AO92)","v":""},{"$f":"IF(Inventory!AP92=\"\",\"\",Inventory!AP92)","v":""},{"$f":"IF(Inventory!AQ92=\"\",\"\",Inventory!AQ92)","v":""}]
[null,84,{"$f":"IF(Inventory!C93=\"\",\"\",Inventory!C93)","v":""},{"$f":"IF(Inventory!D93=\"\",\"\",Inventory!D93)","v":""},{"$f":"IF(Inventory!X93=\"\",\"\",Inventory!X93)","v":""},{"$f":"IF(Inventory!Y93=\"\",\"\",Inventory!Y93)","v":""},{"$f":"IF(Inventory!Z93=\"\",\"\",Inventory!Z93)","v":""},{"$f":"IF(Inventory!AB93=\"\",\"\",Inventory!AB93)","v":""},{"$f":"IF(Inventory!AC93=\"\",\"\",Inventory!AC93)","v":""},{"$f":"IF(Inventory!AD93=\"\",\"\",Inventory!AD93)","v":""},{"$f":"IF(Inventory!AE93=\"\",\"\",Inventory!AE93)","v":""},{"$f":"IF(Inventory!AF93=\"\",\"\",Inventory!AF93)","v":""},{"$f":"IF(Inventory!AG93=\"\",\"\",Inventory!AG93)","v":""},{"$f":"IF(Inventory!AH93=\"\",\"\",Inventory!AH93)","v":""},{"$f":"IF(Inventory!AI93=\"\",\"\",Inventory!AI93)","v":""},{"$f":"IF(Inventory!AJ93=\"\",\"\",Inventory!AJ93)","v":""},{"$f":"IF(Inventory!AK93=\"\",\"\",Inventory!AK93)","v":""},{"$f":"IF(Inventory!AL93=\"\",\"\",Inventory!AL93)","v":""},{"$f":"IF(Inventory!AM93=\"\",\"\",Inventory!AM93)","v":""},{"$f":"IF(Inventory!AN93=\"\",\"\",Inventory!AN93)","v":""},{"$f":"IF(Inventory!AO93=\"\",\"\",Inventory!AO93)","v":""},{"$f":"IF(Inventory!AP93=\"\",\"\",Inventory!AP93)","v":""},{"$f":"IF(Inventory!AQ93=\"\",\"\",Inventory!AQ93)","v":""}]
[null,85,{"$f":"IF(Inventory!C94=\"\",\"\",Inventory!C94)","v":""},{"$f":"IF(Inventory!D94=\"\",\"\",Inventory!D94)","v":""},{"$f":"IF(Inventory!X94=\"\",\"\",Inventory!X94)","v":""},{"$f":"IF(Inventory!Y94=\"\",\"\",Inventory!Y94)","v":""},{"$f":"IF(Inventory!Z94=\"\",\"\",Inventory!Z94)","v":""},{"$f":"IF(Inventory!AB94=\"\",\"\",Inventory!AB94)","v":""},{"$f":"IF(Inventory!AC94=\"\",\"\",Inventory!AC94)","v":""},{"$f":"IF(Inventory!AD94=\"\",\"\",Inventory!AD94)","v":""},{"$f":"IF(Inventory!AE94=\"\",\"\",Inventory!AE94)","v":""},{"$f":"IF(Inventory!AF94=\"\",\"\",Inventory!AF94)","v":""},{"$f":"IF(Inventory!AG94=\"\",\"\",Inventory!AG94)","v":""},{"$f":"IF(Inventory!AH94=\"\",\"\",Inventory!AH94)","v":""},{"$f":"IF(Inventory!AI94=\"\",\"\",Inventory!AI94)","v":""},{"$f":"IF(Inventory!AJ94=\"\",\"\",Inventory!AJ94)","v":""},{"$f":"IF(Inventory!AK94=\"\",\"\",Inventory!AK94)","v":""},{"$f":"IF(Inventory!AL94=\"\",\"\",Inventory!AL94)","v":""},{"$f":"IF(Inventory!AM94=\"\",\"\",Inventory!AM94)","v":""},{"$f":"IF(Inventory!AN94=\"\",\"\",Inventory!AN94)","v":""},{"$f":"IF(Inventory!AO94=\"\",\"\",Inventory!AO94)","v":""},{"$f":"IF(Inventory!AP94=\"\",\"\",Inventory!AP94)","v":""},{"$f":"IF(Inventory!AQ94=\"\",\"\",Inventory!AQ94)","v":""}]
[null,86,{"$f":"IF(Inventory!C95=\"\",\"\",Inventory!C95)","v":""},{"$f":"IF(Inventory!D95=\"\",\"\",Inventory!D95)","v":""},{"$f":"IF(Inventory!X95=\"\",\"\",Inventory!X95)","v":""},{"$f":"IF(Inventory!Y95=\"\",\"\",Inventory!Y95)","v":""},{"$f":"IF(Inventory!Z95=\"\",\"\",Inventory!Z95)","v":""},{"$f":"IF(Inventory!AB95=\"\",\"\",Inventory!AB95)","v":""},{"$f":"IF(Inventory!AC95=\"\",\"\",Inventory!AC95)","v":""},{"$f":"IF(Inventory!AD95=\"\",\"\",Inventory!AD95)","v":""},{"$f":"IF(Inventory!AE95=\"\",\"\",Inventory!AE95)","v":""},{"$f":"IF(Inventory!AF95=\"\",\"\",Inventory!AF95)","v":""},{"$f":"IF(Inventory!AG95=\"\",\"\",Inventory!AG95)","v":""},{"$f":"IF(Inventory!AH95=\"\",\"\",Inventory!AH95)","v":""},{"$f":"IF(Inventory!AI95=\"\",\"\",Inventory!AI95)","v":""},{"$f":"IF(Inventory!AJ95=\"\",\"\",Inventory!AJ95)","v":""},{"$f":"IF(Inventory!AK95=\"\",\"\",Inventory!AK95)","v":""},{"$f":"IF(Inventory!AL95=\"\",\"\",Inventory!AL95)","v":""},{"$f":"IF(Inventory!AM95=\"\",\"\",Inventory!AM95)","v":""},{"$f":"IF(Inventory!AN95=\"\",\"\",Inventory!AN95)","v":""},{"$f":"IF(Inventory!AO95=\"\",\"\",Inventory!AO95)","v":""},{"$f":"IF(Inventory!AP95=\"\",\"\",Inventory!AP95)","v":""},{"$f":"IF(Inventory!AQ95=\"\",\"\",Inventory!AQ95)","v":""}]
[null,87,{"$f":"IF(Inventory!C96=\"\",\"\",Inventory!C96)","v":""},{"$f":"IF(Inventory!D96=\"\",\"\",Inventory!D96)","v":""},{"$f":"IF(Inventory!X96=\"\",\"\",Inventory!X96)","v":""},{"$f":"IF(Inventory!Y96=\"\",\"\",Inventory!Y96)","v":""},{"$f":"IF(Inventory!Z96=\"\",\"\",Inventory!Z96)","v":""},{"$f":"IF(Inventory!AB96=\"\",\"\",Inventory!AB96)","v":""},{"$f":"IF(Inventory!AC96=\"\",\"\",Inventory!AC96)","v":""},{"$f":"IF(Inventory!AD96=\"\",\"\",Inventory!AD96)","v":""},{"$f":"IF(Inventory!AE96=\"\",\"\",Inventory!AE96)","v":""},{"$f":"IF(Inventory!AF96=\"\",\"\",Inventory!AF96)","v":""},{"$f":"IF(Inventory!AG96=\"\",\"\",Inventory!AG96)","v":""},{"$f":"IF(Inventory!AH96=\"\",\"\",Inventory!AH96)","v":""},{"$f":"IF(Inventory!AI96=\"\",\"\",Inventory!AI96)","v":""},{"$f":"IF(Inventory!AJ96=\"\",\"\",Inventory!AJ96)","v":""},{"$f":"IF(Inventory!AK96=\"\",\"\",Inventory!AK96)","v":""},{"$f":"IF(Inventory!AL96=\"\",\"\",Inventory!AL96)","v":""},{"$f":"IF(Inventory!AM96=\"\",\"\",Inventory!AM96)","v":""},{"$f":"IF(Inventory!AN96=\"\",\"\",Inventory!AN96)","v":""},{"$f":"IF(Inventory!AO96=\"\",\"\",Inventory!AO96)","v":""},{"$f":"IF(Inventory!AP96=\"\",\"\",Inventory!AP96)","v":""},{"$f":"IF(Inventory!AQ96=\"\",\"\",Inventory!AQ96)","v":""}]
[null,88,{"$f":"IF(Inventory!C97=\"\",\"\",Inventory!C97)","v":""},{"$f":"IF(Inventory!D97=\"\",\"\",Inventory!D97)","v":""},{"$f":"IF(Inventory!X97=\"\",\"\",Inventory!X97)","v":""},{"$f":"IF(Inventory!Y97=\"\",\"\",Inventory!Y97)","v":""},{"$f":"IF(Inventory!Z97=\"\",\"\",Inventory!Z97)","v":""},{"$f":"IF(Inventory!AB97=\"\",\"\",Inventory!AB97)","v":""},{"$f":"IF(Inventory!AC97=\"\",\"\",Inventory!AC97)","v":""},{"$f":"IF(Inventory!AD97=\"\",\"\",Inventory!AD97)","v":""},{"$f":"IF(Inventory!AE97=\"\",\"\",Inventory!AE97)","v":""},{"$f":"IF(Inventory!AF97=\"\",\"\",Inventory!AF97)","v":""},{"$f":"IF(Inventory!AG97=\"\",\"\",Inventory!AG97)","v":""},{"$f":"IF(Inventory!AH97=\"\",\"\",Inventory!AH97)","v":""},{"$f":"IF(Inventory!AI97=\"\",\"\",Inventory!AI97)","v":""},{"$f":"IF(Inventory!AJ97=\"\",\"\",Inventory!AJ97)","v":""},{"$f":"IF(Inventory!AK97=\"\",\"\",Inventory!AK97)","v":""},{"$f":"IF(Inventory!AL97=\"\",\"\",Inventory!AL97)","v":""},{"$f":"IF(Inventory!AM97=\"\",\"\",Inventory!AM97)","v":""},{"$f":"IF(Inventory!AN97=\"\",\"\",Inventory!AN97)","v":""},{"$f":"IF(Inventory!AO97=\"\",\"\",Inventory!AO97)","v":""},{"$f":"IF(Inventory!AP97=\"\",\"\",Inventory!AP97)","v":""},{"$f":"IF(Inventory!AQ97=\"\",\"\",Inventory!AQ97)","v":""}]
[null,89,{"$f":"IF(Inventory!C98=\"\",\"\",Inventory!C98)","v":""},{"$f":"IF(Inventory!D98=\"\",\"\",Inventory!D98)","v":""},{"$f":"IF(Inventory!X98=\"\",\"\",Inventory!X98)","v":""},{"$f":"IF(Inventory!Y98=\"\",\"\",Inventory!Y98)","v":""},{"$f":"IF(Inventory!Z98=\"\",\"\",Inventory!Z98)","v":""},{"$f":"IF(Inventory!AB98=\"\",\"\",Inventory!AB98)","v":""},{"$f":"IF(Inventory!AC98=\"\",\"\",Inventory!AC98)","v":""},{"$f":"IF(Inventory!AD98=\"\",\"\",Inventory!AD98)","v":""},{"$f":"IF(Inventory!AE98=\"\",\"\",Inventory!AE98)","v":""},{"$f":"IF(Inventory!AF98=\"\",\"\",Inventory!AF98)","v":""},{"$f":"IF(Inventory!AG98=\"\",\"\",Inventory!AG98)","v":""},{"$f":"IF(Inventory!AH98=\"\",\"\",Inventory!AH98)","v":""},{"$f":"IF(Inventory!AI98=\"\",\"\",Inventory!AI98)","v":""},{"$f":"IF(Inventory!AJ98=\"\",\"\",Inventory!AJ98)","v":""},{"$f":"IF(Inventory!AK98=\"\",\"\",Inventory!AK98)","v":""},{"$f":"IF(Inventory!AL98=\"\",\"\",Inventory!AL98)","v":""},{"$f":"IF(Inventory!AM98=\"\",\"\",Inventory!AM98)","v":""},{"$f":"IF(Inventory!AN98=\"\",\"\",Inventory!AN98)","v":""},{"$f":"IF(Inventory!AO98=\"\",\"\",Inventory!AO98)","v":""},{"$f":"IF(Inventory!AP98=\"\",\"\",Inventory!AP98)","v":""},{"$f":"IF(Inventory!AQ98=\"\",\"\",Inventory!AQ98)","v":""}]
[null,90,{"$f":"IF(Inventory!C99=\"\",\"\",Inventory!C99)","v":""},{"$f":"IF(Inventory!D99=\"\",\"\",Inventory!D99)","v":""},{"$f":"IF(Inventory!X99=\"\",\"\",Inventory!X99)","v":""},{"$f":"IF(Inventory!Y99=\"\",\"\",Inventory!Y99)","v":""},{"$f":"IF(Inventory!Z99=\"\",\"\",Inventory!Z99)","v":""},{"$f":"IF(Inventory!AB99=\"\",\"\",Inventory!AB99)","v":""},{"$f":"IF(Inventory!AC99=\"\",\"\",Inventory!AC99)","v":""},{"$f":"IF(Inventory!AD99=\"\",\"\",Inventory!AD99)","v":""},{"$f":"IF(Inventory!AE99=\"\",\"\",Inventory!AE99)","v":""},{"$f":"IF(Inventory!AF99=\"\",\"\",Inventory!AF99)","v":""},{"$f":"IF(Inventory!AG99=\"\",\"\",Inventory!AG99)","v":""},{"$f":"IF(Inventory!AH99=\"\",\"\",Inventory!AH99)","v":""},{"$f":"IF(Inventory!AI99=\"\",\"\",Inventory!AI99)","v":""},{"$f":"IF(Inventory!AJ99=\"\",\"\",Inventory!AJ99)","v":""},{"$f":"IF(Inventory!AK99=\"\",\"\",Inventory!AK99)","v":""},{"$f":"IF(Inventory!AL99=\"\",\"\",Inventory!AL99)","v":""},{"$f":"IF(Inventory!AM99=\"\",\"\",Inventory!AM99)","v":""},{"$f":"IF(Inventory!AN99=\"\",\"\",Inventory!AN99)","v":""},{"$f":"IF(Inventory!AO99=\"\",\"\",Inventory!AO99)","v":""},{"$f":"IF(Inventory!AP99=\"\",\"\",Inventory!AP99)","v":""},{"$f":"IF(Inventory!AQ99=\"\",\"\",Inventory!AQ99)","v":""}]
[null,91,{"$f":"IF(Inventory!C100=\"\",\"\",Inventory!C100)","v":""},{"$f":"IF(Inventory!D100=\"\",\"\",Inventory!D100)","v":""},{"$f":"IF(Inventory!X100=\"\",\"\",Inventory!X100)","v":""},{"$f":"IF(Inventory!Y100=\"\",\"\",Inventory!Y100)","v":""},{"$f":"IF(Inventory!Z100=\"\",\"\",Inventory!Z100)","v":""},{"$f":"IF(Inventory!AB100=\"\",\"\",Inventory!AB100)","v":""},{"$f":"IF(Inventory!AC100=\"\",\"\",Inventory!AC100)","v":""},{"$f":"IF(Inventory!AD100=\"\",\"\",Inventory!AD100)","v":""},{"$f":"IF(Inventory!AE100=\"\",\"\",Inventory!AE100)","v":""},{"$f":"IF(Inventory!AF100=\"\",\"\",Inventory!AF100)","v":""},{"$f":"IF(Inventory!AG100=\"\",\"\",Inventory!AG100)","v":""},{"$f":"IF(Inventory!AH100=\"\",\"\",Inventory!AH100)","v":""},{"$f":"IF(Inventory!AI100=\"\",\"\",Inventory!AI100)","v":""},{"$f":"IF(Inventory!AJ100=\"\",\"\",Inventory!AJ100)","v":""},{"$f":"IF(Inventory!AK100=\"\",\"\",Inventory!AK100)","v":""},{"$f":"IF(Inventory!AL100=\"\",\"\",Inventory!AL100)","v":""},{"$f":"IF(Inventory!AM100=\"\",\"\",Inventory!AM100)","v":""},{"$f":"IF(Inventory!AN100=\"\",\"\",Inventory!AN100)","v":""},{"$f":"IF(Inventory!AO100=\"\",\"\",Inventory!AO100)","v":""},{"$f":"IF(Inventory!AP100=\"\",\"\",Inventory!AP100)","v":""},{"$f":"IF(Inventory!AQ100=\"\",\"\",Inventory!AQ100)","v":""}]
[null,92,{"$f":"IF(Inventory!C101=\"\",\"\",Inventory!C101)","v":""},{"$f":"IF(Inventory!D101=\"\",\"\",Inventory!D101)","v":""},{"$f":"IF(Inventory!X101=\"\",\"\",Inventory!X101)","v":""},{"$f":"IF(Inventory!Y101=\"\",\"\",Inventory!Y101)","v":""},{"$f":"IF(Inventory!Z101=\"\",\"\",Inventory!Z101)","v":""},{"$f":"IF(Inventory!AB101=\"\",\"\",Inventory!AB101)","v":""},{"$f":"IF(Inventory!AC101=\"\",\"\",Inventory!AC101)","v":""},{"$f":"IF(Inventory!AD101=\"\",\"\",Inventory!AD101)","v":""},{"$f":"IF(Inventory!AE101=\"\",\"\",Inventory!AE101)","v":""},{"$f":"IF(Inventory!AF101=\"\",\"\",Inventory!AF101)","v":""},{"$f":"IF(Inventory!AG101=\"\",\"\",Inventory!AG101)","v":""},{"$f":"IF(Inventory!AH101=\"\",\"\",Inventory!AH101)","v":""},{"$f":"IF(Inventory!AI101=\"\",\"\",Inventory!AI101)","v":""},{"$f":"IF(Inventory!AJ101=\"\",\"\",Inventory!AJ101)","v":""},{"$f":"IF(Inventory!AK101=\"\",\"\",Inventory!AK101)","v":""},{"$f":"IF(Inventory!AL101=\"\",\"\",Inventory!AL101)","v":""},{"$f":"IF(Inventory!AM101=\"\",\"\",Inventory!AM101)","v":""},{"$f":"IF(Inventory!AN101=\"\",\"\",Inventory!AN101)","v":""},{"$f":"IF(Inventory!AO101=\"\",\"\",Inventory!AO101)","v":""},{"$f":"IF(Inventory!AP101=\"\",\"\",Inventory!AP101)","v":""},{"$f":"IF(Inventory!AQ101=\"\",\"\",Inventory!AQ101)","v":""}]
[null,93,{"$f":"IF(Inventory!C102=\"\",\"\",Inventory!C102)","v":""},{"$f":"IF(Inventory!D102=\"\",\"\",Inventory!D102)","v":""},{"$f":"IF(Inventory!X102=\"\",\"\",Inventory!X102)","v":""},{"$f":"IF(Inventory!Y102=\"\",\"\",Inventory!Y102)","v":""},{"$f":"IF(Inventory!Z102=\"\",\"\",Inventory!Z102)","v":""},{"$f":"IF(Inventory!AB102=\"\",\"\",Inventory!AB102)","v":""},{"$f":"IF(Inventory!AC102=\"\",\"\",Inventory!AC102)","v":""},{"$f":"IF(Inventory!AD102=\"\",\"\",Inventory!AD102)","v":""},{"$f":"IF(Inventory!AE102=\"\",\"\",Inventory!AE102)","v":""},{"$f":"IF(Inventory!AF102=\"\",\"\",Inventory!AF102)","v":""},{"$f":"IF(Inventory!AG102=\"\",\"\",Inventory!AG102)","v":""},{"$f":"IF(Inventory!AH102=\"\",\"\",Inventory!AH102)","v":""},{"$f":"IF(Inventory!AI102=\"\",\"\",Inventory!AI102)","v":""},{"$f":"IF(Inventory!AJ102=\"\",\"\",Inventory!AJ102)","v":""},{"$f":"IF(Inventory!AK102=\"\",\"\",Inventory!AK102)","v":""},{"$f":"IF(Inventory!AL102=\"\",\"\",Inventory!AL102)","v":""},{"$f":"IF(Inventory!AM102=\"\",\"\",Inventory!AM102)","v":""},{"$f":"IF(Inventory!AN102=\"\",\"\",Inventory!AN102)","v":""},{"$f":"IF(Inventory!AO102=\"\",\"\",Inventory!AO102)","v":""},{"$f":"IF(Inventory!AP102=\"\",\"\",Inventory!AP102)","v":""},{"$f":"IF(Inventory!AQ102=\"\",\"\",Inventory!AQ102)","v":""}]
[null,94,{"$f":"IF(Inventory!C103=\"\",\"\",Inventory!C103)","v":""},{"$f":"IF(Inventory!D103=\"\",\"\",Inventory!D103)","v":""},{"$f":"IF(Inventory!X103=\"\",\"\",Inventory!X103)","v":""},{"$f":"IF(Inventory!Y103=\"\",\"\",Inventory!Y103)","v":""},{"$f":"IF(Inventory!Z103=\"\",\"\",Inventory!Z103)","v":""},{"$f":"IF(Inventory!AB103=\"\",\"\",Inventory!AB103)","v":""},{"$f":"IF(Inventory!AC103=\"\",\"\",Inventory!AC103)","v":""},{"$f":"IF(Inventory!AD103=\"\",\"\",Inventory!AD103)","v":""},{"$f":"IF(Inventory!AE103=\"\",\"\",Inventory!AE103)","v":""},{"$f":"IF(Inventory!AF103=\"\",\"\",Inventory!AF103)","v":""},{"$f":"IF(Inventory!AG103=\"\",\"\",Inventory!AG103)","v":""},{"$f":"IF(Inventory!AH103=\"\",\"\",Inventory!AH103)","v":""},{"$f":"IF(Inventory!AI103=\"\",\"\",Inventory!AI103)","v":""},{"$f":"IF(Inventory!AJ103=\"\",\"\",Inventory!AJ103)","v":""},{"$f":"IF(Inventory!AK103=\"\",\"\",Inventory!AK103)","v":""},{"$f":"IF(Inventory!AL103=\"\",\"\",Inventory!AL103)","v":""},{"$f":"IF(Inventory!AM103=\"\",\"\",Inventory!AM103)","v":""},{"$f":"IF(Inventory!AN103=\"\",\"\",Inventory!AN103)","v":""},{"$f":"IF(Inventory!AO103=\"\",\"\",Inventory!AO103)","v":""},{"$f":"IF(Inventory!AP103=\"\",\"\",Inventory!AP103)","v":""},{"$f":"IF(Inventory!AQ103=\"\",\"\",Inventory!AQ103)","v":""}]
[null,95,{"$f":"IF(Inventory!C104=\"\",\"\",Inventory!C104)","v":""},{"$f":"IF(Inventory!D104=\"\",\"\",Inventory!D104)","v":""},{"$f":"IF(Inventory!X104=\"\",\"\",Inventory!X104)","v":""},{"$f":"IF(Inventory!Y104=\"\",\"\",Inventory!Y104)","v":""},{"$f":"IF(Inventory!Z104=\"\",\"\",Inventory!Z104)","v":""},{"$f":"IF(Inventory!AB104=\"\",\"\",Inventory!AB104)","v":""},{"$f":"IF(Inventory!AC104=\"\",\"\",Inventory!AC104)","v":""},{"$f":"IF(Inventory!AD104=\"\",\"\",Inventory!AD104)","v":""},{"$f":"IF(Inventory!AE104=\"\",\"\",Inventory!AE104)","v":""},{"$f":"IF(Inventory!AF104=\"\",\"\",Inventory!AF104)","v":""},{"$f":"IF(Inventory!AG104=\"\",\"\",Inventory!AG104)","v":""},{"$f":"IF(Inventory!AH104=\"\",\"\",Inventory!AH104)","v":""},{"$f":"IF(Inventory!AI104=\"\",\"\",Inventory!AI104)","v":""},{"$f":"IF(Inventory!AJ104=\"\",\"\",Inventory!AJ104)","v":""},{"$f":"IF(Inventory!AK104=\"\",\"\",Inventory!AK104)","v":""},{"$f":"IF(Inventory!AL104=\"\",\"\",Inventory!AL104)","v":""},{"$f":"IF(Inventory!AM104=\"\",\"\",Inventory!AM104)","v":""},{"$f":"IF(Inventory!AN104=\"\",\"\",Inventory!AN104)","v":""},{"$f":"IF(Inventory!AO104=\"\",\"\",Inventory!AO104)","v":""},{"$f":"IF(Inventory!AP104=\"\",\"\",Inventory!AP104)","v":""},{"$f":"IF(Inventory!AQ104=\"\",\"\",Inventory!AQ104)","v":""}]
[null,96,{"$f":"IF(Inventory!C105=\"\",\"\",Inventory!C105)","v":""},{"$f":"IF(Inventory!D105=\"\",\"\",Inventory!D105)","v":""},{"$f":"IF(Inventory!X105=\"\",\"\",Inventory!X105)","v":""},{"$f":"IF(Inventory!Y105=\"\",\"\",Inventory!Y105)","v":""},{"$f":"IF(Inventory!Z105=\"\",\"\",Inventory!Z105)","v":""},{"$f":"IF(Inventory!AB105=\"\",\"\",Inventory!AB105)","v":""},{"$f":"IF(Inventory!AC105=\"\",\"\",Inventory!AC105)","v":""},{"$f":"IF(Inventory!AD105=\"\",\"\",Inventory!AD105)","v":""},{"$f":"IF(Inventory!AE105=\"\",\"\",Inventory!AE105)","v":""},{"$f":"IF(Inventory!AF105=\"\",\"\",Inventory!AF105)","v":""},{"$f":"IF(Inventory!AG105=\"\",\"\",Inventory!AG105)","v":""},{"$f":"IF(Inventory!AH105=\"\",\"\",Inventory!AH105)","v":""},{"$f":"IF(Inventory!AI105=\"\",\"\",Inventory!AI105)","v":""},{"$f":"IF(Inventory!AJ105=\"\",\"\",Inventory!AJ105)","v":""},{"$f":"IF(Inventory!AK105=\"\",\"\",Inventory!AK105)","v":""},{"$f":"IF(Inventory!AL105=\"\",\"\",Inventory!AL105)","v":""},{"$f":"IF(Inventory!AM105=\"\",\"\",Inventory!AM105)","v":""},{"$f":"IF(Inventory!AN105=\"\",\"\",Inventory!AN105)","v":""},{"$f":"IF(Inventory!AO105=\"\",\"\",Inventory!AO105)","v":""},{"$f":"IF(Inventory!AP105=\"\",\"\",Inventory!AP105)","v":""},{"$f":"IF(Inventory!AQ105=\"\",\"\",Inventory!AQ105)","v":""}]
[null,97,{"$f":"IF(Inventory!C106=\"\",\"\",Inventory!C106)","v":""},{"$f":"IF(Inventory!D106=\"\",\"\",Inventory!D106)","v":""},{"$f":"IF(Inventory!X106=\"\",\"\",Inventory!X106)","v":""},{"$f":"IF(Inventory!Y106=\"\",\"\",Inventory!Y106)","v":""},{"$f":"IF(Inventory!Z106=\"\",\"\",Inventory!Z106)","v":""},{"$f":"IF(Inventory!AB106=\"\",\"\",Inventory!AB106)","v":""},{"$f":"IF(Inventory!AC106=\"\",\"\",Inventory!AC106)","v":""},{"$f":"IF(Inventory!AD106=\"\",\"\",Inventory!AD106)","v":""},{"$f":"IF(Inventory!AE106=\"\",\"\",Inventory!AE106)","v":""},{"$f":"IF(Inventory!AF106=\"\",\"\",Inventory!AF106)","v":""},{"$f":"IF(Inventory!AG106=\"\",\"\",Inventory!AG106)","v":""},{"$f":"IF(Inventory!AH106=\"\",\"\",Inventory!AH106)","v":""},{"$f":"IF(Inventory!AI106=\"\",\"\",Inventory!AI106)","v":""},{"$f":"IF(Inventory!AJ106=\"\",\"\",Inventory!AJ106)","v":""},{"$f":"IF(Inventory!AK106=\"\",\"\",Inventory!AK106)","v":""},{"$f":"IF(Inventory!AL106=\"\",\"\",Inventory!AL106)","v":""},{"$f":"IF(Inventory!AM106=\"\",\"\",Inventory!AM106)","v":""},{"$f":"IF(Inventory!AN106=\"\",\"\",Inventory!AN106)","v":""},{"$f":"IF(Inventory!AO106=\"\",\"\",Inventory!AO106)","v":""},{"$f":"IF(Inventory!AP106=\"\",\"\",Inventory!AP106)","v":""},{"$f":"IF(Inventory!AQ106=\"\",\"\",Inventory!AQ106)","v":""}]
[null,98,{"$f":"IF(Inventory!C107=\"\",\"\",Inventory!C107)","v":""},{"$f":"IF(Inventory!D107=\"\",\"\",Inventory!D107)","v":""},{"$f":"IF(Inventory!X107=\"\",\"\",Inventory!X107)","v":""},{"$f":"IF(Inventory!Y107=\"\",\"\",Inventory!Y107)","v":""},{"$f":"IF(Inventory!Z107=\"\",\"\",Inventory!Z107)","v":""},{"$f":"IF(Inventory!AB107=\"\",\"\",Inventory!AB107)","v":""},{"$f":"IF(Inventory!AC107=\"\",\"\",Inventory!AC107)","v":""},{"$f":"IF(Inventory!AD107=\"\",\"\",Inventory!AD107)","v":""},{"$f":"IF(Inventory!AE107=\"\",\"\",Inventory!AE107)","v":""},{"$f":"IF(Inventory!AF107=\"\",\"\",Inventory!AF107)","v":""},{"$f":"IF(Inventory!AG107=\"\",\"\",Inventory!AG107)","v":""},{"$f":"IF(Inventory!AH107=\"\",\"\",Inventory!AH107)","v":""},{"$f":"IF(Inventory!AI107=\"\",\"\",Inventory!AI107)","v":""},{"$f":"IF(Inventory!AJ107=\"\",\"\",Inventory!AJ107)","v":""},{"$f":"IF(Inventory!AK107=\"\",\"\",Inventory!AK107)","v":""},{"$f":"IF(Inventory!AL107=\"\",\"\",Inventory!AL107)","v":""},{"$f":"IF(Inventory!AM107=\"\",\"\",Inventory!AM107)","v":""},{"$f":"IF(Inventory!AN107=\"\",\"\",Inventory!AN107)","v":""},{"$f":"IF(Inventory!AO107=\"\",\"\",Inventory!AO107)","v":""},{"$f":"IF(Inventory!AP107=\"\",\"\",Inventory!AP107)","v":""},{"$f":"IF(Inventory!AQ107=\"\",\"\",Inventory!AQ107)","v":""}]
[null,99,{"$f":"IF(Inventory!C108=\"\",\"\",Inventory!C108)","v":""},{"$f":"IF(Inventory!D108=\"\",\"\",Inventory!D108)","v":""},{"$f":"IF(Inventory!X108=\"\",\"\",Inventory!X108)","v":""},{"$f":"IF(Inventory!Y108=\"\",\"\",Inventory!Y108)","v":""},{"$f":"IF(Inventory!Z108=\"\",\"\",Inventory!Z108)","v":""},{"$f":"IF(Inventory!AB108=\"\",\"\",Inventory!AB108)","v":""},{"$f":"IF(Inventory!AC108=\"\",\"\",Inventory!AC108)","v":""},{"$f":"IF(Inventory!AD108=\"\",\"\",Inventory!AD108)","v":""},{"$f":"IF(Inventory!AE108=\"\",\"\",Inventory!AE108)","v":""},{"$f":"IF(Inventory!AF108=\"\",\"\",Inventory!AF108)","v":""},{"$f":"IF(Inventory!AG108=\"\",\"\",Inventory!AG108)","v":""},{"$f":"IF(Inventory!AH108=\"\",\"\",Inventory!AH108)","v":""},{"$f":"IF(Inventory!AI108=\"\",\"\",Inventory!AI108)","v":""},{"$f":"IF(Inventory!AJ108=\"\",\"\",Inventory!AJ108)","v":""},{"$f":"IF(Inventory!AK108=\"\",\"\",Inventory!AK108)","v":""},{"$f":"IF(Inventory!AL108=\"\",\"\",Inventory!AL108)","v":""},{"$f":"IF(Inventory!AM108=\"\",\"\",Inventory!AM108)","v":""},{"$f":"IF(Inventory!AN108=\"\",\"\",Inventory!AN108)","v":""},{"$f":"IF(Inventory!AO108=\"\",\"\",Inventory!AO108)","v":""},{"$f":"IF(Inventory!AP108=\"\",\"\",Inventory!AP108)","v":""},{"$f":"IF(Inventory!AQ108=\"\",\"\",Inventory!AQ108)","v":""}]
[null,100,{"$f":"IF(Inventory!C109=\"\",\"\",Inventory!C109)","v":""},{"$f":"IF(Inventory!D109=\"\",\"\",Inventory!D109)","v":""},{"$f":"IF(Inventory!X109=\"\",\"\",Inventory!X109)","v":""},{"$f":"IF(Inventory!Y109=\"\",\"\",Inventory!Y109)","v":""},{"$f":"IF(Inventory!Z109=\"\",\"\",Inventory!Z109)","v":""},{"$f":"IF(Inventory!AB109=\"\",\"\",Inventory!AB109)","v":""},{"$f":"IF(Inventory!AC109=\"\",\"\",Inventory!AC109)","v":""},{"$f":"IF(Inventory!AD109=\"\",\"\",Inventory!AD109)","v":""},{"$f":"IF(Inventory!AE109=\"\",\"\",Inventory!AE109)","v":""},{"$f":"IF(Inventory!AF109=\"\",\"\",Inventory!AF109)","v":""},{"$f":"IF(Inventory!AG109=\"\",\"\",Inventory!AG109)","v":""},{"$f":"IF(Inventory!AH109=\"\",\"\",Inventory!AH109)","v":""},{"$f":"IF(Inventory!AI109=\"\",\"\",Inventory!AI109)","v":""},{"$f":"IF(Inventory!AJ109=\"\",\"\",Inventory!AJ109)","v":""},{"$f":"IF(Inventory!AK109=\"\",\"\",Inventory!AK109)","v":""},{"$f":"IF(Inventory!AL109=\"\",\"\",Inventory!AL109)","v":""},{"$f":"IF(Inventory!AM109=\"\",\"\",Inventory!AM109)","v":""},{"$f":"IF(Inventory!AN109=\"\",\"\",Inventory!AN109)","v":""},{"$f":"IF(Inventory!AO109=\"\",\"\",Inventory!AO109)","v":""},{"$f":"IF(Inventory!AP109=\"\",\"\",Inventory!AP109)","v":""},{"$f":"IF(Inventory!AQ109=\"\",\"\",Inventory!AQ109)","v":""}]
[null,101,{"$f":"IF(Inventory!C110=\"\",\"\",Inventory!C110)","v":""},{"$f":"IF(Inventory!D110=\"\",\"\",Inventory!D110)","v":""},{"$f":"IF(Inventory!X110=\"\",\"\",Inventory!X110)","v":""},{"$f":"IF(Inventory!Y110=\"\",\"\",Inventory!Y110)","v":""},{"$f":"IF(Inventory!Z110=\"\",\"\",Inventory!Z110)","v":""},{"$f":"IF(Inventory!AB110=\"\",\"\",Inventory!AB110)","v":""},{"$f":"IF(Inventory!AC110=\"\",\"\",Inventory!AC110)","v":""},{"$f":"IF(Inventory!AD110=\"\",\"\",Inventory!AD110)","v":""},{"$f":"IF(Inventory!AE110=\"\",\"\",Inventory!AE110)","v":""},{"$f":"IF(Inventory!AF110=\"\",\"\",Inventory!AF110)","v":""},{"$f":"IF(Inventory!AG110=\"\",\"\",Inventory!AG110)","v":""},{"$f":"IF(Inventory!AH110=\"\",\"\",Inventory!AH110)","v":""},{"$f":"IF(Inventory!AI110=\"\",\"\",Inventory!AI110)","v":""},{"$f":"IF(Inventory!AJ110=\"\",\"\",Inventory!AJ110)","v":""},{"$f":"IF(Inventory!AK110=\"\",\"\",Inventory!AK110)","v":""},{"$f":"IF(Inventory!AL110=\"\",\"\",Inventory!AL110)","v":""},{"$f":"IF(Inventory!AM110=\"\",\"\",Inventory!AM110)","v":""},{"$f":"IF(Inventory!AN110=\"\",\"\",Inventory!AN110)","v":""},{"$f":"IF(Inventory!AO110=\"\",\"\",Inventory!AO110)","v":""},{"$f":"IF(Inventory!AP110=\"\",\"\",Inventory!AP110)","v":""},{"$f":"IF(Inventory!AQ110=\"\",\"\",Inventory!AQ110)","v":""}]
[null,102,{"$f":"IF(Inventory!C111=\"\",\"\",Inventory!C111)","v":""},{"$f":"IF(Inventory!D111=\"\",\"\",Inventory!D111)","v":""},{"$f":"IF(Inventory!X111=\"\",\"\",Inventory!X111)","v":""},{"$f":"IF(Inventory!Y111=\"\",\"\",Inventory!Y111)","v":""},{"$f":"IF(Inventory!Z111=\"\",\"\",Inventory!Z111)","v":""},{"$f":"IF(Inventory!AB111=\"\",\"\",Inventory!AB111)","v":""},{"$f":"IF(Inventory!AC111=\"\",\"\",Inventory!AC111)","v":""},{"$f":"IF(Inventory!AD111=\"\",\"\",Inventory!AD111)","v":""},{"$f":"IF(Inventory!AE111=\"\",\"\",Inventory!AE111)","v":""},{"$f":"IF(Inventory!AF111=\"\",\"\",Inventory!AF111)","v":""},{"$f":"IF(Inventory!AG111=\"\",\"\",Inventory!AG111)","v":""},{"$f":"IF(Inventory!AH111=\"\",\"\",Inventory!AH111)","v":""},{"$f":"IF(Inventory!AI111=\"\",\"\",Inventory!AI111)","v":""},{"$f":"IF(Inventory!AJ111=\"\",\"\",Inventory!AJ111)","v":""},{"$f":"IF(Inventory!AK111=\"\",\"\",Inventory!AK111)","v":""},{"$f":"IF(Inventory!AL111=\"\",\"\",Inventory!AL111)","v":""},{"$f":"IF(Inventory!AM111=\"\",\"\",Inventory!AM111)","v":""},{"$f":"IF(Inventory!AN111=\"\",\"\",Inventory!AN111)","v":""},{"$f":"IF(Inventory!AO111=\"\",\"\",Inventory!AO111)","v":""},{"$f":"IF(Inventory!AP111=\"\",\"\",Inventory!AP111)","v":""},{"$f":"IF(Inventory!AQ111=\"\",\"\",Inventory!AQ111)","v":""}]
[null,103,{"$f":"IF(Inventory!C112=\"\",\"\",Inventory!C112)","v":""},{"$f":"IF(Inventory!D112=\"\",\"\",Inventory!D112)","v":""},{"$f":"IF(Inventory!X112=\"\",\"\",Inventory!X112)","v":""},{"$f":"IF(Inventory!Y112=\"\",\"\",Inventory!Y112)","v":""},{"$f":"IF(Inventory!Z112=\"\",\"\",Inventory!Z112)","v":""},{"$f":"IF(Inventory!AB112=\"\",\"\",Inventory!AB112)","v":""},{"$f":"IF(Inventory!AC112=\"\",\"\",Inventory!AC112)","v":""},{"$f":"IF(Inventory!AD112=\"\",\"\",Inventory!AD112)","v":""},{"$f":"IF(Inventory!AE112=\"\",\"\",Inventory!AE112)","v":""},{"$f":"IF(Inventory!AF112=\"\",\"\",Inventory!AF112)","v":""},{"$f":"IF(Inventory!AG112=\"\",\"\",Inventory!AG112)","v":""},{"$f":"IF(Inventory!AH112=\"\",\"\",Inventory!AH112)","v":""},{"$f":"IF(Inventory!AI112=\"\",\"\",Inventory!AI112)","v":""},{"$f":"IF(Inventory!AJ112=\"\",\"\",Inventory!AJ112)","v":""},{"$f":"IF(Inventory!AK112=\"\",\"\",Inventory!AK112)","v":""},{"$f":"IF(Inventory!AL112=\"\",\"\",Inventory!AL112)","v":""},{"$f":"IF(Inventory!AM112=\"\",\"\",Inventory!AM112)","v":""},{"$f":"IF(Inventory!AN112=\"\",\"\",Inventory!AN112)","v":""},{"$f":"IF(Inventory!AO112=\"\",\"\",Inventory!AO112)","v":""},{"$f":"IF(Inventory!AP112=\"\",\"\",Inventory!AP112)","v":""},{"$f":"IF(Inventory!AQ112=\"\",\"\",Inventory!AQ112)","v":""}]
[null,104,{"$f":"IF(Inventory!C113=\"\",\"\",Inventory!C113)","v":""},{"$f":"IF(Inventory!D113=\"\",\"\",Inventory!D113)","v":""},{"$f":"IF(Inventory!X113=\"\",\"\",Inventory!X113)","v":""},{"$f":"IF(Inventory!Y113=\"\",\"\",Inventory!Y113)","v":""},{"$f":"IF(Inventory!Z113=\"\",\"\",Inventory!Z113)","v":""},{"$f":"IF(Inventory!AB113=\"\",\"\",Inventory!AB113)","v":""},{"$f":"IF(Inventory!AC113=\"\",\"\",Inventory!AC113)","v":""},{"$f":"IF(Inventory!AD113=\"\",\"\",Inventory!AD113)","v":""},{"$f":"IF(Inventory!AE113=\"\",\"\",Inventory!AE113)","v":""},{"$f":"IF(Inventory!AF113=\"\",\"\",Inventory!AF113)","v":""},{"$f":"IF(Inventory!AG113=\"\",\"\",Inventory!AG113)","v":""},{"$f":"IF(Inventory!AH113=\"\",\"\",Inventory!AH113)","v":""},{"$f":"IF(Inventory!AI113=\"\",\"\",Inventory!AI113)","v":""},{"$f":"IF(Inventory!AJ113=\"\",\"\",Inventory!AJ113)","v":""},{"$f":"IF(Inventory!AK113=\"\",\"\",Inventory!AK113)","v":""},{"$f":"IF(Inventory!AL113=\"\",\"\",Inventory!AL113)","v":""},{"$f":"IF(Inventory!AM113=\"\",\"\",Inventory!AM113)","v":""},{"$f":"IF(Inventory!AN113=\"\",\"\",Inventory!AN113)","v":""},{"$f":"IF(Inventory!AO113=\"\",\"\",Inventory!AO113)","v":""},{"$f":"IF(Inventory!AP113=\"\",\"\",Inventory!AP113)","v":""},{"$f":"IF(Inventory!AQ113=\"\",\"\",Inventory!AQ113)","v":""}]
[null,105,{"$f":"IF(Inventory!C114=\"\",\"\",Inventory!C114)","v":""},{"$f":"IF(Inventory!D114=\"\",\"\",Inventory!D114)","v":""},{"$f":"IF(Inventory!X114=\"\",\"\",Inventory!X114)","v":""},{"$f":"IF(Inventory!Y114=\"\",\"\",Inventory!Y114)","v":""},{"$f":"IF(Inventory!Z114=\"\",\"\",Inventory!Z114)","v":""},{"$f":"IF(Inventory!AB114=\"\",\"\",Inventory!AB114)","v":""},{"$f":"IF(Inventory!AC114=\"\",\"\",Inventory!AC114)","v":""},{"$f":"IF(Inventory!AD114=\"\",\"\",Inventory!AD114)","v":""},{"$f":"IF(Inventory!AE114=\"\",\"\",Inventory!AE114)","v":""},{"$f":"IF(Inventory!AF114=\"\",\"\",Inventory!AF114)","v":""},{"$f":"IF(Inventory!AG114=\"\",\"\",Inventory!AG114)","v":""},{"$f":"IF(Inventory!AH114=\"\",\"\",Inventory!AH114)","v":""},{"$f":"IF(Inventory!AI114=\"\",\"\",Inventory!AI114)","v":""},{"$f":"IF(Inventory!AJ114=\"\",\"\",Inventory!AJ114)","v":""},{"$f":"IF(Inventory!AK114=\"\",\"\",Inventory!AK114)","v":""},{"$f":"IF(Inventory!AL114=\"\",\"\",Inventory!AL114)","v":""},{"$f":"IF(Inventory!AM114=\"\",\"\",Inventory!AM114)","v":""},{"$f":"IF(Inventory!AN114=\"\",\"\",Inventory!AN114)","v":""},{"$f":"IF(Inventory!AO114=\"\",\"\",Inventory!AO114)","v":""},{"$f":"IF(Inventory!AP114=\"\",\"\",Inventory!AP114)","v":""},{"$f":"IF(Inventory!AQ114=\"\",\"\",Inventory!AQ114)","v":""}]
[null,106,{"$f":"IF(Inventory!C115=\"\",\"\",Inventory!C115)","v":""},{"$f":"IF(Inventory!D115=\"\",\"\",Inventory!D115)","v":""},{"$f":"IF(Inventory!X115=\"\",\"\",Inventory!X115)","v":""},{"$f":"IF(Inventory!Y115=\"\",\"\",Inventory!Y115)","v":""},{"$f":"IF(Inventory!Z115=\"\",\"\",Inventory!Z115)","v":""},{"$f":"IF(Inventory!AB115=\"\",\"\",Inventory!AB115)","v":""},{"$f":"IF(Inventory!AC115=\"\",\"\",Inventory!AC115)","v":""},{"$f":"IF(Inventory!AD115=\"\",\"\",Inventory!AD115)","v":""},{"$f":"IF(Inventory!AE115=\"\",\"\",Inventory!AE115)","v":""},{"$f":"IF(Inventory!AF115=\"\",\"\",Inventory!AF115)","v":""},{"$f":"IF(Inventory!AG115=\"\",\"\",Inventory!AG115)","v":""},{"$f":"IF(Inventory!AH115=\"\",\"\",Inventory!AH115)","v":""},{"$f":"IF(Inventory!AI115=\"\",\"\",Inventory!AI115)","v":""},{"$f":"IF(Inventory!AJ115=\"\",\"\",Inventory!AJ115)","v":""},{"$f":"IF(Inventory!AK115=\"\",\"\",Inventory!AK115)","v":""},{"$f":"IF(Inventory!AL115=\"\",\"\",Inventory!AL115)","v":""},{"$f":"IF(Inventory!AM115=\"\",\"\",Inventory!AM115)","v":""},{"$f":"IF(Inventory!AN115=\"\",\"\",Inventory!AN115)","v":""},{"$f":"IF(Inventory!AO115=\"\",\"\",Inventory!AO115)","v":""},{"$f":"IF(Inventory!AP115=\"\",\"\",Inventory!AP115)","v":""},{"$f":"IF(Inventory!AQ115=\"\",\"\",Inventory!AQ115)","v":""}]
[null,107,{"$f":"IF(Inventory!C116=\"\",\"\",Inventory!C116)","v":""},{"$f":"IF(Inventory!D116=\"\",\"\",Inventory!D116)","v":""},{"$f":"IF(Inventory!X116=\"\",\"\",Inventory!X116)","v":""},{"$f":"IF(Inventory!Y116=\"\",\"\",Inventory!Y116)","v":""},{"$f":"IF(Inventory!Z116=\"\",\"\",Inventory!Z116)","v":""},{"$f":"IF(Inventory!AB116=\"\",\"\",Inventory!AB116)","v":""},{"$f":"IF(Inventory!AC116=\"\",\"\",Inventory!AC116)","v":""},{"$f":"IF(Inventory!AD116=\"\",\"\",Inventory!AD116)","v":""},{"$f":"IF(Inventory!AE116=\"\",\"\",Inventory!AE116)","v":""},{"$f":"IF(Inventory!AF116=\"\",\"\",Inventory!AF116)","v":""},{"$f":"IF(Inventory!AG116=\"\",\"\",Inventory!AG116)","v":""},{"$f":"IF(Inventory!AH116=\"\",\"\",Inventory!AH116)","v":""},{"$f":"IF(Inventory!AI116=\"\",\"\",Inventory!AI116)","v":""},{"$f":"IF(Inventory!AJ116=\"\",\"\",Inventory!AJ116)","v":""},{"$f":"IF(Inventory!AK116=\"\",\"\",Inventory!AK116)","v":""},{"$f":"IF(Inventory!AL116=\"\",\"\",Inventory!AL116)","v":""},{"$f":"IF(Inventory!AM116=\"\",\"\",Inventory!AM116)","v":""},{"$f":"IF(Inventory!AN116=\"\",\"\",Inventory!AN116)","v":""},{"$f":"IF(Inventory!AO116=\"\",\"\",Inventory!AO116)","v":""},{"$f":"IF(Inventory!AP116=\"\",\"\",Inventory!AP116)","v":""},{"$f":"IF(Inventory!AQ116=\"\",\"\",Inventory!AQ116)","v":""}]
[null,108,{"$f":"IF(Inventory!C117=\"\",\"\",Inventory!C117)","v":""},{"$f":"IF(Inventory!D117=\"\",\"\",Inventory!D117)","v":""},{"$f":"IF(Inventory!X117=\"\",\"\",Inventory!X117)","v":""},{"$f":"IF(Inventory!Y117=\"\",\"\",Inventory!Y117)","v":""},{"$f":"IF(Inventory!Z117=\"\",\"\",Inventory!Z117)","v":""},{"$f":"IF(Inventory!AB117=\"\",\"\",Inventory!AB117)","v":""},{"$f":"IF(Inventory!AC117=\"\",\"\",Inventory!AC117)","v":""},{"$f":"IF(Inventory!AD117=\"\",\"\",Inventory!AD117)","v":""},{"$f":"IF(Inventory!AE117=\"\",\"\",Inventory!AE117)","v":""},{"$f":"IF(Inventory!AF117=\"\",\"\",Inventory!AF117)","v":""},{"$f":"IF(Inventory!AG117=\"\",\"\",Inventory!AG117)","v":""},{"$f":"IF(Inventory!AH117=\"\",\"\",Inventory!AH117)","v":""},{"$f":"IF(Inventory!AI117=\"\",\"\",Inventory!AI117)","v":""},{"$f":"IF(Inventory!AJ117=\"\",\"\",Inventory!AJ117)","v":""},{"$f":"IF(Inventory!AK117=\"\",\"\",Inventory!AK117)","v":""},{"$f":"IF(Inventory!AL117=\"\",\"\",Inventory!AL117)","v":""},{"$f":"IF(Inventory!AM117=\"\",\"\",Inventory!AM117)","v":""},{"$f":"IF(Inventory!AN117=\"\",\"\",Inventory!AN117)","v":""},{"$f":"IF(Inventory!AO117=\"\",\"\",Inventory!AO117)","v":""},{"$f":"IF(Inventory!AP117=\"\",\"\",Inventory!AP117)","v":""},{"$f":"IF(Inventory!AQ117=\"\",\"\",Inventory!AQ117)","v":""}]
[null,109,{"$f":"IF(Inventory!C118=\"\",\"\",Inventory!C118)","v":""},{"$f":"IF(Inventory!D118=\"\",\"\",Inventory!D118)","v":""},{"$f":"IF(Inventory!X118=\"\",\"\",Inventory!X118)","v":""},{"$f":"IF(Inventory!Y118=\"\",\"\",Inventory!Y118)","v":""},{"$f":"IF(Inventory!Z118=\"\",\"\",Inventory!Z118)","v":""},{"$f":"IF(Inventory!AB118=\"\",\"\",Inventory!AB118)","v":""},{"$f":"IF(Inventory!AC118=\"\",\"\",Inventory!AC118)","v":""},{"$f":"IF(Inventory!AD118=\"\",\"\",Inventory!AD118)","v":""},{"$f":"IF(Inventory!AE118=\"\",\"\",Inventory!AE118)","v":""},{"$f":"IF(Inventory!AF118=\"\",\"\",Inventory!AF118)","v":""},{"$f":"IF(Inventory!AG118=\"\",\"\",Inventory!AG118)","v":""},{"$f":"IF(Inventory!AH118=\"\",\"\",Inventory!AH118)","v":""},{"$f":"IF(Inventory!AI118=\"\",\"\",Inventory!AI118)","v":""},{"$f":"IF(Inventory!AJ118=\"\",\"\",Inventory!AJ118)","v":""},{"$f":"IF(Inventory!AK118=\"\",\"\",Inventory!AK118)","v":""},{"$f":"IF(Inventory!AL118=\"\",\"\",Inventory!AL118)","v":""},{"$f":"IF(Inventory!AM118=\"\",\"\",Inventory!AM118)","v":""},{"$f":"IF(Inventory!AN118=\"\",\"\",Inventory!AN118)","v":""},{"$f":"IF(Inventory!AO118=\"\",\"\",Inventory!AO118)","v":""},{"$f":"IF(Inventory!AP118=\"\",\"\",Inventory!AP118)","v":""},{"$f":"IF(Inventory!AQ118=\"\",\"\",Inventory!AQ118)","v":""}]
[null,110,{"$f":"IF(Inventory!C119=\"\",\"\",Inventory!C119)","v":""},{"$f":"IF(Inventory!D119=\"\",\"\",Inventory!D119)","v":""},{"$f":"IF(Inventory!X119=\"\",\"\",Inventory!X119)","v":""},{"$f":"IF(Inventory!Y119=\"\",\"\",Inventory!Y119)","v":""},{"$f":"IF(Inventory!Z119=\"\",\"\",Inventory!Z119)","v":""},{"$f":"IF(Inventory!AB119=\"\",\"\",Inventory!AB119)","v":""},{"$f":"IF(Inventory!AC119=\"\",\"\",Inventory!AC119)","v":""},{"$f":"IF(Inventory!AD119=\"\",\"\",Inventory!AD119)","v":""},{"$f":"IF(Inventory!AE119=\"\",\"\",Inventory!AE119)","v":""},{"$f":"IF(Inventory!AF119=\"\",\"\",Inventory!AF119)","v":""},{"$f":"IF(Inventory!AG119=\"\",\"\",Inventory!AG119)","v":""},{"$f":"IF(Inventory!AH119=\"\",\"\",Inventory!AH119)","v":""},{"$f":"IF(Inventory!AI119=\"\",\"\",Inventory!AI119)","v":""},{"$f":"IF(Inventory!AJ119=\"\",\"\",Inventory!AJ119)","v":""},{"$f":"IF(Inventory!AK119=\"\",\"\",Inventory!AK119)","v":""},{"$f":"IF(Inventory!AL119=\"\",\"\",Inventory!AL119)","v":""},{"$f":"IF(Inventory!AM119=\"\",\"\",Inventory!AM119)","v":""},{"$f":"IF(Inventory!AN119=\"\",\"\",Inventory!AN119)","v":""},{"$f":"IF(Inventory!AO119=\"\",\"\",Inventory!AO119)","v":""},{"$f":"IF(Inventory!AP119=\"\",\"\",Inventory!AP119)","v":""},{"$f":"IF(Inventory!AQ119=\"\",\"\",Inventory!AQ119)","v":""}]
[null,111,{"$f":"IF(Inventory!C120=\"\",\"\",Inventory!C120)","v":""},{"$f":"IF(Inventory!D120=\"\",\"\",Inventory!D120)","v":""},{"$f":"IF(Inventory!X120=\"\",\"\",Inventory!X120)","v":""},{"$f":"IF(Inventory!Y120=\"\",\"\",Inventory!Y120)","v":""},{"$f":"IF(Inventory!Z120=\"\",\"\",Inventory!Z120)","v":""},{"$f":"IF(Inventory!AB120=\"\",\"\",Inventory!AB120)","v":""},{"$f":"IF(Inventory!AC120=\"\",\"\",Inventory!AC120)","v":""},{"$f":"IF(Inventory!AD120=\"\",\"\",Inventory!AD120)","v":""},{"$f":"IF(Inventory!AE120=\"\",\"\",Inventory!AE120)","v":""},{"$f":"IF(Inventory!AF120=\"\",\"\",Inventory!AF120)","v":""},{"$f":"IF(Inventory!AG120=\"\",\"\",Inventory!AG120)","v":""},{"$f":"IF(Inventory!AH120=\"\",\"\",Inventory!AH120)","v":""},{"$f":"IF(Inventory!AI120=\"\",\"\",Inventory!AI120)","v":""},{"$f":"IF(Inventory!AJ120=\"\",\"\",Inventory!AJ120)","v":""},{"$f":"IF(Inventory!AK120=\"\",\"\",Inventory!AK120)","v":""},{"$f":"IF(Inventory!AL120=\"\",\"\",Inventory!AL120)","v":""},{"$f":"IF(Inventory!AM120=\"\",\"\",Inventory!AM120)","v":""},{"$f":"IF(Inventory!AN120=\"\",\"\",Inventory!AN120)","v":""},{"$f":"IF(Inventory!AO120=\"\",\"\",Inventory!AO120)","v":""},{"$f":"IF(Inventory!AP120=\"\",\"\",Inventory!AP120)","v":""},{"$f":"IF(Inventory!AQ120=\"\",\"\",Inventory!AQ120)","v":""}]
[null,112,{"$f":"IF(Inventory!C121=\"\",\"\",Inventory!C121)","v":""},{"$f":"IF(Inventory!D121=\"\",\"\",Inventory!D121)","v":""},{"$f":"IF(Inventory!X121=\"\",\"\",Inventory!X121)","v":""},{"$f":"IF(Inventory!Y121=\"\",\"\",Inventory!Y121)","v":""},{"$f":"IF(Inventory!Z121=\"\",\"\",Inventory!Z121)","v":""},{"$f":"IF(Inventory!AB121=\"\",\"\",Inventory!AB121)","v":""},{"$f":"IF(Inventory!AC121=\"\",\"\",Inventory!AC121)","v":""},{"$f":"IF(Inventory!AD121=\"\",\"\",Inventory!AD121)","v":""},{"$f":"IF(Inventory!AE121=\"\",\"\",Inventory!AE121)","v":""},{"$f":"IF(Inventory!AF121=\"\",\"\",Inventory!AF121)","v":""},{"$f":"IF(Inventory!AG121=\"\",\"\",Inventory!AG121)","v":""},{"$f":"IF(Inventory!AH121=\"\",\"\",Inventory!AH121)","v":""},{"$f":"IF(Inventory!AI121=\"\",\"\",Inventory!AI121)","v":""},{"$f":"IF(Inventory!AJ121=\"\",\"\",Inventory!AJ121)","v":""},{"$f":"IF(Inventory!AK121=\"\",\"\",Inventory!AK121)","v":""},{"$f":"IF(Inventory!AL121=\"\",\"\",Inventory!AL121)","v":""},{"$f":"IF(Inventory!AM121=\"\",\"\",Inventory!AM121)","v":""},{"$f":"IF(Inventory!AN121=\"\",\"\",Inventory!AN121)","v":""},{"$f":"IF(Inventory!AO121=\"\",\"\",Inventory!AO121)","v":""},{"$f":"IF(Inventory!AP121=\"\",\"\",Inventory!AP121)","v":""},{"$f":"IF(Inventory!AQ121=\"\",\"\",Inventory!AQ121)","v":""}]
[null,113,{"$f":"IF(Inventory!C122=\"\",\"\",Inventory!C122)","v":""},{"$f":"IF(Inventory!D122=\"\",\"\",Inventory!D122)","v":""},{"$f":"IF(Inventory!X122=\"\",\"\",Inventory!X122)","v":""},{"$f":"IF(Inventory!Y122=\"\",\"\",Inventory!Y122)","v":""},{"$f":"IF(Inventory!Z122=\"\",\"\",Inventory!Z122)","v":""},{"$f":"IF(Inventory!AB122=\"\",\"\",Inventory!AB122)","v":""},{"$f":"IF(Inventory!AC122=\"\",\"\",Inventory!AC122)","v":""},{"$f":"IF(Inventory!AD122=\"\",\"\",Inventory!AD122)","v":""},{"$f":"IF(Inventory!AE122=\"\",\"\",Inventory!AE122)","v":""},{"$f":"IF(Inventory!AF122=\"\",\"\",Inventory!AF122)","v":""},{"$f":"IF(Inventory!AG122=\"\",\"\",Inventory!AG122)","v":""},{"$f":"IF(Inventory!AH122=\"\",\"\",Inventory!AH122)","v":""},{"$f":"IF(Inventory!AI122=\"\",\"\",Inventory!AI122)","v":""},{"$f":"IF(Inventory!AJ122=\"\",\"\",Inventory!AJ122)","v":""},{"$f":"IF(Inventory!AK122=\"\",\"\",Inventory!AK122)","v":""},{"$f":"IF(Inventory!AL122=\"\",\"\",Inventory!AL122)","v":""},{"$f":"IF(Inventory!AM122=\"\",\"\",Inventory!AM122)","v":""},{"$f":"IF(Inventory!AN122=\"\",\"\",Inventory!AN122)","v":""},{"$f":"IF(Inventory!AO122=\"\",\"\",Inventory!AO122)","v":""},{"$f":"IF(Inventory!AP122=\"\",\"\",Inventory!AP122)","v":""},{"$f":"IF(Inventory!AQ122=\"\",\"\",Inventory!AQ122)","v":""}]
[null,114,{"$f":"IF(Inventory!C123=\"\",\"\",Inventory!C123)","v":""},{"$f":"IF(Inventory!D123=\"\",\"\",Inventory!D123)","v":""},{"$f":"IF(Inventory!X123=\"\",\"\",Inventory!X123)","v":""},{"$f":"IF(Inventory!Y123=\"\",\"\",Inventory!Y123)","v":""},{"$f":"IF(Inventory!Z123=\"\",\"\",Inventory!Z123)","v":""},{"$f":"IF(Inventory!AB123=\"\",\"\",Inventory!AB123)","v":""},{"$f":"IF(Inventory!AC123=\"\",\"\",Inventory!AC123)","v":""},{"$f":"IF(Inventory!AD123=\"\",\"\",Inventory!AD123)","v":""},{"$f":"IF(Inventory!AE123=\"\",\"\",Inventory!AE123)","v":""},{"$f":"IF(Inventory!AF123=\"\",\"\",Inventory!AF123)","v":""},{"$f":"IF(Inventory!AG123=\"\",\"\",Inventory!AG123)","v":""},{"$f":"IF(Inventory!AH123=\"\",\"\",Inventory!AH123)","v":""},{"$f":"IF(Inventory!AI123=\"\",\"\",Inventory!AI123)","v":""},{"$f":"IF(Inventory!AJ123=\"\",\"\",Inventory!AJ123)","v":""},{"$f":"IF(Inventory!AK123=\"\",\"\",Inventory!AK123)","v":""},{"$f":"IF(Inventory!AL123=\"\",\"\",Inventory!AL123)","v":""},{"$f":"IF(Inventory!AM123=\"\",\"\",Inventory!AM123)","v":""},{"$f":"IF(Inventory!AN123=\"\",\"\",Inventory!AN123)","v":""},{"$f":"IF(Inventory!AO123=\"\",\"\",Inventory!AO123)","v":""},{"$f":"IF(Inventory!AP123=\"\",\"\",Inventory!AP123)","v":""},{"$f":"IF(Inventory!AQ123=\"\",\"\",Inventory!AQ123)","v":""}]
[null,115,{"$f":"IF(Inventory!C124=\"\",\"\",Inventory!C124)","v":""},{"$f":"IF(Inventory!D124=\"\",\"\",Inventory!D124)","v":""},{"$f":"IF(Inventory!X124=\"\",\"\",Inventory!X124)","v":""},{"$f":"IF(Inventory!Y124=\"\",\"\",Inventory!Y124)","v":""},{"$f":"IF(Inventory!Z124=\"\",\"\",Inventory!Z124)","v":""},{"$f":"IF(Inventory!AB124=\"\",\"\",Inventory!AB124)","v":""},{"$f":"IF(Inventory!AC124=\"\",\"\",Inventory!AC124)","v":""},{"$f":"IF(Inventory!AD124=\"\",\"\",Inventory!AD124)","v":""},{"$f":"IF(Inventory!AE124=\"\",\"\",Inventory!AE124)","v":""},{"$f":"IF(Inventory!AF124=\"\",\"\",Inventory!AF124)","v":""},{"$f":"IF(Inventory!AG124=\"\",\"\",Inventory!AG124)","v":""},{"$f":"IF(Inventory!AH124=\"\",\"\",Inventory!AH124)","v":""},{"$f":"IF(Inventory!AI124=\"\",\"\",Inventory!AI124)","v":""},{"$f":"IF(Inventory!AJ124=\"\",\"\",Inventory!AJ124)","v":""},{"$f":"IF(Inventory!AK124=\"\",\"\",Inventory!AK124)","v":""},{"$f":"IF(Inventory!AL124=\"\",\"\",Inventory!AL124)","v":""},{"$f":"IF(Inventory!AM124=\"\",\"\",Inventory!AM124)","v":""},{"$f":"IF(Inventory!AN124=\"\",\"\",Inventory!AN124)","v":""},{"$f":"IF(Inventory!AO124=\"\",\"\",Inventory!AO124)","v":""},{"$f":"IF(Inventory!AP124=\"\",\"\",Inventory!AP124)","v":""},{"$f":"IF(Inventory!AQ124=\"\",\"\",Inventory!AQ124)","v":""}]
[null,116,{"$f":"IF(Inventory!C125=\"\",\"\",Inventory!C125)","v":""},{"$f":"IF(Inventory!D125=\"\",\"\",Inventory!D125)","v":""},{"$f":"IF(Inventory!X125=\"\",\"\",Inventory!X125)","v":""},{"$f":"IF(Inventory!Y125=\"\",\"\",Inventory!Y125)","v":""},{"$f":"IF(Inventory!Z125=\"\",\"\",Inventory!Z125)","v":""},{"$f":"IF(Inventory!AB125=\"\",\"\",Inventory!AB125)","v":""},{"$f":"IF(Inventory!AC125=\"\",\"\",Inventory!AC125)","v":""},{"$f":"IF(Inventory!AD125=\"\",\"\",Inventory!AD125)","v":""},{"$f":"IF(Inventory!AE125=\"\",\"\",Inventory!AE125)","v":""},{"$f":"IF(Inventory!AF125=\"\",\"\",Inventory!AF125)","v":""},{"$f":"IF(Inventory!AG125=\"\",\"\",Inventory!AG125)","v":""},{"$f":"IF(Inventory!AH125=\"\",\"\",Inventory!AH125)","v":""},{"$f":"IF(Inventory!AI125=\"\",\"\",Inventory!AI125)","v":""},{"$f":"IF(Inventory!AJ125=\"\",\"\",Inventory!AJ125)","v":""},{"$f":"IF(Inventory!AK125=\"\",\"\",Inventory!AK125)","v":""},{"$f":"IF(Inventory!AL125=\"\",\"\",Inventory!AL125)","v":""},{"$f":"IF(Inventory!AM125=\"\",\"\",Inventory!AM125)","v":""},{"$f":"IF(Inventory!AN125=\"\",\"\",Inventory!AN125)","v":""},{"$f":"IF(Inventory!AO125=\"\",\"\",Inventory!AO125)","v":""},{"$f":"IF(Inventory!AP125=\"\",\"\",Inventory!AP125)","v":""},{"$f":"IF(Inventory!AQ125=\"\",\"\",Inventory!AQ125)","v":""}]
[null,117,{"$f":"IF(Inventory!C126=\"\",\"\",Inventory!C126)","v":""},{"$f":"IF(Inventory!D126=\"\",\"\",Inventory!D126)","v":""},{"$f":"IF(Inventory!X126=\"\",\"\",Inventory!X126)","v":""},{"$f":"IF(Inventory!Y126=\"\",\"\",Inventory!Y126)","v":""},{"$f":"IF(Inventory!Z126=\"\",\"\",Inventory!Z126)","v":""},{"$f":"IF(Inventory!AB126=\"\",\"\",Inventory!AB126)","v":""},{"$f":"IF(Inventory!AC126=\"\",\"\",Inventory!AC126)","v":""},{"$f":"IF(Inventory!AD126=\"\",\"\",Inventory!AD126)","v":""},{"$f":"IF(Inventory!AE126=\"\",\"\",Inventory!AE126)","v":""},{"$f":"IF(Inventory!AF126=\"\",\"\",Inventory!AF126)","v":""},{"$f":"IF(Inventory!AG126=\"\",\"\",Inventory!AG126)","v":""},{"$f":"IF(Inventory!AH126=\"\",\"\",Inventory!AH126)","v":""},{"$f":"IF(Inventory!AI126=\"\",\"\",Inventory!AI126)","v":""},{"$f":"IF(Inventory!AJ126=\"\",\"\",Inventory!AJ126)","v":""},{"$f":"IF(Inventory!AK126=\"\",\"\",Inventory!AK126)","v":""},{"$f":"IF(Inventory!AL126=\"\",\"\",Inventory!AL126)","v":""},{"$f":"IF(Inventory!AM126=\"\",\"\",Inventory!AM126)","v":""},{"$f":"IF(Inventory!AN126=\"\",\"\",Inventory!AN126)","v":""},{"$f":"IF(Inventory!AO126=\"\",\"\",Inventory!AO126)","v":""},{"$f":"IF(Inventory!AP126=\"\",\"\",Inventory!AP126)","v":""},{"$f":"IF(Inventory!AQ126=\"\",\"\",Inventory!AQ126)","v":""}]
[null,118,{"$f":"IF(Inventory!C127=\"\",\"\",Inventory!C127)","v":""},{"$f":"IF(Inventory!D127=\"\",\"\",Inventory!D127)","v":""},{"$f":"IF(Inventory!X127=\"\",\"\",Inventory!X127)","v":""},{"$f":"IF(Inventory!Y127=\"\",\"\",Inventory!Y127)","v":""},{"$f":"IF(Inventory!Z127=\"\",\"\",Inventory!Z127)","v":""},{"$f":"IF(Inventory!AB127=\"\",\"\",Inventory!AB127)","v":""},{"$f":"IF(Inventory!AC127=\"\",\"\",Inventory!AC127)","v":""},{"$f":"IF(Inventory!AD127=\"\",\"\",Inventory!AD127)","v":""},{"$f":"IF(Inventory!AE127=\"\",\"\",Inventory!AE127)","v":""},{"$f":"IF(Inventory!AF127=\"\",\"\",Inventory!AF127)","v":""},{"$f":"IF(Inventory!AG127=\"\",\"\",Inventory!AG127)","v":""},{"$f":"IF(Inventory!AH127=\"\",\"\",Inventory!AH127)","v":""},{"$f":"IF(Inventory!AI127=\"\",\"\",Inventory!AI127)","v":""},{"$f":"IF(Inventory!AJ127=\"\",\"\",Inventory!AJ127)","v":""},{"$f":"IF(Inventory!AK127=\"\",\"\",Inventory!AK127)","v":""},{"$f":"IF(Inventory!AL127=\"\",\"\",Inventory!AL127)","v":""},{"$f":"IF(Inventory!AM127=\"\",\"\",Inventory!AM127)","v":""},{"$f":"IF(Inventory!AN127=\"\",\"\",Inventory!AN127)","v":""},{"$f":"IF(Inventory!AO127=\"\",\"\",Inventory!AO127)","v":""},{"$f":"IF(Inventory!AP127=\"\",\"\",Inventory!AP127)","v":""},{"$f":"IF(Inventory!AQ127=\"\",\"\",Inventory!AQ127)","v":""}]
[null,119,{"$f":"IF(Inventory!C128=\"\",\"\",Inventory!C128)","v":""},{"$f":"IF(Inventory!D128=\"\",\"\",Inventory!D128)","v":""},{"$f":"IF(Inventory!X128=\"\",\"\",Inventory!X128)","v":""},{"$f":"IF(Inventory!Y128=\"\",\"\",Inventory!Y128)","v":""},{"$f":"IF(Inventory!Z128=\"\",\"\",Inventory!Z128)","v":""},{"$f":"IF(Inventory!AB128=\"\",\"\",Inventory!AB128)","v":""},{"$f":"IF(Inventory!AC128=\"\",\"\",Inventory!AC128)","v":""},{"$f":"IF(Inventory!AD128=\"\",\"\",Inventory!AD128)","v":""},{"$f":"IF(Inventory!AE128=\"\",\"\",Inventory!AE128)","v":""},{"$f":"IF(Inventory!AF128=\"\",\"\",Inventory!AF128)","v":""},{"$f":"IF(Inventory!AG128=\"\",\"\",Inventory!AG128)","v":""},{"$f":"IF(Inventory!AH128=\"\",\"\",Inventory!AH128)","v":""},{"$f":"IF(Inventory!AI128=\"\",\"\",Inventory!AI128)","v":""},{"$f":"IF(Inventory!AJ128=\"\",\"\",Inventory!AJ128)","v":""},{"$f":"IF(Inventory!AK128=\"\",\"\",Inventory!AK128)","v":""},{"$f":"IF(Inventory!AL128=\"\",\"\",Inventory!AL128)","v":""},{"$f":"IF(Inventory!AM128=\"\",\"\",Inventory!AM128)","v":""},{"$f":"IF(Inventory!AN128=\"\",\"\",Inventory!AN128)","v":""},{"$f":"IF(Inventory!AO128=\"\",\"\",Inventory!AO128)","v":""},{"$f":"IF(Inventory!AP128=\"\",\"\",Inventory!AP128)","v":""},{"$f":"IF(Inventory!AQ128=\"\",\"\",Inventory!AQ128)","v":""}]
[null,120,{"$f":"IF(Inventory!C129=\"\",\"\",Inventory!C129)","v":""},{"$f":"IF(Inventory!D129=\"\",\"\",Inventory!D129)","v":""},{"$f":"IF(Inventory!X129=\"\",\"\",Inventory!X129)","v":""},{"$f":"IF(Inventory!Y129=\"\",\"\",Inventory!Y129)","v":""},{"$f":"IF(Inventory!Z129=\"\",\"\",Inventory!Z129)","v":""},{"$f":"IF(Inventory!AB129=\"\",\"\",Inventory!AB129)","v":""},{"$f":"IF(Inventory!AC129=\"\",\"\",Inventory!AC129)","v":""},{"$f":"IF(Inventory!AD129=\"\",\"\",Inventory!AD129)","v":""},{"$f":"IF(Inventory!AE129=\"\",\"\",Inventory!AE129)","v":""},{"$f":"IF(Inventory!AF129=\"\",\"\",Inventory!AF129)","v":""},{"$f":"IF(Inventory!AG129=\"\",\"\",Inventory!AG129)","v":""},{"$f":"IF(Inventory!AH129=\"\",\"\",Inventory!AH129)","v":""},{"$f":"IF(Inventory!AI129=\"\",\"\",Inventory!AI129)","v":""},{"$f":"IF(Inventory!AJ129=\"\",\"\",Inventory!AJ129)","v":""},{"$f":"IF(Inventory!AK129=\"\",\"\",Inventory!AK129)","v":""},{"$f":"IF(Inventory!AL129=\"\",\"\",Inventory!AL129)","v":""},{"$f":"IF(Inventory!AM129=\"\",\"\",Inventory!AM129)","v":""},{"$f":"IF(Inventory!AN129=\"\",\"\",Inventory!AN129)","v":""},{"$f":"IF(Inventory!AO129=\"\",\"\",Inventory!AO129)","v":""},{"$f":"IF(Inventory!AP129=\"\",\"\",Inventory!AP129)","v":""},{"$f":"IF(Inventory!AQ129=\"\",\"\",Inventory!AQ129)","v":""}]
[null,121,{"$f":"IF(Inventory!C130=\"\",\"\",Inventory!C130)","v":""},{"$f":"IF(Inventory!D130=\"\",\"\",Inventory!D130)","v":""},{"$f":"IF(Inventory!X130=\"\",\"\",Inventory!X130)","v":""},{"$f":"IF(Inventory!Y130=\"\",\"\",Inventory!Y130)","v":""},{"$f":"IF(Inventory!Z130=\"\",\"\",Inventory!Z130)","v":""},{"$f":"IF(Inventory!AB130=\"\",\"\",Inventory!AB130)","v":""},{"$f":"IF(Inventory!AC130=\"\",\"\",Inventory!AC130)","v":""},{"$f":"IF(Inventory!AD130=\"\",\"\",Inventory!AD130)","v":""},{"$f":"IF(Inventory!AE130=\"\",\"\",Inventory!AE130)","v":""},{"$f":"IF(Inventory!AF130=\"\",\"\",Inventory!AF130)","v":""},{"$f":"IF(Inventory!AG130=\"\",\"\",Inventory!AG130)","v":""},{"$f":"IF(Inventory!AH130=\"\",\"\",Inventory!AH130)","v":""},{"$f":"IF(Inventory!AI130=\"\",\"\",Inventory!AI130)","v":""},{"$f":"IF(Inventory!AJ130=\"\",\"\",Inventory!AJ130)","v":""},{"$f":"IF(Inventory!AK130=\"\",\"\",Inventory!AK130)","v":""},{"$f":"IF(Inventory!AL130=\"\",\"\",Inventory!AL130)","v":""},{"$f":"IF(Inventory!AM130=\"\",\"\",Inventory!AM130)","v":""},{"$f":"IF(Inventory!AN130=\"\",\"\",Inventory!AN130)","v":""},{"$f":"IF(Inventory!AO130=\"\",\"\",Inventory!AO130)","v":""},{"$f":"IF(Inventory!AP130=\"\",\"\",Inventory!AP130)","v":""},{"$f":"IF(Inventory!AQ130=\"\",\"\",Inventory!AQ130)","v":""}]
[null,122,{"$f":"IF(Inventory!C131=\"\",\"\",Inventory!C131)","v":""},{"$f":"IF(Inventory!D131=\"\",\"\",Inventory!D131)","v":""},{"$f":"IF(Inventory!X131=\"\",\"\",Inventory!X131)","v":""},{"$f":"IF(Inventory!Y131=\"\",\"\",Inventory!Y131)","v":""},{"$f":"IF(Inventory!Z131=\"\",\"\",Inventory!Z131)","v":""},{"$f":"IF(Inventory!AB131=\"\",\"\",Inventory!AB131)","v":""},{"$f":"IF(Inventory!AC131=\"\",\"\",Inventory!AC131)","v":""},{"$f":"IF(Inventory!AD131=\"\",\"\",Inventory!AD131)","v":""},{"$f":"IF(Inventory!AE131=\"\",\"\",Inventory!AE131)","v":""},{"$f":"IF(Inventory!AF131=\"\",\"\",Inventory!AF131)","v":""},{"$f":"IF(Inventory!AG131=\"\",\"\",Inventory!AG131)","v":""},{"$f":"IF(Inventory!AH131=\"\",\"\",Inventory!AH131)","v":""},{"$f":"IF(Inventory!AI131=\"\",\"\",Inventory!AI131)","v":""},{"$f":"IF(Inventory!AJ131=\"\",\"\",Inventory!AJ131)","v":""},{"$f":"IF(Inventory!AK131=\"\",\"\",Inventory!AK131)","v":""},{"$f":"IF(Inventory!AL131=\"\",\"\",Inventory!AL131)","v":""},{"$f":"IF(Inventory!AM131=\"\",\"\",Inventory!AM131)","v":""},{"$f":"IF(Inventory!AN131=\"\",\"\",Inventory!AN131)","v":""},{"$f":"IF(Inventory!AO131=\"\",\"\",Inventory!AO131)","v":""},{"$f":"IF(Inventory!AP131=\"\",\"\",Inventory!AP131)","v":""},{"$f":"IF(Inventory!AQ131=\"\",\"\",Inventory!AQ131)","v":""}]
[null,123,{"$f":"IF(Inventory!C132=\"\",\"\",Inventory!C132)","v":""},{"$f":"IF(Inventory!D132=\"\",\"\",Inventory!D132)","v":""},{"$f":"IF(Inventory!X132=\"\",\"\",Inventory!X132)","v":""},{"$f":"IF(Inventory!Y132=\"\",\"\",Inventory!Y132)","v":""},{"$f":"IF(Inventory!Z132=\"\",\"\",Inventory!Z132)","v":""},{"$f":"IF(Inventory!AB132=\"\",\"\",Inventory!AB132)","v":""},{"$f":"IF(Inventory!AC132=\"\",\"\",Inventory!AC132)","v":""},{"$f":"IF(Inventory!AD132=\"\",\"\",Inventory!AD132)","v":""},{"$f":"IF(Inventory!AE132=\"\",\"\",Inventory!AE132)","v":""},{"$f":"IF(Inventory!AF132=\"\",\"\",Inventory!AF132)","v":""},{"$f":"IF(Inventory!AG132=\"\",\"\",Inventory!AG132)","v":""},{"$f":"IF(Inventory!AH132=\"\",\"\",Inventory!AH132)","v":""},{"$f":"IF(Inventory!AI132=\"\",\"\",Inventory!AI132)","v":""},{"$f":"IF(Inventory!AJ132=\"\",\"\",Inventory!AJ132)","v":""},{"$f":"IF(Inventory!AK132=\"\",\"\",Inventory!AK132)","v":""},{"$f":"IF(Inventory!AL132=\"\",\"\",Inventory!AL132)","v":""},{"$f":"IF(Inventory!AM132=\"\",\"\",Inventory!AM132)","v":""},{"$f":"IF(Inventory!AN132=\"\",\"\",Inventory!AN132)","v":""},{"$f":"IF(Inventory!AO132=\"\",\"\",Inventory!AO132)","v":""},{"$f":"IF(Inventory!AP132=\"\",\"\",Inventory!AP132)","v":""},{"$f":"IF(Inventory!AQ132=\"\",\"\",Inventory!AQ132)","v":""}]
[null,124,{"$f":"IF(Inventory!C133=\"\",\"\",Inventory!C133)","v":""},{"$f":"IF(Inventory!D133=\"\",\"\",Inventory!D133)","v":""},{"$f":"IF(Inventory!X133=\"\",\"\",Inventory!X133)","v":""},{"$f":"IF(Inventory!Y133=\"\",\"\",Inventory!Y133)","v":""},{"$f":"IF(Inventory!Z133=\"\",\"\",Inventory!Z133)","v":""},{"$f":"IF(Inventory!AB133=\"\",\"\",Inventory!AB133)","v":""},{"$f":"IF(Inventory!AC133=\"\",\"\",Inventory!AC133)","v":""},{"$f":"IF(Inventory!AD133=\"\",\"\",Inventory!AD133)","v":""},{"$f":"IF(Inventory!AE133=\"\",\"\",Inventory!AE133)","v":""},{"$f":"IF(Inventory!AF133=\"\",\"\",Inventory!AF133)","v":""},{"$f":"IF(Inventory!AG133=\"\",\"\",Inventory!AG133)","v":""},{"$f":"IF(Inventory!AH133=\"\",\"\",Inventory!AH133)","v":""},{"$f":"IF(Inventory!AI133=\"\",\"\",Inventory!AI133)","v":""},{"$f":"IF(Inventory!AJ133=\"\",\"\",Inventory!AJ133)","v":""},{"$f":"IF(Inventory!AK133=\"\",\"\",Inventory!AK133)","v":""},{"$f":"IF(Inventory!AL133=\"\",\"\",Inventory!AL133)","v":""},{"$f":"IF(Inventory!AM133=\"\",\"\",Inventory!AM133)","v":""},{"$f":"IF(Inventory!AN133=\"\",\"\",Inventory!AN133)","v":""},{"$f":"IF(Inventory!AO133=\"\",\"\",Inventory!AO133)","v":""},{"$f":"IF(Inventory!AP133=\"\",\"\",Inventory!AP133)","v":""},{"$f":"IF(Inventory!AQ133=\"\",\"\",Inventory!AQ133)","v":""}]
[null,125,{"$f":"IF(Inventory!C134=\"\",\"\",Inventory!C134)","v":""},{"$f":"IF(Inventory!D134=\"\",\"\",Inventory!D134)","v":""},{"$f":"IF(Inventory!X134=\"\",\"\",Inventory!X134)","v":""},{"$f":"IF(Inventory!Y134=\"\",\"\",Inventory!Y134)","v":""},{"$f":"IF(Inventory!Z134=\"\",\"\",Inventory!Z134)","v":""},{"$f":"IF(Inventory!AB134=\"\",\"\",Inventory!AB134)","v":""},{"$f":"IF(Inventory!AC134=\"\",\"\",Inventory!AC134)","v":""},{"$f":"IF(Inventory!AD134=\"\",\"\",Inventory!AD134)","v":""},{"$f":"IF(Inventory!AE134=\"\",\"\",Inventory!AE134)","v":""},{"$f":"IF(Inventory!AF134=\"\",\"\",Inventory!AF134)","v":""},{"$f":"IF(Inventory!AG134=\"\",\"\",Inventory!AG134)","v":""},{"$f":"IF(Inventory!AH134=\"\",\"\",Inventory!AH134)","v":""},{"$f":"IF(Inventory!AI134=\"\",\"\",Inventory!AI134)","v":""},{"$f":"IF(Inventory!AJ134=\"\",\"\",Inventory!AJ134)","v":""},{"$f":"IF(Inventory!AK134=\"\",\"\",Inventory!AK134)","v":""},{"$f":"IF(Inventory!AL134=\"\",\"\",Inventory!AL134)","v":""},{"$f":"IF(Inventory!AM134=\"\",\"\",Inventory!AM134)","v":""},{"$f":"IF(Inventory!AN134=\"\",\"\",Inventory!AN134)","v":""},{"$f":"IF(Inventory!AO134=\"\",\"\",Inventory!AO134)","v":""},{"$f":"IF(Inventory!AP134=\"\",\"\",Inventory!AP134)","v":""},{"$f":"IF(Inventory!AQ134=\"\",\"\",Inventory!AQ134)","v":""}]
[null,126,{"$f":"IF(Inventory!C135=\"\",\"\",Inventory!C135)","v":""},{"$f":"IF(Inventory!D135=\"\",\"\",Inventory!D135)","v":""},{"$f":"IF(Inventory!X135=\"\",\"\",Inventory!X135)","v":""},{"$f":"IF(Inventory!Y135=\"\",\"\",Inventory!Y135)","v":""},{"$f":"IF(Inventory!Z135=\"\",\"\",Inventory!Z135)","v":""},{"$f":"IF(Inventory!AB135=\"\",\"\",Inventory!AB135)","v":""},{"$f":"IF(Inventory!AC135=\"\",\"\",Inventory!AC135)","v":""},{"$f":"IF(Inventory!AD135=\"\",\"\",Inventory!AD135)","v":""},{"$f":"IF(Inventory!AE135=\"\",\"\",Inventory!AE135)","v":""},{"$f":"IF(Inventory!AF135=\"\",\"\",Inventory!AF135)","v":""},{"$f":"IF(Inventory!AG135=\"\",\"\",Inventory!AG135)","v":""},{"$f":"IF(Inventory!AH135=\"\",\"\",Inventory!AH135)","v":""},{"$f":"IF(Inventory!AI135=\"\",\"\",Inventory!AI135)","v":""},{"$f":"IF(Inventory!AJ135=\"\",\"\",Inventory!AJ135)","v":""},{"$f":"IF(Inventory!AK135=\"\",\"\",Inventory!AK135)","v":""},{"$f":"IF(Inventory!AL135=\"\",\"\",Inventory!AL135)","v":""},{"$f":"IF(Inventory!AM135=\"\",\"\",Inventory!AM135)","v":""},{"$f":"IF(Inventory!AN135=\"\",\"\",Inventory!AN135)","v":""},{"$f":"IF(Inventory!AO135=\"\",\"\",Inventory!AO135)","v":""},{"$f":"IF(Inventory!AP135=\"\",\"\",Inventory!AP135)","v":""},{"$f":"IF(Inventory!AQ135=\"\",\"\",Inventory!AQ135)","v":""}]
[null,127,{"$f":"IF(Inventory!C136=\"\",\"\",Inventory!C136)","v":""},{"$f":"IF(Inventory!D136=\"\",\"\",Inventory!D136)","v":""},{"$f":"IF(Inventory!X136=\"\",\"\",Inventory!X136)","v":""},{"$f":"IF(Inventory!Y136=\"\",\"\",Inventory!Y136)","v":""},{"$f":"IF(Inventory!Z136=\"\",\"\",Inventory!Z136)","v":""},{"$f":"IF(Inventory!AB136=\"\",\"\",Inventory!AB136)","v":""},{"$f":"IF(Inventory!AC136=\"\",\"\",Inventory!AC136)","v":""},{"$f":"IF(Inventory!AD136=\"\",\"\",Inventory!AD136)","v":""},{"$f":"IF(Inventory!AE136=\"\",\"\",Inventory!AE136)","v":""},{"$f":"IF(Inventory!AF136=\"\",\"\",Inventory!AF136)","v":""},{"$f":"IF(Inventory!AG136=\"\",\"\",Inventory!AG136)","v":""},{"$f":"IF(Inventory!AH136=\"\",\"\",Inventory!AH136)","v":""},{"$f":"IF(Inventory!AI136=\"\",\"\",Inventory!AI136)","v":""},{"$f":"IF(Inventory!AJ136=\"\",\"\",Inventory!AJ136)","v":""},{"$f":"IF(Inventory!AK136=\"\",\"\",Inventory!AK136)","v":""},{"$f":"IF(Inventory!AL136=\"\",\"\",Inventory!AL136)","v":""},{"$f":"IF(Inventory!AM136=\"\",\"\",Inventory!AM136)","v":""},{"$f":"IF(Inventory!AN136=\"\",\"\",Inventory!AN136)","v":""},{"$f":"IF(Inventory!AO136=\"\",\"\",Inventory!AO136)","v":""},{"$f":"IF(Inventory!AP136=\"\",\"\",Inventory!AP136)","v":""},{"$f":"IF(Inventory!AQ136=\"\",\"\",Inventory!AQ136)","v":""}]
[null,128,{"$f":"IF(Inventory!C137=\"\",\"\",Inventory!C137)","v":""},{"$f":"IF(Inventory!D137=\"\",\"\",Inventory!D137)","v":""},{"$f":"IF(Inventory!X137=\"\",\"\",Inventory!X137)","v":""},{"$f":"IF(Inventory!Y137=\"\",\"\",Inventory!Y137)","v":""},{"$f":"IF(Inventory!Z137=\"\",\"\",Inventory!Z137)","v":""},{"$f":"IF(Inventory!AB137=\"\",\"\",Inventory!AB137)","v":""},{"$f":"IF(Inventory!AC137=\"\",\"\",Inventory!AC137)","v":""},{"$f":"IF(Inventory!AD137=\"\",\"\",Inventory!AD137)","v":""},{"$f":"IF(Inventory!AE137=\"\",\"\",Inventory!AE137)","v":""},{"$f":"IF(Inventory!AF137=\"\",\"\",Inventory!AF137)","v":""},{"$f":"IF(Inventory!AG137=\"\",\"\",Inventory!AG137)","v":""},{"$f":"IF(Inventory!AH137=\"\",\"\",Inventory!AH137)","v":""},{"$f":"IF(Inventory!AI137=\"\",\"\",Inventory!AI137)","v":""},{"$f":"IF(Inventory!AJ137=\"\",\"\",Inventory!AJ137)","v":""},{"$f":"IF(Inventory!AK137=\"\",\"\",Inventory!AK137)","v":""},{"$f":"IF(Inventory!AL137=\"\",\"\",Inventory!AL137)","v":""},{"$f":"IF(Inventory!AM137=\"\",\"\",Inventory!AM137)","v":""},{"$f":"IF(Inventory!AN137=\"\",\"\",Inventory!AN137)","v":""},{"$f":"IF(Inventory!AO137=\"\",\"\",Inventory!AO137)","v":""},{"$f":"IF(Inventory!AP137=\"\",\"\",Inventory!AP137)","v":""},{"$f":"IF(Inventory!AQ137=\"\",\"\",Inventory!AQ137)","v":""}]
[null,129,{"$f":"IF(Inventory!C138=\"\",\"\",Inventory!C138)","v":""},{"$f":"IF(Inventory!D138=\"\",\"\",Inventory!D138)","v":""},{"$f":"IF(Inventory!X138=\"\",\"\",Inventory!X138)","v":""},{"$f":"IF(Inventory!Y138=\"\",\"\",Inventory!Y138)","v":""},{"$f":"IF(Inventory!Z138=\"\",\"\",Inventory!Z138)","v":""},{"$f":"IF(Inventory!AB138=\"\",\"\",Inventory!AB138)","v":""},{"$f":"IF(Inventory!AC138=\"\",\"\",Inventory!AC138)","v":""},{"$f":"IF(Inventory!AD138=\"\",\"\",Inventory!AD138)","v":""},{"$f":"IF(Inventory!AE138=\"\",\"\",Inventory!AE138)","v":""},{"$f":"IF(Inventory!AF138=\"\",\"\",Inventory!AF138)","v":""},{"$f":"IF(Inventory!AG138=\"\",\"\",Inventory!AG138)","v":""},{"$f":"IF(Inventory!AH138=\"\",\"\",Inventory!AH138)","v":""},{"$f":"IF(Inventory!AI138=\"\",\"\",Inventory!AI138)","v":""},{"$f":"IF(Inventory!AJ138=\"\",\"\",Inventory!AJ138)","v":""},{"$f":"IF(Inventory!AK138=\"\",\"\",Inventory!AK138)","v":""},{"$f":"IF(Inventory!AL138=\"\",\"\",Inventory!AL138)","v":""},{"$f":"IF(Inventory!AM138=\"\",\"\",Inventory!AM138)","v":""},{"$f":"IF(Inventory!AN138=\"\",\"\",Inventory!AN138)","v":""},{"$f":"IF(Inventory!AO138=\"\",\"\",Inventory!AO138)","v":""},{"$f":"IF(Inventory!AP138=\"\",\"\",Inventory!AP138)","v":""},{"$f":"IF(Inventory!AQ138=\"\",\"\",Inventory!AQ138)","v":""}]
[null,130,{"$f":"IF(Inventory!C139=\"\",\"\",Inventory!C139)","v":""},{"$f":"IF(Inventory!D139=\"\",\"\",Inventory!D139)","v":""},{"$f":"IF(Inventory!X139=\"\",\"\",Inventory!X139)","v":""},{"$f":"IF(Inventory!Y139=\"\",\"\",Inventory!Y139)","v":""},{"$f":"IF(Inventory!Z139=\"\",\"\",Inventory!Z139)","v":""},{"$f":"IF(Inventory!AB139=\"\",\"\",Inventory!AB139)","v":""},{"$f":"IF(Inventory!AC139=\"\",\"\",Inventory!AC139)","v":""},{"$f":"IF(Inventory!AD139=\"\",\"\",Inventory!AD139)","v":""},{"$f":"IF(Inventory!AE139=\"\",\"\",Inventory!AE139)","v":""},{"$f":"IF(Inventory!AF139=\"\",\"\",Inventory!AF139)","v":""},{"$f":"IF(Inventory!AG139=\"\",\"\",Inventory!AG139)","v":""},{"$f":"IF(Inventory!AH139=\"\",\"\",Inventory!AH139)","v":""},{"$f":"IF(Inventory!AI139=\"\",\"\",Inventory!AI139)","v":""},{"$f":"IF(Inventory!AJ139=\"\",\"\",Inventory!AJ139)","v":""},{"$f":"IF(Inventory!AK139=\"\",\"\",Inventory!AK139)","v":""},{"$f":"IF(Inventory!AL139=\"\",\"\",Inventory!AL139)","v":""},{"$f":"IF(Inventory!AM139=\"\",\"\",Inventory!AM139)","v":""},{"$f":"IF(Inventory!AN139=\"\",\"\",Inventory!AN139)","v":""},{"$f":"IF(Inventory!AO139=\"\",\"\",Inventory!AO139)","v":""},{"$f":"IF(Inventory!AP139=\"\",\"\",Inventory!AP139)","v":""},{"$f":"IF(Inventory!AQ139=\"\",\"\",Inventory!AQ139)","v":""}]
[null,131,{"$f":"IF(Inventory!C140=\"\",\"\",Inventory!C140)","v":""},{"$f":"IF(Inventory!D140=\"\",\"\",Inventory!D140)","v":""},{"$f":"IF(Inventory!X140=\"\",\"\",Inventory!X140)","v":""},{"$f":"IF(Inventory!Y140=\"\",\"\",Inventory!Y140)","v":""},{"$f":"IF(Inventory!Z140=\"\",\"\",Inventory!Z140)","v":""},{"$f":"IF(Inventory!AB140=\"\",\"\",Inventory!AB140)","v":""},{"$f":"IF(Inventory!AC140=\"\",\"\",Inventory!AC140)","v":""},{"$f":"IF(Inventory!AD140=\"\",\"\",Inventory!AD140)","v":""},{"$f":"IF(Inventory!AE140=\"\",\"\",Inventory!AE140)","v":""},{"$f":"IF(Inventory!AF140=\"\",\"\",Inventory!AF140)","v":""},{"$f":"IF(Inventory!AG140=\"\",\"\",Inventory!AG140)","v":""},{"$f":"IF(Inventory!AH140=\"\",\"\",Inventory!AH140)","v":""},{"$f":"IF(Inventory!AI140=\"\",\"\",Inventory!AI140)","v":""},{"$f":"IF(Inventory!AJ140=\"\",\"\",Inventory!AJ140)","v":""},{"$f":"IF(Inventory!AK140=\"\",\"\",Inventory!AK140)","v":""},{"$f":"IF(Inventory!AL140=\"\",\"\",Inventory!AL140)","v":""},{"$f":"IF(Inventory!AM140=\"\",\"\",Inventory!AM140)","v":""},{"$f":"IF(Inventory!AN140=\"\",\"\",Inventory!AN140)","v":""},{"$f":"IF(Inventory!AO140=\"\",\"\",Inventory!AO140)","v":""},{"$f":"IF(Inventory!AP140=\"\",\"\",Inventory!AP140)","v":""},{"$f":"IF(Inventory!AQ140=\"\",\"\",Inventory!AQ140)","v":""}]
[null,132,{"$f":"IF(Inventory!C141=\"\",\"\",Inventory!C141)","v":""},{"$f":"IF(Inventory!D141=\"\",\"\",Inventory!D141)","v":""},{"$f":"IF(Inventory!X141=\"\",\"\",Inventory!X141)","v":""},{"$f":"IF(Inventory!Y141=\"\",\"\",Inventory!Y141)","v":""},{"$f":"IF(Inventory!Z141=\"\",\"\",Inventory!Z141)","v":""},{"$f":"IF(Inventory!AB141=\"\",\"\",Inventory!AB141)","v":""},{"$f":"IF(Inventory!AC141=\"\",\"\",Inventory!AC141)","v":""},{"$f":"IF(Inventory!AD141=\"\",\"\",Inventory!AD141)","v":""},{"$f":"IF(Inventory!AE141=\"\",\"\",Inventory!AE141)","v":""},{"$f":"IF(Inventory!AF141=\"\",\"\",Inventory!AF141)","v":""},{"$f":"IF(Inventory!AG141=\"\",\"\",Inventory!AG141)","v":""},{"$f":"IF(Inventory!AH141=\"\",\"\",Inventory!AH141)","v":""},{"$f":"IF(Inventory!AI141=\"\",\"\",Inventory!AI141)","v":""},{"$f":"IF(Inventory!AJ141=\"\",\"\",Inventory!AJ141)","v":""},{"$f":"IF(Inventory!AK141=\"\",\"\",Inventory!AK141)","v":""},{"$f":"IF(Inventory!AL141=\"\",\"\",Inventory!AL141)","v":""},{"$f":"IF(Inventory!AM141=\"\",\"\",Inventory!AM141)","v":""},{"$f":"IF(Inventory!AN141=\"\",\"\",Inventory!AN141)","v":""},{"$f":"IF(Inventory!AO141=\"\",\"\",Inventory!AO141)","v":""},{"$f":"IF(Inventory!AP141=\"\",\"\",Inventory!AP141)","v":""},{"$f":"IF(Inventory!AQ141=\"\",\"\",Inventory!AQ141)","v":""}]
[null,133,{"$f":"IF(Inventory!C142=\"\",\"\",Inventory!C142)","v":""},{"$f":"IF(Inventory!D142=\"\",\"\",Inventory!D142)","v":""},{"$f":"IF(Inventory!X142=\"\",\"\",Inventory!X142)","v":""},{"$f":"IF(Inventory!Y142=\"\",\"\",Inventory!Y142)","v":""},{"$f":"IF(Inventory!Z142=\"\",\"\",Inventory!Z142)","v":""},{"$f":"IF(Inventory!AB142=\"\",\"\",Inventory!AB142)","v":""},{"$f":"IF(Inventory!AC142=\"\",\"\",Inventory!AC142)","v":""},{"$f":"IF(Inventory!AD142=\"\",\"\",Inventory!AD142)","v":""},{"$f":"IF(Inventory!AE142=\"\",\"\",Inventory!AE142)","v":""},{"$f":"IF(Inventory!AF142=\"\",\"\",Inventory!AF142)","v":""},{"$f":"IF(Inventory!AG142=\"\",\"\",Inventory!AG142)","v":""},{"$f":"IF(Inventory!AH142=\"\",\"\",Inventory!AH142)","v":""},{"$f":"IF(Inventory!AI142=\"\",\"\",Inventory!AI142)","v":""},{"$f":"IF(Inventory!AJ142=\"\",\"\",Inventory!AJ142)","v":""},{"$f":"IF(Inventory!AK142=\"\",\"\",Inventory!AK142)","v":""},{"$f":"IF(Inventory!AL142=\"\",\"\",Inventory!AL142)","v":""},{"$f":"IF(Inventory!AM142=\"\",\"\",Inventory!AM142)","v":""},{"$f":"IF(Inventory!AN142=\"\",\"\",Inventory!AN142)","v":""},{"$f":"IF(Inventory!AO142=\"\",\"\",Inventory!AO142)","v":""},{"$f":"IF(Inventory!AP142=\"\",\"\",Inventory!AP142)","v":""},{"$f":"IF(Inventory!AQ142=\"\",\"\",Inventory!AQ142)","v":""}]
[null,134,{"$f":"IF(Inventory!C143=\"\",\"\",Inventory!C143)","v":""},{"$f":"IF(Inventory!D143=\"\",\"\",Inventory!D143)","v":""},{"$f":"IF(Inventory!X143=\"\",\"\",Inventory!X143)","v":""},{"$f":"IF(Inventory!Y143=\"\",\"\",Inventory!Y143)","v":""},{"$f":"IF(Inventory!Z143=\"\",\"\",Inventory!Z143)","v":""},{"$f":"IF(Inventory!AB143=\"\",\"\",Inventory!AB143)","v":""},{"$f":"IF(Inventory!AC143=\"\",\"\",Inventory!AC143)","v":""},{"$f":"IF(Inventory!AD143=\"\",\"\",Inventory!AD143)","v":""},{"$f":"IF(Inventory!AE143=\"\",\"\",Inventory!AE143)","v":""},{"$f":"IF(Inventory!AF143=\"\",\"\",Inventory!AF143)","v":""},{"$f":"IF(Inventory!AG143=\"\",\"\",Inventory!AG143)","v":""},{"$f":"IF(Inventory!AH143=\"\",\"\",Inventory!AH143)","v":""},{"$f":"IF(Inventory!AI143=\"\",\"\",Inventory!AI143)","v":""},{"$f":"IF(Inventory!AJ143=\"\",\"\",Inventory!AJ143)","v":""},{"$f":"IF(Inventory!AK143=\"\",\"\",Inventory!AK143)","v":""},{"$f":"IF(Inventory!AL143=\"\",\"\",Inventory!AL143)","v":""},{"$f":"IF(Inventory!AM143=\"\",\"\",Inventory!AM143)","v":""},{"$f":"IF(Inventory!AN143=\"\",\"\",Inventory!AN143)","v":""},{"$f":"IF(Inventory!AO143=\"\",\"\",Inventory!AO143)","v":""},{"$f":"IF(Inventory!AP143=\"\",\"\",Inventory!AP143)","v":""},{"$f":"IF(Inventory!AQ143=\"\",\"\",Inventory!AQ143)","v":""}]
[null,135,{"$f":"IF(Inventory!C144=\"\",\"\",Inventory!C144)","v":""},{"$f":"IF(Inventory!D144=\"\",\"\",Inventory!D144)","v":""},{"$f":"IF(Inventory!X144=\"\",\"\",Inventory!X144)","v":""},{"$f":"IF(Inventory!Y144=\"\",\"\",Inventory!Y144)","v":""},{"$f":"IF(Inventory!Z144=\"\",\"\",Inventory!Z144)","v":""},{"$f":"IF(Inventory!AB144=\"\",\"\",Inventory!AB144)","v":""},{"$f":"IF(Inventory!AC144=\"\",\"\",Inventory!AC144)","v":""},{"$f":"IF(Inventory!AD144=\"\",\"\",Inventory!AD144)","v":""},{"$f":"IF(Inventory!AE144=\"\",\"\",Inventory!AE144)","v":""},{"$f":"IF(Inventory!AF144=\"\",\"\",Inventory!AF144)","v":""},{"$f":"IF(Inventory!AG144=\"\",\"\",Inventory!AG144)","v":""},{"$f":"IF(Inventory!AH144=\"\",\"\",Inventory!AH144)","v":""},{"$f":"IF(Inventory!AI144=\"\",\"\",Inventory!AI144)","v":""},{"$f":"IF(Inventory!AJ144=\"\",\"\",Inventory!AJ144)","v":""},{"$f":"IF(Inventory!AK144=\"\",\"\",Inventory!AK144)","v":""},{"$f":"IF(Inventory!AL144=\"\",\"\",Inventory!AL144)","v":""},{"$f":"IF(Inventory!AM144=\"\",\"\",Inventory!AM144)","v":""},{"$f":"IF(Inventory!AN144=\"\",\"\",Inventory!AN144)","v":""},{"$f":"IF(Inventory!AO144=\"\",\"\",Inventory!AO144)","v":""},{"$f":"IF(Inventory!AP144=\"\",\"\",Inventory!AP144)","v":""},{"$f":"IF(Inventory!AQ144=\"\",\"\",Inventory!AQ144)","v":""}]
[null,136,{"$f":"IF(Inventory!C145=\"\",\"\",Inventory!C145)","v":""},{"$f":"IF(Inventory!D145=\"\",\"\",Inventory!D145)","v":""},{"$f":"IF(Inventory!X145=\"\",\"\",Inventory!X145)","v":""},{"$f":"IF(Inventory!Y145=\"\",\"\",Inventory!Y145)","v":""},{"$f":"IF(Inventory!Z145=\"\",\"\",Inventory!Z145)","v":""},{"$f":"IF(Inventory!AB145=\"\",\"\",Inventory!AB145)","v":""},{"$f":"IF(Inventory!AC145=\"\",\"\",Inventory!AC145)","v":""},{"$f":"IF(Inventory!AD145=\"\",\"\",Inventory!AD145)","v":""},{"$f":"IF(Inventory!AE145=\"\",\"\",Inventory!AE145)","v":""},{"$f":"IF(Inventory!AF145=\"\",\"\",Inventory!AF145)","v":""},{"$f":"IF(Inventory!AG145=\"\",\"\",Inventory!AG145)","v":""},{"$f":"IF(Inventory!AH145=\"\",\"\",Inventory!AH145)","v":""},{"$f":"IF(Inventory!AI145=\"\",\"\",Inventory!AI145)","v":""},{"$f":"IF(Inventory!AJ145=\"\",\"\",Inventory!AJ145)","v":""},{"$f":"IF(Inventory!AK145=\"\",\"\",Inventory!AK145)","v":""},{"$f":"IF(Inventory!AL145=\"\",\"\",Inventory!AL145)","v":""},{"$f":"IF(Inventory!AM145=\"\",\"\",Inventory!AM145)","v":""},{"$f":"IF(Inventory!AN145=\"\",\"\",Inventory!AN145)","v":""},{"$f":"IF(Inventory!AO145=\"\",\"\",Inventory!AO145)","v":""},{"$f":"IF(Inventory!AP145=\"\",\"\",Inventory!AP145)","v":""},{"$f":"IF(Inventory!AQ145=\"\",\"\",Inventory!AQ145)","v":""}]
[null,137,{"$f":"IF(Inventory!C146=\"\",\"\",Inventory!C146)","v":""},{"$f":"IF(Inventory!D146=\"\",\"\",Inventory!D146)","v":""},{"$f":"IF(Inventory!X146=\"\",\"\",Inventory!X146)","v":""},{"$f":"IF(Inventory!Y146=\"\",\"\",Inventory!Y146)","v":""},{"$f":"IF(Inventory!Z146=\"\",\"\",Inventory!Z146)","v":""},{"$f":"IF(Inventory!AB146=\"\",\"\",Inventory!AB146)","v":""},{"$f":"IF(Inventory!AC146=\"\",\"\",Inventory!AC146)","v":""},{"$f":"IF(Inventory!AD146=\"\",\"\",Inventory!AD146)","v":""},{"$f":"IF(Inventory!AE146=\"\",\"\",Inventory!AE146)","v":""},{"$f":"IF(Inventory!AF146=\"\",\"\",Inventory!AF146)","v":""},{"$f":"IF(Inventory!AG146=\"\",\"\",Inventory!AG146)","v":""},{"$f":"IF(Inventory!AH146=\"\",\"\",Inventory!AH146)","v":""},{"$f":"IF(Inventory!AI146=\"\",\"\",Inventory!AI146)","v":""},{"$f":"IF(Inventory!AJ146=\"\",\"\",Inventory!AJ146)","v":""},{"$f":"IF(Inventory!AK146=\"\",\"\",Inventory!AK146)","v":""},{"$f":"IF(Inventory!AL146=\"\",\"\",Inventory!AL146)","v":""},{"$f":"IF(Inventory!AM146=\"\",\"\",Inventory!AM146)","v":""},{"$f":"IF(Inventory!AN146=\"\",\"\",Inventory!AN146)","v":""},{"$f":"IF(Inventory!AO146=\"\",\"\",Inventory!AO146)","v":""},{"$f":"IF(Inventory!AP146=\"\",\"\",Inventory!AP146)","v":""},{"$f":"IF(Inventory!AQ146=\"\",\"\",Inventory!AQ146)","v":""}]
[null,138,{"$f":"IF(Inventory!C147=\"\",\"\",Inventory!C147)","v":""},{"$f":"IF(Inventory!D147=\"\",\"\",Inventory!D147)","v":""},{"$f":"IF(Inventory!X147=\"\",\"\",Inventory!X147)","v":""},{"$f":"IF(Inventory!Y147=\"\",\"\",Inventory!Y147)","v":""},{"$f":"IF(Inventory!Z147=\"\",\"\",Inventory!Z147)","v":""},{"$f":"IF(Inventory!AB147=\"\",\"\",Inventory!AB147)","v":""},{"$f":"IF(Inventory!AC147=\"\",\"\",Inventory!AC147)","v":""},{"$f":"IF(Inventory!AD147=\"\",\"\",Inventory!AD147)","v":""},{"$f":"IF(Inventory!AE147=\"\",\"\",Inventory!AE147)","v":""},{"$f":"IF(Inventory!AF147=\"\",\"\",Inventory!AF147)","v":""},{"$f":"IF(Inventory!AG147=\"\",\"\",Inventory!AG147)","v":""},{"$f":"IF(Inventory!AH147=\"\",\"\",Inventory!AH147)","v":""},{"$f":"IF(Inventory!AI147=\"\",\"\",Inventory!AI147)","v":""},{"$f":"IF(Inventory!AJ147=\"\",\"\",Inventory!AJ147)","v":""},{"$f":"IF(Inventory!AK147=\"\",\"\",Inventory!AK147)","v":""},{"$f":"IF(Inventory!AL147=\"\",\"\",Inventory!AL147)","v":""},{"$f":"IF(Inventory!AM147=\"\",\"\",Inventory!AM147)","v":""},{"$f":"IF(Inventory!AN147=\"\",\"\",Inventory!AN147)","v":""},{"$f":"IF(Inventory!AO147=\"\",\"\",Inventory!AO147)","v":""},{"$f":"IF(Inventory!AP147=\"\",\"\",Inventory!AP147)","v":""},{"$f":"IF(Inventory!AQ147=\"\",\"\",Inventory!AQ147)","v":""}]
[null,139,{"$f":"IF(Inventory!C148=\"\",\"\",Inventory!C148)","v":""},{"$f":"IF(Inventory!D148=\"\",\"\",Inventory!D148)","v":""},{"$f":"IF(Inventory!X148=\"\",\"\",Inventory!X148)","v":""},{"$f":"IF(Inventory!Y148=\"\",\"\",Inventory!Y148)","v":""},{"$f":"IF(Inventory!Z148=\"\",\"\",Inventory!Z148)","v":""},{"$f":"IF(Inventory!AB148=\"\",\"\",Inventory!AB148)","v":""},{"$f":"IF(Inventory!AC148=\"\",\"\",Inventory!AC148)","v":""},{"$f":"IF(Inventory!AD148=\"\",\"\",Inventory!AD148)","v":""},{"$f":"IF(Inventory!AE148=\"\",\"\",Inventory!AE148)","v":""},{"$f":"IF(Inventory!AF148=\"\",\"\",Inventory!AF148)","v":""},{"$f":"IF(Inventory!AG148=\"\",\"\",Inventory!AG148)","v":""},{"$f":"IF(Inventory!AH148=\"\",\"\",Inventory!AH148)","v":""},{"$f":"IF(Inventory!AI148=\"\",\"\",Inventory!AI148)","v":""},{"$f":"IF(Inventory!AJ148=\"\",\"\",Inventory!AJ148)","v":""},{"$f":"IF(Inventory!AK148=\"\",\"\",Inventory!AK148)","v":""},{"$f":"IF(Inventory!AL148=\"\",\"\",Inventory!AL148)","v":""},{"$f":"IF(Inventory!AM148=\"\",\"\",Inventory!AM148)","v":""},{"$f":"IF(Inventory!AN148=\"\",\"\",Inventory!AN148)","v":""},{"$f":"IF(Inventory!AO148=\"\",\"\",Inventory!AO148)","v":""},{"$f":"IF(Inventory!AP148=\"\",\"\",Inventory!AP148)","v":""},{"$f":"IF(Inventory!AQ148=\"\",\"\",Inventory!AQ148)","v":""}]
[null,140,{"$f":"IF(Inventory!C149=\"\",\"\",Inventory!C149)","v":""},{"$f":"IF(Inventory!D149=\"\",\"\",Inventory!D149)","v":""},{"$f":"IF(Inventory!X149=\"\",\"\",Inventory!X149)","v":""},{"$f":"IF(Inventory!Y149=\"\",\"\",Inventory!Y149)","v":""},{"$f":"IF(Inventory!Z149=\"\",\"\",Inventory!Z149)","v":""},{"$f":"IF(Inventory!AB149=\"\",\"\",Inventory!AB149)","v":""},{"$f":"IF(Inventory!AC149=\"\",\"\",Inventory!AC149)","v":""},{"$f":"IF(Inventory!AD149=\"\",\"\",Inventory!AD149)","v":""},{"$f":"IF(Inventory!AE149=\"\",\"\",Inventory!AE149)","v":""},{"$f":"IF(Inventory!AF149=\"\",\"\",Inventory!AF149)","v":""},{"$f":"IF(Inventory!AG149=\"\",\"\",Inventory!AG149)","v":""},{"$f":"IF(Inventory!AH149=\"\",\"\",Inventory!AH149)","v":""},{"$f":"IF(Inventory!AI149=\"\",\"\",Inventory!AI149)","v":""},{"$f":"IF(Inventory!AJ149=\"\",\"\",Inventory!AJ149)","v":""},{"$f":"IF(Inventory!AK149=\"\",\"\",Inventory!AK149)","v":""},{"$f":"IF(Inventory!AL149=\"\",\"\",Inventory!AL149)","v":""},{"$f":"IF(Inventory!AM149=\"\",\"\",Inventory!AM149)","v":""},{"$f":"IF(Inventory!AN149=\"\",\"\",Inventory!AN149)","v":""},{"$f":"IF(Inventory!AO149=\"\",\"\",Inventory!AO149)","v":""},{"$f":"IF(Inventory!AP149=\"\",\"\",Inventory!AP149)","v":""},{"$f":"IF(Inventory!AQ149=\"\",\"\",Inventory!AQ149)","v":""}]
[null,141,{"$f":"IF(Inventory!C150=\"\",\"\",Inventory!C150)","v":""},{"$f":"IF(Inventory!D150=\"\",\"\",Inventory!D150)","v":""},{"$f":"IF(Inventory!X150=\"\",\"\",Inventory!X150)","v":""},{"$f":"IF(Inventory!Y150=\"\",\"\",Inventory!Y150)","v":""},{"$f":"IF(Inventory!Z150=\"\",\"\",Inventory!Z150)","v":""},{"$f":"IF(Inventory!AB150=\"\",\"\",Inventory!AB150)","v":""},{"$f":"IF(Inventory!AC150=\"\",\"\",Inventory!AC150)","v":""},{"$f":"IF(Inventory!AD150=\"\",\"\",Inventory!AD150)","v":""},{"$f":"IF(Inventory!AE150=\"\",\"\",Inventory!AE150)","v":""},{"$f":"IF(Inventory!AF150=\"\",\"\",Inventory!AF150)","v":""},{"$f":"IF(Inventory!AG150=\"\",\"\",Inventory!AG150)","v":""},{"$f":"IF(Inventory!AH150=\"\",\"\",Inventory!AH150)","v":""},{"$f":"IF(Inventory!AI150=\"\",\"\",Inventory!AI150)","v":""},{"$f":"IF(Inventory!AJ150=\"\",\"\",Inventory!AJ150)","v":""},{"$f":"IF(Inventory!AK150=\"\",\"\",Inventory!AK150)","v":""},{"$f":"IF(Inventory!AL150=\"\",\"\",Inventory!AL150)","v":""},{"$f":"IF(Inventory!AM150=\"\",\"\",Inventory!AM150)","v":""},{"$f":"IF(Inventory!AN150=\"\",\"\",Inventory!AN150)","v":""},{"$f":"IF(Inventory!AO150=\"\",\"\",Inventory!AO150)","v":""},{"$f":"IF(Inventory!AP150=\"\",\"\",Inventory!AP150)","v":""},{"$f":"IF(Inventory!AQ150=\"\",\"\",Inventory!AQ150)","v":""}]
[null,142,{"$f":"IF(Inventory!C151=\"\",\"\",Inventory!C151)","v":""},{"$f":"IF(Inventory!D151=\"\",\"\",Inventory!D151)","v":""},{"$f":"IF(Inventory!X151=\"\",\"\",Inventory!X151)","v":""},{"$f":"IF(Inventory!Y151=\"\",\"\",Inventory!Y151)","v":""},{"$f":"IF(Inventory!Z151=\"\",\"\",Inventory!Z151)","v":""},{"$f":"IF(Inventory!AB151=\"\",\"\",Inventory!AB151)","v":""},{"$f":"IF(Inventory!AC151=\"\",\"\",Inventory!AC151)","v":""},{"$f":"IF(Inventory!AD151=\"\",\"\",Inventory!AD151)","v":""},{"$f":"IF(Inventory!AE151=\"\",\"\",Inventory!AE151)","v":""},{"$f":"IF(Inventory!AF151=\"\",\"\",Inventory!AF151)","v":""},{"$f":"IF(Inventory!AG151=\"\",\"\",Inventory!AG151)","v":""},{"$f":"IF(Inventory!AH151=\"\",\"\",Inventory!AH151)","v":""},{"$f":"IF(Inventory!AI151=\"\",\"\",Inventory!AI151)","v":""},{"$f":"IF(Inventory!AJ151=\"\",\"\",Inventory!AJ151)","v":""},{"$f":"IF(Inventory!AK151=\"\",\"\",Inventory!AK151)","v":""},{"$f":"IF(Inventory!AL151=\"\",\"\",Inventory!AL151)","v":""},{"$f":"IF(Inventory!AM151=\"\",\"\",Inventory!AM151)","v":""},{"$f":"IF(Inventory!AN151=\"\",\"\",Inventory!AN151)","v":""},{"$f":"IF(Inventory!AO151=\"\",\"\",Inventory!AO151)","v":""},{"$f":"IF(Inventory!AP151=\"\",\"\",Inventory!AP151)","v":""},{"$f":"IF(Inventory!AQ151=\"\",\"\",Inventory!AQ151)","v":""}]
[null,143,{"$f":"IF(Inventory!C152=\"\",\"\",Inventory!C152)","v":""},{"$f":"IF(Inventory!D152=\"\",\"\",Inventory!D152)","v":""},{"$f":"IF(Inventory!X152=\"\",\"\",Inventory!X152)","v":""},{"$f":"IF(Inventory!Y152=\"\",\"\",Inventory!Y152)","v":""},{"$f":"IF(Inventory!Z152=\"\",\"\",Inventory!Z152)","v":""},{"$f":"IF(Inventory!AB152=\"\",\"\",Inventory!AB152)","v":""},{"$f":"IF(Inventory!AC152=\"\",\"\",Inventory!AC152)","v":""},{"$f":"IF(Inventory!AD152=\"\",\"\",Inventory!AD152)","v":""},{"$f":"IF(Inventory!AE152=\"\",\"\",Inventory!AE152)","v":""},{"$f":"IF(Inventory!AF152=\"\",\"\",Inventory!AF152)","v":""},{"$f":"IF(Inventory!AG152=\"\",\"\",Inventory!AG152)","v":""},{"$f":"IF(Inventory!AH152=\"\",\"\",Inventory!AH152)","v":""},{"$f":"IF(Inventory!AI152=\"\",\"\",Inventory!AI152)","v":""},{"$f":"IF(Inventory!AJ152=\"\",\"\",Inventory!AJ152)","v":""},{"$f":"IF(Inventory!AK152=\"\",\"\",Inventory!AK152)","v":""},{"$f":"IF(Inventory!AL152=\"\",\"\",Inventory!AL152)","v":""},{"$f":"IF(Inventory!AM152=\"\",\"\",Inventory!AM152)","v":""},{"$f":"IF(Inventory!AN152=\"\",\"\",Inventory!AN152)","v":""},{"$f":"IF(Inventory!AO152=\"\",\"\",Inventory!AO152)","v":""},{"$f":"IF(Inventory!AP152=\"\",\"\",Inventory!AP152)","v":""},{"$f":"IF(Inventory!AQ152=\"\",\"\",Inventory!AQ152)","v":""}]
[null,144,{"$f":"IF(Inventory!C153=\"\",\"\",Inventory!C153)","v":""},{"$f":"IF(Inventory!D153=\"\",\"\",Inventory!D153)","v":""},{"$f":"IF(Inventory!X153=\"\",\"\",Inventory!X153)","v":""},{"$f":"IF(Inventory!Y153=\"\",\"\",Inventory!Y153)","v":""},{"$f":"IF(Inventory!Z153=\"\",\"\",Inventory!Z153)","v":""},{"$f":"IF(Inventory!AB153=\"\",\"\",Inventory!AB153)","v":""},{"$f":"IF(Inventory!AC153=\"\",\"\",Inventory!AC153)","v":""},{"$f":"IF(Inventory!AD153=\"\",\"\",Inventory!AD153)","v":""},{"$f":"IF(Inventory!AE153=\"\",\"\",Inventory!AE153)","v":""},{"$f":"IF(Inventory!AF153=\"\",\"\",Inventory!AF153)","v":""},{"$f":"IF(Inventory!AG153=\"\",\"\",Inventory!AG153)","v":""},{"$f":"IF(Inventory!AH153=\"\",\"\",Inventory!AH153)","v":""},{"$f":"IF(Inventory!AI153=\"\",\"\",Inventory!AI153)","v":""},{"$f":"IF(Inventory!AJ153=\"\",\"\",Inventory!AJ153)","v":""},{"$f":"IF(Inventory!AK153=\"\",\"\",Inventory!AK153)","v":""},{"$f":"IF(Inventory!AL153=\"\",\"\",Inventory!AL153)","v":""},{"$f":"IF(Inventory!AM153=\"\",\"\",Inventory!AM153)","v":""},{"$f":"IF(Inventory!AN153=\"\",\"\",Inventory!AN153)","v":""},{"$f":"IF(Inventory!AO153=\"\",\"\",Inventory!AO153)","v":""},{"$f":"IF(Inventory!AP153=\"\",\"\",Inventory!AP153)","v":""},{"$f":"IF(Inventory!AQ153=\"\",\"\",Inventory!AQ153)","v":""}]
[null,145,{"$f":"IF(Inventory!C154=\"\",\"\",Inventory!C154)","v":""},{"$f":"IF(Inventory!D154=\"\",\"\",Inventory!D154)","v":""},{"$f":"IF(Inventory!X154=\"\",\"\",Inventory!X154)","v":""},{"$f":"IF(Inventory!Y154=\"\",\"\",Inventory!Y154)","v":""},{"$f":"IF(Inventory!Z154=\"\",\"\",Inventory!Z154)","v":""},{"$f":"IF(Inventory!AB154=\"\",\"\",Inventory!AB154)","v":""},{"$f":"IF(Inventory!AC154=\"\",\"\",Inventory!AC154)","v":""},{"$f":"IF(Inventory!AD154=\"\",\"\",Inventory!AD154)","v":""},{"$f":"IF(Inventory!AE154=\"\",\"\",Inventory!AE154)","v":""},{"$f":"IF(Inventory!AF154=\"\",\"\",Inventory!AF154)","v":""},{"$f":"IF(Inventory!AG154=\"\",\"\",Inventory!AG154)","v":""},{"$f":"IF(Inventory!AH154=\"\",\"\",Inventory!AH154)","v":""},{"$f":"IF(Inventory!AI154=\"\",\"\",Inventory!AI154)","v":""},{"$f":"IF(Inventory!AJ154=\"\",\"\",Inventory!AJ154)","v":""},{"$f":"IF(Inventory!AK154=\"\",\"\",Inventory!AK154)","v":""},{"$f":"IF(Inventory!AL154=\"\",\"\",Inventory!AL154)","v":""},{"$f":"IF(Inventory!AM154=\"\",\"\",Inventory!AM154)","v":""},{"$f":"IF(Inventory!AN154=\"\",\"\",Inventory!AN154)","v":""},{"$f":"IF(Inventory!AO154=\"\",\"\",Inventory!AO154)","v":""},{"$f":"IF(Inventory!AP154=\"\",\"\",Inventory!AP154)","v":""},{"$f":"IF(Inventory!AQ154=\"\",\"\",Inventory!AQ154)","v":""}]
[null,146,{"$f":"IF(Inventory!C155=\"\",\"\",Inventory!C155)","v":""},{"$f":"IF(Inventory!D155=\"\",\"\",Inventory!D155)","v":""},{"$f":"IF(Inventory!X155=\"\",\"\",Inventory!X155)","v":""},{"$f":"IF(Inventory!Y155=\"\",\"\",Inventory!Y155)","v":""},{"$f":"IF(Inventory!Z155=\"\",\"\",Inventory!Z155)","v":""},{"$f":"IF(Inventory!AB155=\"\",\"\",Inventory!AB155)","v":""},{"$f":"IF(Inventory!AC155=\"\",\"\",Inventory!AC155)","v":""},{"$f":"IF(Inventory!AD155=\"\",\"\",Inventory!AD155)","v":""},{"$f":"IF(Inventory!AE155=\"\",\"\",Inventory!AE155)","v":""},{"$f":"IF(Inventory!AF155=\"\",\"\",Inventory!AF155)","v":""},{"$f":"IF(Inventory!AG155=\"\",\"\",Inventory!AG155)","v":""},{"$f":"IF(Inventory!AH155=\"\",\"\",Inventory!AH155)","v":""},{"$f":"IF(Inventory!AI155=\"\",\"\",Inventory!AI155)","v":""},{"$f":"IF(Inventory!AJ155=\"\",\"\",Inventory!AJ155)","v":""},{"$f":"IF(Inventory!AK155=\"\",\"\",Inventory!AK155)","v":""},{"$f":"IF(Inventory!AL155=\"\",\"\",Inventory!AL155)","v":""},{"$f":"IF(Inventory!AM155=\"\",\"\",Inventory!AM155)","v":""},{"$f":"IF(Inventory!AN155=\"\",\"\",Inventory!AN155)","v":""},{"$f":"IF(Inventory!AO155=\"\",\"\",Inventory!AO155)","v":""},{"$f":"IF(Inventory!AP155=\"\",\"\",Inventory!AP155)","v":""},{"$f":"IF(Inventory!AQ155=\"\",\"\",Inventory!AQ155)","v":""}]
[null,147,{"$f":"IF(Inventory!C156=\"\",\"\",Inventory!C156)","v":""},{"$f":"IF(Inventory!D156=\"\",\"\",Inventory!D156)","v":""},{"$f":"IF(Inventory!X156=\"\",\"\",Inventory!X156)","v":""},{"$f":"IF(Inventory!Y156=\"\",\"\",Inventory!Y156)","v":""},{"$f":"IF(Inventory!Z156=\"\",\"\",Inventory!Z156)","v":""},{"$f":"IF(Inventory!AB156=\"\",\"\",Inventory!AB156)","v":""},{"$f":"IF(Inventory!AC156=\"\",\"\",Inventory!AC156)","v":""},{"$f":"IF(Inventory!AD156=\"\",\"\",Inventory!AD156)","v":""},{"$f":"IF(Inventory!AE156=\"\",\"\",Inventory!AE156)","v":""},{"$f":"IF(Inventory!AF156=\"\",\"\",Inventory!AF156)","v":""},{"$f":"IF(Inventory!AG156=\"\",\"\",Inventory!AG156)","v":""},{"$f":"IF(Inventory!AH156=\"\",\"\",Inventory!AH156)","v":""},{"$f":"IF(Inventory!AI156=\"\",\"\",Inventory!AI156)","v":""},{"$f":"IF(Inventory!AJ156=\"\",\"\",Inventory!AJ156)","v":""},{"$f":"IF(Inventory!AK156=\"\",\"\",Inventory!AK156)","v":""},{"$f":"IF(Inventory!AL156=\"\",\"\",Inventory!AL156)","v":""},{"$f":"IF(Inventory!AM156=\"\",\"\",Inventory!AM156)","v":""},{"$f":"IF(Inventory!AN156=\"\",\"\",Inventory!AN156)","v":""},{"$f":"IF(Inventory!AO156=\"\",\"\",Inventory!AO156)","v":""},{"$f":"IF(Inventory!AP156=\"\",\"\",Inventory!AP156)","v":""},{"$f":"IF(Inventory!AQ156=\"\",\"\",Inventory!AQ156)","v":""}]
[null,148,{"$f":"IF(Inventory!C157=\"\",\"\",Inventory!C157)","v":""},{"$f":"IF(Inventory!D157=\"\",\"\",Inventory!D157)","v":""},{"$f":"IF(Inventory!X157=\"\",\"\",Inventory!X157)","v":""},{"$f":"IF(Inventory!Y157=\"\",\"\",Inventory!Y157)","v":""},{"$f":"IF(Inventory!Z157=\"\",\"\",Inventory!Z157)","v":""},{"$f":"IF(Inventory!AB157=\"\",\"\",Inventory!AB157)","v":""},{"$f":"IF(Inventory!AC157=\"\",\"\",Inventory!AC157)","v":""},{"$f":"IF(Inventory!AD157=\"\",\"\",Inventory!AD157)","v":""},{"$f":"IF(Inventory!AE157=\"\",\"\",Inventory!AE157)","v":""},{"$f":"IF(Inventory!AF157=\"\",\"\",Inventory!AF157)","v":""},{"$f":"IF(Inventory!AG157=\"\",\"\",Inventory!AG157)","v":""},{"$f":"IF(Inventory!AH157=\"\",\"\",Inventory!AH157)","v":""},{"$f":"IF(Inventory!AI157=\"\",\"\",Inventory!AI157)","v":""},{"$f":"IF(Inventory!AJ157=\"\",\"\",Inventory!AJ157)","v":""},{"$f":"IF(Inventory!AK157=\"\",\"\",Inventory!AK157)","v":""},{"$f":"IF(Inventory!AL157=\"\",\"\",Inventory!AL157)","v":""},{"$f":"IF(Inventory!AM157=\"\",\"\",Inventory!AM157)","v":""},{"$f":"IF(Inventory!AN157=\"\",\"\",Inventory!AN157)","v":""},{"$f":"IF(Inventory!AO157=\"\",\"\",Inventory!AO157)","v":""},{"$f":"IF(Inventory!AP157=\"\",\"\",Inventory!AP157)","v":""},{"$f":"IF(Inventory!AQ157=\"\",\"\",Inventory!AQ157)","v":""}]
[null,149,{"$f":"IF(Inventory!C158=\"\",\"\",Inventory!C158)","v":""},{"$f":"IF(Inventory!D158=\"\",\"\",Inventory!D158)","v":""},{"$f":"IF(Inventory!X158=\"\",\"\",Inventory!X158)","v":""},{"$f":"IF(Inventory!Y158=\"\",\"\",Inventory!Y158)","v":""},{"$f":"IF(Inventory!Z158=\"\",\"\",Inventory!Z158)","v":""},{"$f":"IF(Inventory!AB158=\"\",\"\",Inventory!AB158)","v":""},{"$f":"IF(Inventory!AC158=\"\",\"\",Inventory!AC158)","v":""},{"$f":"IF(Inventory!AD158=\"\",\"\",Inventory!AD158)","v":""},{"$f":"IF(Inventory!AE158=\"\",\"\",Inventory!AE158)","v":""},{"$f":"IF(Inventory!AF158=\"\",\"\",Inventory!AF158)","v":""},{"$f":"IF(Inventory!AG158=\"\",\"\",Inventory!AG158)","v":""},{"$f":"IF(Inventory!AH158=\"\",\"\",Inventory!AH158)","v":""},{"$f":"IF(Inventory!AI158=\"\",\"\",Inventory!AI158)","v":""},{"$f":"IF(Inventory!AJ158=\"\",\"\",Inventory!AJ158)","v":""},{"$f":"IF(Inventory!AK158=\"\",\"\",Inventory!AK158)","v":""},{"$f":"IF(Inventory!AL158=\"\",\"\",Inventory!AL158)","v":""},{"$f":"IF(Inventory!AM158=\"\",\"\",Inventory!AM158)","v":""},{"$f":"IF(Inventory!AN158=\"\",\"\",Inventory!AN158)","v":""},{"$f":"IF(Inventory!AO158=\"\",\"\",Inventory!AO158)","v":""},{"$f":"IF(Inventory!AP158=\"\",\"\",Inventory!AP158)","v":""},{"$f":"IF(Inventory!AQ158=\"\",\"\",Inventory!AQ158)","v":""}]
[null,150,{"$f":"IF(Inventory!C159=\"\",\"\",Inventory!C159)","v":""},{"$f":"IF(Inventory!D159=\"\",\"\",Inventory!D159)","v":""},{"$f":"IF(Inventory!X159=\"\",\"\",Inventory!X159)","v":""},{"$f":"IF(Inventory!Y159=\"\",\"\",Inventory!Y159)","v":""},{"$f":"IF(Inventory!Z159=\"\",\"\",Inventory!Z159)","v":""},{"$f":"IF(Inventory!AB159=\"\",\"\",Inventory!AB159)","v":""},{"$f":"IF(Inventory!AC159=\"\",\"\",Inventory!AC159)","v":""},{"$f":"IF(Inventory!AD159=\"\",\"\",Inventory!AD159)","v":""},{"$f":"IF(Inventory!AE159=\"\",\"\",Inventory!AE159)","v":""},{"$f":"IF(Inventory!AF159=\"\",\"\",Inventory!AF159)","v":""},{"$f":"IF(Inventory!AG159=\"\",\"\",Inventory!AG159)","v":""},{"$f":"IF(Inventory!AH159=\"\",\"\",Inventory!AH159)","v":""},{"$f":"IF(Inventory!AI159=\"\",\"\",Inventory!AI159)","v":""},{"$f":"IF(Inventory!AJ159=\"\",\"\",Inventory!AJ159)","v":""},{"$f":"IF(Inventory!AK159=\"\",\"\",Inventory!AK159)","v":""},{"$f":"IF(Inventory!AL159=\"\",\"\",Inventory!AL159)","v":""},{"$f":"IF(Inventory!AM159=\"\",\"\",Inventory!AM159)","v":""},{"$f":"IF(Inventory!AN159=\"\",\"\",Inventory!AN159)","v":""},{"$f":"IF(Inventory!AO159=\"\",\"\",Inventory!AO159)","v":""},{"$f":"IF(Inventory!AP159=\"\",\"\",Inventory!AP159)","v":""},{"$f":"IF(Inventory!AQ159=\"\",\"\",Inventory!AQ159)","v":""}]
[null,151,{"$f":"IF(Inventory!C160=\"\",\"\",Inventory!C160)","v":""},{"$f":"IF(Inventory!D160=\"\",\"\",Inventory!D160)","v":""},{"$f":"IF(Inventory!X160=\"\",\"\",Inventory!X160)","v":""},{"$f":"IF(Inventory!Y160=\"\",\"\",Inventory!Y160)","v":""},{"$f":"IF(Inventory!Z160=\"\",\"\",Inventory!Z160)","v":""},{"$f":"IF(Inventory!AB160=\"\",\"\",Inventory!AB160)","v":""},{"$f":"IF(Inventory!AC160=\"\",\"\",Inventory!AC160)","v":""},{"$f":"IF(Inventory!AD160=\"\",\"\",Inventory!AD160)","v":""},{"$f":"IF(Inventory!AE160=\"\",\"\",Inventory!AE160)","v":""},{"$f":"IF(Inventory!AF160=\"\",\"\",Inventory!AF160)","v":""},{"$f":"IF(Inventory!AG160=\"\",\"\",Inventory!AG160)","v":""},{"$f":"IF(Inventory!AH160=\"\",\"\",Inventory!AH160)","v":""},{"$f":"IF(Inventory!AI160=\"\",\"\",Inventory!AI160)","v":""},{"$f":"IF(Inventory!AJ160=\"\",\"\",Inventory!AJ160)","v":""},{"$f":"IF(Inventory!AK160=\"\",\"\",Inventory!AK160)","v":""},{"$f":"IF(Inventory!AL160=\"\",\"\",Inventory!AL160)","v":""},{"$f":"IF(Inventory!AM160=\"\",\"\",Inventory!AM160)","v":""},{"$f":"IF(Inventory!AN160=\"\",\"\",Inventory!AN160)","v":""},{"$f":"IF(Inventory!AO160=\"\",\"\",Inventory!AO160)","v":""},{"$f":"IF(Inventory!AP160=\"\",\"\",Inventory!AP160)","v":""},{"$f":"IF(Inventory!AQ160=\"\",\"\",Inventory!AQ160)","v":""}]
[null,152,{"$f":"IF(Inventory!C161=\"\",\"\",Inventory!C161)","v":""},{"$f":"IF(Inventory!D161=\"\",\"\",Inventory!D161)","v":""},{"$f":"IF(Inventory!X161=\"\",\"\",Inventory!X161)","v":""},{"$f":"IF(Inventory!Y161=\"\",\"\",Inventory!Y161)","v":""},{"$f":"IF(Inventory!Z161=\"\",\"\",Inventory!Z161)","v":""},{"$f":"IF(Inventory!AB161=\"\",\"\",Inventory!AB161)","v":""},{"$f":"IF(Inventory!AC161=\"\",\"\",Inventory!AC161)","v":""},{"$f":"IF(Inventory!AD161=\"\",\"\",Inventory!AD161)","v":""},{"$f":"IF(Inventory!AE161=\"\",\"\",Inventory!AE161)","v":""},{"$f":"IF(Inventory!AF161=\"\",\"\",Inventory!AF161)","v":""},{"$f":"IF(Inventory!AG161=\"\",\"\",Inventory!AG161)","v":""},{"$f":"IF(Inventory!AH161=\"\",\"\",Inventory!AH161)","v":""},{"$f":"IF(Inventory!AI161=\"\",\"\",Inventory!AI161)","v":""},{"$f":"IF(Inventory!AJ161=\"\",\"\",Inventory!AJ161)","v":""},{"$f":"IF(Inventory!AK161=\"\",\"\",Inventory!AK161)","v":""},{"$f":"IF(Inventory!AL161=\"\",\"\",Inventory!AL161)","v":""},{"$f":"IF(Inventory!AM161=\"\",\"\",Inventory!AM161)","v":""},{"$f":"IF(Inventory!AN161=\"\",\"\",Inventory!AN161)","v":""},{"$f":"IF(Inventory!AO161=\"\",\"\",Inventory!AO161)","v":""},{"$f":"IF(Inventory!AP161=\"\",\"\",Inventory!AP161)","v":""},{"$f":"IF(Inventory!AQ161=\"\",\"\",Inventory!AQ161)","v":""}]
[null,153,{"$f":"IF(Inventory!C162=\"\",\"\",Inventory!C162)","v":""},{"$f":"IF(Inventory!D162=\"\",\"\",Inventory!D162)","v":""},{"$f":"IF(Inventory!X162=\"\",\"\",Inventory!X162)","v":""},{"$f":"IF(Inventory!Y162=\"\",\"\",Inventory!Y162)","v":""},{"$f":"IF(Inventory!Z162=\"\",\"\",Inventory!Z162)","v":""},{"$f":"IF(Inventory!AB162=\"\",\"\",Inventory!AB162)","v":""},{"$f":"IF(Inventory!AC162=\"\",\"\",Inventory!AC162)","v":""},{"$f":"IF(Inventory!AD162=\"\",\"\",Inventory!AD162)","v":""},{"$f":"IF(Inventory!AE162=\"\",\"\",Inventory!AE162)","v":""},{"$f":"IF(Inventory!AF162=\"\",\"\",Inventory!AF162)","v":""},{"$f":"IF(Inventory!AG162=\"\",\"\",Inventory!AG162)","v":""},{"$f":"IF(Inventory!AH162=\"\",\"\",Inventory!AH162)","v":""},{"$f":"IF(Inventory!AI162=\"\",\"\",Inventory!AI162)","v":""},{"$f":"IF(Inventory!AJ162=\"\",\"\",Inventory!AJ162)","v":""},{"$f":"IF(Inventory!AK162=\"\",\"\",Inventory!AK162)","v":""},{"$f":"IF(Inventory!AL162=\"\",\"\",Inventory!AL162)","v":""},{"$f":"IF(Inventory!AM162=\"\",\"\",Inventory!AM162)","v":""},{"$f":"IF(Inventory!AN162=\"\",\"\",Inventory!AN162)","v":""},{"$f":"IF(Inventory!AO162=\"\",\"\",Inventory!AO162)","v":""},{"$f":"IF(Inventory!AP162=\"\",\"\",Inventory!AP162)","v":""},{"$f":"IF(Inventory!AQ162=\"\",\"\",Inventory!AQ162)","v":""}]
[null,154,{"$f":"IF(Inventory!C163=\"\",\"\",Inventory!C163)","v":""},{"$f":"IF(Inventory!D163=\"\",\"\",Inventory!D163)","v":""},{"$f":"IF(Inventory!X163=\"\",\"\",Inventory!X163)","v":""},{"$f":"IF(Inventory!Y163=\"\",\"\",Inventory!Y163)","v":""},{"$f":"IF(Inventory!Z163=\"\",\"\",Inventory!Z163)","v":""},{"$f":"IF(Inventory!AB163=\"\",\"\",Inventory!AB163)","v":""},{"$f":"IF(Inventory!AC163=\"\",\"\",Inventory!AC163)","v":""},{"$f":"IF(Inventory!AD163=\"\",\"\",Inventory!AD163)","v":""},{"$f":"IF(Inventory!AE163=\"\",\"\",Inventory!AE163)","v":""},{"$f":"IF(Inventory!AF163=\"\",\"\",Inventory!AF163)","v":""},{"$f":"IF(Inventory!AG163=\"\",\"\",Inventory!AG163)","v":""},{"$f":"IF(Inventory!AH163=\"\",\"\",Inventory!AH163)","v":""},{"$f":"IF(Inventory!AI163=\"\",\"\",Inventory!AI163)","v":""},{"$f":"IF(Inventory!AJ163=\"\",\"\",Inventory!AJ163)","v":""},{"$f":"IF(Inventory!AK163=\"\",\"\",Inventory!AK163)","v":""},{"$f":"IF(Inventory!AL163=\"\",\"\",Inventory!AL163)","v":""},{"$f":"IF(Inventory!AM163=\"\",\"\",Inventory!AM163)","v":""},{"$f":"IF(Inventory!AN163=\"\",\"\",Inventory!AN163)","v":""},{"$f":"IF(Inventory!AO163=\"\",\"\",Inventory!AO163)","v":""},{"$f":"IF(Inventory!AP163=\"\",\"\",Inventory!AP163)","v":""},{"$f":"IF(Inventory!AQ163=\"\",\"\",Inventory!AQ163)","v":""}]
[null,155,{"$f":"IF(Inventory!C164=\"\",\"\",Inventory!C164)","v":""},{"$f":"IF(Inventory!D164=\"\",\"\",Inventory!D164)","v":""},{"$f":"IF(Inventory!X164=\"\",\"\",Inventory!X164)","v":""},{"$f":"IF(Inventory!Y164=\"\",\"\",Inventory!Y164)","v":""},{"$f":"IF(Inventory!Z164=\"\",\"\",Inventory!Z164)","v":""},{"$f":"IF(Inventory!AB164=\"\",\"\",Inventory!AB164)","v":""},{"$f":"IF(Inventory!AC164=\"\",\"\",Inventory!AC164)","v":""},{"$f":"IF(Inventory!AD164=\"\",\"\",Inventory!AD164)","v":""},{"$f":"IF(Inventory!AE164=\"\",\"\",Inventory!AE164)","v":""},{"$f":"IF(Inventory!AF164=\"\",\"\",Inventory!AF164)","v":""},{"$f":"IF(Inventory!AG164=\"\",\"\",Inventory!AG164)","v":""},{"$f":"IF(Inventory!AH164=\"\",\"\",Inventory!AH164)","v":""},{"$f":"IF(Inventory!AI164=\"\",\"\",Inventory!AI164)","v":""},{"$f":"IF(Inventory!AJ164=\"\",\"\",Inventory!AJ164)","v":""},{"$f":"IF(Inventory!AK164=\"\",\"\",Inventory!AK164)","v":""},{"$f":"IF(Inventory!AL164=\"\",\"\",Inventory!AL164)","v":""},{"$f":"IF(Inventory!AM164=\"\",\"\",Inventory!AM164)","v":""},{"$f":"IF(Inventory!AN164=\"\",\"\",Inventory!AN164)","v":""},{"$f":"IF(Inventory!AO164=\"\",\"\",Inventory!AO164)","v":""},{"$f":"IF(Inventory!AP164=\"\",\"\",Inventory!AP164)","v":""},{"$f":"IF(Inventory!AQ164=\"\",\"\",Inventory!AQ164)","v":""}]
[null,156,{"$f":"IF(Inventory!C165=\"\",\"\",Inventory!C165)","v":""},{"$f":"IF(Inventory!D165=\"\",\"\",Inventory!D165)","v":""},{"$f":"IF(Inventory!X165=\"\",\"\",Inventory!X165)","v":""},{"$f":"IF(Inventory!Y165=\"\",\"\",Inventory!Y165)","v":""},{"$f":"IF(Inventory!Z165=\"\",\"\",Inventory!Z165)","v":""},{"$f":"IF(Inventory!AB165=\"\",\"\",Inventory!AB165)","v":""},{"$f":"IF(Inventory!AC165=\"\",\"\",Inventory!AC165)","v":""},{"$f":"IF(Inventory!AD165=\"\",\"\",Inventory!AD165)","v":""},{"$f":"IF(Inventory!AE165=\"\",\"\",Inventory!AE165)","v":""},{"$f":"IF(Inventory!AF165=\"\",\"\",Inventory!AF165)","v":""},{"$f":"IF(Inventory!AG165=\"\",\"\",Inventory!AG165)","v":""},{"$f":"IF(Inventory!AH165=\"\",\"\",Inventory!AH165)","v":""},{"$f":"IF(Inventory!AI165=\"\",\"\",Inventory!AI165)","v":""},{"$f":"IF(Inventory!AJ165=\"\",\"\",Inventory!AJ165)","v":""},{"$f":"IF(Inventory!AK165=\"\",\"\",Inventory!AK165)","v":""},{"$f":"IF(Inventory!AL165=\"\",\"\",Inventory!AL165)","v":""},{"$f":"IF(Inventory!AM165=\"\",\"\",Inventory!AM165)","v":""},{"$f":"IF(Inventory!AN165=\"\",\"\",Inventory!AN165)","v":""},{"$f":"IF(Inventory!AO165=\"\",\"\",Inventory!AO165)","v":""},{"$f":"IF(Inventory!AP165=\"\",\"\",Inventory!AP165)","v":""},{"$f":"IF(Inventory!AQ165=\"\",\"\",Inventory!AQ165)","v":""}]
[null,157,{"$f":"IF(Inventory!C166=\"\",\"\",Inventory!C166)","v":""},{"$f":"IF(Inventory!D166=\"\",\"\",Inventory!D166)","v":""},{"$f":"IF(Inventory!X166=\"\",\"\",Inventory!X166)","v":""},{"$f":"IF(Inventory!Y166=\"\",\"\",Inventory!Y166)","v":""},{"$f":"IF(Inventory!Z166=\"\",\"\",Inventory!Z166)","v":""},{"$f":"IF(Inventory!AB166=\"\",\"\",Inventory!AB166)","v":""},{"$f":"IF(Inventory!AC166=\"\",\"\",Inventory!AC166)","v":""},{"$f":"IF(Inventory!AD166=\"\",\"\",Inventory!AD166)","v":""},{"$f":"IF(Inventory!AE166=\"\",\"\",Inventory!AE166)","v":""},{"$f":"IF(Inventory!AF166=\"\",\"\",Inventory!AF166)","v":""},{"$f":"IF(Inventory!AG166=\"\",\"\",Inventory!AG166)","v":""},{"$f":"IF(Inventory!AH166=\"\",\"\",Inventory!AH166)","v":""},{"$f":"IF(Inventory!AI166=\"\",\"\",Inventory!AI166)","v":""},{"$f":"IF(Inventory!AJ166=\"\",\"\",Inventory!AJ166)","v":""},{"$f":"IF(Inventory!AK166=\"\",\"\",Inventory!AK166)","v":""},{"$f":"IF(Inventory!AL166=\"\",\"\",Inventory!AL166)","v":""},{"$f":"IF(Inventory!AM166=\"\",\"\",Inventory!AM166)","v":""},{"$f":"IF(Inventory!AN166=\"\",\"\",Inventory!AN166)","v":""},{"$f":"IF(Inventory!AO166=\"\",\"\",Inventory!AO166)","v":""},{"$f":"IF(Inventory!AP166=\"\",\"\",Inventory!AP166)","v":""},{"$f":"IF(Inventory!AQ166=\"\",\"\",Inventory!AQ166)","v":""}]
[null,158,{"$f":"IF(Inventory!C167=\"\",\"\",Inventory!C167)","v":""},{"$f":"IF(Inventory!D167=\"\",\"\",Inventory!D167)","v":""},{"$f":"IF(Inventory!X167=\"\",\"\",Inventory!X167)","v":""},{"$f":"IF(Inventory!Y167=\"\",\"\",Inventory!Y167)","v":""},{"$f":"IF(Inventory!Z167=\"\",\"\",Inventory!Z167)","v":""},{"$f":"IF(Inventory!AB167=\"\",\"\",Inventory!AB167)","v":""},{"$f":"IF(Inventory!AC167=\"\",\"\",Inventory!AC167)","v":""},{"$f":"IF(Inventory!AD167=\"\",\"\",Inventory!AD167)","v":""},{"$f":"IF(Inventory!AE167=\"\",\"\",Inventory!AE167)","v":""},{"$f":"IF(Inventory!AF167=\"\",\"\",Inventory!AF167)","v":""},{"$f":"IF(Inventory!AG167=\"\",\"\",Inventory!AG167)","v":""},{"$f":"IF(Inventory!AH167=\"\",\"\",Inventory!AH167)","v":""},{"$f":"IF(Inventory!AI167=\"\",\"\",Inventory!AI167)","v":""},{"$f":"IF(Inventory!AJ167=\"\",\"\",Inventory!AJ167)","v":""},{"$f":"IF(Inventory!AK167=\"\",\"\",Inventory!AK167)","v":""},{"$f":"IF(Inventory!AL167=\"\",\"\",Inventory!AL167)","v":""},{"$f":"IF(Inventory!AM167=\"\",\"\",Inventory!AM167)","v":""},{"$f":"IF(Inventory!AN167=\"\",\"\",Inventory!AN167)","v":""},{"$f":"IF(Inventory!AO167=\"\",\"\",Inventory!AO167)","v":""},{"$f":"IF(Inventory!AP167=\"\",\"\",Inventory!AP167)","v":""},{"$f":"IF(Inventory!AQ167=\"\",\"\",Inventory!AQ167)","v":""}]
[null,159,{"$f":"IF(Inventory!C168=\"\",\"\",Inventory!C168)","v":""},{"$f":"IF(Inventory!D168=\"\",\"\",Inventory!D168)","v":""},{"$f":"IF(Inventory!X168=\"\",\"\",Inventory!X168)","v":""},{"$f":"IF(Inventory!Y168=\"\",\"\",Inventory!Y168)","v":""},{"$f":"IF(Inventory!Z168=\"\",\"\",Inventory!Z168)","v":""},{"$f":"IF(Inventory!AB168=\"\",\"\",Inventory!AB168)","v":""},{"$f":"IF(Inventory!AC168=\"\",\"\",Inventory!AC168)","v":""},{"$f":"IF(Inventory!AD168=\"\",\"\",Inventory!AD168)","v":""},{"$f":"IF(Inventory!AE168=\"\",\"\",Inventory!AE168)","v":""},{"$f":"IF(Inventory!AF168=\"\",\"\",Inventory!AF168)","v":""},{"$f":"IF(Inventory!AG168=\"\",\"\",Inventory!AG168)","v":""},{"$f":"IF(Inventory!AH168=\"\",\"\",Inventory!AH168)","v":""},{"$f":"IF(Inventory!AI168=\"\",\"\",Inventory!AI168)","v":""},{"$f":"IF(Inventory!AJ168=\"\",\"\",Inventory!AJ168)","v":""},{"$f":"IF(Inventory!AK168=\"\",\"\",Inventory!AK168)","v":""},{"$f":"IF(Inventory!AL168=\"\",\"\",Inventory!AL168)","v":""},{"$f":"IF(Inventory!AM168=\"\",\"\",Inventory!AM168)","v":""},{"$f":"IF(Inventory!AN168=\"\",\"\",Inventory!AN168)","v":""},{"$f":"IF(Inventory!AO168=\"\",\"\",Inventory!AO168)","v":""},{"$f":"IF(Inventory!AP168=\"\",\"\",Inventory!AP168)","v":""},{"$f":"IF(Inventory!AQ168=\"\",\"\",Inventory!AQ168)","v":""}]
[null,160,{"$f":"IF(Inventory!C169=\"\",\"\",Inventory!C169)","v":""},{"$f":"IF(Inventory!D169=\"\",\"\",Inventory!D169)","v":""},{"$f":"IF(Inventory!X169=\"\",\"\",Inventory!X169)","v":""},{"$f":"IF(Inventory!Y169=\"\",\"\",Inventory!Y169)","v":""},{"$f":"IF(Inventory!Z169=\"\",\"\",Inventory!Z169)","v":""},{"$f":"IF(Inventory!AB169=\"\",\"\",Inventory!AB169)","v":""},{"$f":"IF(Inventory!AC169=\"\",\"\",Inventory!AC169)","v":""},{"$f":"IF(Inventory!AD169=\"\",\"\",Inventory!AD169)","v":""},{"$f":"IF(Inventory!AE169=\"\",\"\",Inventory!AE169)","v":""},{"$f":"IF(Inventory!AF169=\"\",\"\",Inventory!AF169)","v":""},{"$f":"IF(Inventory!AG169=\"\",\"\",Inventory!AG169)","v":""},{"$f":"IF(Inventory!AH169=\"\",\"\",Inventory!AH169)","v":""},{"$f":"IF(Inventory!AI169=\"\",\"\",Inventory!AI169)","v":""},{"$f":"IF(Inventory!AJ169=\"\",\"\",Inventory!AJ169)","v":""},{"$f":"IF(Inventory!AK169=\"\",\"\",Inventory!AK169)","v":""},{"$f":"IF(Inventory!AL169=\"\",\"\",Inventory!AL169)","v":""},{"$f":"IF(Inventory!AM169=\"\",\"\",Inventory!AM169)","v":""},{"$f":"IF(Inventory!AN169=\"\",\"\",Inventory!AN169)","v":""},{"$f":"IF(Inventory!AO169=\"\",\"\",Inventory!AO169)","v":""},{"$f":"IF(Inventory!AP169=\"\",\"\",Inventory!AP169)","v":""},{"$f":"IF(Inventory!AQ169=\"\",\"\",Inventory!AQ169)","v":""}]
[null,161,{"$f":"IF(Inventory!C170=\"\",\"\",Inventory!C170)","v":""},{"$f":"IF(Inventory!D170=\"\",\"\",Inventory!D170)","v":""},{"$f":"IF(Inventory!X170=\"\",\"\",Inventory!X170)","v":""},{"$f":"IF(Inventory!Y170=\"\",\"\",Inventory!Y170)","v":""},{"$f":"IF(Inventory!Z170=\"\",\"\",Inventory!Z170)","v":""},{"$f":"IF(Inventory!AB170=\"\",\"\",Inventory!AB170)","v":""},{"$f":"IF(Inventory!AC170=\"\",\"\",Inventory!AC170)","v":""},{"$f":"IF(Inventory!AD170=\"\",\"\",Inventory!AD170)","v":""},{"$f":"IF(Inventory!AE170=\"\",\"\",Inventory!AE170)","v":""},{"$f":"IF(Inventory!AF170=\"\",\"\",Inventory!AF170)","v":""},{"$f":"IF(Inventory!AG170=\"\",\"\",Inventory!AG170)","v":""},{"$f":"IF(Inventory!AH170=\"\",\"\",Inventory!AH170)","v":""},{"$f":"IF(Inventory!AI170=\"\",\"\",Inventory!AI170)","v":""},{"$f":"IF(Inventory!AJ170=\"\",\"\",Inventory!AJ170)","v":""},{"$f":"IF(Inventory!AK170=\"\",\"\",Inventory!AK170)","v":""},{"$f":"IF(Inventory!AL170=\"\",\"\",Inventory!AL170)","v":""},{"$f":"IF(Inventory!AM170=\"\",\"\",Inventory!AM170)","v":""},{"$f":"IF(Inventory!AN170=\"\",\"\",Inventory!AN170)","v":""},{"$f":"IF(Inventory!AO170=\"\",\"\",Inventory!AO170)","v":""},{"$f":"IF(Inventory!AP170=\"\",\"\",Inventory!AP170)","v":""},{"$f":"IF(Inventory!AQ170=\"\",\"\",Inventory!AQ170)","v":""}]
[null,162,{"$f":"IF(Inventory!C171=\"\",\"\",Inventory!C171)","v":""},{"$f":"IF(Inventory!D171=\"\",\"\",Inventory!D171)","v":""},{"$f":"IF(Inventory!X171=\"\",\"\",Inventory!X171)","v":""},{"$f":"IF(Inventory!Y171=\"\",\"\",Inventory!Y171)","v":""},{"$f":"IF(Inventory!Z171=\"\",\"\",Inventory!Z171)","v":""},{"$f":"IF(Inventory!AB171=\"\",\"\",Inventory!AB171)","v":""},{"$f":"IF(Inventory!AC171=\"\",\"\",Inventory!AC171)","v":""},{"$f":"IF(Inventory!AD171=\"\",\"\",Inventory!AD171)","v":""},{"$f":"IF(Inventory!AE171=\"\",\"\",Inventory!AE171)","v":""},{"$f":"IF(Inventory!AF171=\"\",\"\",Inventory!AF171)","v":""},{"$f":"IF(Inventory!AG171=\"\",\"\",Inventory!AG171)","v":""},{"$f":"IF(Inventory!AH171=\"\",\"\",Inventory!AH171)","v":""},{"$f":"IF(Inventory!AI171=\"\",\"\",Inventory!AI171)","v":""},{"$f":"IF(Inventory!AJ171=\"\",\"\",Inventory!AJ171)","v":""},{"$f":"IF(Inventory!AK171=\"\",\"\",Inventory!AK171)","v":""},{"$f":"IF(Inventory!AL171=\"\",\"\",Inventory!AL171)","v":""},{"$f":"IF(Inventory!AM171=\"\",\"\",Inventory!AM171)","v":""},{"$f":"IF(Inventory!AN171=\"\",\"\",Inventory!AN171)","v":""},{"$f":"IF(Inventory!AO171=\"\",\"\",Inventory!AO171)","v":""},{"$f":"IF(Inventory!AP171=\"\",\"\",Inventory!AP171)","v":""},{"$f":"IF(Inventory!AQ171=\"\",\"\",Inventory!AQ171)","v":""}]
[null,163,{"$f":"IF(Inventory!C172=\"\",\"\",Inventory!C172)","v":""},{"$f":"IF(Inventory!D172=\"\",\"\",Inventory!D172)","v":""},{"$f":"IF(Inventory!X172=\"\",\"\",Inventory!X172)","v":""},{"$f":"IF(Inventory!Y172=\"\",\"\",Inventory!Y172)","v":""},{"$f":"IF(Inventory!Z172=\"\",\"\",Inventory!Z172)","v":""},{"$f":"IF(Inventory!AB172=\"\",\"\",Inventory!AB172)","v":""},{"$f":"IF(Inventory!AC172=\"\",\"\",Inventory!AC172)","v":""},{"$f":"IF(Inventory!AD172=\"\",\"\",Inventory!AD172)","v":""},{"$f":"IF(Inventory!AE172=\"\",\"\",Inventory!AE172)","v":""},{"$f":"IF(Inventory!AF172=\"\",\"\",Inventory!AF172)","v":""},{"$f":"IF(Inventory!AG172=\"\",\"\",Inventory!AG172)","v":""},{"$f":"IF(Inventory!AH172=\"\",\"\",Inventory!AH172)","v":""},{"$f":"IF(Inventory!AI172=\"\",\"\",Inventory!AI172)","v":""},{"$f":"IF(Inventory!AJ172=\"\",\"\",Inventory!AJ172)","v":""},{"$f":"IF(Inventory!AK172=\"\",\"\",Inventory!AK172)","v":""},{"$f":"IF(Inventory!AL172=\"\",\"\",Inventory!AL172)","v":""},{"$f":"IF(Inventory!AM172=\"\",\"\",Inventory!AM172)","v":""},{"$f":"IF(Inventory!AN172=\"\",\"\",Inventory!AN172)","v":""},{"$f":"IF(Inventory!AO172=\"\",\"\",Inventory!AO172)","v":""},{"$f":"IF(Inventory!AP172=\"\",\"\",Inventory!AP172)","v":""},{"$f":"IF(Inventory!AQ172=\"\",\"\",Inventory!AQ172)","v":""}]
[null,164,{"$f":"IF(Inventory!C173=\"\",\"\",Inventory!C173)","v":""},{"$f":"IF(Inventory!D173=\"\",\"\",Inventory!D173)","v":""},{"$f":"IF(Inventory!X173=\"\",\"\",Inventory!X173)","v":""},{"$f":"IF(Inventory!Y173=\"\",\"\",Inventory!Y173)","v":""},{"$f":"IF(Inventory!Z173=\"\",\"\",Inventory!Z173)","v":""},{"$f":"IF(Inventory!AB173=\"\",\"\",Inventory!AB173)","v":""},{"$f":"IF(Inventory!AC173=\"\",\"\",Inventory!AC173)","v":""},{"$f":"IF(Inventory!AD173=\"\",\"\",Inventory!AD173)","v":""},{"$f":"IF(Inventory!AE173=\"\",\"\",Inventory!AE173)","v":""},{"$f":"IF(Inventory!AF173=\"\",\"\",Inventory!AF173)","v":""},{"$f":"IF(Inventory!AG173=\"\",\"\",Inventory!AG173)","v":""},{"$f":"IF(Inventory!AH173=\"\",\"\",Inventory!AH173)","v":""},{"$f":"IF(Inventory!AI173=\"\",\"\",Inventory!AI173)","v":""},{"$f":"IF(Inventory!AJ173=\"\",\"\",Inventory!AJ173)","v":""},{"$f":"IF(Inventory!AK173=\"\",\"\",Inventory!AK173)","v":""},{"$f":"IF(Inventory!AL173=\"\",\"\",Inventory!AL173)","v":""},{"$f":"IF(Inventory!AM173=\"\",\"\",Inventory!AM173)","v":""},{"$f":"IF(Inventory!AN173=\"\",\"\",Inventory!AN173)","v":""},{"$f":"IF(Inventory!AO173=\"\",\"\",Inventory!AO173)","v":""},{"$f":"IF(Inventory!AP173=\"\",\"\",Inventory!AP173)","v":""},{"$f":"IF(Inventory!AQ173=\"\",\"\",Inventory!AQ173)","v":""}]
[null,165,{"$f":"IF(Inventory!C174=\"\",\"\",Inventory!C174)","v":""},{"$f":"IF(Inventory!D174=\"\",\"\",Inventory!D174)","v":""},{"$f":"IF(Inventory!X174=\"\",\"\",Inventory!X174)","v":""},{"$f":"IF(Inventory!Y174=\"\",\"\",Inventory!Y174)","v":""},{"$f":"IF(Inventory!Z174=\"\",\"\",Inventory!Z174)","v":""},{"$f":"IF(Inventory!AB174=\"\",\"\",Inventory!AB174)","v":""},{"$f":"IF(Inventory!AC174=\"\",\"\",Inventory!AC174)","v":""},{"$f":"IF(Inventory!AD174=\"\",\"\",Inventory!AD174)","v":""},{"$f":"IF(Inventory!AE174=\"\",\"\",Inventory!AE174)","v":""},{"$f":"IF(Inventory!AF174=\"\",\"\",Inventory!AF174)","v":""},{"$f":"IF(Inventory!AG174=\"\",\"\",Inventory!AG174)","v":""},{"$f":"IF(Inventory!AH174=\"\",\"\",Inventory!AH174)","v":""},{"$f":"IF(Inventory!AI174=\"\",\"\",Inventory!AI174)","v":""},{"$f":"IF(Inventory!AJ174=\"\",\"\",Inventory!AJ174)","v":""},{"$f":"IF(Inventory!AK174=\"\",\"\",Inventory!AK174)","v":""},{"$f":"IF(Inventory!AL174=\"\",\"\",Inventory!AL174)","v":""},{"$f":"IF(Inventory!AM174=\"\",\"\",Inventory!AM174)","v":""},{"$f":"IF(Inventory!AN174=\"\",\"\",Inventory!AN174)","v":""},{"$f":"IF(Inventory!AO174=\"\",\"\",Inventory!AO174)","v":""},{"$f":"IF(Inventory!AP174=\"\",\"\",Inventory!AP174)","v":""},{"$f":"IF(Inventory!AQ174=\"\",\"\",Inventory!AQ174)","v":""}]
[null,166,{"$f":"IF(Inventory!C175=\"\",\"\",Inventory!C175)","v":""},{"$f":"IF(Inventory!D175=\"\",\"\",Inventory!D175)","v":""},{"$f":"IF(Inventory!X175=\"\",\"\",Inventory!X175)","v":""},{"$f":"IF(Inventory!Y175=\"\",\"\",Inventory!Y175)","v":""},{"$f":"IF(Inventory!Z175=\"\",\"\",Inventory!Z175)","v":""},{"$f":"IF(Inventory!AB175=\"\",\"\",Inventory!AB175)","v":""},{"$f":"IF(Inventory!AC175=\"\",\"\",Inventory!AC175)","v":""},{"$f":"IF(Inventory!AD175=\"\",\"\",Inventory!AD175)","v":""},{"$f":"IF(Inventory!AE175=\"\",\"\",Inventory!AE175)","v":""},{"$f":"IF(Inventory!AF175=\"\",\"\",Inventory!AF175)","v":""},{"$f":"IF(Inventory!AG175=\"\",\"\",Inventory!AG175)","v":""},{"$f":"IF(Inventory!AH175=\"\",\"\",Inventory!AH175)","v":""},{"$f":"IF(Inventory!AI175=\"\",\"\",Inventory!AI175)","v":""},{"$f":"IF(Inventory!AJ175=\"\",\"\",Inventory!AJ175)","v":""},{"$f":"IF(Inventory!AK175=\"\",\"\",Inventory!AK175)","v":""},{"$f":"IF(Inventory!AL175=\"\",\"\",Inventory!AL175)","v":""},{"$f":"IF(Inventory!AM175=\"\",\"\",Inventory!AM175)","v":""},{"$f":"IF(Inventory!AN175=\"\",\"\",Inventory!AN175)","v":""},{"$f":"IF(Inventory!AO175=\"\",\"\",Inventory!AO175)","v":""},{"$f":"IF(Inventory!AP175=\"\",\"\",Inventory!AP175)","v":""},{"$f":"IF(Inventory!AQ175=\"\",\"\",Inventory!AQ175)","v":""}]
[null,167,{"$f":"IF(Inventory!C176=\"\",\"\",Inventory!C176)","v":""},{"$f":"IF(Inventory!D176=\"\",\"\",Inventory!D176)","v":""},{"$f":"IF(Inventory!X176=\"\",\"\",Inventory!X176)","v":""},{"$f":"IF(Inventory!Y176=\"\",\"\",Inventory!Y176)","v":""},{"$f":"IF(Inventory!Z176=\"\",\"\",Inventory!Z176)","v":""},{"$f":"IF(Inventory!AB176=\"\",\"\",Inventory!AB176)","v":""},{"$f":"IF(Inventory!AC176=\"\",\"\",Inventory!AC176)","v":""},{"$f":"IF(Inventory!AD176=\"\",\"\",Inventory!AD176)","v":""},{"$f":"IF(Inventory!AE176=\"\",\"\",Inventory!AE176)","v":""},{"$f":"IF(Inventory!AF176=\"\",\"\",Inventory!AF176)","v":""},{"$f":"IF(Inventory!AG176=\"\",\"\",Inventory!AG176)","v":""},{"$f":"IF(Inventory!AH176=\"\",\"\",Inventory!AH176)","v":""},{"$f":"IF(Inventory!AI176=\"\",\"\",Inventory!AI176)","v":""},{"$f":"IF(Inventory!AJ176=\"\",\"\",Inventory!AJ176)","v":""},{"$f":"IF(Inventory!AK176=\"\",\"\",Inventory!AK176)","v":""},{"$f":"IF(Inventory!AL176=\"\",\"\",Inventory!AL176)","v":""},{"$f":"IF(Inventory!AM176=\"\",\"\",Inventory!AM176)","v":""},{"$f":"IF(Inventory!AN176=\"\",\"\",Inventory!AN176)","v":""},{"$f":"IF(Inventory!AO176=\"\",\"\",Inventory!AO176)","v":""},{"$f":"IF(Inventory!AP176=\"\",\"\",Inventory!AP176)","v":""},{"$f":"IF(Inventory!AQ176=\"\",\"\",Inventory!AQ176)","v":""}]
[null,168,{"$f":"IF(Inventory!C177=\"\",\"\",Inventory!C177)","v":""},{"$f":"IF(Inventory!D177=\"\",\"\",Inventory!D177)","v":""},{"$f":"IF(Inventory!X177=\"\",\"\",Inventory!X177)","v":""},{"$f":"IF(Inventory!Y177=\"\",\"\",Inventory!Y177)","v":""},{"$f":"IF(Inventory!Z177=\"\",\"\",Inventory!Z177)","v":""},{"$f":"IF(Inventory!AB177=\"\",\"\",Inventory!AB177)","v":""},{"$f":"IF(Inventory!AC177=\"\",\"\",Inventory!AC177)","v":""},{"$f":"IF(Inventory!AD177=\"\",\"\",Inventory!AD177)","v":""},{"$f":"IF(Inventory!AE177=\"\",\"\",Inventory!AE177)","v":""},{"$f":"IF(Inventory!AF177=\"\",\"\",Inventory!AF177)","v":""},{"$f":"IF(Inventory!AG177=\"\",\"\",Inventory!AG177)","v":""},{"$f":"IF(Inventory!AH177=\"\",\"\",Inventory!AH177)","v":""},{"$f":"IF(Inventory!AI177=\"\",\"\",Inventory!AI177)","v":""},{"$f":"IF(Inventory!AJ177=\"\",\"\",Inventory!AJ177)","v":""},{"$f":"IF(Inventory!AK177=\"\",\"\",Inventory!AK177)","v":""},{"$f":"IF(Inventory!AL177=\"\",\"\",Inventory!AL177)","v":""},{"$f":"IF(Inventory!AM177=\"\",\"\",Inventory!AM177)","v":""},{"$f":"IF(Inventory!AN177=\"\",\"\",Inventory!AN177)","v":""},{"$f":"IF(Inventory!AO177=\"\",\"\",Inventory!AO177)","v":""},{"$f":"IF(Inventory!AP177=\"\",\"\",Inventory!AP177)","v":""},{"$f":"IF(Inventory!AQ177=\"\",\"\",Inventory!AQ177)","v":""}]
[null,169,{"$f":"IF(Inventory!C178=\"\",\"\",Inventory!C178)","v":""},{"$f":"IF(Inventory!D178=\"\",\"\",Inventory!D178)","v":""},{"$f":"IF(Inventory!X178=\"\",\"\",Inventory!X178)","v":""},{"$f":"IF(Inventory!Y178=\"\",\"\",Inventory!Y178)","v":""},{"$f":"IF(Inventory!Z178=\"\",\"\",Inventory!Z178)","v":""},{"$f":"IF(Inventory!AB178=\"\",\"\",Inventory!AB178)","v":""},{"$f":"IF(Inventory!AC178=\"\",\"\",Inventory!AC178)","v":""},{"$f":"IF(Inventory!AD178=\"\",\"\",Inventory!AD178)","v":""},{"$f":"IF(Inventory!AE178=\"\",\"\",Inventory!AE178)","v":""},{"$f":"IF(Inventory!AF178=\"\",\"\",Inventory!AF178)","v":""},{"$f":"IF(Inventory!AG178=\"\",\"\",Inventory!AG178)","v":""},{"$f":"IF(Inventory!AH178=\"\",\"\",Inventory!AH178)","v":""},{"$f":"IF(Inventory!AI178=\"\",\"\",Inventory!AI178)","v":""},{"$f":"IF(Inventory!AJ178=\"\",\"\",Inventory!AJ178)","v":""},{"$f":"IF(Inventory!AK178=\"\",\"\",Inventory!AK178)","v":""},{"$f":"IF(Inventory!AL178=\"\",\"\",Inventory!AL178)","v":""},{"$f":"IF(Inventory!AM178=\"\",\"\",Inventory!AM178)","v":""},{"$f":"IF(Inventory!AN178=\"\",\"\",Inventory!AN178)","v":""},{"$f":"IF(Inventory!AO178=\"\",\"\",Inventory!AO178)","v":""},{"$f":"IF(Inventory!AP178=\"\",\"\",Inventory!AP178)","v":""},{"$f":"IF(Inventory!AQ178=\"\",\"\",Inventory!AQ178)","v":""}]
[null,170,{"$f":"IF(Inventory!C179=\"\",\"\",Inventory!C179)","v":""},{"$f":"IF(Inventory!D179=\"\",\"\",Inventory!D179)","v":""},{"$f":"IF(Inventory!X179=\"\",\"\",Inventory!X179)","v":""},{"$f":"IF(Inventory!Y179=\"\",\"\",Inventory!Y179)","v":""},{"$f":"IF(Inventory!Z179=\"\",\"\",Inventory!Z179)","v":""},{"$f":"IF(Inventory!AB179=\"\",\"\",Inventory!AB179)","v":""},{"$f":"IF(Inventory!AC179=\"\",\"\",Inventory!AC179)","v":""},{"$f":"IF(Inventory!AD179=\"\",\"\",Inventory!AD179)","v":""},{"$f":"IF(Inventory!AE179=\"\",\"\",Inventory!AE179)","v":""},{"$f":"IF(Inventory!AF179=\"\",\"\",Inventory!AF179)","v":""},{"$f":"IF(Inventory!AG179=\"\",\"\",Inventory!AG179)","v":""},{"$f":"IF(Inventory!AH179=\"\",\"\",Inventory!AH179)","v":""},{"$f":"IF(Inventory!AI179=\"\",\"\",Inventory!AI179)","v":""},{"$f":"IF(Inventory!AJ179=\"\",\"\",Inventory!AJ179)","v":""},{"$f":"IF(Inventory!AK179=\"\",\"\",Inventory!AK179)","v":""},{"$f":"IF(Inventory!AL179=\"\",\"\",Inventory!AL179)","v":""},{"$f":"IF(Inventory!AM179=\"\",\"\",Inventory!AM179)","v":""},{"$f":"IF(Inventory!AN179=\"\",\"\",Inventory!AN179)","v":""},{"$f":"IF(Inventory!AO179=\"\",\"\",Inventory!AO179)","v":""},{"$f":"IF(Inventory!AP179=\"\",\"\",Inventory!AP179)","v":""},{"$f":"IF(Inventory!AQ179=\"\",\"\",Inventory!AQ179)","v":""}]
[null,171,{"$f":"IF(Inventory!C180=\"\",\"\",Inventory!C180)","v":""},{"$f":"IF(Inventory!D180=\"\",\"\",Inventory!D180)","v":""},{"$f":"IF(Inventory!X180=\"\",\"\",Inventory!X180)","v":""},{"$f":"IF(Inventory!Y180=\"\",\"\",Inventory!Y180)","v":""},{"$f":"IF(Inventory!Z180=\"\",\"\",Inventory!Z180)","v":""},{"$f":"IF(Inventory!AB180=\"\",\"\",Inventory!AB180)","v":""},{"$f":"IF(Inventory!AC180=\"\",\"\",Inventory!AC180)","v":""},{"$f":"IF(Inventory!AD180=\"\",\"\",Inventory!AD180)","v":""},{"$f":"IF(Inventory!AE180=\"\",\"\",Inventory!AE180)","v":""},{"$f":"IF(Inventory!AF180=\"\",\"\",Inventory!AF180)","v":""},{"$f":"IF(Inventory!AG180=\"\",\"\",Inventory!AG180)","v":""},{"$f":"IF(Inventory!AH180=\"\",\"\",Inventory!AH180)","v":""},{"$f":"IF(Inventory!AI180=\"\",\"\",Inventory!AI180)","v":""},{"$f":"IF(Inventory!AJ180=\"\",\"\",Inventory!AJ180)","v":""},{"$f":"IF(Inventory!AK180=\"\",\"\",Inventory!AK180)","v":""},{"$f":"IF(Inventory!AL180=\"\",\"\",Inventory!AL180)","v":""},{"$f":"IF(Inventory!AM180=\"\",\"\",Inventory!AM180)","v":""},{"$f":"IF(Inventory!AN180=\"\",\"\",Inventory!AN180)","v":""},{"$f":"IF(Inventory!AO180=\"\",\"\",Inventory!AO180)","v":""},{"$f":"IF(Inventory!AP180=\"\",\"\",Inventory!AP180)","v":""},{"$f":"IF(Inventory!AQ180=\"\",\"\",Inventory!AQ180)","v":""}]
[null,172,{"$f":"IF(Inventory!C181=\"\",\"\",Inventory!C181)","v":""},{"$f":"IF(Inventory!D181=\"\",\"\",Inventory!D181)","v":""},{"$f":"IF(Inventory!X181=\"\",\"\",Inventory!X181)","v":""},{"$f":"IF(Inventory!Y181=\"\",\"\",Inventory!Y181)","v":""},{"$f":"IF(Inventory!Z181=\"\",\"\",Inventory!Z181)","v":""},{"$f":"IF(Inventory!AB181=\"\",\"\",Inventory!AB181)","v":""},{"$f":"IF(Inventory!AC181=\"\",\"\",Inventory!AC181)","v":""},{"$f":"IF(Inventory!AD181=\"\",\"\",Inventory!AD181)","v":""},{"$f":"IF(Inventory!AE181=\"\",\"\",Inventory!AE181)","v":""},{"$f":"IF(Inventory!AF181=\"\",\"\",Inventory!AF181)","v":""},{"$f":"IF(Inventory!AG181=\"\",\"\",Inventory!AG181)","v":""},{"$f":"IF(Inventory!AH181=\"\",\"\",Inventory!AH181)","v":""},{"$f":"IF(Inventory!AI181=\"\",\"\",Inventory!AI181)","v":""},{"$f":"IF(Inventory!AJ181=\"\",\"\",Inventory!AJ181)","v":""},{"$f":"IF(Inventory!AK181=\"\",\"\",Inventory!AK181)","v":""},{"$f":"IF(Inventory!AL181=\"\",\"\",Inventory!AL181)","v":""},{"$f":"IF(Inventory!AM181=\"\",\"\",Inventory!AM181)","v":""},{"$f":"IF(Inventory!AN181=\"\",\"\",Inventory!AN181)","v":""},{"$f":"IF(Inventory!AO181=\"\",\"\",Inventory!AO181)","v":""},{"$f":"IF(Inventory!AP181=\"\",\"\",Inventory!AP181)","v":""},{"$f":"IF(Inventory!AQ181=\"\",\"\",Inventory!AQ181)","v":""}]
[null,173,{"$f":"IF(Inventory!C182=\"\",\"\",Inventory!C182)","v":""},{"$f":"IF(Inventory!D182=\"\",\"\",Inventory!D182)","v":""},{"$f":"IF(Inventory!X182=\"\",\"\",Inventory!X182)","v":""},{"$f":"IF(Inventory!Y182=\"\",\"\",Inventory!Y182)","v":""},{"$f":"IF(Inventory!Z182=\"\",\"\",Inventory!Z182)","v":""},{"$f":"IF(Inventory!AB182=\"\",\"\",Inventory!AB182)","v":""},{"$f":"IF(Inventory!AC182=\"\",\"\",Inventory!AC182)","v":""},{"$f":"IF(Inventory!AD182=\"\",\"\",Inventory!AD182)","v":""},{"$f":"IF(Inventory!AE182=\"\",\"\",Inventory!AE182)","v":""},{"$f":"IF(Inventory!AF182=\"\",\"\",Inventory!AF182)","v":""},{"$f":"IF(Inventory!AG182=\"\",\"\",Inventory!AG182)","v":""},{"$f":"IF(Inventory!AH182=\"\",\"\",Inventory!AH182)","v":""},{"$f":"IF(Inventory!AI182=\"\",\"\",Inventory!AI182)","v":""},{"$f":"IF(Inventory!AJ182=\"\",\"\",Inventory!AJ182)","v":""},{"$f":"IF(Inventory!AK182=\"\",\"\",Inventory!AK182)","v":""},{"$f":"IF(Inventory!AL182=\"\",\"\",Inventory!AL182)","v":""},{"$f":"IF(Inventory!AM182=\"\",\"\",Inventory!AM182)","v":""},{"$f":"IF(Inventory!AN182=\"\",\"\",Inventory!AN182)","v":""},{"$f":"IF(Inventory!AO182=\"\",\"\",Inventory!AO182)","v":""},{"$f":"IF(Inventory!AP182=\"\",\"\",Inventory!AP182)","v":""},{"$f":"IF(Inventory!AQ182=\"\",\"\",Inventory!AQ182)","v":""}]
[null,174,{"$f":"IF(Inventory!C183=\"\",\"\",Inventory!C183)","v":""},{"$f":"IF(Inventory!D183=\"\",\"\",Inventory!D183)","v":""},{"$f":"IF(Inventory!X183=\"\",\"\",Inventory!X183)","v":""},{"$f":"IF(Inventory!Y183=\"\",\"\",Inventory!Y183)","v":""},{"$f":"IF(Inventory!Z183=\"\",\"\",Inventory!Z183)","v":""},{"$f":"IF(Inventory!AB183=\"\",\"\",Inventory!AB183)","v":""},{"$f":"IF(Inventory!AC183=\"\",\"\",Inventory!AC183)","v":""},{"$f":"IF(Inventory!AD183=\"\",\"\",Inventory!AD183)","v":""},{"$f":"IF(Inventory!AE183=\"\",\"\",Inventory!AE183)","v":""},{"$f":"IF(Inventory!AF183=\"\",\"\",Inventory!AF183)","v":""},{"$f":"IF(Inventory!AG183=\"\",\"\",Inventory!AG183)","v":""},{"$f":"IF(Inventory!AH183=\"\",\"\",Inventory!AH183)","v":""},{"$f":"IF(Inventory!AI183=\"\",\"\",Inventory!AI183)","v":""},{"$f":"IF(Inventory!AJ183=\"\",\"\",Inventory!AJ183)","v":""},{"$f":"IF(Inventory!AK183=\"\",\"\",Inventory!AK183)","v":""},{"$f":"IF(Inventory!AL183=\"\",\"\",Inventory!AL183)","v":""},{"$f":"IF(Inventory!AM183=\"\",\"\",Inventory!AM183)","v":""},{"$f":"IF(Inventory!AN183=\"\",\"\",Inventory!AN183)","v":""},{"$f":"IF(Inventory!AO183=\"\",\"\",Inventory!AO183)","v":""},{"$f":"IF(Inventory!AP183=\"\",\"\",Inventory!AP183)","v":""},{"$f":"IF(Inventory!AQ183=\"\",\"\",Inventory!AQ183)","v":""}]
[null,175,{"$f":"IF(Inventory!C184=\"\",\"\",Inventory!C184)","v":""},{"$f":"IF(Inventory!D184=\"\",\"\",Inventory!D184)","v":""},{"$f":"IF(Inventory!X184=\"\",\"\",Inventory!X184)","v":""},{"$f":"IF(Inventory!Y184=\"\",\"\",Inventory!Y184)","v":""},{"$f":"IF(Inventory!Z184=\"\",\"\",Inventory!Z184)","v":""},{"$f":"IF(Inventory!AB184=\"\",\"\",Inventory!AB184)","v":""},{"$f":"IF(Inventory!AC184=\"\",\"\",Inventory!AC184)","v":""},{"$f":"IF(Inventory!AD184=\"\",\"\",Inventory!AD184)","v":""},{"$f":"IF(Inventory!AE184=\"\",\"\",Inventory!AE184)","v":""},{"$f":"IF(Inventory!AF184=\"\",\"\",Inventory!AF184)","v":""},{"$f":"IF(Inventory!AG184=\"\",\"\",Inventory!AG184)","v":""},{"$f":"IF(Inventory!AH184=\"\",\"\",Inventory!AH184)","v":""},{"$f":"IF(Inventory!AI184=\"\",\"\",Inventory!AI184)","v":""},{"$f":"IF(Inventory!AJ184=\"\",\"\",Inventory!AJ184)","v":""},{"$f":"IF(Inventory!AK184=\"\",\"\",Inventory!AK184)","v":""},{"$f":"IF(Inventory!AL184=\"\",\"\",Inventory!AL184)","v":""},{"$f":"IF(Inventory!AM184=\"\",\"\",Inventory!AM184)","v":""},{"$f":"IF(Inventory!AN184=\"\",\"\",Inventory!AN184)","v":""},{"$f":"IF(Inventory!AO184=\"\",\"\",Inventory!AO184)","v":""},{"$f":"IF(Inventory!AP184=\"\",\"\",Inventory!AP184)","v":""},{"$f":"IF(Inventory!AQ184=\"\",\"\",Inventory!AQ184)","v":""}]
[null,176,{"$f":"IF(Inventory!C185=\"\",\"\",Inventory!C185)","v":""},{"$f":"IF(Inventory!D185=\"\",\"\",Inventory!D185)","v":""},{"$f":"IF(Inventory!X185=\"\",\"\",Inventory!X185)","v":""},{"$f":"IF(Inventory!Y185=\"\",\"\",Inventory!Y185)","v":""},{"$f":"IF(Inventory!Z185=\"\",\"\",Inventory!Z185)","v":""},{"$f":"IF(Inventory!AB185=\"\",\"\",Inventory!AB185)","v":""},{"$f":"IF(Inventory!AC185=\"\",\"\",Inventory!AC185)","v":""},{"$f":"IF(Inventory!AD185=\"\",\"\",Inventory!AD185)","v":""},{"$f":"IF(Inventory!AE185=\"\",\"\",Inventory!AE185)","v":""},{"$f":"IF(Inventory!AF185=\"\",\"\",Inventory!AF185)","v":""},{"$f":"IF(Inventory!AG185=\"\",\"\",Inventory!AG185)","v":""},{"$f":"IF(Inventory!AH185=\"\",\"\",Inventory!AH185)","v":""},{"$f":"IF(Inventory!AI185=\"\",\"\",Inventory!AI185)","v":""},{"$f":"IF(Inventory!AJ185=\"\",\"\",Inventory!AJ185)","v":""},{"$f":"IF(Inventory!AK185=\"\",\"\",Inventory!AK185)","v":""},{"$f":"IF(Inventory!AL185=\"\",\"\",Inventory!AL185)","v":""},{"$f":"IF(Inventory!AM185=\"\",\"\",Inventory!AM185)","v":""},{"$f":"IF(Inventory!AN185=\"\",\"\",Inventory!AN185)","v":""},{"$f":"IF(Inventory!AO185=\"\",\"\",Inventory!AO185)","v":""},{"$f":"IF(Inventory!AP185=\"\",\"\",Inventory!AP185)","v":""},{"$f":"IF(Inventory!AQ185=\"\",\"\",Inventory!AQ185)","v":""}]
[null,177,{"$f":"IF(Inventory!C186=\"\",\"\",Inventory!C186)","v":""},{"$f":"IF(Inventory!D186=\"\",\"\",Inventory!D186)","v":""},{"$f":"IF(Inventory!X186=\"\",\"\",Inventory!X186)","v":""},{"$f":"IF(Inventory!Y186=\"\",\"\",Inventory!Y186)","v":""},{"$f":"IF(Inventory!Z186=\"\",\"\",Inventory!Z186)","v":""},{"$f":"IF(Inventory!AB186=\"\",\"\",Inventory!AB186)","v":""},{"$f":"IF(Inventory!AC186=\"\",\"\",Inventory!AC186)","v":""},{"$f":"IF(Inventory!AD186=\"\",\"\",Inventory!AD186)","v":""},{"$f":"IF(Inventory!AE186=\"\",\"\",Inventory!AE186)","v":""},{"$f":"IF(Inventory!AF186=\"\",\"\",Inventory!AF186)","v":""},{"$f":"IF(Inventory!AG186=\"\",\"\",Inventory!AG186)","v":""},{"$f":"IF(Inventory!AH186=\"\",\"\",Inventory!AH186)","v":""},{"$f":"IF(Inventory!AI186=\"\",\"\",Inventory!AI186)","v":""},{"$f":"IF(Inventory!AJ186=\"\",\"\",Inventory!AJ186)","v":""},{"$f":"IF(Inventory!AK186=\"\",\"\",Inventory!AK186)","v":""},{"$f":"IF(Inventory!AL186=\"\",\"\",Inventory!AL186)","v":""},{"$f":"IF(Inventory!AM186=\"\",\"\",Inventory!AM186)","v":""},{"$f":"IF(Inventory!AN186=\"\",\"\",Inventory!AN186)","v":""},{"$f":"IF(Inventory!AO186=\"\",\"\",Inventory!AO186)","v":""},{"$f":"IF(Inventory!AP186=\"\",\"\",Inventory!AP186)","v":""},{"$f":"IF(Inventory!AQ186=\"\",\"\",Inventory!AQ186)","v":""}]
[null,178,{"$f":"IF(Inventory!C187=\"\",\"\",Inventory!C187)","v":""},{"$f":"IF(Inventory!D187=\"\",\"\",Inventory!D187)","v":""},{"$f":"IF(Inventory!X187=\"\",\"\",Inventory!X187)","v":""},{"$f":"IF(Inventory!Y187=\"\",\"\",Inventory!Y187)","v":""},{"$f":"IF(Inventory!Z187=\"\",\"\",Inventory!Z187)","v":""},{"$f":"IF(Inventory!AB187=\"\",\"\",Inventory!AB187)","v":""},{"$f":"IF(Inventory!AC187=\"\",\"\",Inventory!AC187)","v":""},{"$f":"IF(Inventory!AD187=\"\",\"\",Inventory!AD187)","v":""},{"$f":"IF(Inventory!AE187=\"\",\"\",Inventory!AE187)","v":""},{"$f":"IF(Inventory!AF187=\"\",\"\",Inventory!AF187)","v":""},{"$f":"IF(Inventory!AG187=\"\",\"\",Inventory!AG187)","v":""},{"$f":"IF(Inventory!AH187=\"\",\"\",Inventory!AH187)","v":""},{"$f":"IF(Inventory!AI187=\"\",\"\",Inventory!AI187)","v":""},{"$f":"IF(Inventory!AJ187=\"\",\"\",Inventory!AJ187)","v":""},{"$f":"IF(Inventory!AK187=\"\",\"\",Inventory!AK187)","v":""},{"$f":"IF(Inventory!AL187=\"\",\"\",Inventory!AL187)","v":""},{"$f":"IF(Inventory!AM187=\"\",\"\",Inventory!AM187)","v":""},{"$f":"IF(Inventory!AN187=\"\",\"\",Inventory!AN187)","v":""},{"$f":"IF(Inventory!AO187=\"\",\"\",Inventory!AO187)","v":""},{"$f":"IF(Inventory!AP187=\"\",\"\",Inventory!AP187)","v":""},{"$f":"IF(Inventory!AQ187=\"\",\"\",Inventory!AQ187)","v":""}]
[null,179,{"$f":"IF(Inventory!C188=\"\",\"\",Inventory!C188)","v":""},{"$f":"IF(Inventory!D188=\"\",\"\",Inventory!D188)","v":""},{"$f":"IF(Inventory!X188=\"\",\"\",Inventory!X188)","v":""},{"$f":"IF(Inventory!Y188=\"\",\"\",Inventory!Y188)","v":""},{"$f":"IF(Inventory!Z188=\"\",\"\",Inventory!Z188)","v":""},{"$f":"IF(Inventory!AB188=\"\",\"\",Inventory!AB188)","v":""},{"$f":"IF(Inventory!AC188=\"\",\"\",Inventory!AC188)","v":""},{"$f":"IF(Inventory!AD188=\"\",\"\",Inventory!AD188)","v":""},{"$f":"IF(Inventory!AE188=\"\",\"\",Inventory!AE188)","v":""},{"$f":"IF(Inventory!AF188=\"\",\"\",Inventory!AF188)","v":""},{"$f":"IF(Inventory!AG188=\"\",\"\",Inventory!AG188)","v":""},{"$f":"IF(Inventory!AH188=\"\",\"\",Inventory!AH188)","v":""},{"$f":"IF(Inventory!AI188=\"\",\"\",Inventory!AI188)","v":""},{"$f":"IF(Inventory!AJ188=\"\",\"\",Inventory!AJ188)","v":""},{"$f":"IF(Inventory!AK188=\"\",\"\",Inventory!AK188)","v":""},{"$f":"IF(Inventory!AL188=\"\",\"\",Inventory!AL188)","v":""},{"$f":"IF(Inventory!AM188=\"\",\"\",Inventory!AM188)","v":""},{"$f":"IF(Inventory!AN188=\"\",\"\",Inventory!AN188)","v":""},{"$f":"IF(Inventory!AO188=\"\",\"\",Inventory!AO188)","v":""},{"$f":"IF(Inventory!AP188=\"\",\"\",Inventory!AP188)","v":""},{"$f":"IF(Inventory!AQ188=\"\",\"\",Inventory!AQ188)","v":""}]
[null,180,{"$f":"IF(Inventory!C189=\"\",\"\",Inventory!C189)","v":""},{"$f":"IF(Inventory!D189=\"\",\"\",Inventory!D189)","v":""},{"$f":"IF(Inventory!X189=\"\",\"\",Inventory!X189)","v":""},{"$f":"IF(Inventory!Y189=\"\",\"\",Inventory!Y189)","v":""},{"$f":"IF(Inventory!Z189=\"\",\"\",Inventory!Z189)","v":""},{"$f":"IF(Inventory!AB189=\"\",\"\",Inventory!AB189)","v":""},{"$f":"IF(Inventory!AC189=\"\",\"\",Inventory!AC189)","v":""},{"$f":"IF(Inventory!AD189=\"\",\"\",Inventory!AD189)","v":""},{"$f":"IF(Inventory!AE189=\"\",\"\",Inventory!AE189)","v":""},{"$f":"IF(Inventory!AF189=\"\",\"\",Inventory!AF189)","v":""},{"$f":"IF(Inventory!AG189=\"\",\"\",Inventory!AG189)","v":""},{"$f":"IF(Inventory!AH189=\"\",\"\",Inventory!AH189)","v":""},{"$f":"IF(Inventory!AI189=\"\",\"\",Inventory!AI189)","v":""},{"$f":"IF(Inventory!AJ189=\"\",\"\",Inventory!AJ189)","v":""},{"$f":"IF(Inventory!AK189=\"\",\"\",Inventory!AK189)","v":""},{"$f":"IF(Inventory!AL189=\"\",\"\",Inventory!AL189)","v":""},{"$f":"IF(Inventory!AM189=\"\",\"\",Inventory!AM189)","v":""},{"$f":"IF(Inventory!AN189=\"\",\"\",Inventory!AN189)","v":""},{"$f":"IF(Inventory!AO189=\"\",\"\",Inventory!AO189)","v":""},{"$f":"IF(Inventory!AP189=\"\",\"\",Inventory!AP189)","v":""},{"$f":"IF(Inventory!AQ189=\"\",\"\",Inventory!AQ189)","v":""}]
[null,181,{"$f":"IF(Inventory!C190=\"\",\"\",Inventory!C190)","v":""},{"$f":"IF(Inventory!D190=\"\",\"\",Inventory!D190)","v":""},{"$f":"IF(Inventory!X190=\"\",\"\",Inventory!X190)","v":""},{"$f":"IF(Inventory!Y190=\"\",\"\",Inventory!Y190)","v":""},{"$f":"IF(Inventory!Z190=\"\",\"\",Inventory!Z190)","v":""},{"$f":"IF(Inventory!AB190=\"\",\"\",Inventory!AB190)","v":""},{"$f":"IF(Inventory!AC190=\"\",\"\",Inventory!AC190)","v":""},{"$f":"IF(Inventory!AD190=\"\",\"\",Inventory!AD190)","v":""},{"$f":"IF(Inventory!AE190=\"\",\"\",Inventory!AE190)","v":""},{"$f":"IF(Inventory!AF190=\"\",\"\",Inventory!AF190)","v":""},{"$f":"IF(Inventory!AG190=\"\",\"\",Inventory!AG190)","v":""},{"$f":"IF(Inventory!AH190=\"\",\"\",Inventory!AH190)","v":""},{"$f":"IF(Inventory!AI190=\"\",\"\",Inventory!AI190)","v":""},{"$f":"IF(Inventory!AJ190=\"\",\"\",Inventory!AJ190)","v":""},{"$f":"IF(Inventory!AK190=\"\",\"\",Inventory!AK190)","v":""},{"$f":"IF(Inventory!AL190=\"\",\"\",Inventory!AL190)","v":""},{"$f":"IF(Inventory!AM190=\"\",\"\",Inventory!AM190)","v":""},{"$f":"IF(Inventory!AN190=\"\",\"\",Inventory!AN190)","v":""},{"$f":"IF(Inventory!AO190=\"\",\"\",Inventory!AO190)","v":""},{"$f":"IF(Inventory!AP190=\"\",\"\",Inventory!AP190)","v":""},{"$f":"IF(Inventory!AQ190=\"\",\"\",Inventory!AQ190)","v":""}]
[null,182,{"$f":"IF(Inventory!C191=\"\",\"\",Inventory!C191)","v":""},{"$f":"IF(Inventory!D191=\"\",\"\",Inventory!D191)","v":""},{"$f":"IF(Inventory!X191=\"\",\"\",Inventory!X191)","v":""},{"$f":"IF(Inventory!Y191=\"\",\"\",Inventory!Y191)","v":""},{"$f":"IF(Inventory!Z191=\"\",\"\",Inventory!Z191)","v":""},{"$f":"IF(Inventory!AB191=\"\",\"\",Inventory!AB191)","v":""},{"$f":"IF(Inventory!AC191=\"\",\"\",Inventory!AC191)","v":""},{"$f":"IF(Inventory!AD191=\"\",\"\",Inventory!AD191)","v":""},{"$f":"IF(Inventory!AE191=\"\",\"\",Inventory!AE191)","v":""},{"$f":"IF(Inventory!AF191=\"\",\"\",Inventory!AF191)","v":""},{"$f":"IF(Inventory!AG191=\"\",\"\",Inventory!AG191)","v":""},{"$f":"IF(Inventory!AH191=\"\",\"\",Inventory!AH191)","v":""},{"$f":"IF(Inventory!AI191=\"\",\"\",Inventory!AI191)","v":""},{"$f":"IF(Inventory!AJ191=\"\",\"\",Inventory!AJ191)","v":""},{"$f":"IF(Inventory!AK191=\"\",\"\",Inventory!AK191)","v":""},{"$f":"IF(Inventory!AL191=\"\",\"\",Inventory!AL191)","v":""},{"$f":"IF(Inventory!AM191=\"\",\"\",Inventory!AM191)","v":""},{"$f":"IF(Inventory!AN191=\"\",\"\",Inventory!AN191)","v":""},{"$f":"IF(Inventory!AO191=\"\",\"\",Inventory!AO191)","v":""},{"$f":"IF(Inventory!AP191=\"\",\"\",Inventory!AP191)","v":""},{"$f":"IF(Inventory!AQ191=\"\",\"\",Inventory!AQ191)","v":""}]
[null,183,{"$f":"IF(Inventory!C192=\"\",\"\",Inventory!C192)","v":""},{"$f":"IF(Inventory!D192=\"\",\"\",Inventory!D192)","v":""},{"$f":"IF(Inventory!X192=\"\",\"\",Inventory!X192)","v":""},{"$f":"IF(Inventory!Y192=\"\",\"\",Inventory!Y192)","v":""},{"$f":"IF(Inventory!Z192=\"\",\"\",Inventory!Z192)","v":""},{"$f":"IF(Inventory!AB192=\"\",\"\",Inventory!AB192)","v":""},{"$f":"IF(Inventory!AC192=\"\",\"\",Inventory!AC192)","v":""},{"$f":"IF(Inventory!AD192=\"\",\"\",Inventory!AD192)","v":""},{"$f":"IF(Inventory!AE192=\"\",\"\",Inventory!AE192)","v":""},{"$f":"IF(Inventory!AF192=\"\",\"\",Inventory!AF192)","v":""},{"$f":"IF(Inventory!AG192=\"\",\"\",Inventory!AG192)","v":""},{"$f":"IF(Inventory!AH192=\"\",\"\",Inventory!AH192)","v":""},{"$f":"IF(Inventory!AI192=\"\",\"\",Inventory!AI192)","v":""},{"$f":"IF(Inventory!AJ192=\"\",\"\",Inventory!AJ192)","v":""},{"$f":"IF(Inventory!AK192=\"\",\"\",Inventory!AK192)","v":""},{"$f":"IF(Inventory!AL192=\"\",\"\",Inventory!AL192)","v":""},{"$f":"IF(Inventory!AM192=\"\",\"\",Inventory!AM192)","v":""},{"$f":"IF(Inventory!AN192=\"\",\"\",Inventory!AN192)","v":""},{"$f":"IF(Inventory!AO192=\"\",\"\",Inventory!AO192)","v":""},{"$f":"IF(Inventory!AP192=\"\",\"\",Inventory!AP192)","v":""},{"$f":"IF(Inventory!AQ192=\"\",\"\",Inventory!AQ192)","v":""}]
[null,184,{"$f":"IF(Inventory!C193=\"\",\"\",Inventory!C193)","v":""},{"$f":"IF(Inventory!D193=\"\",\"\",Inventory!D193)","v":""},{"$f":"IF(Inventory!X193=\"\",\"\",Inventory!X193)","v":""},{"$f":"IF(Inventory!Y193=\"\",\"\",Inventory!Y193)","v":""},{"$f":"IF(Inventory!Z193=\"\",\"\",Inventory!Z193)","v":""},{"$f":"IF(Inventory!AB193=\"\",\"\",Inventory!AB193)","v":""},{"$f":"IF(Inventory!AC193=\"\",\"\",Inventory!AC193)","v":""},{"$f":"IF(Inventory!AD193=\"\",\"\",Inventory!AD193)","v":""},{"$f":"IF(Inventory!AE193=\"\",\"\",Inventory!AE193)","v":""},{"$f":"IF(Inventory!AF193=\"\",\"\",Inventory!AF193)","v":""},{"$f":"IF(Inventory!AG193=\"\",\"\",Inventory!AG193)","v":""},{"$f":"IF(Inventory!AH193=\"\",\"\",Inventory!AH193)","v":""},{"$f":"IF(Inventory!AI193=\"\",\"\",Inventory!AI193)","v":""},{"$f":"IF(Inventory!AJ193=\"\",\"\",Inventory!AJ193)","v":""},{"$f":"IF(Inventory!AK193=\"\",\"\",Inventory!AK193)","v":""},{"$f":"IF(Inventory!AL193=\"\",\"\",Inventory!AL193)","v":""},{"$f":"IF(Inventory!AM193=\"\",\"\",Inventory!AM193)","v":""},{"$f":"IF(Inventory!AN193=\"\",\"\",Inventory!AN193)","v":""},{"$f":"IF(Inventory!AO193=\"\",\"\",Inventory!AO193)","v":""},{"$f":"IF(Inventory!AP193=\"\",\"\",Inventory!AP193)","v":""},{"$f":"IF(Inventory!AQ193=\"\",\"\",Inventory!AQ193)","v":""}]
[null,185,{"$f":"IF(Inventory!C194=\"\",\"\",Inventory!C194)","v":""},{"$f":"IF(Inventory!D194=\"\",\"\",Inventory!D194)","v":""},{"$f":"IF(Inventory!X194=\"\",\"\",Inventory!X194)","v":""},{"$f":"IF(Inventory!Y194=\"\",\"\",Inventory!Y194)","v":""},{"$f":"IF(Inventory!Z194=\"\",\"\",Inventory!Z194)","v":""},{"$f":"IF(Inventory!AB194=\"\",\"\",Inventory!AB194)","v":""},{"$f":"IF(Inventory!AC194=\"\",\"\",Inventory!AC194)","v":""},{"$f":"IF(Inventory!AD194=\"\",\"\",Inventory!AD194)","v":""},{"$f":"IF(Inventory!AE194=\"\",\"\",Inventory!AE194)","v":""},{"$f":"IF(Inventory!AF194=\"\",\"\",Inventory!AF194)","v":""},{"$f":"IF(Inventory!AG194=\"\",\"\",Inventory!AG194)","v":""},{"$f":"IF(Inventory!AH194=\"\",\"\",Inventory!AH194)","v":""},{"$f":"IF(Inventory!AI194=\"\",\"\",Inventory!AI194)","v":""},{"$f":"IF(Inventory!AJ194=\"\",\"\",Inventory!AJ194)","v":""},{"$f":"IF(Inventory!AK194=\"\",\"\",Inventory!AK194)","v":""},{"$f":"IF(Inventory!AL194=\"\",\"\",Inventory!AL194)","v":""},{"$f":"IF(Inventory!AM194=\"\",\"\",Inventory!AM194)","v":""},{"$f":"IF(Inventory!AN194=\"\",\"\",Inventory!AN194)","v":""},{"$f":"IF(Inventory!AO194=\"\",\"\",Inventory!AO194)","v":""},{"$f":"IF(Inventory!AP194=\"\",\"\",Inventory!AP194)","v":""},{"$f":"IF(Inventory!AQ194=\"\",\"\",Inventory!AQ194)","v":""}]
[null,186,{"$f":"IF(Inventory!C195=\"\",\"\",Inventory!C195)","v":""},{"$f":"IF(Inventory!D195=\"\",\"\",Inventory!D195)","v":""},{"$f":"IF(Inventory!X195=\"\",\"\",Inventory!X195)","v":""},{"$f":"IF(Inventory!Y195=\"\",\"\",Inventory!Y195)","v":""},{"$f":"IF(Inventory!Z195=\"\",\"\",Inventory!Z195)","v":""},{"$f":"IF(Inventory!AB195=\"\",\"\",Inventory!AB195)","v":""},{"$f":"IF(Inventory!AC195=\"\",\"\",Inventory!AC195)","v":""},{"$f":"IF(Inventory!AD195=\"\",\"\",Inventory!AD195)","v":""},{"$f":"IF(Inventory!AE195=\"\",\"\",Inventory!AE195)","v":""},{"$f":"IF(Inventory!AF195=\"\",\"\",Inventory!AF195)","v":""},{"$f":"IF(Inventory!AG195=\"\",\"\",Inventory!AG195)","v":""},{"$f":"IF(Inventory!AH195=\"\",\"\",Inventory!AH195)","v":""},{"$f":"IF(Inventory!AI195=\"\",\"\",Inventory!AI195)","v":""},{"$f":"IF(Inventory!AJ195=\"\",\"\",Inventory!AJ195)","v":""},{"$f":"IF(Inventory!AK195=\"\",\"\",Inventory!AK195)","v":""},{"$f":"IF(Inventory!AL195=\"\",\"\",Inventory!AL195)","v":""},{"$f":"IF(Inventory!AM195=\"\",\"\",Inventory!AM195)","v":""},{"$f":"IF(Inventory!AN195=\"\",\"\",Inventory!AN195)","v":""},{"$f":"IF(Inventory!AO195=\"\",\"\",Inventory!AO195)","v":""},{"$f":"IF(Inventory!AP195=\"\",\"\",Inventory!AP195)","v":""},{"$f":"IF(Inventory!AQ195=\"\",\"\",Inventory!AQ195)","v":""}]
[null,187,{"$f":"IF(Inventory!C196=\"\",\"\",Inventory!C196)","v":""},{"$f":"IF(Inventory!D196=\"\",\"\",Inventory!D196)","v":""},{"$f":"IF(Inventory!X196=\"\",\"\",Inventory!X196)","v":""},{"$f":"IF(Inventory!Y196=\"\",\"\",Inventory!Y196)","v":""},{"$f":"IF(Inventory!Z196=\"\",\"\",Inventory!Z196)","v":""},{"$f":"IF(Inventory!AB196=\"\",\"\",Inventory!AB196)","v":""},{"$f":"IF(Inventory!AC196=\"\",\"\",Inventory!AC196)","v":""},{"$f":"IF(Inventory!AD196=\"\",\"\",Inventory!AD196)","v":""},{"$f":"IF(Inventory!AE196=\"\",\"\",Inventory!AE196)","v":""},{"$f":"IF(Inventory!AF196=\"\",\"\",Inventory!AF196)","v":""},{"$f":"IF(Inventory!AG196=\"\",\"\",Inventory!AG196)","v":""},{"$f":"IF(Inventory!AH196=\"\",\"\",Inventory!AH196)","v":""},{"$f":"IF(Inventory!AI196=\"\",\"\",Inventory!AI196)","v":""},{"$f":"IF(Inventory!AJ196=\"\",\"\",Inventory!AJ196)","v":""},{"$f":"IF(Inventory!AK196=\"\",\"\",Inventory!AK196)","v":""},{"$f":"IF(Inventory!AL196=\"\",\"\",Inventory!AL196)","v":""},{"$f":"IF(Inventory!AM196=\"\",\"\",Inventory!AM196)","v":""},{"$f":"IF(Inventory!AN196=\"\",\"\",Inventory!AN196)","v":""},{"$f":"IF(Inventory!AO196=\"\",\"\",Inventory!AO196)","v":""},{"$f":"IF(Inventory!AP196=\"\",\"\",Inventory!AP196)","v":""},{"$f":"IF(Inventory!AQ196=\"\",\"\",Inventory!AQ196)","v":""}]
[null,188,{"$f":"IF(Inventory!C197=\"\",\"\",Inventory!C197)","v":""},{"$f":"IF(Inventory!D197=\"\",\"\",Inventory!D197)","v":""},{"$f":"IF(Inventory!X197=\"\",\"\",Inventory!X197)","v":""},{"$f":"IF(Inventory!Y197=\"\",\"\",Inventory!Y197)","v":""},{"$f":"IF(Inventory!Z197=\"\",\"\",Inventory!Z197)","v":""},{"$f":"IF(Inventory!AB197=\"\",\"\",Inventory!AB197)","v":""},{"$f":"IF(Inventory!AC197=\"\",\"\",Inventory!AC197)","v":""},{"$f":"IF(Inventory!AD197=\"\",\"\",Inventory!AD197)","v":""},{"$f":"IF(Inventory!AE197=\"\",\"\",Inventory!AE197)","v":""},{"$f":"IF(Inventory!AF197=\"\",\"\",Inventory!AF197)","v":""},{"$f":"IF(Inventory!AG197=\"\",\"\",Inventory!AG197)","v":""},{"$f":"IF(Inventory!AH197=\"\",\"\",Inventory!AH197)","v":""},{"$f":"IF(Inventory!AI197=\"\",\"\",Inventory!AI197)","v":""},{"$f":"IF(Inventory!AJ197=\"\",\"\",Inventory!AJ197)","v":""},{"$f":"IF(Inventory!AK197=\"\",\"\",Inventory!AK197)","v":""},{"$f":"IF(Inventory!AL197=\"\",\"\",Inventory!AL197)","v":""},{"$f":"IF(Inventory!AM197=\"\",\"\",Inventory!AM197)","v":""},{"$f":"IF(Inventory!AN197=\"\",\"\",Inventory!AN197)","v":""},{"$f":"IF(Inventory!AO197=\"\",\"\",Inventory!AO197)","v":""},{"$f":"IF(Inventory!AP197=\"\",\"\",Inventory!AP197)","v":""},{"$f":"IF(Inventory!AQ197=\"\",\"\",Inventory!AQ197)","v":""}]
[null,189,{"$f":"IF(Inventory!C198=\"\",\"\",Inventory!C198)","v":""},{"$f":"IF(Inventory!D198=\"\",\"\",Inventory!D198)","v":""},{"$f":"IF(Inventory!X198=\"\",\"\",Inventory!X198)","v":""},{"$f":"IF(Inventory!Y198=\"\",\"\",Inventory!Y198)","v":""},{"$f":"IF(Inventory!Z198=\"\",\"\",Inventory!Z198)","v":""},{"$f":"IF(Inventory!AB198=\"\",\"\",Inventory!AB198)","v":""},{"$f":"IF(Inventory!AC198=\"\",\"\",Inventory!AC198)","v":""},{"$f":"IF(Inventory!AD198=\"\",\"\",Inventory!AD198)","v":""},{"$f":"IF(Inventory!AE198=\"\",\"\",Inventory!AE198)","v":""},{"$f":"IF(Inventory!AF198=\"\",\"\",Inventory!AF198)","v":""},{"$f":"IF(Inventory!AG198=\"\",\"\",Inventory!AG198)","v":""},{"$f":"IF(Inventory!AH198=\"\",\"\",Inventory!AH198)","v":""},{"$f":"IF(Inventory!AI198=\"\",\"\",Inventory!AI198)","v":""},{"$f":"IF(Inventory!AJ198=\"\",\"\",Inventory!AJ198)","v":""},{"$f":"IF(Inventory!AK198=\"\",\"\",Inventory!AK198)","v":""},{"$f":"IF(Inventory!AL198=\"\",\"\",Inventory!AL198)","v":""},{"$f":"IF(Inventory!AM198=\"\",\"\",Inventory!AM198)","v":""},{"$f":"IF(Inventory!AN198=\"\",\"\",Inventory!AN198)","v":""},{"$f":"IF(Inventory!AO198=\"\",\"\",Inventory!AO198)","v":""},{"$f":"IF(Inventory!AP198=\"\",\"\",Inventory!AP198)","v":""},{"$f":"IF(Inventory!AQ198=\"\",\"\",Inventory!AQ198)","v":""}]
[null,190,{"$f":"IF(Inventory!C199=\"\",\"\",Inventory!C199)","v":""},{"$f":"IF(Inventory!D199=\"\",\"\",Inventory!D199)","v":""},{"$f":"IF(Inventory!X199=\"\",\"\",Inventory!X199)","v":""},{"$f":"IF(Inventory!Y199=\"\",\"\",Inventory!Y199)","v":""},{"$f":"IF(Inventory!Z199=\"\",\"\",Inventory!Z199)","v":""},{"$f":"IF(Inventory!AB199=\"\",\"\",Inventory!AB199)","v":""},{"$f":"IF(Inventory!AC199=\"\",\"\",Inventory!AC199)","v":""},{"$f":"IF(Inventory!AD199=\"\",\"\",Inventory!AD199)","v":""},{"$f":"IF(Inventory!AE199=\"\",\"\",Inventory!AE199)","v":""},{"$f":"IF(Inventory!AF199=\"\",\"\",Inventory!AF199)","v":""},{"$f":"IF(Inventory!AG199=\"\",\"\",Inventory!AG199)","v":""},{"$f":"IF(Inventory!AH199=\"\",\"\",Inventory!AH199)","v":""},{"$f":"IF(Inventory!AI199=\"\",\"\",Inventory!AI199)","v":""},{"$f":"IF(Inventory!AJ199=\"\",\"\",Inventory!AJ199)","v":""},{"$f":"IF(Inventory!AK199=\"\",\"\",Inventory!AK199)","v":""},{"$f":"IF(Inventory!AL199=\"\",\"\",Inventory!AL199)","v":""},{"$f":"IF(Inventory!AM199=\"\",\"\",Inventory!AM199)","v":""},{"$f":"IF(Inventory!AN199=\"\",\"\",Inventory!AN199)","v":""},{"$f":"IF(Inventory!AO199=\"\",\"\",Inventory!AO199)","v":""},{"$f":"IF(Inventory!AP199=\"\",\"\",Inventory!AP199)","v":""},{"$f":"IF(Inventory!AQ199=\"\",\"\",Inventory!AQ199)","v":""}]
[null,191,{"$f":"IF(Inventory!C200=\"\",\"\",Inventory!C200)","v":""},{"$f":"IF(Inventory!D200=\"\",\"\",Inventory!D200)","v":""},{"$f":"IF(Inventory!X200=\"\",\"\",Inventory!X200)","v":""},{"$f":"IF(Inventory!Y200=\"\",\"\",Inventory!Y200)","v":""},{"$f":"IF(Inventory!Z200=\"\",\"\",Inventory!Z200)","v":""},{"$f":"IF(Inventory!AB200=\"\",\"\",Inventory!AB200)","v":""},{"$f":"IF(Inventory!AC200=\"\",\"\",Inventory!AC200)","v":""},{"$f":"IF(Inventory!AD200=\"\",\"\",Inventory!AD200)","v":""},{"$f":"IF(Inventory!AE200=\"\",\"\",Inventory!AE200)","v":""},{"$f":"IF(Inventory!AF200=\"\",\"\",Inventory!AF200)","v":""},{"$f":"IF(Inventory!AG200=\"\",\"\",Inventory!AG200)","v":""},{"$f":"IF(Inventory!AH200=\"\",\"\",Inventory!AH200)","v":""},{"$f":"IF(Inventory!AI200=\"\",\"\",Inventory!AI200)","v":""},{"$f":"IF(Inventory!AJ200=\"\",\"\",Inventory!AJ200)","v":""},{"$f":"IF(Inventory!AK200=\"\",\"\",Inventory!AK200)","v":""},{"$f":"IF(Inventory!AL200=\"\",\"\",Inventory!AL200)","v":""},{"$f":"IF(Inventory!AM200=\"\",\"\",Inventory!AM200)","v":""},{"$f":"IF(Inventory!AN200=\"\",\"\",Inventory!AN200)","v":""},{"$f":"IF(Inventory!AO200=\"\",\"\",Inventory!AO200)","v":""},{"$f":"IF(Inventory!AP200=\"\",\"\",Inventory!AP200)","v":""},{"$f":"IF(Inventory!AQ200=\"\",\"\",Inventory!AQ200)","v":""}]
[null,192,{"$f":"IF(Inventory!C201=\"\",\"\",Inventory!C201)","v":""},{"$f":"IF(Inventory!D201=\"\",\"\",Inventory!D201)","v":""},{"$f":"IF(Inventory!X201=\"\",\"\",Inventory!X201)","v":""},{"$f":"IF(Inventory!Y201=\"\",\"\",Inventory!Y201)","v":""},{"$f":"IF(Inventory!Z201=\"\",\"\",Inventory!Z201)","v":""},{"$f":"IF(Inventory!AB201=\"\",\"\",Inventory!AB201)","v":""},{"$f":"IF(Inventory!AC201=\"\",\"\",Inventory!AC201)","v":""},{"$f":"IF(Inventory!AD201=\"\",\"\",Inventory!AD201)","v":""},{"$f":"IF(Inventory!AE201=\"\",\"\",Inventory!AE201)","v":""},{"$f":"IF(Inventory!AF201=\"\",\"\",Inventory!AF201)","v":""},{"$f":"IF(Inventory!AG201=\"\",\"\",Inventory!AG201)","v":""},{"$f":"IF(Inventory!AH201=\"\",\"\",Inventory!AH201)","v":""},{"$f":"IF(Inventory!AI201=\"\",\"\",Inventory!AI201)","v":""},{"$f":"IF(Inventory!AJ201=\"\",\"\",Inventory!AJ201)","v":""},{"$f":"IF(Inventory!AK201=\"\",\"\",Inventory!AK201)","v":""},{"$f":"IF(Inventory!AL201=\"\",\"\",Inventory!AL201)","v":""},{"$f":"IF(Inventory!AM201=\"\",\"\",Inventory!AM201)","v":""},{"$f":"IF(Inventory!AN201=\"\",\"\",Inventory!AN201)","v":""},{"$f":"IF(Inventory!AO201=\"\",\"\",Inventory!AO201)","v":""},{"$f":"IF(Inventory!AP201=\"\",\"\",Inventory!AP201)","v":""},{"$f":"IF(Inventory!AQ201=\"\",\"\",Inventory!AQ201)","v":""}]
[null,193,{"$f":"IF(Inventory!C202=\"\",\"\",Inventory!C202)","v":""},{"$f":"IF(Inventory!D202=\"\",\"\",Inventory!D202)","v":""},{"$f":"IF(Inventory!X202=\"\",\"\",Inventory!X202)","v":""},{"$f":"IF(Inventory!Y202=\"\",\"\",Inventory!Y202)","v":""},{"$f":"IF(Inventory!Z202=\"\",\"\",Inventory!Z202)","v":""},{"$f":"IF(Inventory!AB202=\"\",\"\",Inventory!AB202)","v":""},{"$f":"IF(Inventory!AC202=\"\",\"\",Inventory!AC202)","v":""},{"$f":"IF(Inventory!AD202=\"\",\"\",Inventory!AD202)","v":""},{"$f":"IF(Inventory!AE202=\"\",\"\",Inventory!AE202)","v":""},{"$f":"IF(Inventory!AF202=\"\",\"\",Inventory!AF202)","v":""},{"$f":"IF(Inventory!AG202=\"\",\"\",Inventory!AG202)","v":""},{"$f":"IF(Inventory!AH202=\"\",\"\",Inventory!AH202)","v":""},{"$f":"IF(Inventory!AI202=\"\",\"\",Inventory!AI202)","v":""},{"$f":"IF(Inventory!AJ202=\"\",\"\",Inventory!AJ202)","v":""},{"$f":"IF(Inventory!AK202=\"\",\"\",Inventory!AK202)","v":""},{"$f":"IF(Inventory!AL202=\"\",\"\",Inventory!AL202)","v":""},{"$f":"IF(Inventory!AM202=\"\",\"\",Inventory!AM202)","v":""},{"$f":"IF(Inventory!AN202=\"\",\"\",Inventory!AN202)","v":""},{"$f":"IF(Inventory!AO202=\"\",\"\",Inventory!AO202)","v":""},{"$f":"IF(Inventory!AP202=\"\",\"\",Inventory!AP202)","v":""},{"$f":"IF(Inventory!AQ202=\"\",\"\",Inventory!AQ202)","v":""}]
[null,194,{"$f":"IF(Inventory!C203=\"\",\"\",Inventory!C203)","v":""},{"$f":"IF(Inventory!D203=\"\",\"\",Inventory!D203)","v":""},{"$f":"IF(Inventory!X203=\"\",\"\",Inventory!X203)","v":""},{"$f":"IF(Inventory!Y203=\"\",\"\",Inventory!Y203)","v":""},{"$f":"IF(Inventory!Z203=\"\",\"\",Inventory!Z203)","v":""},{"$f":"IF(Inventory!AB203=\"\",\"\",Inventory!AB203)","v":""},{"$f":"IF(Inventory!AC203=\"\",\"\",Inventory!AC203)","v":""},{"$f":"IF(Inventory!AD203=\"\",\"\",Inventory!AD203)","v":""},{"$f":"IF(Inventory!AE203=\"\",\"\",Inventory!AE203)","v":""},{"$f":"IF(Inventory!AF203=\"\",\"\",Inventory!AF203)","v":""},{"$f":"IF(Inventory!AG203=\"\",\"\",Inventory!AG203)","v":""},{"$f":"IF(Inventory!AH203=\"\",\"\",Inventory!AH203)","v":""},{"$f":"IF(Inventory!AI203=\"\",\"\",Inventory!AI203)","v":""},{"$f":"IF(Inventory!AJ203=\"\",\"\",Inventory!AJ203)","v":""},{"$f":"IF(Inventory!AK203=\"\",\"\",Inventory!AK203)","v":""},{"$f":"IF(Inventory!AL203=\"\",\"\",Inventory!AL203)","v":""},{"$f":"IF(Inventory!AM203=\"\",\"\",Inventory!AM203)","v":""},{"$f":"IF(Inventory!AN203=\"\",\"\",Inventory!AN203)","v":""},{"$f":"IF(Inventory!AO203=\"\",\"\",Inventory!AO203)","v":""},{"$f":"IF(Inventory!AP203=\"\",\"\",Inventory!AP203)","v":""},{"$f":"IF(Inventory!AQ203=\"\",\"\",Inventory!AQ203)","v":""}]
[null,195,{"$f":"IF(Inventory!C204=\"\",\"\",Inventory!C204)","v":""},{"$f":"IF(Inventory!D204=\"\",\"\",Inventory!D204)","v":""},{"$f":"IF(Inventory!X204=\"\",\"\",Inventory!X204)","v":""},{"$f":"IF(Inventory!Y204=\"\",\"\",Inventory!Y204)","v":""},{"$f":"IF(Inventory!Z204=\"\",\"\",Inventory!Z204)","v":""},{"$f":"IF(Inventory!AB204=\"\",\"\",Inventory!AB204)","v":""},{"$f":"IF(Inventory!AC204=\"\",\"\",Inventory!AC204)","v":""},{"$f":"IF(Inventory!AD204=\"\",\"\",Inventory!AD204)","v":""},{"$f":"IF(Inventory!AE204=\"\",\"\",Inventory!AE204)","v":""},{"$f":"IF(Inventory!AF204=\"\",\"\",Inventory!AF204)","v":""},{"$f":"IF(Inventory!AG204=\"\",\"\",Inventory!AG204)","v":""},{"$f":"IF(Inventory!AH204=\"\",\"\",Inventory!AH204)","v":""},{"$f":"IF(Inventory!AI204=\"\",\"\",Inventory!AI204)","v":""},{"$f":"IF(Inventory!AJ204=\"\",\"\",Inventory!AJ204)","v":""},{"$f":"IF(Inventory!AK204=\"\",\"\",Inventory!AK204)","v":""},{"$f":"IF(Inventory!AL204=\"\",\"\",Inventory!AL204)","v":""},{"$f":"IF(Inventory!AM204=\"\",\"\",Inventory!AM204)","v":""},{"$f":"IF(Inventory!AN204=\"\",\"\",Inventory!AN204)","v":""},{"$f":"IF(Inventory!AO204=\"\",\"\",Inventory!AO204)","v":""},{"$f":"IF(Inventory!AP204=\"\",\"\",Inventory!AP204)","v":""},{"$f":"IF(Inventory!AQ204=\"\",\"\",Inventory!AQ204)","v":""}]
[null,196,{"$f":"IF(Inventory!C205=\"\",\"\",Inventory!C205)","v":""},{"$f":"IF(Inventory!D205=\"\",\"\",Inventory!D205)","v":""},{"$f":"IF(Inventory!X205=\"\",\"\",Inventory!X205)","v":""},{"$f":"IF(Inventory!Y205=\"\",\"\",Inventory!Y205)","v":""},{"$f":"IF(Inventory!Z205=\"\",\"\",Inventory!Z205)","v":""},{"$f":"IF(Inventory!AB205=\"\",\"\",Inventory!AB205)","v":""},{"$f":"IF(Inventory!AC205=\"\",\"\",Inventory!AC205)","v":""},{"$f":"IF(Inventory!AD205=\"\",\"\",Inventory!AD205)","v":""},{"$f":"IF(Inventory!AE205=\"\",\"\",Inventory!AE205)","v":""},{"$f":"IF(Inventory!AF205=\"\",\"\",Inventory!AF205)","v":""},{"$f":"IF(Inventory!AG205=\"\",\"\",Inventory!AG205)","v":""},{"$f":"IF(Inventory!AH205=\"\",\"\",Inventory!AH205)","v":""},{"$f":"IF(Inventory!AI205=\"\",\"\",Inventory!AI205)","v":""},{"$f":"IF(Inventory!AJ205=\"\",\"\",Inventory!AJ205)","v":""},{"$f":"IF(Inventory!AK205=\"\",\"\",Inventory!AK205)","v":""},{"$f":"IF(Inventory!AL205=\"\",\"\",Inventory!AL205)","v":""},{"$f":"IF(Inventory!AM205=\"\",\"\",Inventory!AM205)","v":""},{"$f":"IF(Inventory!AN205=\"\",\"\",Inventory!AN205)","v":""},{"$f":"IF(Inventory!AO205=\"\",\"\",Inventory!AO205)","v":""},{"$f":"IF(Inventory!AP205=\"\",\"\",Inventory!AP205)","v":""},{"$f":"IF(Inventory!AQ205=\"\",\"\",Inventory!AQ205)","v":""}]
[null,197,{"$f":"IF(Inventory!C206=\"\",\"\",Inventory!C206)","v":""},{"$f":"IF(Inventory!D206=\"\",\"\",Inventory!D206)","v":""},{"$f":"IF(Inventory!X206=\"\",\"\",Inventory!X206)","v":""},{"$f":"IF(Inventory!Y206=\"\",\"\",Inventory!Y206)","v":""},{"$f":"IF(Inventory!Z206=\"\",\"\",Inventory!Z206)","v":""},{"$f":"IF(Inventory!AB206=\"\",\"\",Inventory!AB206)","v":""},{"$f":"IF(Inventory!AC206=\"\",\"\",Inventory!AC206)","v":""},{"$f":"IF(Inventory!AD206=\"\",\"\",Inventory!AD206)","v":""},{"$f":"IF(Inventory!AE206=\"\",\"\",Inventory!AE206)","v":""},{"$f":"IF(Inventory!AF206=\"\",\"\",Inventory!AF206)","v":""},{"$f":"IF(Inventory!AG206=\"\",\"\",Inventory!AG206)","v":""},{"$f":"IF(Inventory!AH206=\"\",\"\",Inventory!AH206)","v":""},{"$f":"IF(Inventory!AI206=\"\",\"\",Inventory!AI206)","v":""},{"$f":"IF(Inventory!AJ206=\"\",\"\",Inventory!AJ206)","v":""},{"$f":"IF(Inventory!AK206=\"\",\"\",Inventory!AK206)","v":""},{"$f":"IF(Inventory!AL206=\"\",\"\",Inventory!AL206)","v":""},{"$f":"IF(Inventory!AM206=\"\",\"\",Inventory!AM206)","v":""},{"$f":"IF(Inventory!AN206=\"\",\"\",Inventory!AN206)","v":""},{"$f":"IF(Inventory!AO206=\"\",\"\",Inventory!AO206)","v":""},{"$f":"IF(Inventory!AP206=\"\",\"\",Inventory!AP206)","v":""},{"$f":"IF(Inventory!AQ206=\"\",\"\",Inventory!AQ206)","v":""}]
[null,198,{"$f":"IF(Inventory!C207=\"\",\"\",Inventory!C207)","v":""},{"$f":"IF(Inventory!D207=\"\",\"\",Inventory!D207)","v":""},{"$f":"IF(Inventory!X207=\"\",\"\",Inventory!X207)","v":""},{"$f":"IF(Inventory!Y207=\"\",\"\",Inventory!Y207)","v":""},{"$f":"IF(Inventory!Z207=\"\",\"\",Inventory!Z207)","v":""},{"$f":"IF(Inventory!AB207=\"\",\"\",Inventory!AB207)","v":""},{"$f":"IF(Inventory!AC207=\"\",\"\",Inventory!AC207)","v":""},{"$f":"IF(Inventory!AD207=\"\",\"\",Inventory!AD207)","v":""},{"$f":"IF(Inventory!AE207=\"\",\"\",Inventory!AE207)","v":""},{"$f":"IF(Inventory!AF207=\"\",\"\",Inventory!AF207)","v":""},{"$f":"IF(Inventory!AG207=\"\",\"\",Inventory!AG207)","v":""},{"$f":"IF(Inventory!AH207=\"\",\"\",Inventory!AH207)","v":""},{"$f":"IF(Inventory!AI207=\"\",\"\",Inventory!AI207)","v":""},{"$f":"IF(Inventory!AJ207=\"\",\"\",Inventory!AJ207)","v":""},{"$f":"IF(Inventory!AK207=\"\",\"\",Inventory!AK207)","v":""},{"$f":"IF(Inventory!AL207=\"\",\"\",Inventory!AL207)","v":""},{"$f":"IF(Inventory!AM207=\"\",\"\",Inventory!AM207)","v":""},{"$f":"IF(Inventory!AN207=\"\",\"\",Inventory!AN207)","v":""},{"$f":"IF(Inventory!AO207=\"\",\"\",Inventory!AO207)","v":""},{"$f":"IF(Inventory!AP207=\"\",\"\",Inventory!AP207)","v":""},{"$f":"IF(Inventory!AQ207=\"\",\"\",Inventory!AQ207)","v":""}]
[null,199,{"$f":"IF(Inventory!C208=\"\",\"\",Inventory!C208)","v":""},{"$f":"IF(Inventory!D208=\"\",\"\",Inventory!D208)","v":""},{"$f":"IF(Inventory!X208=\"\",\"\",Inventory!X208)","v":""},{"$f":"IF(Inventory!Y208=\"\",\"\",Inventory!Y208)","v":""},{"$f":"IF(Inventory!Z208=\"\",\"\",Inventory!Z208)","v":""},{"$f":"IF(Inventory!AB208=\"\",\"\",Inventory!AB208)","v":""},{"$f":"IF(Inventory!AC208=\"\",\"\",Inventory!AC208)","v":""},{"$f":"IF(Inventory!AD208=\"\",\"\",Inventory!AD208)","v":""},{"$f":"IF(Inventory!AE208=\"\",\"\",Inventory!AE208)","v":""},{"$f":"IF(Inventory!AF208=\"\",\"\",Inventory!AF208)","v":""},{"$f":"IF(Inventory!AG208=\"\",\"\",Inventory!AG208)","v":""},{"$f":"IF(Inventory!AH208=\"\",\"\",Inventory!AH208)","v":""},{"$f":"IF(Inventory!AI208=\"\",\"\",Inventory!AI208)","v":""},{"$f":"IF(Inventory!AJ208=\"\",\"\",Inventory!AJ208)","v":""},{"$f":"IF(Inventory!AK208=\"\",\"\",Inventory!AK208)","v":""},{"$f":"IF(Inventory!AL208=\"\",\"\",Inventory!AL208)","v":""},{"$f":"IF(Inventory!AM208=\"\",\"\",Inventory!AM208)","v":""},{"$f":"IF(Inventory!AN208=\"\",\"\",Inventory!AN208)","v":""},{"$f":"IF(Inventory!AO208=\"\",\"\",Inventory!AO208)","v":""},{"$f":"IF(Inventory!AP208=\"\",\"\",Inventory!AP208)","v":""},{"$f":"IF(Inventory!AQ208=\"\",\"\",Inventory!AQ208)","v":""}]
[null,200,{"$f":"IF(Inventory!C209=\"\",\"\",Inventory!C209)","v":""},{"$f":"IF(Inventory!D209=\"\",\"\",Inventory!D209)","v":""},{"$f":"IF(Inventory!X209=\"\",\"\",Inventory!X209)","v":""},{"$f":"IF(Inventory!Y209=\"\",\"\",Inventory!Y209)","v":""},{"$f":"IF(Inventory!Z209=\"\",\"\",Inventory!Z209)","v":""},{"$f":"IF(Inventory!AB209=\"\",\"\",Inventory!AB209)","v":""},{"$f":"IF(Inventory!AC209=\"\",\"\",Inventory!AC209)","v":""},{"$f":"IF(Inventory!AD209=\"\",\"\",Inventory!AD209)","v":""},{"$f":"IF(Inventory!AE209=\"\",\"\",Inventory!AE209)","v":""},{"$f":"IF(Inventory!AF209=\"\",\"\",Inventory!AF209)","v":""},{"$f":"IF(Inventory!AG209=\"\",\"\",Inventory!AG209)","v":""},{"$f":"IF(Inventory!AH209=\"\",\"\",Inventory!AH209)","v":""},{"$f":"IF(Inventory!AI209=\"\",\"\",Inventory!AI209)","v":""},{"$f":"IF(Inventory!AJ209=\"\",\"\",Inventory!AJ209)","v":""},{"$f":"IF(Inventory!AK209=\"\",\"\",Inventory!AK209)","v":""},{"$f":"IF(Inventory!AL209=\"\",\"\",Inventory!AL209)","v":""},{"$f":"IF(Inventory!AM209=\"\",\"\",Inventory!AM209)","v":""},{"$f":"IF(Inventory!AN209=\"\",\"\",Inventory!AN209)","v":""},{"$f":"IF(Inventory!AO209=\"\",\"\",Inventory!AO209)","v":""},{"$f":"IF(Inventory!AP209=\"\",\"\",Inventory!AP209)","v":""},{"$f":"IF(Inventory!AQ209=\"\",\"\",Inventory!AQ209)","v":""}]
[null,201,{"$f":"IF(Inventory!C210=\"\",\"\",Inventory!C210)","v":""},{"$f":"IF(Inventory!D210=\"\",\"\",Inventory!D210)","v":""},{"$f":"IF(Inventory!X210=\"\",\"\",Inventory!X210)","v":""},{"$f":"IF(Inventory!Y210=\"\",\"\",Inventory!Y210)","v":""},{"$f":"IF(Inventory!Z210=\"\",\"\",Inventory!Z210)","v":""},{"$f":"IF(Inventory!AB210=\"\",\"\",Inventory!AB210)","v":""},{"$f":"IF(Inventory!AC210=\"\",\"\",Inventory!AC210)","v":""},{"$f":"IF(Inventory!AD210=\"\",\"\",Inventory!AD210)","v":""},{"$f":"IF(Inventory!AE210=\"\",\"\",Inventory!AE210)","v":""},{"$f":"IF(Inventory!AF210=\"\",\"\",Inventory!AF210)","v":""},{"$f":"IF(Inventory!AG210=\"\",\"\",Inventory!AG210)","v":""},{"$f":"IF(Inventory!AH210=\"\",\"\",Inventory!AH210)","v":""},{"$f":"IF(Inventory!AI210=\"\",\"\",Inventory!AI210)","v":""},{"$f":"IF(Inventory!AJ210=\"\",\"\",Inventory!AJ210)","v":""},{"$f":"IF(Inventory!AK210=\"\",\"\",Inventory!AK210)","v":""},{"$f":"IF(Inventory!AL210=\"\",\"\",Inventory!AL210)","v":""},{"$f":"IF(Inventory!AM210=\"\",\"\",Inventory!AM210)","v":""},{"$f":"IF(Inventory!AN210=\"\",\"\",Inventory!AN210)","v":""},{"$f":"IF(Inventory!AO210=\"\",\"\",Inventory!AO210)","v":""},{"$f":"IF(Inventory!AP210=\"\",\"\",Inventory!AP210)","v":""},{"$f":"IF(Inventory!AQ210=\"\",\"\",Inventory!AQ210)","v":""}]
[null,202,{"$f":"IF(Inventory!C211=\"\",\"\",Inventory!C211)","v":""},{"$f":"IF(Inventory!D211=\"\",\"\",Inventory!D211)","v":""},{"$f":"IF(Inventory!X211=\"\",\"\",Inventory!X211)","v":""},{"$f":"IF(Inventory!Y211=\"\",\"\",Inventory!Y211)","v":""},{"$f":"IF(Inventory!Z211=\"\",\"\",Inventory!Z211)","v":""},{"$f":"IF(Inventory!AB211=\"\",\"\",Inventory!AB211)","v":""},{"$f":"IF(Inventory!AC211=\"\",\"\",Inventory!AC211)","v":""},{"$f":"IF(Inventory!AD211=\"\",\"\",Inventory!AD211)","v":""},{"$f":"IF(Inventory!AE211=\"\",\"\",Inventory!AE211)","v":""},{"$f":"IF(Inventory!AF211=\"\",\"\",Inventory!AF211)","v":""},{"$f":"IF(Inventory!AG211=\"\",\"\",Inventory!AG211)","v":""},{"$f":"IF(Inventory!AH211=\"\",\"\",Inventory!AH211)","v":""},{"$f":"IF(Inventory!AI211=\"\",\"\",Inventory!AI211)","v":""},{"$f":"IF(Inventory!AJ211=\"\",\"\",Inventory!AJ211)","v":""},{"$f":"IF(Inventory!AK211=\"\",\"\",Inventory!AK211)","v":""},{"$f":"IF(Inventory!AL211=\"\",\"\",Inventory!AL211)","v":""},{"$f":"IF(Inventory!AM211=\"\",\"\",Inventory!AM211)","v":""},{"$f":"IF(Inventory!AN211=\"\",\"\",Inventory!AN211)","v":""},{"$f":"IF(Inventory!AO211=\"\",\"\",Inventory!AO211)","v":""},{"$f":"IF(Inventory!AP211=\"\",\"\",Inventory!AP211)","v":""},{"$f":"IF(Inventory!AQ211=\"\",\"\",Inventory!AQ211)","v":""}]
[null,203,{"$f":"IF(Inventory!C212=\"\",\"\",Inventory!C212)","v":""},{"$f":"IF(Inventory!D212=\"\",\"\",Inventory!D212)","v":""},{"$f":"IF(Inventory!X212=\"\",\"\",Inventory!X212)","v":""},{"$f":"IF(Inventory!Y212=\"\",\"\",Inventory!Y212)","v":""},{"$f":"IF(Inventory!Z212=\"\",\"\",Inventory!Z212)","v":""},{"$f":"IF(Inventory!AB212=\"\",\"\",Inventory!AB212)","v":""},{"$f":"IF(Inventory!AC212=\"\",\"\",Inventory!AC212)","v":""},{"$f":"IF(Inventory!AD212=\"\",\"\",Inventory!AD212)","v":""},{"$f":"IF(Inventory!AE212=\"\",\"\",Inventory!AE212)","v":""},{"$f":"IF(Inventory!AF212=\"\",\"\",Inventory!AF212)","v":""},{"$f":"IF(Inventory!AG212=\"\",\"\",Inventory!AG212)","v":""},{"$f":"IF(Inventory!AH212=\"\",\"\",Inventory!AH212)","v":""},{"$f":"IF(Inventory!AI212=\"\",\"\",Inventory!AI212)","v":""},{"$f":"IF(Inventory!AJ212=\"\",\"\",Inventory!AJ212)","v":""},{"$f":"IF(Inventory!AK212=\"\",\"\",Inventory!AK212)","v":""},{"$f":"IF(Inventory!AL212=\"\",\"\",Inventory!AL212)","v":""},{"$f":"IF(Inventory!AM212=\"\",\"\",Inventory!AM212)","v":""},{"$f":"IF(Inventory!AN212=\"\",\"\",Inventory!AN212)","v":""},{"$f":"IF(Inventory!AO212=\"\",\"\",Inventory!AO212)","v":""},{"$f":"IF(Inventory!AP212=\"\",\"\",Inventory!AP212)","v":""},{"$f":"IF(Inventory!AQ212=\"\",\"\",Inventory!AQ212)","v":""}]
[null,204,{"$f":"IF(Inventory!C213=\"\",\"\",Inventory!C213)","v":""},{"$f":"IF(Inventory!D213=\"\",\"\",Inventory!D213)","v":""},{"$f":"IF(Inventory!X213=\"\",\"\",Inventory!X213)","v":""},{"$f":"IF(Inventory!Y213=\"\",\"\",Inventory!Y213)","v":""},{"$f":"IF(Inventory!Z213=\"\",\"\",Inventory!Z213)","v":""},{"$f":"IF(Inventory!AB213=\"\",\"\",Inventory!AB213)","v":""},{"$f":"IF(Inventory!AC213=\"\",\"\",Inventory!AC213)","v":""},{"$f":"IF(Inventory!AD213=\"\",\"\",Inventory!AD213)","v":""},{"$f":"IF(Inventory!AE213=\"\",\"\",Inventory!AE213)","v":""},{"$f":"IF(Inventory!AF213=\"\",\"\",Inventory!AF213)","v":""},{"$f":"IF(Inventory!AG213=\"\",\"\",Inventory!AG213)","v":""},{"$f":"IF(Inventory!AH213=\"\",\"\",Inventory!AH213)","v":""},{"$f":"IF(Inventory!AI213=\"\",\"\",Inventory!AI213)","v":""},{"$f":"IF(Inventory!AJ213=\"\",\"\",Inventory!AJ213)","v":""},{"$f":"IF(Inventory!AK213=\"\",\"\",Inventory!AK213)","v":""},{"$f":"IF(Inventory!AL213=\"\",\"\",Inventory!AL213)","v":""},{"$f":"IF(Inventory!AM213=\"\",\"\",Inventory!AM213)","v":""},{"$f":"IF(Inventory!AN213=\"\",\"\",Inventory!AN213)","v":""},{"$f":"IF(Inventory!AO213=\"\",\"\",Inventory!AO213)","v":""},{"$f":"IF(Inventory!AP213=\"\",\"\",Inventory!AP213)","v":""},{"$f":"IF(Inventory!AQ213=\"\",\"\",Inventory!AQ213)","v":""}]
[null,205,{"$f":"IF(Inventory!C214=\"\",\"\",Inventory!C214)","v":""},{"$f":"IF(Inventory!D214=\"\",\"\",Inventory!D214)","v":""},{"$f":"IF(Inventory!X214=\"\",\"\",Inventory!X214)","v":""},{"$f":"IF(Inventory!Y214=\"\",\"\",Inventory!Y214)","v":""},{"$f":"IF(Inventory!Z214=\"\",\"\",Inventory!Z214)","v":""},{"$f":"IF(Inventory!AB214=\"\",\"\",Inventory!AB214)","v":""},{"$f":"IF(Inventory!AC214=\"\",\"\",Inventory!AC214)","v":""},{"$f":"IF(Inventory!AD214=\"\",\"\",Inventory!AD214)","v":""},{"$f":"IF(Inventory!AE214=\"\",\"\",Inventory!AE214)","v":""},{"$f":"IF(Inventory!AF214=\"\",\"\",Inventory!AF214)","v":""},{"$f":"IF(Inventory!AG214=\"\",\"\",Inventory!AG214)","v":""},{"$f":"IF(Inventory!AH214=\"\",\"\",Inventory!AH214)","v":""},{"$f":"IF(Inventory!AI214=\"\",\"\",Inventory!AI214)","v":""},{"$f":"IF(Inventory!AJ214=\"\",\"\",Inventory!AJ214)","v":""},{"$f":"IF(Inventory!AK214=\"\",\"\",Inventory!AK214)","v":""},{"$f":"IF(Inventory!AL214=\"\",\"\",Inventory!AL214)","v":""},{"$f":"IF(Inventory!AM214=\"\",\"\",Inventory!AM214)","v":""},{"$f":"IF(Inventory!AN214=\"\",\"\",Inventory!AN214)","v":""},{"$f":"IF(Inventory!AO214=\"\",\"\",Inventory!AO214)","v":""},{"$f":"IF(Inventory!AP214=\"\",\"\",Inventory!AP214)","v":""},{"$f":"IF(Inventory!AQ214=\"\",\"\",Inventory!AQ214)","v":""}]
[null,206,{"$f":"IF(Inventory!C215=\"\",\"\",Inventory!C215)","v":""},{"$f":"IF(Inventory!D215=\"\",\"\",Inventory!D215)","v":""},{"$f":"IF(Inventory!X215=\"\",\"\",Inventory!X215)","v":""},{"$f":"IF(Inventory!Y215=\"\",\"\",Inventory!Y215)","v":""},{"$f":"IF(Inventory!Z215=\"\",\"\",Inventory!Z215)","v":""},{"$f":"IF(Inventory!AB215=\"\",\"\",Inventory!AB215)","v":""},{"$f":"IF(Inventory!AC215=\"\",\"\",Inventory!AC215)","v":""},{"$f":"IF(Inventory!AD215=\"\",\"\",Inventory!AD215)","v":""},{"$f":"IF(Inventory!AE215=\"\",\"\",Inventory!AE215)","v":""},{"$f":"IF(Inventory!AF215=\"\",\"\",Inventory!AF215)","v":""},{"$f":"IF(Inventory!AG215=\"\",\"\",Inventory!AG215)","v":""},{"$f":"IF(Inventory!AH215=\"\",\"\",Inventory!AH215)","v":""},{"$f":"IF(Inventory!AI215=\"\",\"\",Inventory!AI215)","v":""},{"$f":"IF(Inventory!AJ215=\"\",\"\",Inventory!AJ215)","v":""},{"$f":"IF(Inventory!AK215=\"\",\"\",Inventory!AK215)","v":""},{"$f":"IF(Inventory!AL215=\"\",\"\",Inventory!AL215)","v":""},{"$f":"IF(Inventory!AM215=\"\",\"\",Inventory!AM215)","v":""},{"$f":"IF(Inventory!AN215=\"\",\"\",Inventory!AN215)","v":""},{"$f":"IF(Inventory!AO215=\"\",\"\",Inventory!AO215)","v":""},{"$f":"IF(Inventory!AP215=\"\",\"\",Inventory!AP215)","v":""},{"$f":"IF(Inventory!AQ215=\"\",\"\",Inventory!AQ215)","v":""}]
[null,207,{"$f":"IF(Inventory!C216=\"\",\"\",Inventory!C216)","v":""},{"$f":"IF(Inventory!D216=\"\",\"\",Inventory!D216)","v":""},{"$f":"IF(Inventory!X216=\"\",\"\",Inventory!X216)","v":""},{"$f":"IF(Inventory!Y216=\"\",\"\",Inventory!Y216)","v":""},{"$f":"IF(Inventory!Z216=\"\",\"\",Inventory!Z216)","v":""},{"$f":"IF(Inventory!AB216=\"\",\"\",Inventory!AB216)","v":""},{"$f":"IF(Inventory!AC216=\"\",\"\",Inventory!AC216)","v":""},{"$f":"IF(Inventory!AD216=\"\",\"\",Inventory!AD216)","v":""},{"$f":"IF(Inventory!AE216=\"\",\"\",Inventory!AE216)","v":""},{"$f":"IF(Inventory!AF216=\"\",\"\",Inventory!AF216)","v":""},{"$f":"IF(Inventory!AG216=\"\",\"\",Inventory!AG216)","v":""},{"$f":"IF(Inventory!AH216=\"\",\"\",Inventory!AH216)","v":""},{"$f":"IF(Inventory!AI216=\"\",\"\",Inventory!AI216)","v":""},{"$f":"IF(Inventory!AJ216=\"\",\"\",Inventory!AJ216)","v":""},{"$f":"IF(Inventory!AK216=\"\",\"\",Inventory!AK216)","v":""},{"$f":"IF(Inventory!AL216=\"\",\"\",Inventory!AL216)","v":""},{"$f":"IF(Inventory!AM216=\"\",\"\",Inventory!AM216)","v":""},{"$f":"IF(Inventory!AN216=\"\",\"\",Inventory!AN216)","v":""},{"$f":"IF(Inventory!AO216=\"\",\"\",Inventory!AO216)","v":""},{"$f":"IF(Inventory!AP216=\"\",\"\",Inventory!AP216)","v":""},{"$f":"IF(Inventory!AQ216=\"\",\"\",Inventory!AQ216)","v":""}]
[null,208,{"$f":"IF(Inventory!C217=\"\",\"\",Inventory!C217)","v":""},{"$f":"IF(Inventory!D217=\"\",\"\",Inventory!D217)","v":""},{"$f":"IF(Inventory!X217=\"\",\"\",Inventory!X217)","v":""},{"$f":"IF(Inventory!Y217=\"\",\"\",Inventory!Y217)","v":""},{"$f":"IF(Inventory!Z217=\"\",\"\",Inventory!Z217)","v":""},{"$f":"IF(Inventory!AB217=\"\",\"\",Inventory!AB217)","v":""},{"$f":"IF(Inventory!AC217=\"\",\"\",Inventory!AC217)","v":""},{"$f":"IF(Inventory!AD217=\"\",\"\",Inventory!AD217)","v":""},{"$f":"IF(Inventory!AE217=\"\",\"\",Inventory!AE217)","v":""},{"$f":"IF(Inventory!AF217=\"\",\"\",Inventory!AF217)","v":""},{"$f":"IF(Inventory!AG217=\"\",\"\",Inventory!AG217)","v":""},{"$f":"IF(Inventory!AH217=\"\",\"\",Inventory!AH217)","v":""},{"$f":"IF(Inventory!AI217=\"\",\"\",Inventory!AI217)","v":""},{"$f":"IF(Inventory!AJ217=\"\",\"\",Inventory!AJ217)","v":""},{"$f":"IF(Inventory!AK217=\"\",\"\",Inventory!AK217)","v":""},{"$f":"IF(Inventory!AL217=\"\",\"\",Inventory!AL217)","v":""},{"$f":"IF(Inventory!AM217=\"\",\"\",Inventory!AM217)","v":""},{"$f":"IF(Inventory!AN217=\"\",\"\",Inventory!AN217)","v":""},{"$f":"IF(Inventory!AO217=\"\",\"\",Inventory!AO217)","v":""},{"$f":"IF(Inventory!AP217=\"\",\"\",Inventory!AP217)","v":""},{"$f":"IF(Inventory!AQ217=\"\",\"\",Inventory!AQ217)","v":""}]
[null,209,{"$f":"IF(Inventory!C218=\"\",\"\",Inventory!C218)","v":""},{"$f":"IF(Inventory!D218=\"\",\"\",Inventory!D218)","v":""},{"$f":"IF(Inventory!X218=\"\",\"\",Inventory!X218)","v":""},{"$f":"IF(Inventory!Y218=\"\",\"\",Inventory!Y218)","v":""},{"$f":"IF(Inventory!Z218=\"\",\"\",Inventory!Z218)","v":""},{"$f":"IF(Inventory!AB218=\"\",\"\",Inventory!AB218)","v":""},{"$f":"IF(Inventory!AC218=\"\",\"\",Inventory!AC218)","v":""},{"$f":"IF(Inventory!AD218=\"\",\"\",Inventory!AD218)","v":""},{"$f":"IF(Inventory!AE218=\"\",\"\",Inventory!AE218)","v":""},{"$f":"IF(Inventory!AF218=\"\",\"\",Inventory!AF218)","v":""},{"$f":"IF(Inventory!AG218=\"\",\"\",Inventory!AG218)","v":""},{"$f":"IF(Inventory!AH218=\"\",\"\",Inventory!AH218)","v":""},{"$f":"IF(Inventory!AI218=\"\",\"\",Inventory!AI218)","v":""},{"$f":"IF(Inventory!AJ218=\"\",\"\",Inventory!AJ218)","v":""},{"$f":"IF(Inventory!AK218=\"\",\"\",Inventory!AK218)","v":""},{"$f":"IF(Inventory!AL218=\"\",\"\",Inventory!AL218)","v":""},{"$f":"IF(Inventory!AM218=\"\",\"\",Inventory!AM218)","v":""},{"$f":"IF(Inventory!AN218=\"\",\"\",Inventory!AN218)","v":""},{"$f":"IF(Inventory!AO218=\"\",\"\",Inventory!AO218)","v":""},{"$f":"IF(Inventory!AP218=\"\",\"\",Inventory!AP218)","v":""},{"$f":"IF(Inventory!AQ218=\"\",\"\",Inventory!AQ218)","v":""}]
[null,210,{"$f":"IF(Inventory!C219=\"\",\"\",Inventory!C219)","v":""},{"$f":"IF(Inventory!D219=\"\",\"\",Inventory!D219)","v":""},{"$f":"IF(Inventory!X219=\"\",\"\",Inventory!X219)","v":""},{"$f":"IF(Inventory!Y219=\"\",\"\",Inventory!Y219)","v":""},{"$f":"IF(Inventory!Z219=\"\",\"\",Inventory!Z219)","v":""},{"$f":"IF(Inventory!AB219=\"\",\"\",Inventory!AB219)","v":""},{"$f":"IF(Inventory!AC219=\"\",\"\",Inventory!AC219)","v":""},{"$f":"IF(Inventory!AD219=\"\",\"\",Inventory!AD219)","v":""},{"$f":"IF(Inventory!AE219=\"\",\"\",Inventory!AE219)","v":""},{"$f":"IF(Inventory!AF219=\"\",\"\",Inventory!AF219)","v":""},{"$f":"IF(Inventory!AG219=\"\",\"\",Inventory!AG219)","v":""},{"$f":"IF(Inventory!AH219=\"\",\"\",Inventory!AH219)","v":""},{"$f":"IF(Inventory!AI219=\"\",\"\",Inventory!AI219)","v":""},{"$f":"IF(Inventory!AJ219=\"\",\"\",Inventory!AJ219)","v":""},{"$f":"IF(Inventory!AK219=\"\",\"\",Inventory!AK219)","v":""},{"$f":"IF(Inventory!AL219=\"\",\"\",Inventory!AL219)","v":""},{"$f":"IF(Inventory!AM219=\"\",\"\",Inventory!AM219)","v":""},{"$f":"IF(Inventory!AN219=\"\",\"\",Inventory!AN219)","v":""},{"$f":"IF(Inventory!AO219=\"\",\"\",Inventory!AO219)","v":""},{"$f":"IF(Inventory!AP219=\"\",\"\",Inventory!AP219)","v":""},{"$f":"IF(Inventory!AQ219=\"\",\"\",Inventory!AQ219)","v":""}]
[null,211,{"$f":"IF(Inventory!C220=\"\",\"\",Inventory!C220)","v":""},{"$f":"IF(Inventory!D220=\"\",\"\",Inventory!D220)","v":""},{"$f":"IF(Inventory!X220=\"\",\"\",Inventory!X220)","v":""},{"$f":"IF(Inventory!Y220=\"\",\"\",Inventory!Y220)","v":""},{"$f":"IF(Inventory!Z220=\"\",\"\",Inventory!Z220)","v":""},{"$f":"IF(Inventory!AB220=\"\",\"\",Inventory!AB220)","v":""},{"$f":"IF(Inventory!AC220=\"\",\"\",Inventory!AC220)","v":""},{"$f":"IF(Inventory!AD220=\"\",\"\",Inventory!AD220)","v":""},{"$f":"IF(Inventory!AE220=\"\",\"\",Inventory!AE220)","v":""},{"$f":"IF(Inventory!AF220=\"\",\"\",Inventory!AF220)","v":""},{"$f":"IF(Inventory!AG220=\"\",\"\",Inventory!AG220)","v":""},{"$f":"IF(Inventory!AH220=\"\",\"\",Inventory!AH220)","v":""},{"$f":"IF(Inventory!AI220=\"\",\"\",Inventory!AI220)","v":""},{"$f":"IF(Inventory!AJ220=\"\",\"\",Inventory!AJ220)","v":""},{"$f":"IF(Inventory!AK220=\"\",\"\",Inventory!AK220)","v":""},{"$f":"IF(Inventory!AL220=\"\",\"\",Inventory!AL220)","v":""},{"$f":"IF(Inventory!AM220=\"\",\"\",Inventory!AM220)","v":""},{"$f":"IF(Inventory!AN220=\"\",\"\",Inventory!AN220)","v":""},{"$f":"IF(Inventory!AO220=\"\",\"\",Inventory!AO220)","v":""},{"$f":"IF(Inventory!AP220=\"\",\"\",Inventory!AP220)","v":""},{"$f":"IF(Inventory!AQ220=\"\",\"\",Inventory!AQ220)","v":""}]
[null,212,{"$f":"IF(Inventory!C221=\"\",\"\",Inventory!C221)","v":""},{"$f":"IF(Inventory!D221=\"\",\"\",Inventory!D221)","v":""},{"$f":"IF(Inventory!X221=\"\",\"\",Inventory!X221)","v":""},{"$f":"IF(Inventory!Y221=\"\",\"\",Inventory!Y221)","v":""},{"$f":"IF(Inventory!Z221=\"\",\"\",Inventory!Z221)","v":""},{"$f":"IF(Inventory!AB221=\"\",\"\",Inventory!AB221)","v":""},{"$f":"IF(Inventory!AC221=\"\",\"\",Inventory!AC221)","v":""},{"$f":"IF(Inventory!AD221=\"\",\"\",Inventory!AD221)","v":""},{"$f":"IF(Inventory!AE221=\"\",\"\",Inventory!AE221)","v":""},{"$f":"IF(Inventory!AF221=\"\",\"\",Inventory!AF221)","v":""},{"$f":"IF(Inventory!AG221=\"\",\"\",Inventory!AG221)","v":""},{"$f":"IF(Inventory!AH221=\"\",\"\",Inventory!AH221)","v":""},{"$f":"IF(Inventory!AI221=\"\",\"\",Inventory!AI221)","v":""},{"$f":"IF(Inventory!AJ221=\"\",\"\",Inventory!AJ221)","v":""},{"$f":"IF(Inventory!AK221=\"\",\"\",Inventory!AK221)","v":""},{"$f":"IF(Inventory!AL221=\"\",\"\",Inventory!AL221)","v":""},{"$f":"IF(Inventory!AM221=\"\",\"\",Inventory!AM221)","v":""},{"$f":"IF(Inventory!AN221=\"\",\"\",Inventory!AN221)","v":""},{"$f":"IF(Inventory!AO221=\"\",\"\",Inventory!AO221)","v":""},{"$f":"IF(Inventory!AP221=\"\",\"\",Inventory!AP221)","v":""},{"$f":"IF(Inventory!AQ221=\"\",\"\",Inventory!AQ221)","v":""}]
[null,213,{"$f":"IF(Inventory!C222=\"\",\"\",Inventory!C222)","v":""},{"$f":"IF(Inventory!D222=\"\",\"\",Inventory!D222)","v":""},{"$f":"IF(Inventory!X222=\"\",\"\",Inventory!X222)","v":""},{"$f":"IF(Inventory!Y222=\"\",\"\",Inventory!Y222)","v":""},{"$f":"IF(Inventory!Z222=\"\",\"\",Inventory!Z222)","v":""},{"$f":"IF(Inventory!AB222=\"\",\"\",Inventory!AB222)","v":""},{"$f":"IF(Inventory!AC222=\"\",\"\",Inventory!AC222)","v":""},{"$f":"IF(Inventory!AD222=\"\",\"\",Inventory!AD222)","v":""},{"$f":"IF(Inventory!AE222=\"\",\"\",Inventory!AE222)","v":""},{"$f":"IF(Inventory!AF222=\"\",\"\",Inventory!AF222)","v":""},{"$f":"IF(Inventory!AG222=\"\",\"\",Inventory!AG222)","v":""},{"$f":"IF(Inventory!AH222=\"\",\"\",Inventory!AH222)","v":""},{"$f":"IF(Inventory!AI222=\"\",\"\",Inventory!AI222)","v":""},{"$f":"IF(Inventory!AJ222=\"\",\"\",Inventory!AJ222)","v":""},{"$f":"IF(Inventory!AK222=\"\",\"\",Inventory!AK222)","v":""},{"$f":"IF(Inventory!AL222=\"\",\"\",Inventory!AL222)","v":""},{"$f":"IF(Inventory!AM222=\"\",\"\",Inventory!AM222)","v":""},{"$f":"IF(Inventory!AN222=\"\",\"\",Inventory!AN222)","v":""},{"$f":"IF(Inventory!AO222=\"\",\"\",Inventory!AO222)","v":""},{"$f":"IF(Inventory!AP222=\"\",\"\",Inventory!AP222)","v":""},{"$f":"IF(Inventory!AQ222=\"\",\"\",Inventory!AQ222)","v":""}]
[null,214,{"$f":"IF(Inventory!C223=\"\",\"\",Inventory!C223)","v":""},{"$f":"IF(Inventory!D223=\"\",\"\",Inventory!D223)","v":""},{"$f":"IF(Inventory!X223=\"\",\"\",Inventory!X223)","v":""},{"$f":"IF(Inventory!Y223=\"\",\"\",Inventory!Y223)","v":""},{"$f":"IF(Inventory!Z223=\"\",\"\",Inventory!Z223)","v":""},{"$f":"IF(Inventory!AB223=\"\",\"\",Inventory!AB223)","v":""},{"$f":"IF(Inventory!AC223=\"\",\"\",Inventory!AC223)","v":""},{"$f":"IF(Inventory!AD223=\"\",\"\",Inventory!AD223)","v":""},{"$f":"IF(Inventory!AE223=\"\",\"\",Inventory!AE223)","v":""},{"$f":"IF(Inventory!AF223=\"\",\"\",Inventory!AF223)","v":""},{"$f":"IF(Inventory!AG223=\"\",\"\",Inventory!AG223)","v":""},{"$f":"IF(Inventory!AH223=\"\",\"\",Inventory!AH223)","v":""},{"$f":"IF(Inventory!AI223=\"\",\"\",Inventory!AI223)","v":""},{"$f":"IF(Inventory!AJ223=\"\",\"\",Inventory!AJ223)","v":""},{"$f":"IF(Inventory!AK223=\"\",\"\",Inventory!AK223)","v":""},{"$f":"IF(Inventory!AL223=\"\",\"\",Inventory!AL223)","v":""},{"$f":"IF(Inventory!AM223=\"\",\"\",Inventory!AM223)","v":""},{"$f":"IF(Inventory!AN223=\"\",\"\",Inventory!AN223)","v":""},{"$f":"IF(Inventory!AO223=\"\",\"\",Inventory!AO223)","v":""},{"$f":"IF(Inventory!AP223=\"\",\"\",Inventory!AP223)","v":""},{"$f":"IF(Inventory!AQ223=\"\",\"\",Inventory!AQ223)","v":""}]
[null,215,{"$f":"IF(Inventory!C224=\"\",\"\",Inventory!C224)","v":""},{"$f":"IF(Inventory!D224=\"\",\"\",Inventory!D224)","v":""},{"$f":"IF(Inventory!X224=\"\",\"\",Inventory!X224)","v":""},{"$f":"IF(Inventory!Y224=\"\",\"\",Inventory!Y224)","v":""},{"$f":"IF(Inventory!Z224=\"\",\"\",Inventory!Z224)","v":""},{"$f":"IF(Inventory!AB224=\"\",\"\",Inventory!AB224)","v":""},{"$f":"IF(Inventory!AC224=\"\",\"\",Inventory!AC224)","v":""},{"$f":"IF(Inventory!AD224=\"\",\"\",Inventory!AD224)","v":""},{"$f":"IF(Inventory!AE224=\"\",\"\",Inventory!AE224)","v":""},{"$f":"IF(Inventory!AF224=\"\",\"\",Inventory!AF224)","v":""},{"$f":"IF(Inventory!AG224=\"\",\"\",Inventory!AG224)","v":""},{"$f":"IF(Inventory!AH224=\"\",\"\",Inventory!AH224)","v":""},{"$f":"IF(Inventory!AI224=\"\",\"\",Inventory!AI224)","v":""},{"$f":"IF(Inventory!AJ224=\"\",\"\",Inventory!AJ224)","v":""},{"$f":"IF(Inventory!AK224=\"\",\"\",Inventory!AK224)","v":""},{"$f":"IF(Inventory!AL224=\"\",\"\",Inventory!AL224)","v":""},{"$f":"IF(Inventory!AM224=\"\",\"\",Inventory!AM224)","v":""},{"$f":"IF(Inventory!AN224=\"\",\"\",Inventory!AN224)","v":""},{"$f":"IF(Inventory!AO224=\"\",\"\",Inventory!AO224)","v":""},{"$f":"IF(Inventory!AP224=\"\",\"\",Inventory!AP224)","v":""},{"$f":"IF(Inventory!AQ224=\"\",\"\",Inventory!AQ224)","v":""}]
[null,216,{"$f":"IF(Inventory!C225=\"\",\"\",Inventory!C225)","v":""},{"$f":"IF(Inventory!D225=\"\",\"\",Inventory!D225)","v":""},{"$f":"IF(Inventory!X225=\"\",\"\",Inventory!X225)","v":""},{"$f":"IF(Inventory!Y225=\"\",\"\",Inventory!Y225)","v":""},{"$f":"IF(Inventory!Z225=\"\",\"\",Inventory!Z225)","v":""},{"$f":"IF(Inventory!AB225=\"\",\"\",Inventory!AB225)","v":""},{"$f":"IF(Inventory!AC225=\"\",\"\",Inventory!AC225)","v":""},{"$f":"IF(Inventory!AD225=\"\",\"\",Inventory!AD225)","v":""},{"$f":"IF(Inventory!AE225=\"\",\"\",Inventory!AE225)","v":""},{"$f":"IF(Inventory!AF225=\"\",\"\",Inventory!AF225)","v":""},{"$f":"IF(Inventory!AG225=\"\",\"\",Inventory!AG225)","v":""},{"$f":"IF(Inventory!AH225=\"\",\"\",Inventory!AH225)","v":""},{"$f":"IF(Inventory!AI225=\"\",\"\",Inventory!AI225)","v":""},{"$f":"IF(Inventory!AJ225=\"\",\"\",Inventory!AJ225)","v":""},{"$f":"IF(Inventory!AK225=\"\",\"\",Inventory!AK225)","v":""},{"$f":"IF(Inventory!AL225=\"\",\"\",Inventory!AL225)","v":""},{"$f":"IF(Inventory!AM225=\"\",\"\",Inventory!AM225)","v":""},{"$f":"IF(Inventory!AN225=\"\",\"\",Inventory!AN225)","v":""},{"$f":"IF(Inventory!AO225=\"\",\"\",Inventory!AO225)","v":""},{"$f":"IF(Inventory!AP225=\"\",\"\",Inventory!AP225)","v":""},{"$f":"IF(Inventory!AQ225=\"\",\"\",Inventory!AQ225)","v":""}]
[null,217,{"$f":"IF(Inventory!C226=\"\",\"\",Inventory!C226)","v":""},{"$f":"IF(Inventory!D226=\"\",\"\",Inventory!D226)","v":""},{"$f":"IF(Inventory!X226=\"\",\"\",Inventory!X226)","v":""},{"$f":"IF(Inventory!Y226=\"\",\"\",Inventory!Y226)","v":""},{"$f":"IF(Inventory!Z226=\"\",\"\",Inventory!Z226)","v":""},{"$f":"IF(Inventory!AB226=\"\",\"\",Inventory!AB226)","v":""},{"$f":"IF(Inventory!AC226=\"\",\"\",Inventory!AC226)","v":""},{"$f":"IF(Inventory!AD226=\"\",\"\",Inventory!AD226)","v":""},{"$f":"IF(Inventory!AE226=\"\",\"\",Inventory!AE226)","v":""},{"$f":"IF(Inventory!AF226=\"\",\"\",Inventory!AF226)","v":""},{"$f":"IF(Inventory!AG226=\"\",\"\",Inventory!AG226)","v":""},{"$f":"IF(Inventory!AH226=\"\",\"\",Inventory!AH226)","v":""},{"$f":"IF(Inventory!AI226=\"\",\"\",Inventory!AI226)","v":""},{"$f":"IF(Inventory!AJ226=\"\",\"\",Inventory!AJ226)","v":""},{"$f":"IF(Inventory!AK226=\"\",\"\",Inventory!AK226)","v":""},{"$f":"IF(Inventory!AL226=\"\",\"\",Inventory!AL226)","v":""},{"$f":"IF(Inventory!AM226=\"\",\"\",Inventory!AM226)","v":""},{"$f":"IF(Inventory!AN226=\"\",\"\",Inventory!AN226)","v":""},{"$f":"IF(Inventory!AO226=\"\",\"\",Inventory!AO226)","v":""},{"$f":"IF(Inventory!AP226=\"\",\"\",Inventory!AP226)","v":""},{"$f":"IF(Inventory!AQ226=\"\",\"\",Inventory!AQ226)","v":""}]
[null,218,{"$f":"IF(Inventory!C227=\"\",\"\",Inventory!C227)","v":""},{"$f":"IF(Inventory!D227=\"\",\"\",Inventory!D227)","v":""},{"$f":"IF(Inventory!X227=\"\",\"\",Inventory!X227)","v":""},{"$f":"IF(Inventory!Y227=\"\",\"\",Inventory!Y227)","v":""},{"$f":"IF(Inventory!Z227=\"\",\"\",Inventory!Z227)","v":""},{"$f":"IF(Inventory!AB227=\"\",\"\",Inventory!AB227)","v":""},{"$f":"IF(Inventory!AC227=\"\",\"\",Inventory!AC227)","v":""},{"$f":"IF(Inventory!AD227=\"\",\"\",Inventory!AD227)","v":""},{"$f":"IF(Inventory!AE227=\"\",\"\",Inventory!AE227)","v":""},{"$f":"IF(Inventory!AF227=\"\",\"\",Inventory!AF227)","v":""},{"$f":"IF(Inventory!AG227=\"\",\"\",Inventory!AG227)","v":""},{"$f":"IF(Inventory!AH227=\"\",\"\",Inventory!AH227)","v":""},{"$f":"IF(Inventory!AI227=\"\",\"\",Inventory!AI227)","v":""},{"$f":"IF(Inventory!AJ227=\"\",\"\",Inventory!AJ227)","v":""},{"$f":"IF(Inventory!AK227=\"\",\"\",Inventory!AK227)","v":""},{"$f":"IF(Inventory!AL227=\"\",\"\",Inventory!AL227)","v":""},{"$f":"IF(Inventory!AM227=\"\",\"\",Inventory!AM227)","v":""},{"$f":"IF(Inventory!AN227=\"\",\"\",Inventory!AN227)","v":""},{"$f":"IF(Inventory!AO227=\"\",\"\",Inventory!AO227)","v":""},{"$f":"IF(Inventory!AP227=\"\",\"\",Inventory!AP227)","v":""},{"$f":"IF(Inventory!AQ227=\"\",\"\",Inventory!AQ227)","v":""}]
[null,219,{"$f":"IF(Inventory!C228=\"\",\"\",Inventory!C228)","v":""},{"$f":"IF(Inventory!D228=\"\",\"\",Inventory!D228)","v":""},{"$f":"IF(Inventory!X228=\"\",\"\",Inventory!X228)","v":""},{"$f":"IF(Inventory!Y228=\"\",\"\",Inventory!Y228)","v":""},{"$f":"IF(Inventory!Z228=\"\",\"\",Inventory!Z228)","v":""},{"$f":"IF(Inventory!AB228=\"\",\"\",Inventory!AB228)","v":""},{"$f":"IF(Inventory!AC228=\"\",\"\",Inventory!AC228)","v":""},{"$f":"IF(Inventory!AD228=\"\",\"\",Inventory!AD228)","v":""},{"$f":"IF(Inventory!AE228=\"\",\"\",Inventory!AE228)","v":""},{"$f":"IF(Inventory!AF228=\"\",\"\",Inventory!AF228)","v":""},{"$f":"IF(Inventory!AG228=\"\",\"\",Inventory!AG228)","v":""},{"$f":"IF(Inventory!AH228=\"\",\"\",Inventory!AH228)","v":""},{"$f":"IF(Inventory!AI228=\"\",\"\",Inventory!AI228)","v":""},{"$f":"IF(Inventory!AJ228=\"\",\"\",Inventory!AJ228)","v":""},{"$f":"IF(Inventory!AK228=\"\",\"\",Inventory!AK228)","v":""},{"$f":"IF(Inventory!AL228=\"\",\"\",Inventory!AL228)","v":""},{"$f":"IF(Inventory!AM228=\"\",\"\",Inventory!AM228)","v":""},{"$f":"IF(Inventory!AN228=\"\",\"\",Inventory!AN228)","v":""},{"$f":"IF(Inventory!AO228=\"\",\"\",Inventory!AO228)","v":""},{"$f":"IF(Inventory!AP228=\"\",\"\",Inventory!AP228)","v":""},{"$f":"IF(Inventory!AQ228=\"\",\"\",Inventory!AQ228)","v":""}]
[null,220,{"$f":"IF(Inventory!C229=\"\",\"\",Inventory!C229)","v":""},{"$f":"IF(Inventory!D229=\"\",\"\",Inventory!D229)","v":""},{"$f":"IF(Inventory!X229=\"\",\"\",Inventory!X229)","v":""},{"$f":"IF(Inventory!Y229=\"\",\"\",Inventory!Y229)","v":""},{"$f":"IF(Inventory!Z229=\"\",\"\",Inventory!Z229)","v":""},{"$f":"IF(Inventory!AB229=\"\",\"\",Inventory!AB229)","v":""},{"$f":"IF(Inventory!AC229=\"\",\"\",Inventory!AC229)","v":""},{"$f":"IF(Inventory!AD229=\"\",\"\",Inventory!AD229)","v":""},{"$f":"IF(Inventory!AE229=\"\",\"\",Inventory!AE229)","v":""},{"$f":"IF(Inventory!AF229=\"\",\"\",Inventory!AF229)","v":""},{"$f":"IF(Inventory!AG229=\"\",\"\",Inventory!AG229)","v":""},{"$f":"IF(Inventory!AH229=\"\",\"\",Inventory!AH229)","v":""},{"$f":"IF(Inventory!AI229=\"\",\"\",Inventory!AI229)","v":""},{"$f":"IF(Inventory!AJ229=\"\",\"\",Inventory!AJ229)","v":""},{"$f":"IF(Inventory!AK229=\"\",\"\",Inventory!AK229)","v":""},{"$f":"IF(Inventory!AL229=\"\",\"\",Inventory!AL229)","v":""},{"$f":"IF(Inventory!AM229=\"\",\"\",Inventory!AM229)","v":""},{"$f":"IF(Inventory!AN229=\"\",\"\",Inventory!AN229)","v":""},{"$f":"IF(Inventory!AO229=\"\",\"\",Inventory!AO229)","v":""},{"$f":"IF(Inventory!AP229=\"\",\"\",Inventory!AP229)","v":""},{"$f":"IF(Inventory!AQ229=\"\",\"\",Inventory!AQ229)","v":""}]
[null,221,{"$f":"IF(Inventory!C230=\"\",\"\",Inventory!C230)","v":""},{"$f":"IF(Inventory!D230=\"\",\"\",Inventory!D230)","v":""},{"$f":"IF(Inventory!X230=\"\",\"\",Inventory!X230)","v":""},{"$f":"IF(Inventory!Y230=\"\",\"\",Inventory!Y230)","v":""},{"$f":"IF(Inventory!Z230=\"\",\"\",Inventory!Z230)","v":""},{"$f":"IF(Inventory!AB230=\"\",\"\",Inventory!AB230)","v":""},{"$f":"IF(Inventory!AC230=\"\",\"\",Inventory!AC230)","v":""},{"$f":"IF(Inventory!AD230=\"\",\"\",Inventory!AD230)","v":""},{"$f":"IF(Inventory!AE230=\"\",\"\",Inventory!AE230)","v":""},{"$f":"IF(Inventory!AF230=\"\",\"\",Inventory!AF230)","v":""},{"$f":"IF(Inventory!AG230=\"\",\"\",Inventory!AG230)","v":""},{"$f":"IF(Inventory!AH230=\"\",\"\",Inventory!AH230)","v":""},{"$f":"IF(Inventory!AI230=\"\",\"\",Inventory!AI230)","v":""},{"$f":"IF(Inventory!AJ230=\"\",\"\",Inventory!AJ230)","v":""},{"$f":"IF(Inventory!AK230=\"\",\"\",Inventory!AK230)","v":""},{"$f":"IF(Inventory!AL230=\"\",\"\",Inventory!AL230)","v":""},{"$f":"IF(Inventory!AM230=\"\",\"\",Inventory!AM230)","v":""},{"$f":"IF(Inventory!AN230=\"\",\"\",Inventory!AN230)","v":""},{"$f":"IF(Inventory!AO230=\"\",\"\",Inventory!AO230)","v":""},{"$f":"IF(Inventory!AP230=\"\",\"\",Inventory!AP230)","v":""},{"$f":"IF(Inventory!AQ230=\"\",\"\",Inventory!AQ230)","v":""}]
[null,222,{"$f":"IF(Inventory!C231=\"\",\"\",Inventory!C231)","v":""},{"$f":"IF(Inventory!D231=\"\",\"\",Inventory!D231)","v":""},{"$f":"IF(Inventory!X231=\"\",\"\",Inventory!X231)","v":""},{"$f":"IF(Inventory!Y231=\"\",\"\",Inventory!Y231)","v":""},{"$f":"IF(Inventory!Z231=\"\",\"\",Inventory!Z231)","v":""},{"$f":"IF(Inventory!AB231=\"\",\"\",Inventory!AB231)","v":""},{"$f":"IF(Inventory!AC231=\"\",\"\",Inventory!AC231)","v":""},{"$f":"IF(Inventory!AD231=\"\",\"\",Inventory!AD231)","v":""},{"$f":"IF(Inventory!AE231=\"\",\"\",Inventory!AE231)","v":""},{"$f":"IF(Inventory!AF231=\"\",\"\",Inventory!AF231)","v":""},{"$f":"IF(Inventory!AG231=\"\",\"\",Inventory!AG231)","v":""},{"$f":"IF(Inventory!AH231=\"\",\"\",Inventory!AH231)","v":""},{"$f":"IF(Inventory!AI231=\"\",\"\",Inventory!AI231)","v":""},{"$f":"IF(Inventory!AJ231=\"\",\"\",Inventory!AJ231)","v":""},{"$f":"IF(Inventory!AK231=\"\",\"\",Inventory!AK231)","v":""},{"$f":"IF(Inventory!AL231=\"\",\"\",Inventory!AL231)","v":""},{"$f":"IF(Inventory!AM231=\"\",\"\",Inventory!AM231)","v":""},{"$f":"IF(Inventory!AN231=\"\",\"\",Inventory!AN231)","v":""},{"$f":"IF(Inventory!AO231=\"\",\"\",Inventory!AO231)","v":""},{"$f":"IF(Inventory!AP231=\"\",\"\",Inventory!AP231)","v":""},{"$f":"IF(Inventory!AQ231=\"\",\"\",Inventory!AQ231)","v":""}]
[null,223,{"$f":"IF(Inventory!C232=\"\",\"\",Inventory!C232)","v":""},{"$f":"IF(Inventory!D232=\"\",\"\",Inventory!D232)","v":""},{"$f":"IF(Inventory!X232=\"\",\"\",Inventory!X232)","v":""},{"$f":"IF(Inventory!Y232=\"\",\"\",Inventory!Y232)","v":""},{"$f":"IF(Inventory!Z232=\"\",\"\",Inventory!Z232)","v":""},{"$f":"IF(Inventory!AB232=\"\",\"\",Inventory!AB232)","v":""},{"$f":"IF(Inventory!AC232=\"\",\"\",Inventory!AC232)","v":""},{"$f":"IF(Inventory!AD232=\"\",\"\",Inventory!AD232)","v":""},{"$f":"IF(Inventory!AE232=\"\",\"\",Inventory!AE232)","v":""},{"$f":"IF(Inventory!AF232=\"\",\"\",Inventory!AF232)","v":""},{"$f":"IF(Inventory!AG232=\"\",\"\",Inventory!AG232)","v":""},{"$f":"IF(Inventory!AH232=\"\",\"\",Inventory!AH232)","v":""},{"$f":"IF(Inventory!AI232=\"\",\"\",Inventory!AI232)","v":""},{"$f":"IF(Inventory!AJ232=\"\",\"\",Inventory!AJ232)","v":""},{"$f":"IF(Inventory!AK232=\"\",\"\",Inventory!AK232)","v":""},{"$f":"IF(Inventory!AL232=\"\",\"\",Inventory!AL232)","v":""},{"$f":"IF(Inventory!AM232=\"\",\"\",Inventory!AM232)","v":""},{"$f":"IF(Inventory!AN232=\"\",\"\",Inventory!AN232)","v":""},{"$f":"IF(Inventory!AO232=\"\",\"\",Inventory!AO232)","v":""},{"$f":"IF(Inventory!AP232=\"\",\"\",Inventory!AP232)","v":""},{"$f":"IF(Inventory!AQ232=\"\",\"\",Inventory!AQ232)","v":""}]
[null,224,{"$f":"IF(Inventory!C233=\"\",\"\",Inventory!C233)","v":""},{"$f":"IF(Inventory!D233=\"\",\"\",Inventory!D233)","v":""},{"$f":"IF(Inventory!X233=\"\",\"\",Inventory!X233)","v":""},{"$f":"IF(Inventory!Y233=\"\",\"\",Inventory!Y233)","v":""},{"$f":"IF(Inventory!Z233=\"\",\"\",Inventory!Z233)","v":""},{"$f":"IF(Inventory!AB233=\"\",\"\",Inventory!AB233)","v":""},{"$f":"IF(Inventory!AC233=\"\",\"\",Inventory!AC233)","v":""},{"$f":"IF(Inventory!AD233=\"\",\"\",Inventory!AD233)","v":""},{"$f":"IF(Inventory!AE233=\"\",\"\",Inventory!AE233)","v":""},{"$f":"IF(Inventory!AF233=\"\",\"\",Inventory!AF233)","v":""},{"$f":"IF(Inventory!AG233=\"\",\"\",Inventory!AG233)","v":""},{"$f":"IF(Inventory!AH233=\"\",\"\",Inventory!AH233)","v":""},{"$f":"IF(Inventory!AI233=\"\",\"\",Inventory!AI233)","v":""},{"$f":"IF(Inventory!AJ233=\"\",\"\",Inventory!AJ233)","v":""},{"$f":"IF(Inventory!AK233=\"\",\"\",Inventory!AK233)","v":""},{"$f":"IF(Inventory!AL233=\"\",\"\",Inventory!AL233)","v":""},{"$f":"IF(Inventory!AM233=\"\",\"\",Inventory!AM233)","v":""},{"$f":"IF(Inventory!AN233=\"\",\"\",Inventory!AN233)","v":""},{"$f":"IF(Inventory!AO233=\"\",\"\",Inventory!AO233)","v":""},{"$f":"IF(Inventory!AP233=\"\",\"\",Inventory!AP233)","v":""},{"$f":"IF(Inventory!AQ233=\"\",\"\",Inventory!AQ233)","v":""}]
[null,225,{"$f":"IF(Inventory!C234=\"\",\"\",Inventory!C234)","v":""},{"$f":"IF(Inventory!D234=\"\",\"\",Inventory!D234)","v":""},{"$f":"IF(Inventory!X234=\"\",\"\",Inventory!X234)","v":""},{"$f":"IF(Inventory!Y234=\"\",\"\",Inventory!Y234)","v":""},{"$f":"IF(Inventory!Z234=\"\",\"\",Inventory!Z234)","v":""},{"$f":"IF(Inventory!AB234=\"\",\"\",Inventory!AB234)","v":""},{"$f":"IF(Inventory!AC234=\"\",\"\",Inventory!AC234)","v":""},{"$f":"IF(Inventory!AD234=\"\",\"\",Inventory!AD234)","v":""},{"$f":"IF(Inventory!AE234=\"\",\"\",Inventory!AE234)","v":""},{"$f":"IF(Inventory!AF234=\"\",\"\",Inventory!AF234)","v":""},{"$f":"IF(Inventory!AG234=\"\",\"\",Inventory!AG234)","v":""},{"$f":"IF(Inventory!AH234=\"\",\"\",Inventory!AH234)","v":""},{"$f":"IF(Inventory!AI234=\"\",\"\",Inventory!AI234)","v":""},{"$f":"IF(Inventory!AJ234=\"\",\"\",Inventory!AJ234)","v":""},{"$f":"IF(Inventory!AK234=\"\",\"\",Inventory!AK234)","v":""},{"$f":"IF(Inventory!AL234=\"\",\"\",Inventory!AL234)","v":""},{"$f":"IF(Inventory!AM234=\"\",\"\",Inventory!AM234)","v":""},{"$f":"IF(Inventory!AN234=\"\",\"\",Inventory!AN234)","v":""},{"$f":"IF(Inventory!AO234=\"\",\"\",Inventory!AO234)","v":""},{"$f":"IF(Inventory!AP234=\"\",\"\",Inventory!AP234)","v":""},{"$f":"IF(Inventory!AQ234=\"\",\"\",Inventory!AQ234)","v":""}]
[null,226,{"$f":"IF(Inventory!C235=\"\",\"\",Inventory!C235)","v":""},{"$f":"IF(Inventory!D235=\"\",\"\",Inventory!D235)","v":""},{"$f":"IF(Inventory!X235=\"\",\"\",Inventory!X235)","v":""},{"$f":"IF(Inventory!Y235=\"\",\"\",Inventory!Y235)","v":""},{"$f":"IF(Inventory!Z235=\"\",\"\",Inventory!Z235)","v":""},{"$f":"IF(Inventory!AB235=\"\",\"\",Inventory!AB235)","v":""},{"$f":"IF(Inventory!AC235=\"\",\"\",Inventory!AC235)","v":""},{"$f":"IF(Inventory!AD235=\"\",\"\",Inventory!AD235)","v":""},{"$f":"IF(Inventory!AE235=\"\",\"\",Inventory!AE235)","v":""},{"$f":"IF(Inventory!AF235=\"\",\"\",Inventory!AF235)","v":""},{"$f":"IF(Inventory!AG235=\"\",\"\",Inventory!AG235)","v":""},{"$f":"IF(Inventory!AH235=\"\",\"\",Inventory!AH235)","v":""},{"$f":"IF(Inventory!AI235=\"\",\"\",Inventory!AI235)","v":""},{"$f":"IF(Inventory!AJ235=\"\",\"\",Inventory!AJ235)","v":""},{"$f":"IF(Inventory!AK235=\"\",\"\",Inventory!AK235)","v":""},{"$f":"IF(Inventory!AL235=\"\",\"\",Inventory!AL235)","v":""},{"$f":"IF(Inventory!AM235=\"\",\"\",Inventory!AM235)","v":""},{"$f":"IF(Inventory!AN235=\"\",\"\",Inventory!AN235)","v":""},{"$f":"IF(Inventory!AO235=\"\",\"\",Inventory!AO235)","v":""},{"$f":"IF(Inventory!AP235=\"\",\"\",Inventory!AP235)","v":""},{"$f":"IF(Inventory!AQ235=\"\",\"\",Inventory!AQ235)","v":""}]
[null,227,{"$f":"IF(Inventory!C236=\"\",\"\",Inventory!C236)","v":""},{"$f":"IF(Inventory!D236=\"\",\"\",Inventory!D236)","v":""},{"$f":"IF(Inventory!X236=\"\",\"\",Inventory!X236)","v":""},{"$f":"IF(Inventory!Y236=\"\",\"\",Inventory!Y236)","v":""},{"$f":"IF(Inventory!Z236=\"\",\"\",Inventory!Z236)","v":""},{"$f":"IF(Inventory!AB236=\"\",\"\",Inventory!AB236)","v":""},{"$f":"IF(Inventory!AC236=\"\",\"\",Inventory!AC236)","v":""},{"$f":"IF(Inventory!AD236=\"\",\"\",Inventory!AD236)","v":""},{"$f":"IF(Inventory!AE236=\"\",\"\",Inventory!AE236)","v":""},{"$f":"IF(Inventory!AF236=\"\",\"\",Inventory!AF236)","v":""},{"$f":"IF(Inventory!AG236=\"\",\"\",Inventory!AG236)","v":""},{"$f":"IF(Inventory!AH236=\"\",\"\",Inventory!AH236)","v":""},{"$f":"IF(Inventory!AI236=\"\",\"\",Inventory!AI236)","v":""},{"$f":"IF(Inventory!AJ236=\"\",\"\",Inventory!AJ236)","v":""},{"$f":"IF(Inventory!AK236=\"\",\"\",Inventory!AK236)","v":""},{"$f":"IF(Inventory!AL236=\"\",\"\",Inventory!AL236)","v":""},{"$f":"IF(Inventory!AM236=\"\",\"\",Inventory!AM236)","v":""},{"$f":"IF(Inventory!AN236=\"\",\"\",Inventory!AN236)","v":""},{"$f":"IF(Inventory!AO236=\"\",\"\",Inventory!AO236)","v":""},{"$f":"IF(Inventory!AP236=\"\",\"\",Inventory!AP236)","v":""},{"$f":"IF(Inventory!AQ236=\"\",\"\",Inventory!AQ236)","v":""}]
[null,228,{"$f":"IF(Inventory!C237=\"\",\"\",Inventory!C237)","v":""},{"$f":"IF(Inventory!D237=\"\",\"\",Inventory!D237)","v":""},{"$f":"IF(Inventory!X237=\"\",\"\",Inventory!X237)","v":""},{"$f":"IF(Inventory!Y237=\"\",\"\",Inventory!Y237)","v":""},{"$f":"IF(Inventory!Z237=\"\",\"\",Inventory!Z237)","v":""},{"$f":"IF(Inventory!AB237=\"\",\"\",Inventory!AB237)","v":""},{"$f":"IF(Inventory!AC237=\"\",\"\",Inventory!AC237)","v":""},{"$f":"IF(Inventory!AD237=\"\",\"\",Inventory!AD237)","v":""},{"$f":"IF(Inventory!AE237=\"\",\"\",Inventory!AE237)","v":""},{"$f":"IF(Inventory!AF237=\"\",\"\",Inventory!AF237)","v":""},{"$f":"IF(Inventory!AG237=\"\",\"\",Inventory!AG237)","v":""},{"$f":"IF(Inventory!AH237=\"\",\"\",Inventory!AH237)","v":""},{"$f":"IF(Inventory!AI237=\"\",\"\",Inventory!AI237)","v":""},{"$f":"IF(Inventory!AJ237=\"\",\"\",Inventory!AJ237)","v":""},{"$f":"IF(Inventory!AK237=\"\",\"\",Inventory!AK237)","v":""},{"$f":"IF(Inventory!AL237=\"\",\"\",Inventory!AL237)","v":""},{"$f":"IF(Inventory!AM237=\"\",\"\",Inventory!AM237)","v":""},{"$f":"IF(Inventory!AN237=\"\",\"\",Inventory!AN237)","v":""},{"$f":"IF(Inventory!AO237=\"\",\"\",Inventory!AO237)","v":""},{"$f":"IF(Inventory!AP237=\"\",\"\",Inventory!AP237)","v":""},{"$f":"IF(Inventory!AQ237=\"\",\"\",Inventory!AQ237)","v":""}]
[null,229,{"$f":"IF(Inventory!C238=\"\",\"\",Inventory!C238)","v":""},{"$f":"IF(Inventory!D238=\"\",\"\",Inventory!D238)","v":""},{"$f":"IF(Inventory!X238=\"\",\"\",Inventory!X238)","v":""},{"$f":"IF(Inventory!Y238=\"\",\"\",Inventory!Y238)","v":""},{"$f":"IF(Inventory!Z238=\"\",\"\",Inventory!Z238)","v":""},{"$f":"IF(Inventory!AB238=\"\",\"\",Inventory!AB238)","v":""},{"$f":"IF(Inventory!AC238=\"\",\"\",Inventory!AC238)","v":""},{"$f":"IF(Inventory!AD238=\"\",\"\",Inventory!AD238)","v":""},{"$f":"IF(Inventory!AE238=\"\",\"\",Inventory!AE238)","v":""},{"$f":"IF(Inventory!AF238=\"\",\"\",Inventory!AF238)","v":""},{"$f":"IF(Inventory!AG238=\"\",\"\",Inventory!AG238)","v":""},{"$f":"IF(Inventory!AH238=\"\",\"\",Inventory!AH238)","v":""},{"$f":"IF(Inventory!AI238=\"\",\"\",Inventory!AI238)","v":""},{"$f":"IF(Inventory!AJ238=\"\",\"\",Inventory!AJ238)","v":""},{"$f":"IF(Inventory!AK238=\"\",\"\",Inventory!AK238)","v":""},{"$f":"IF(Inventory!AL238=\"\",\"\",Inventory!AL238)","v":""},{"$f":"IF(Inventory!AM238=\"\",\"\",Inventory!AM238)","v":""},{"$f":"IF(Inventory!AN238=\"\",\"\",Inventory!AN238)","v":""},{"$f":"IF(Inventory!AO238=\"\",\"\",Inventory!AO238)","v":""},{"$f":"IF(Inventory!AP238=\"\",\"\",Inventory!AP238)","v":""},{"$f":"IF(Inventory!AQ238=\"\",\"\",Inventory!AQ238)","v":""}]
[null,230,{"$f":"IF(Inventory!C239=\"\",\"\",Inventory!C239)","v":""},{"$f":"IF(Inventory!D239=\"\",\"\",Inventory!D239)","v":""},{"$f":"IF(Inventory!X239=\"\",\"\",Inventory!X239)","v":""},{"$f":"IF(Inventory!Y239=\"\",\"\",Inventory!Y239)","v":""},{"$f":"IF(Inventory!Z239=\"\",\"\",Inventory!Z239)","v":""},{"$f":"IF(Inventory!AB239=\"\",\"\",Inventory!AB239)","v":""},{"$f":"IF(Inventory!AC239=\"\",\"\",Inventory!AC239)","v":""},{"$f":"IF(Inventory!AD239=\"\",\"\",Inventory!AD239)","v":""},{"$f":"IF(Inventory!AE239=\"\",\"\",Inventory!AE239)","v":""},{"$f":"IF(Inventory!AF239=\"\",\"\",Inventory!AF239)","v":""},{"$f":"IF(Inventory!AG239=\"\",\"\",Inventory!AG239)","v":""},{"$f":"IF(Inventory!AH239=\"\",\"\",Inventory!AH239)","v":""},{"$f":"IF(Inventory!AI239=\"\",\"\",Inventory!AI239)","v":""},{"$f":"IF(Inventory!AJ239=\"\",\"\",Inventory!AJ239)","v":""},{"$f":"IF(Inventory!AK239=\"\",\"\",Inventory!AK239)","v":""},{"$f":"IF(Inventory!AL239=\"\",\"\",Inventory!AL239)","v":""},{"$f":"IF(Inventory!AM239=\"\",\"\",Inventory!AM239)","v":""},{"$f":"IF(Inventory!AN239=\"\",\"\",Inventory!AN239)","v":""},{"$f":"IF(Inventory!AO239=\"\",\"\",Inventory!AO239)","v":""},{"$f":"IF(Inventory!AP239=\"\",\"\",Inventory!AP239)","v":""},{"$f":"IF(Inventory!AQ239=\"\",\"\",Inventory!AQ239)","v":""}]
[null,231,{"$f":"IF(Inventory!C240=\"\",\"\",Inventory!C240)","v":""},{"$f":"IF(Inventory!D240=\"\",\"\",Inventory!D240)","v":""},{"$f":"IF(Inventory!X240=\"\",\"\",Inventory!X240)","v":""},{"$f":"IF(Inventory!Y240=\"\",\"\",Inventory!Y240)","v":""},{"$f":"IF(Inventory!Z240=\"\",\"\",Inventory!Z240)","v":""},{"$f":"IF(Inventory!AB240=\"\",\"\",Inventory!AB240)","v":""},{"$f":"IF(Inventory!AC240=\"\",\"\",Inventory!AC240)","v":""},{"$f":"IF(Inventory!AD240=\"\",\"\",Inventory!AD240)","v":""},{"$f":"IF(Inventory!AE240=\"\",\"\",Inventory!AE240)","v":""},{"$f":"IF(Inventory!AF240=\"\",\"\",Inventory!AF240)","v":""},{"$f":"IF(Inventory!AG240=\"\",\"\",Inventory!AG240)","v":""},{"$f":"IF(Inventory!AH240=\"\",\"\",Inventory!AH240)","v":""},{"$f":"IF(Inventory!AI240=\"\",\"\",Inventory!AI240)","v":""},{"$f":"IF(Inventory!AJ240=\"\",\"\",Inventory!AJ240)","v":""},{"$f":"IF(Inventory!AK240=\"\",\"\",Inventory!AK240)","v":""},{"$f":"IF(Inventory!AL240=\"\",\"\",Inventory!AL240)","v":""},{"$f":"IF(Inventory!AM240=\"\",\"\",Inventory!AM240)","v":""},{"$f":"IF(Inventory!AN240=\"\",\"\",Inventory!AN240)","v":""},{"$f":"IF(Inventory!AO240=\"\",\"\",Inventory!AO240)","v":""},{"$f":"IF(Inventory!AP240=\"\",\"\",Inventory!AP240)","v":""},{"$f":"IF(Inventory!AQ240=\"\",\"\",Inventory!AQ240)","v":""}]
[null,232,{"$f":"IF(Inventory!C241=\"\",\"\",Inventory!C241)","v":""},{"$f":"IF(Inventory!D241=\"\",\"\",Inventory!D241)","v":""},{"$f":"IF(Inventory!X241=\"\",\"\",Inventory!X241)","v":""},{"$f":"IF(Inventory!Y241=\"\",\"\",Inventory!Y241)","v":""},{"$f":"IF(Inventory!Z241=\"\",\"\",Inventory!Z241)","v":""},{"$f":"IF(Inventory!AB241=\"\",\"\",Inventory!AB241)","v":""},{"$f":"IF(Inventory!AC241=\"\",\"\",Inventory!AC241)","v":""},{"$f":"IF(Inventory!AD241=\"\",\"\",Inventory!AD241)","v":""},{"$f":"IF(Inventory!AE241=\"\",\"\",Inventory!AE241)","v":""},{"$f":"IF(Inventory!AF241=\"\",\"\",Inventory!AF241)","v":""},{"$f":"IF(Inventory!AG241=\"\",\"\",Inventory!AG241)","v":""},{"$f":"IF(Inventory!AH241=\"\",\"\",Inventory!AH241)","v":""},{"$f":"IF(Inventory!AI241=\"\",\"\",Inventory!AI241)","v":""},{"$f":"IF(Inventory!AJ241=\"\",\"\",Inventory!AJ241)","v":""},{"$f":"IF(Inventory!AK241=\"\",\"\",Inventory!AK241)","v":""},{"$f":"IF(Inventory!AL241=\"\",\"\",Inventory!AL241)","v":""},{"$f":"IF(Inventory!AM241=\"\",\"\",Inventory!AM241)","v":""},{"$f":"IF(Inventory!AN241=\"\",\"\",Inventory!AN241)","v":""},{"$f":"IF(Inventory!AO241=\"\",\"\",Inventory!AO241)","v":""},{"$f":"IF(Inventory!AP241=\"\",\"\",Inventory!AP241)","v":""},{"$f":"IF(Inventory!AQ241=\"\",\"\",Inventory!AQ241)","v":""}]
[null,233,{"$f":"IF(Inventory!C242=\"\",\"\",Inventory!C242)","v":""},{"$f":"IF(Inventory!D242=\"\",\"\",Inventory!D242)","v":""},{"$f":"IF(Inventory!X242=\"\",\"\",Inventory!X242)","v":""},{"$f":"IF(Inventory!Y242=\"\",\"\",Inventory!Y242)","v":""},{"$f":"IF(Inventory!Z242=\"\",\"\",Inventory!Z242)","v":""},{"$f":"IF(Inventory!AB242=\"\",\"\",Inventory!AB242)","v":""},{"$f":"IF(Inventory!AC242=\"\",\"\",Inventory!AC242)","v":""},{"$f":"IF(Inventory!AD242=\"\",\"\",Inventory!AD242)","v":""},{"$f":"IF(Inventory!AE242=\"\",\"\",Inventory!AE242)","v":""},{"$f":"IF(Inventory!AF242=\"\",\"\",Inventory!AF242)","v":""},{"$f":"IF(Inventory!AG242=\"\",\"\",Inventory!AG242)","v":""},{"$f":"IF(Inventory!AH242=\"\",\"\",Inventory!AH242)","v":""},{"$f":"IF(Inventory!AI242=\"\",\"\",Inventory!AI242)","v":""},{"$f":"IF(Inventory!AJ242=\"\",\"\",Inventory!AJ242)","v":""},{"$f":"IF(Inventory!AK242=\"\",\"\",Inventory!AK242)","v":""},{"$f":"IF(Inventory!AL242=\"\",\"\",Inventory!AL242)","v":""},{"$f":"IF(Inventory!AM242=\"\",\"\",Inventory!AM242)","v":""},{"$f":"IF(Inventory!AN242=\"\",\"\",Inventory!AN242)","v":""},{"$f":"IF(Inventory!AO242=\"\",\"\",Inventory!AO242)","v":""},{"$f":"IF(Inventory!AP242=\"\",\"\",Inventory!AP242)","v":""},{"$f":"IF(Inventory!AQ242=\"\",\"\",Inventory!AQ242)","v":""}]
[null,234,{"$f":"IF(Inventory!C243=\"\",\"\",Inventory!C243)","v":""},{"$f":"IF(Inventory!D243=\"\",\"\",Inventory!D243)","v":""},{"$f":"IF(Inventory!X243=\"\",\"\",Inventory!X243)","v":""},{"$f":"IF(Inventory!Y243=\"\",\"\",Inventory!Y243)","v":""},{"$f":"IF(Inventory!Z243=\"\",\"\",Inventory!Z243)","v":""},{"$f":"IF(Inventory!AB243=\"\",\"\",Inventory!AB243)","v":""},{"$f":"IF(Inventory!AC243=\"\",\"\",Inventory!AC243)","v":""},{"$f":"IF(Inventory!AD243=\"\",\"\",Inventory!AD243)","v":""},{"$f":"IF(Inventory!AE243=\"\",\"\",Inventory!AE243)","v":""},{"$f":"IF(Inventory!AF243=\"\",\"\",Inventory!AF243)","v":""},{"$f":"IF(Inventory!AG243=\"\",\"\",Inventory!AG243)","v":""},{"$f":"IF(Inventory!AH243=\"\",\"\",Inventory!AH243)","v":""},{"$f":"IF(Inventory!AI243=\"\",\"\",Inventory!AI243)","v":""},{"$f":"IF(Inventory!AJ243=\"\",\"\",Inventory!AJ243)","v":""},{"$f":"IF(Inventory!AK243=\"\",\"\",Inventory!AK243)","v":""},{"$f":"IF(Inventory!AL243=\"\",\"\",Inventory!AL243)","v":""},{"$f":"IF(Inventory!AM243=\"\",\"\",Inventory!AM243)","v":""},{"$f":"IF(Inventory!AN243=\"\",\"\",Inventory!AN243)","v":""},{"$f":"IF(Inventory!AO243=\"\",\"\",Inventory!AO243)","v":""},{"$f":"IF(Inventory!AP243=\"\",\"\",Inventory!AP243)","v":""},{"$f":"IF(Inventory!AQ243=\"\",\"\",Inventory!AQ243)","v":""}]
[null,235,{"$f":"IF(Inventory!C244=\"\",\"\",Inventory!C244)","v":""},{"$f":"IF(Inventory!D244=\"\",\"\",Inventory!D244)","v":""},{"$f":"IF(Inventory!X244=\"\",\"\",Inventory!X244)","v":""},{"$f":"IF(Inventory!Y244=\"\",\"\",Inventory!Y244)","v":""},{"$f":"IF(Inventory!Z244=\"\",\"\",Inventory!Z244)","v":""},{"$f":"IF(Inventory!AB244=\"\",\"\",Inventory!AB244)","v":""},{"$f":"IF(Inventory!AC244=\"\",\"\",Inventory!AC244)","v":""},{"$f":"IF(Inventory!AD244=\"\",\"\",Inventory!AD244)","v":""},{"$f":"IF(Inventory!AE244=\"\",\"\",Inventory!AE244)","v":""},{"$f":"IF(Inventory!AF244=\"\",\"\",Inventory!AF244)","v":""},{"$f":"IF(Inventory!AG244=\"\",\"\",Inventory!AG244)","v":""},{"$f":"IF(Inventory!AH244=\"\",\"\",Inventory!AH244)","v":""},{"$f":"IF(Inventory!AI244=\"\",\"\",Inventory!AI244)","v":""},{"$f":"IF(Inventory!AJ244=\"\",\"\",Inventory!AJ244)","v":""},{"$f":"IF(Inventory!AK244=\"\",\"\",Inventory!AK244)","v":""},{"$f":"IF(Inventory!AL244=\"\",\"\",Inventory!AL244)","v":""},{"$f":"IF(Inventory!AM244=\"\",\"\",Inventory!AM244)","v":""},{"$f":"IF(Inventory!AN244=\"\",\"\",Inventory!AN244)","v":""},{"$f":"IF(Inventory!AO244=\"\",\"\",Inventory!AO244)","v":""},{"$f":"IF(Inventory!AP244=\"\",\"\",Inventory!AP244)","v":""},{"$f":"IF(Inventory!AQ244=\"\",\"\",Inventory!AQ244)","v":""}]
[null,236,{"$f":"IF(Inventory!C245=\"\",\"\",Inventory!C245)","v":""},{"$f":"IF(Inventory!D245=\"\",\"\",Inventory!D245)","v":""},{"$f":"IF(Inventory!X245=\"\",\"\",Inventory!X245)","v":""},{"$f":"IF(Inventory!Y245=\"\",\"\",Inventory!Y245)","v":""},{"$f":"IF(Inventory!Z245=\"\",\"\",Inventory!Z245)","v":""},{"$f":"IF(Inventory!AB245=\"\",\"\",Inventory!AB245)","v":""},{"$f":"IF(Inventory!AC245=\"\",\"\",Inventory!AC245)","v":""},{"$f":"IF(Inventory!AD245=\"\",\"\",Inventory!AD245)","v":""},{"$f":"IF(Inventory!AE245=\"\",\"\",Inventory!AE245)","v":""},{"$f":"IF(Inventory!AF245=\"\",\"\",Inventory!AF245)","v":""},{"$f":"IF(Inventory!AG245=\"\",\"\",Inventory!AG245)","v":""},{"$f":"IF(Inventory!AH245=\"\",\"\",Inventory!AH245)","v":""},{"$f":"IF(Inventory!AI245=\"\",\"\",Inventory!AI245)","v":""},{"$f":"IF(Inventory!AJ245=\"\",\"\",Inventory!AJ245)","v":""},{"$f":"IF(Inventory!AK245=\"\",\"\",Inventory!AK245)","v":""},{"$f":"IF(Inventory!AL245=\"\",\"\",Inventory!AL245)","v":""},{"$f":"IF(Inventory!AM245=\"\",\"\",Inventory!AM245)","v":""},{"$f":"IF(Inventory!AN245=\"\",\"\",Inventory!AN245)","v":""},{"$f":"IF(Inventory!AO245=\"\",\"\",Inventory!AO245)","v":""},{"$f":"IF(Inventory!AP245=\"\",\"\",Inventory!AP245)","v":""},{"$f":"IF(Inventory!AQ245=\"\",\"\",Inventory!AQ245)","v":""}]
[null,237,{"$f":"IF(Inventory!C246=\"\",\"\",Inventory!C246)","v":""},{"$f":"IF(Inventory!D246=\"\",\"\",Inventory!D246)","v":""},{"$f":"IF(Inventory!X246=\"\",\"\",Inventory!X246)","v":""},{"$f":"IF(Inventory!Y246=\"\",\"\",Inventory!Y246)","v":""},{"$f":"IF(Inventory!Z246=\"\",\"\",Inventory!Z246)","v":""},{"$f":"IF(Inventory!AB246=\"\",\"\",Inventory!AB246)","v":""},{"$f":"IF(Inventory!AC246=\"\",\"\",Inventory!AC246)","v":""},{"$f":"IF(Inventory!AD246=\"\",\"\",Inventory!AD246)","v":""},{"$f":"IF(Inventory!AE246=\"\",\"\",Inventory!AE246)","v":""},{"$f":"IF(Inventory!AF246=\"\",\"\",Inventory!AF246)","v":""},{"$f":"IF(Inventory!AG246=\"\",\"\",Inventory!AG246)","v":""},{"$f":"IF(Inventory!AH246=\"\",\"\",Inventory!AH246)","v":""},{"$f":"IF(Inventory!AI246=\"\",\"\",Inventory!AI246)","v":""},{"$f":"IF(Inventory!AJ246=\"\",\"\",Inventory!AJ246)","v":""},{"$f":"IF(Inventory!AK246=\"\",\"\",Inventory!AK246)","v":""},{"$f":"IF(Inventory!AL246=\"\",\"\",Inventory!AL246)","v":""},{"$f":"IF(Inventory!AM246=\"\",\"\",Inventory!AM246)","v":""},{"$f":"IF(Inventory!AN246=\"\",\"\",Inventory!AN246)","v":""},{"$f":"IF(Inventory!AO246=\"\",\"\",Inventory!AO246)","v":""},{"$f":"IF(Inventory!AP246=\"\",\"\",Inventory!AP246)","v":""},{"$f":"IF(Inventory!AQ246=\"\",\"\",Inventory!AQ246)","v":""}]
[null,238,{"$f":"IF(Inventory!C247=\"\",\"\",Inventory!C247)","v":""},{"$f":"IF(Inventory!D247=\"\",\"\",Inventory!D247)","v":""},{"$f":"IF(Inventory!X247=\"\",\"\",Inventory!X247)","v":""},{"$f":"IF(Inventory!Y247=\"\",\"\",Inventory!Y247)","v":""},{"$f":"IF(Inventory!Z247=\"\",\"\",Inventory!Z247)","v":""},{"$f":"IF(Inventory!AB247=\"\",\"\",Inventory!AB247)","v":""},{"$f":"IF(Inventory!AC247=\"\",\"\",Inventory!AC247)","v":""},{"$f":"IF(Inventory!AD247=\"\",\"\",Inventory!AD247)","v":""},{"$f":"IF(Inventory!AE247=\"\",\"\",Inventory!AE247)","v":""},{"$f":"IF(Inventory!AF247=\"\",\"\",Inventory!AF247)","v":""},{"$f":"IF(Inventory!AG247=\"\",\"\",Inventory!AG247)","v":""},{"$f":"IF(Inventory!AH247=\"\",\"\",Inventory!AH247)","v":""},{"$f":"IF(Inventory!AI247=\"\",\"\",Inventory!AI247)","v":""},{"$f":"IF(Inventory!AJ247=\"\",\"\",Inventory!AJ247)","v":""},{"$f":"IF(Inventory!AK247=\"\",\"\",Inventory!AK247)","v":""},{"$f":"IF(Inventory!AL247=\"\",\"\",Inventory!AL247)","v":""},{"$f":"IF(Inventory!AM247=\"\",\"\",Inventory!AM247)","v":""},{"$f":"IF(Inventory!AN247=\"\",\"\",Inventory!AN247)","v":""},{"$f":"IF(Inventory!AO247=\"\",\"\",Inventory!AO247)","v":""},{"$f":"IF(Inventory!AP247=\"\",\"\",Inventory!AP247)","v":""},{"$f":"IF(Inventory!AQ247=\"\",\"\",Inventory!AQ247)","v":""}]
[null,239,{"$f":"IF(Inventory!C248=\"\",\"\",Inventory!C248)","v":""},{"$f":"IF(Inventory!D248=\"\",\"\",Inventory!D248)","v":""},{"$f":"IF(Inventory!X248=\"\",\"\",Inventory!X248)","v":""},{"$f":"IF(Inventory!Y248=\"\",\"\",Inventory!Y248)","v":""},{"$f":"IF(Inventory!Z248=\"\",\"\",Inventory!Z248)","v":""},{"$f":"IF(Inventory!AB248=\"\",\"\",Inventory!AB248)","v":""},{"$f":"IF(Inventory!AC248=\"\",\"\",Inventory!AC248)","v":""},{"$f":"IF(Inventory!AD248=\"\",\"\",Inventory!AD248)","v":""},{"$f":"IF(Inventory!AE248=\"\",\"\",Inventory!AE248)","v":""},{"$f":"IF(Inventory!AF248=\"\",\"\",Inventory!AF248)","v":""},{"$f":"IF(Inventory!AG248=\"\",\"\",Inventory!AG248)","v":""},{"$f":"IF(Inventory!AH248=\"\",\"\",Inventory!AH248)","v":""},{"$f":"IF(Inventory!AI248=\"\",\"\",Inventory!AI248)","v":""},{"$f":"IF(Inventory!AJ248=\"\",\"\",Inventory!AJ248)","v":""},{"$f":"IF(Inventory!AK248=\"\",\"\",Inventory!AK248)","v":""},{"$f":"IF(Inventory!AL248=\"\",\"\",Inventory!AL248)","v":""},{"$f":"IF(Inventory!AM248=\"\",\"\",Inventory!AM248)","v":""},{"$f":"IF(Inventory!AN248=\"\",\"\",Inventory!AN248)","v":""},{"$f":"IF(Inventory!AO248=\"\",\"\",Inventory!AO248)","v":""},{"$f":"IF(Inventory!AP248=\"\",\"\",Inventory!AP248)","v":""},{"$f":"IF(Inventory!AQ248=\"\",\"\",Inventory!AQ248)","v":""}]
[null,240,{"$f":"IF(Inventory!C249=\"\",\"\",Inventory!C249)","v":""},{"$f":"IF(Inventory!D249=\"\",\"\",Inventory!D249)","v":""},{"$f":"IF(Inventory!X249=\"\",\"\",Inventory!X249)","v":""},{"$f":"IF(Inventory!Y249=\"\",\"\",Inventory!Y249)","v":""},{"$f":"IF(Inventory!Z249=\"\",\"\",Inventory!Z249)","v":""},{"$f":"IF(Inventory!AB249=\"\",\"\",Inventory!AB249)","v":""},{"$f":"IF(Inventory!AC249=\"\",\"\",Inventory!AC249)","v":""},{"$f":"IF(Inventory!AD249=\"\",\"\",Inventory!AD249)","v":""},{"$f":"IF(Inventory!AE249=\"\",\"\",Inventory!AE249)","v":""},{"$f":"IF(Inventory!AF249=\"\",\"\",Inventory!AF249)","v":""},{"$f":"IF(Inventory!AG249=\"\",\"\",Inventory!AG249)","v":""},{"$f":"IF(Inventory!AH249=\"\",\"\",Inventory!AH249)","v":""},{"$f":"IF(Inventory!AI249=\"\",\"\",Inventory!AI249)","v":""},{"$f":"IF(Inventory!AJ249=\"\",\"\",Inventory!AJ249)","v":""},{"$f":"IF(Inventory!AK249=\"\",\"\",Inventory!AK249)","v":""},{"$f":"IF(Inventory!AL249=\"\",\"\",Inventory!AL249)","v":""},{"$f":"IF(Inventory!AM249=\"\",\"\",Inventory!AM249)","v":""},{"$f":"IF(Inventory!AN249=\"\",\"\",Inventory!AN249)","v":""},{"$f":"IF(Inventory!AO249=\"\",\"\",Inventory!AO249)","v":""},{"$f":"IF(Inventory!AP249=\"\",\"\",Inventory!AP249)","v":""},{"$f":"IF(Inventory!AQ249=\"\",\"\",Inventory!AQ249)","v":""}]
[null,241,{"$f":"IF(Inventory!C250=\"\",\"\",Inventory!C250)","v":""},{"$f":"IF(Inventory!D250=\"\",\"\",Inventory!D250)","v":""},{"$f":"IF(Inventory!X250=\"\",\"\",Inventory!X250)","v":""},{"$f":"IF(Inventory!Y250=\"\",\"\",Inventory!Y250)","v":""},{"$f":"IF(Inventory!Z250=\"\",\"\",Inventory!Z250)","v":""},{"$f":"IF(Inventory!AB250=\"\",\"\",Inventory!AB250)","v":""},{"$f":"IF(Inventory!AC250=\"\",\"\",Inventory!AC250)","v":""},{"$f":"IF(Inventory!AD250=\"\",\"\",Inventory!AD250)","v":""},{"$f":"IF(Inventory!AE250=\"\",\"\",Inventory!AE250)","v":""},{"$f":"IF(Inventory!AF250=\"\",\"\",Inventory!AF250)","v":""},{"$f":"IF(Inventory!AG250=\"\",\"\",Inventory!AG250)","v":""},{"$f":"IF(Inventory!AH250=\"\",\"\",Inventory!AH250)","v":""},{"$f":"IF(Inventory!AI250=\"\",\"\",Inventory!AI250)","v":""},{"$f":"IF(Inventory!AJ250=\"\",\"\",Inventory!AJ250)","v":""},{"$f":"IF(Inventory!AK250=\"\",\"\",Inventory!AK250)","v":""},{"$f":"IF(Inventory!AL250=\"\",\"\",Inventory!AL250)","v":""},{"$f":"IF(Inventory!AM250=\"\",\"\",Inventory!AM250)","v":""},{"$f":"IF(Inventory!AN250=\"\",\"\",Inventory!AN250)","v":""},{"$f":"IF(Inventory!AO250=\"\",\"\",Inventory!AO250)","v":""},{"$f":"IF(Inventory!AP250=\"\",\"\",Inventory!AP250)","v":""},{"$f":"IF(Inventory!AQ250=\"\",\"\",Inventory!AQ250)","v":""}]
[null,242,{"$f":"IF(Inventory!C251=\"\",\"\",Inventory!C251)","v":""},{"$f":"IF(Inventory!D251=\"\",\"\",Inventory!D251)","v":""},{"$f":"IF(Inventory!X251=\"\",\"\",Inventory!X251)","v":""},{"$f":"IF(Inventory!Y251=\"\",\"\",Inventory!Y251)","v":""},{"$f":"IF(Inventory!Z251=\"\",\"\",Inventory!Z251)","v":""},{"$f":"IF(Inventory!AB251=\"\",\"\",Inventory!AB251)","v":""},{"$f":"IF(Inventory!AC251=\"\",\"\",Inventory!AC251)","v":""},{"$f":"IF(Inventory!AD251=\"\",\"\",Inventory!AD251)","v":""},{"$f":"IF(Inventory!AE251=\"\",\"\",Inventory!AE251)","v":""},{"$f":"IF(Inventory!AF251=\"\",\"\",Inventory!AF251)","v":""},{"$f":"IF(Inventory!AG251=\"\",\"\",Inventory!AG251)","v":""},{"$f":"IF(Inventory!AH251=\"\",\"\",Inventory!AH251)","v":""},{"$f":"IF(Inventory!AI251=\"\",\"\",Inventory!AI251)","v":""},{"$f":"IF(Inventory!AJ251=\"\",\"\",Inventory!AJ251)","v":""},{"$f":"IF(Inventory!AK251=\"\",\"\",Inventory!AK251)","v":""},{"$f":"IF(Inventory!AL251=\"\",\"\",Inventory!AL251)","v":""},{"$f":"IF(Inventory!AM251=\"\",\"\",Inventory!AM251)","v":""},{"$f":"IF(Inventory!AN251=\"\",\"\",Inventory!AN251)","v":""},{"$f":"IF(Inventory!AO251=\"\",\"\",Inventory!AO251)","v":""},{"$f":"IF(Inventory!AP251=\"\",\"\",Inventory!AP251)","v":""},{"$f":"IF(Inventory!AQ251=\"\",\"\",Inventory!AQ251)","v":""}]
[null,243,{"$f":"IF(Inventory!C252=\"\",\"\",Inventory!C252)","v":""},{"$f":"IF(Inventory!D252=\"\",\"\",Inventory!D252)","v":""},{"$f":"IF(Inventory!X252=\"\",\"\",Inventory!X252)","v":""},{"$f":"IF(Inventory!Y252=\"\",\"\",Inventory!Y252)","v":""},{"$f":"IF(Inventory!Z252=\"\",\"\",Inventory!Z252)","v":""},{"$f":"IF(Inventory!AB252=\"\",\"\",Inventory!AB252)","v":""},{"$f":"IF(Inventory!AC252=\"\",\"\",Inventory!AC252)","v":""},{"$f":"IF(Inventory!AD252=\"\",\"\",Inventory!AD252)","v":""},{"$f":"IF(Inventory!AE252=\"\",\"\",Inventory!AE252)","v":""},{"$f":"IF(Inventory!AF252=\"\",\"\",Inventory!AF252)","v":""},{"$f":"IF(Inventory!AG252=\"\",\"\",Inventory!AG252)","v":""},{"$f":"IF(Inventory!AH252=\"\",\"\",Inventory!AH252)","v":""},{"$f":"IF(Inventory!AI252=\"\",\"\",Inventory!AI252)","v":""},{"$f":"IF(Inventory!AJ252=\"\",\"\",Inventory!AJ252)","v":""},{"$f":"IF(Inventory!AK252=\"\",\"\",Inventory!AK252)","v":""},{"$f":"IF(Inventory!AL252=\"\",\"\",Inventory!AL252)","v":""},{"$f":"IF(Inventory!AM252=\"\",\"\",Inventory!AM252)","v":""},{"$f":"IF(Inventory!AN252=\"\",\"\",Inventory!AN252)","v":""},{"$f":"IF(Inventory!AO252=\"\",\"\",Inventory!AO252)","v":""},{"$f":"IF(Inventory!AP252=\"\",\"\",Inventory!AP252)","v":""},{"$f":"IF(Inventory!AQ252=\"\",\"\",Inventory!AQ252)","v":""}]
[null,244,{"$f":"IF(Inventory!C253=\"\",\"\",Inventory!C253)","v":""},{"$f":"IF(Inventory!D253=\"\",\"\",Inventory!D253)","v":""},{"$f":"IF(Inventory!X253=\"\",\"\",Inventory!X253)","v":""},{"$f":"IF(Inventory!Y253=\"\",\"\",Inventory!Y253)","v":""},{"$f":"IF(Inventory!Z253=\"\",\"\",Inventory!Z253)","v":""},{"$f":"IF(Inventory!AB253=\"\",\"\",Inventory!AB253)","v":""},{"$f":"IF(Inventory!AC253=\"\",\"\",Inventory!AC253)","v":""},{"$f":"IF(Inventory!AD253=\"\",\"\",Inventory!AD253)","v":""},{"$f":"IF(Inventory!AE253=\"\",\"\",Inventory!AE253)","v":""},{"$f":"IF(Inventory!AF253=\"\",\"\",Inventory!AF253)","v":""},{"$f":"IF(Inventory!AG253=\"\",\"\",Inventory!AG253)","v":""},{"$f":"IF(Inventory!AH253=\"\",\"\",Inventory!AH253)","v":""},{"$f":"IF(Inventory!AI253=\"\",\"\",Inventory!AI253)","v":""},{"$f":"IF(Inventory!AJ253=\"\",\"\",Inventory!AJ253)","v":""},{"$f":"IF(Inventory!AK253=\"\",\"\",Inventory!AK253)","v":""},{"$f":"IF(Inventory!AL253=\"\",\"\",Inventory!AL253)","v":""},{"$f":"IF(Inventory!AM253=\"\",\"\",Inventory!AM253)","v":""},{"$f":"IF(Inventory!AN253=\"\",\"\",Inventory!AN253)","v":""},{"$f":"IF(Inventory!AO253=\"\",\"\",Inventory!AO253)","v":""},{"$f":"IF(Inventory!AP253=\"\",\"\",Inventory!AP253)","v":""},{"$f":"IF(Inventory!AQ253=\"\",\"\",Inventory!AQ253)","v":""}]
[null,245,{"$f":"IF(Inventory!C254=\"\",\"\",Inventory!C254)","v":""},{"$f":"IF(Inventory!D254=\"\",\"\",Inventory!D254)","v":""},{"$f":"IF(Inventory!X254=\"\",\"\",Inventory!X254)","v":""},{"$f":"IF(Inventory!Y254=\"\",\"\",Inventory!Y254)","v":""},{"$f":"IF(Inventory!Z254=\"\",\"\",Inventory!Z254)","v":""},{"$f":"IF(Inventory!AB254=\"\",\"\",Inventory!AB254)","v":""},{"$f":"IF(Inventory!AC254=\"\",\"\",Inventory!AC254)","v":""},{"$f":"IF(Inventory!AD254=\"\",\"\",Inventory!AD254)","v":""},{"$f":"IF(Inventory!AE254=\"\",\"\",Inventory!AE254)","v":""},{"$f":"IF(Inventory!AF254=\"\",\"\",Inventory!AF254)","v":""},{"$f":"IF(Inventory!AG254=\"\",\"\",Inventory!AG254)","v":""},{"$f":"IF(Inventory!AH254=\"\",\"\",Inventory!AH254)","v":""},{"$f":"IF(Inventory!AI254=\"\",\"\",Inventory!AI254)","v":""},{"$f":"IF(Inventory!AJ254=\"\",\"\",Inventory!AJ254)","v":""},{"$f":"IF(Inventory!AK254=\"\",\"\",Inventory!AK254)","v":""},{"$f":"IF(Inventory!AL254=\"\",\"\",Inventory!AL254)","v":""},{"$f":"IF(Inventory!AM254=\"\",\"\",Inventory!AM254)","v":""},{"$f":"IF(Inventory!AN254=\"\",\"\",Inventory!AN254)","v":""},{"$f":"IF(Inventory!AO254=\"\",\"\",Inventory!AO254)","v":""},{"$f":"IF(Inventory!AP254=\"\",\"\",Inventory!AP254)","v":""},{"$f":"IF(Inventory!AQ254=\"\",\"\",Inventory!AQ254)","v":""}]
[null,246,{"$f":"IF(Inventory!C255=\"\",\"\",Inventory!C255)","v":""},{"$f":"IF(Inventory!D255=\"\",\"\",Inventory!D255)","v":""},{"$f":"IF(Inventory!X255=\"\",\"\",Inventory!X255)","v":""},{"$f":"IF(Inventory!Y255=\"\",\"\",Inventory!Y255)","v":""},{"$f":"IF(Inventory!Z255=\"\",\"\",Inventory!Z255)","v":""},{"$f":"IF(Inventory!AB255=\"\",\"\",Inventory!AB255)","v":""},{"$f":"IF(Inventory!AC255=\"\",\"\",Inventory!AC255)","v":""},{"$f":"IF(Inventory!AD255=\"\",\"\",Inventory!AD255)","v":""},{"$f":"IF(Inventory!AE255=\"\",\"\",Inventory!AE255)","v":""},{"$f":"IF(Inventory!AF255=\"\",\"\",Inventory!AF255)","v":""},{"$f":"IF(Inventory!AG255=\"\",\"\",Inventory!AG255)","v":""},{"$f":"IF(Inventory!AH255=\"\",\"\",Inventory!AH255)","v":""},{"$f":"IF(Inventory!AI255=\"\",\"\",Inventory!AI255)","v":""},{"$f":"IF(Inventory!AJ255=\"\",\"\",Inventory!AJ255)","v":""},{"$f":"IF(Inventory!AK255=\"\",\"\",Inventory!AK255)","v":""},{"$f":"IF(Inventory!AL255=\"\",\"\",Inventory!AL255)","v":""},{"$f":"IF(Inventory!AM255=\"\",\"\",Inventory!AM255)","v":""},{"$f":"IF(Inventory!AN255=\"\",\"\",Inventory!AN255)","v":""},{"$f":"IF(Inventory!AO255=\"\",\"\",Inventory!AO255)","v":""},{"$f":"IF(Inventory!AP255=\"\",\"\",Inventory!AP255)","v":""},{"$f":"IF(Inventory!AQ255=\"\",\"\",Inventory!AQ255)","v":""}]
[null,247,{"$f":"IF(Inventory!C256=\"\",\"\",Inventory!C256)","v":""},{"$f":"IF(Inventory!D256=\"\",\"\",Inventory!D256)","v":""},{"$f":"IF(Inventory!X256=\"\",\"\",Inventory!X256)","v":""},{"$f":"IF(Inventory!Y256=\"\",\"\",Inventory!Y256)","v":""},{"$f":"IF(Inventory!Z256=\"\",\"\",Inventory!Z256)","v":""},{"$f":"IF(Inventory!AB256=\"\",\"\",Inventory!AB256)","v":""},{"$f":"IF(Inventory!AC256=\"\",\"\",Inventory!AC256)","v":""},{"$f":"IF(Inventory!AD256=\"\",\"\",Inventory!AD256)","v":""},{"$f":"IF(Inventory!AE256=\"\",\"\",Inventory!AE256)","v":""},{"$f":"IF(Inventory!AF256=\"\",\"\",Inventory!AF256)","v":""},{"$f":"IF(Inventory!AG256=\"\",\"\",Inventory!AG256)","v":""},{"$f":"IF(Inventory!AH256=\"\",\"\",Inventory!AH256)","v":""},{"$f":"IF(Inventory!AI256=\"\",\"\",Inventory!AI256)","v":""},{"$f":"IF(Inventory!AJ256=\"\",\"\",Inventory!AJ256)","v":""},{"$f":"IF(Inventory!AK256=\"\",\"\",Inventory!AK256)","v":""},{"$f":"IF(Inventory!AL256=\"\",\"\",Inventory!AL256)","v":""},{"$f":"IF(Inventory!AM256=\"\",\"\",Inventory!AM256)","v":""},{"$f":"IF(Inventory!AN256=\"\",\"\",Inventory!AN256)","v":""},{"$f":"IF(Inventory!AO256=\"\",\"\",Inventory!AO256)","v":""},{"$f":"IF(Inventory!AP256=\"\",\"\",Inventory!AP256)","v":""},{"$f":"IF(Inventory!AQ256=\"\",\"\",Inventory!AQ256)","v":""}]
[null,248,{"$f":"IF(Inventory!C257=\"\",\"\",Inventory!C257)","v":""},{"$f":"IF(Inventory!D257=\"\",\"\",Inventory!D257)","v":""},{"$f":"IF(Inventory!X257=\"\",\"\",Inventory!X257)","v":""},{"$f":"IF(Inventory!Y257=\"\",\"\",Inventory!Y257)","v":""},{"$f":"IF(Inventory!Z257=\"\",\"\",Inventory!Z257)","v":""},{"$f":"IF(Inventory!AB257=\"\",\"\",Inventory!AB257)","v":""},{"$f":"IF(Inventory!AC257=\"\",\"\",Inventory!AC257)","v":""},{"$f":"IF(Inventory!AD257=\"\",\"\",Inventory!AD257)","v":""},{"$f":"IF(Inventory!AE257=\"\",\"\",Inventory!AE257)","v":""},{"$f":"IF(Inventory!AF257=\"\",\"\",Inventory!AF257)","v":""},{"$f":"IF(Inventory!AG257=\"\",\"\",Inventory!AG257)","v":""},{"$f":"IF(Inventory!AH257=\"\",\"\",Inventory!AH257)","v":""},{"$f":"IF(Inventory!AI257=\"\",\"\",Inventory!AI257)","v":""},{"$f":"IF(Inventory!AJ257=\"\",\"\",Inventory!AJ257)","v":""},{"$f":"IF(Inventory!AK257=\"\",\"\",Inventory!AK257)","v":""},{"$f":"IF(Inventory!AL257=\"\",\"\",Inventory!AL257)","v":""},{"$f":"IF(Inventory!AM257=\"\",\"\",Inventory!AM257)","v":""},{"$f":"IF(Inventory!AN257=\"\",\"\",Inventory!AN257)","v":""},{"$f":"IF(Inventory!AO257=\"\",\"\",Inventory!AO257)","v":""},{"$f":"IF(Inventory!AP257=\"\",\"\",Inventory!AP257)","v":""},{"$f":"IF(Inventory!AQ257=\"\",\"\",Inventory!AQ257)","v":""}]
[null,249,{"$f":"IF(Inventory!C258=\"\",\"\",Inventory!C258)","v":""},{"$f":"IF(Inventory!D258=\"\",\"\",Inventory!D258)","v":""},{"$f":"IF(Inventory!X258=\"\",\"\",Inventory!X258)","v":""},{"$f":"IF(Inventory!Y258=\"\",\"\",Inventory!Y258)","v":""},{"$f":"IF(Inventory!Z258=\"\",\"\",Inventory!Z258)","v":""},{"$f":"IF(Inventory!AB258=\"\",\"\",Inventory!AB258)","v":""},{"$f":"IF(Inventory!AC258=\"\",\"\",Inventory!AC258)","v":""},{"$f":"IF(Inventory!AD258=\"\",\"\",Inventory!AD258)","v":""},{"$f":"IF(Inventory!AE258=\"\",\"\",Inventory!AE258)","v":""},{"$f":"IF(Inventory!AF258=\"\",\"\",Inventory!AF258)","v":""},{"$f":"IF(Inventory!AG258=\"\",\"\",Inventory!AG258)","v":""},{"$f":"IF(Inventory!AH258=\"\",\"\",Inventory!AH258)","v":""},{"$f":"IF(Inventory!AI258=\"\",\"\",Inventory!AI258)","v":""},{"$f":"IF(Inventory!AJ258=\"\",\"\",Inventory!AJ258)","v":""},{"$f":"IF(Inventory!AK258=\"\",\"\",Inventory!AK258)","v":""},{"$f":"IF(Inventory!AL258=\"\",\"\",Inventory!AL258)","v":""},{"$f":"IF(Inventory!AM258=\"\",\"\",Inventory!AM258)","v":""},{"$f":"IF(Inventory!AN258=\"\",\"\",Inventory!AN258)","v":""},{"$f":"IF(Inventory!AO258=\"\",\"\",Inventory!AO258)","v":""},{"$f":"IF(Inventory!AP258=\"\",\"\",Inventory!AP258)","v":""},{"$f":"IF(Inventory!AQ258=\"\",\"\",Inventory!AQ258)","v":""}]
[null,250,{"$f":"IF(Inventory!C259=\"\",\"\",Inventory!C259)","v":""},{"$f":"IF(Inventory!D259=\"\",\"\",Inventory!D259)","v":""},{"$f":"IF(Inventory!X259=\"\",\"\",Inventory!X259)","v":""},{"$f":"IF(Inventory!Y259=\"\",\"\",Inventory!Y259)","v":""},{"$f":"IF(Inventory!Z259=\"\",\"\",Inventory!Z259)","v":""},{"$f":"IF(Inventory!AB259=\"\",\"\",Inventory!AB259)","v":""},{"$f":"IF(Inventory!AC259=\"\",\"\",Inventory!AC259)","v":""},{"$f":"IF(Inventory!AD259=\"\",\"\",Inventory!AD259)","v":""},{"$f":"IF(Inventory!AE259=\"\",\"\",Inventory!AE259)","v":""},{"$f":"IF(Inventory!AF259=\"\",\"\",Inventory!AF259)","v":""},{"$f":"IF(Inventory!AG259=\"\",\"\",Inventory!AG259)","v":""},{"$f":"IF(Inventory!AH259=\"\",\"\",Inventory!AH259)","v":""},{"$f":"IF(Inventory!AI259=\"\",\"\",Inventory!AI259)","v":""},{"$f":"IF(Inventory!AJ259=\"\",\"\",Inventory!AJ259)","v":""},{"$f":"IF(Inventory!AK259=\"\",\"\",Inventory!AK259)","v":""},{"$f":"IF(Inventory!AL259=\"\",\"\",Inventory!AL259)","v":""},{"$f":"IF(Inventory!AM259=\"\",\"\",Inventory!AM259)","v":""},{"$f":"IF(Inventory!AN259=\"\",\"\",Inventory!AN259)","v":""},{"$f":"IF(Inventory!AO259=\"\",\"\",Inventory!AO259)","v":""},{"$f":"IF(Inventory!AP259=\"\",\"\",Inventory!AP259)","v":""},{"$f":"IF(Inventory!AQ259=\"\",\"\",Inventory!AQ259)","v":""}]

{"sheet":"Factor Tables","index":8,"n_rows":105,"n_cols":25,"rows_kept":105,"cut":false,"hidden":false,"merged":[[2,14,2,24],[23,2,23,12],[23,14,23,24],[44,2,44,12],[44,14,44,24],[44,13,45,13],[2,1,3,1],[2,13,3,13],[65,1,66,1],[44,1,45,1],[2,2,2,12],[65,2,65,12],[65,13,66,13],[86,1,87,1],[86,2,86,12],[86,13,87,13],[86,14,86,24],[23,1,24,1],[23,13,24,13],[65,14,65,24]]}
[]
[null,"Deemed Savings Coefficients",null,null,null,null,null,null,null,null,null,null,null,null,null,null,null,null,null,null,null,null,null,null,"Weather Zone 3: New Orleans"]
[null,"Building Type","Demand Factors",null,null,null,null,null,null,null,null,null,null,"Building Type","Equivalent Full-Load Hours"]
[null,null,"Air Cooled\nChiller","Water Cooled\nChiller","DX AC","DX HP Clg","DX HP Htg","VRF AC","VRF HP Clg","VRF HP Htg","PTAC","PTHP Clg","PTHP Htg",null,"Air Cooled\nChiller","Water Cooled\nChiller","DX AC","DX HP Clg","DX HP Htg","VRF AC","VRF HP Clg","VRF HP Htg","PTAC","PTHP Clg","PTHP Htg"]
[null,"Assembly",0.82,0.82,0.82,0.82,0,0.82,0.82,0,0.82,0.82,0,"Assembly",2641,2641,2641,2641,324,2641,2641,324,2641,2641,324]
[null,"Lodging",0.77,0.77,0.77,0.77,0,0.77,0.77,0,0.77,0.77,0,"Lodging",1880,1880,1880,1880,437,1880,1880,437,1880,1880,437]
[null,"Medical (Clinic)",0.85,0.85,0.85,0.85,0,0.85,0.85,0,0.85,0.85,0,"Medical (Clinic)",1793,1793,1793,1793,408,1793,1793,408,1793,1793,408]
[null,"Office (Large > 30k SqFt)",0.84,0.84,0.84,0.84,0,0.84,0.84,0,0.84,0.84,0,"Office (Large > 30k SqFt)",2264,2264,2264,2264,465,2264,2264,465,2264,2264,465]
[null,"Office (Small <= 30k SqFt)",0.84,0.84,0.84,0.84,0,0.84,0.84,0,0.84,0.84,0,"Office (Small <= 30k SqFt)",2275,2275,2275,2275,115,2275,2275,115,2275,2275,115]
[null,"Religious Worship",0.82,0.82,0.82,0.82,0,0.82,0.82,0,0.82,0.82,0,"Religious Worship",2356,2356,2356,2356,303,2356,2356,303,2356,2356,303]
[null,"Restaurant (Full Service)",0.85,0.85,0.85,0.85,0,0.85,0.85,0,0.85,0.85,0,"Restaurant (Full Service)",2547,2547,2547,2547,76,2547,2547,76,2547,2547,76]
[null,"Restaurant (Quick Service)",0.78,0.78,0.78,0.78,0,0.78,0.78,0,0.78,0.78,0,"Restaurant (Quick Service)",1988,1988,1988,1988,124,1988,1988,124,1988,1988,124]
[null,"Retail (All Other)",0.88,0.88,0.88,0.88,0,0.88,0.88,0,0.88,0.88,0,"Retail (All Other)",2127,2127,2127,2127,494,2127,2127,494,2127,2127,494]
[null,"Retail (Supermarket)",0.9,0.9,0.9,0.9,0,0.9,0.9,0,0.9,0.9,0,"Retail (Supermarket)",1758,1758,1758,1758,366,1758,1758,366,1758,1758,366]
[null,"School (Primary/Secondary)",0.71,0.71,0.71,0.71,0,0.71,0.71,0,0.71,0.71,0,"School (Primary/Secondary)",2067,2067,2067,2067,309,2067,2067,309,2067,2067,309]
[null,"School (University/College)",0.84,0.84,0.84,0.84,0,0.84,0.84,0,0.84,0.84,0,"School (University/College)",1740,1740,1740,1740,526,1740,1740,526,1740,1740,526]
[null,"Custom - Type 1",{"$f":"'Custom Bldg'!$E$5","v":0},{"$f":"'Custom Bldg'!$G$5","v":0},{"$f":"'Custom Bldg'!$I$5","v":0},{"$f":"'Custom Bldg'!$I$5","v":0},0,{"$f":"'Custom Bldg'!$L$5","v":0},{"$f":"'Custom Bldg'!$L$5","v":0},0,{"$f":"'Custom Bldg'!$O$5","v":0},{"$f":"'Custom Bldg'!$O$5","v":0},0,"Custom - Type 1",{"$f":"'Custom Bldg'!$F$5","v":0},{"$f":"'Custom Bldg'!$H$5","v":0},{"$f":"'Custom Bldg'!$J$5","v":0},{"$f":"'Custom Bldg'!$J$5","v":0},{"$f":"'Custom Bldg'!$K$5","v":0},{"$f":"'Custom Bldg'!$M$5","v":0},{"$f":"'Custom Bldg'!$M$5","v":0},{"$f":"'Custom Bldg'!$N$5","v":0},{"$f":"'Custom Bldg'!$P$5","v":0},{"$f":"'Custom Bldg'!$P$5","v":0},{"$f":"'Custom Bldg'!$Q$5","v":0}]
[null,"Custom - Type 2",{"$f":"'Custom Bldg'!$E$6","v":0},{"$f":"'Custom Bldg'!$G$6","v":0},{"$f":"'Custom Bldg'!$I$6","v":0},{"$f":"'Custom Bldg'!$I$6","v":0},0,{"$f":"'Custom Bldg'!$L$6","v":0},{"$f":"'Custom Bldg'!$L$6","v":0},0,{"$f":"'Custom Bldg'!$O$6","v":0},{"$f":"'Custom Bldg'!$O$6","v":0},0,"Custom - Type 2",{"$f":"'Custom Bldg'!$F$6","v":0},{"$f":"'Custom Bldg'!$H$6","v":0},{"$f":"'Custom Bldg'!$J$6","v":0},{"$f":"'Custom Bldg'!$J$6","v":0},{"$f":"'Custom Bldg'!$K$6","v":0},{"$f":"'Custom Bldg'!$M$6","v":0},{"$f":"'Custom Bldg'!$M$6","v":0},{"$f":"'Custom Bldg'!$N$6","v":0},{"$f":"'Custom Bldg'!$P$6","v":0},{"$f":"'Custom Bldg'!$P$6","v":0},{"$f":"'Custom Bldg'!$Q$6","v":0}]
[null,"Custom - Type 3",{"$f":"'Custom Bldg'!$E$7","v":0},{"$f":"'Custom Bldg'!$G$7","v":0},{"$f":"'Custom Bldg'!$I$7","v":0},{"$f":"'Custom Bldg'!$I$7","v":0},0,{"$f":"'Custom Bldg'!$L$7","v":0},{"$f":"'Custom Bldg'!$L$7","v":0},0,{"$f":"'Custom Bldg'!$O$7","v":0},{"$f":"'Custom Bldg'!$O$7","v":0},0,"Custom - Type 3",{"$f":"'Custom Bldg'!$F$7","v":0},{"$f":"'Custom Bldg'!$H$7","v":0},{"$f":"'Custom Bldg'!$J$7","v":0},{"$f":"'Custom Bldg'!$J$7","v":0},{"$f":"'Custom Bldg'!$K$7","v":0},{"$f":"'Custom Bldg'!$M$7","v":0},{"$f":"'Custom Bldg'!$M$7","v":0},{"$f":"'Custom Bldg'!$N$7","v":0},{"$f":"'Custom Bldg'!$P$7","v":0},{"$f":"'Custom Bldg'!$P$7","v":0},{"$f":"'Custom Bldg'!$Q$7","v":0}]
[null,"Custom - Type 4",{"$f":"'Custom Bldg'!$E$8","v":0},{"$f":"'Custom Bldg'!$G$8","v":0},{"$f":"'Custom Bldg'!$I$8","v":0},{"$f":"'Custom Bldg'!$I$8","v":0},0,{"$f":"'Custom Bldg'!$L$8","v":0},{"$f":"'Custom Bldg'!$L$8","v":0},0,{"$f":"'Custom Bldg'!$O$8","v":0},{"$f":"'Custom Bldg'!$O$8","v":0},0,"Custom - Type 4",{"$f":"'Custom Bldg'!$F$8","v":0},{"$f":"'Custom Bldg'!$H$8","v":0},{"$f":"'Custom Bldg'!$J$8","v":0},{"$f":"'Custom Bldg'!$J$8","v":0},{"$f":"'Custom Bldg'!$K$8","v":0},{"$f":"'Custom Bldg'!$M$8","v":0},{"$f":"'Custom Bldg'!$M$8","v":0},{"$f":"'Custom Bldg'!$N$8","v":0},{"$f":"'Custom Bldg'!$P$8","v":0},{"$f":"'Custom Bldg'!$P$8","v":0},{"$f":"'Custom Bldg'!$Q$8","v":0}]
[null,"Custom - Type 5",{"$f":"'Custom Bldg'!$E$9","v":0},{"$f":"'Custom Bldg'!$G$9","v":0},{"$f":"'Custom Bldg'!$I$9","v":0},{"$f":"'Custom Bldg'!$I$9","v":0},0,{"$f":"'Custom Bldg'!$L$9","v":0},{"$f":"'Custom Bldg'!$L$9","v":0},0,{"$f":"'Custom Bldg'!$O$9","v":0},{"$f":"'Custom Bldg'!$O$9","v":0},0,"Custom - Type 5",{"$f":"'Custom Bldg'!$F$9","v":0},{"$f":"'Custom Bldg'!$H$9","v":0},{"$f":"'Custom Bldg'!$J$9","v":0},{"$f":"'Custom Bldg'!$J$9","v":0},{"$f":"'Custom Bldg'!$K$9","v":0},{"$f":"'Custom Bldg'!$M$9","v":0},{"$f":"'Custom Bldg'!$M$9","v":0},{"$f":"'Custom Bldg'!$N$9","v":0},{"$f":"'Custom Bldg'!$P$9","v":0},{"$f":"'Custom Bldg'!$P$9","v":0},{"$f":"'Custom Bldg'!$Q$9","v":0}]
[]
[null,"Deemed Savings Coefficients",null,null,null,null,null,null,null,null,null,null,null,null,null,null,null,null,null,null,null,null,null,null,"Weather Zone 4: Baton Rouge"]
[null,"Building Type","Demand Factors",null,null,null,null,null,null,null,null,null,null,"Building Type","Equivalent Full-Load Hours"]
[null,null,"Air Cooled\nChiller","Water Cooled\nChiller","DX AC","DX HP Clg","DX HP Htg","VRF AC","VRF HP Clg","VRF HP Htg","PTAC","PTHP Clg","PTHP Htg",null,"Air Cooled\nChiller","Water Cooled\nChiller","DX AC","DX HP Clg","DX HP Htg","VRF AC","VRF HP Clg","VRF HP Htg","PTAC","PTHP Clg","PTHP Htg"]
[null,"Assembly",0.82,0.82,0.82,0.82,0,0.82,0.82,0,0.82,0.82,0,"Assembly",2485,2485,2485,2485,420,2485,2485,420,2485,2485,420]
[null,"Lodging",0.77,0.77,0.77,0.77,0,0.77,0.77,0,0.77,0.77,0,"Lodging",1451,1451,1451,1451,590,1451,1451,590,1451,1451,590]
[null,"Medical (Clinic)",0.85,0.85,0.85,0.85,0,0.85,0.85,0,0.85,0.85,0,"Medical (Clinic)",1568,1568,1568,1568,497,1568,1568,497,1568,1568,497]
[null,"Office (Large > 30k SqFt)",0.84,0.84,0.84,0.84,0,0.84,0.84,0,0.84,0.84,0,"Office (Large > 30k SqFt)",2239,2239,2239,2239,714,2239,2239,714,2239,2239,714]
[null,"Office (Small <= 30k SqFt)",0.84,0.84,0.84,0.84,0,0.84,0.84,0,0.84,0.84,0,"Office (Small <= 30k SqFt)",1622,1622,1622,1622,157,1622,1622,157,1622,1622,157]
[null,"Religious Worship",0.82,0.82,0.82,0.82,0,0.82,0.82,0,0.82,0.82,0,"Religious Worship",2217,2217,2217,2217,392,2217,2217,392,2217,2217,392]
[null,"Restaurant (Full Service)",0.85,0.85,0.85,0.85,0,0.85,0.85,0,0.85,0.85,0,"Restaurant (Full Service)",2328,2328,2328,2328,108,2328,2328,108,2328,2328,108]
[null,"Restaurant (Quick Service)",0.78,0.78,0.78,0.78,0,0.78,0.78,0,0.78,0.78,0,"Restaurant (Quick Service)",1788,1788,1788,1788,177,1788,1788,177,1788,1788,177]
[null,"Retail (All Other)",0.88,0.88,0.88,0.88,0,0.88,0.88,0,0.88,0.88,0,"Retail (All Other)",1529,1529,1529,1529,667,1529,1529,667,1529,1529,667]
[null,"Retail (Supermarket)",0.9,0.9,0.9,0.9,0,0.9,0.9,0,0.9,0.9,0,"Retail (Supermarket)",1646,1646,1646,1646,426,1646,1646,426,1646,1646,426]
[null,"School (Primary/Secondary)",0.71,0.71,0.71,0.71,0,0.71,0.71,0,0.71,0.71,0,"School (Primary/Secondary)",1369,1369,1369,1369,400,1369,1369,400,1369,1369,400]
[null,"School (University/College)",0.84,0.84,0.84,0.84,0,0.84,0.84,0,0.84,0.84,0,"School (University/College)",1817,1817,1817,1817,569,1817,1817,569,1817,1817,569]
[null,"Custom - Type 1",{"$f":"'Custom Bldg'!$E$5","v":0},{"$f":"'Custom Bldg'!$G$5","v":0},{"$f":"'Custom Bldg'!$I$5","v":0},{"$f":"'Custom Bldg'!$I$5","v":0},0,{"$f":"'Custom Bldg'!$L$5","v":0},{"$f":"'Custom Bldg'!$L$5","v":0},0,{"$f":"'Custom Bldg'!$O$5","v":0},{"$f":"'Custom Bldg'!$O$5","v":0},0,"Custom - Type 1",{"$f":"'Custom Bldg'!$F$5","v":0},{"$f":"'Custom Bldg'!$H$5","v":0},{"$f":"'Custom Bldg'!$J$5","v":0},{"$f":"'Custom Bldg'!$J$5","v":0},{"$f":"'Custom Bldg'!$K$5","v":0},{"$f":"'Custom Bldg'!$M$5","v":0},{"$f":"'Custom Bldg'!$M$5","v":0},{"$f":"'Custom Bldg'!$N$5","v":0},{"$f":"'Custom Bldg'!$P$5","v":0},{"$f":"'Custom Bldg'!$P$5","v":0},{"$f":"'Custom Bldg'!$Q$5","v":0}]
[null,"Custom - Type 2",{"$f":"'Custom Bldg'!$E$6","v":0},{"$f":"'Custom Bldg'!$G$6","v":0},{"$f":"'Custom Bldg'!$I$6","v":0},{"$f":"'Custom Bldg'!$I$6","v":0},0,{"$f":"'Custom Bldg'!$L$6","v":0},{"$f":"'Custom Bldg'!$L$6","v":0},0,{"$f":"'Custom Bldg'!$O$6","v":0},{"$f":"'Custom Bldg'!$O$6","v":0},0,"Custom - Type 2",{"$f":"'Custom Bldg'!$F$6","v":0},{"$f":"'Custom Bldg'!$H$6","v":0},{"$f":"'Custom Bldg'!$J$6","v":0},{"$f":"'Custom Bldg'!$J$6","v":0},{"$f":"'Custom Bldg'!$K$6","v":0},{"$f":"'Custom Bldg'!$M$6","v":0},{"$f":"'Custom Bldg'!$M$6","v":0},{"$f":"'Custom Bldg'!$N$6","v":0},{"$f":"'Custom Bldg'!$P$6","v":0},{"$f":"'Custom Bldg'!$P$6","v":0},{"$f":"'Custom Bldg'!$Q$6","v":0}]
[null,"Custom - Type 3",{"$f":"'Custom Bldg'!$E$7","v":0},{"$f":"'Custom Bldg'!$G$7","v":0},{"$f":"'Custom Bldg'!$I$7","v":0},{"$f":"'Custom Bldg'!$I$7","v":0},0,{"$f":"'Custom Bldg'!$L$7","v":0},{"$f":"'Custom Bldg'!$L$7","v":0},0,{"$f":"'Custom Bldg'!$O$7","v":0},{"$f":"'Custom Bldg'!$O$7","v":0},0,"Custom - Type 3",{"$f":"'Custom Bldg'!$F$7","v":0},{"$f":"'Custom Bldg'!$H$7","v":0},{"$f":"'Custom Bldg'!$J$7","v":0},{"$f":"'Custom Bldg'!$J$7","v":0},{"$f":"'Custom Bldg'!$K$7","v":0},{"$f":"'Custom Bldg'!$M$7","v":0},{"$f":"'Custom Bldg'!$M$7","v":0},{"$f":"'Custom Bldg'!$N$7","v":0},{"$f":"'Custom Bldg'!$P$7","v":0},{"$f":"'Custom Bldg'!$P$7","v":0},{"$f":"'Custom Bldg'!$Q$7","v":0}]
[null,"Custom - Type 4",{"$f":"'Custom Bldg'!$E$8","v":0},{"$f":"'Custom Bldg'!$G$8","v":0},{"$f":"'Custom Bldg'!$I$8","v":0},{"$f":"'Custom Bldg'!$I$8","v":0},0,{"$f":"'Custom Bldg'!$L$8","v":0},{"$f":"'Custom Bldg'!$L$8","v":0},0,{"$f":"'Custom Bldg'!$O$8","v":0},{"$f":"'Custom Bldg'!$O$8","v":0},0,"Custom - Type 4",{"$f":"'Custom Bldg'!$F$8","v":0},{"$f":"'Custom Bldg'!$H$8","v":0},{"$f":"'Custom Bldg'!$J$8","v":0},{"$f":"'Custom Bldg'!$J$8","v":0},{"$f":"'Custom Bldg'!$K$8","v":0},{"$f":"'Custom Bldg'!$M$8","v":0},{"$f":"'Custom Bldg'!$M$8","v":0},{"$f":"'Custom Bldg'!$N$8","v":0},{"$f":"'Custom Bldg'!$P$8","v":0},{"$f":"'Custom Bldg'!$P$8","v":0},{"$f":"'Custom Bldg'!$Q$8","v":0}]
[null,"Custom - Type 5",{"$f":"'Custom Bldg'!$E$9","v":0},{"$f":"'Custom Bldg'!$G$9","v":0},{"$f":"'Custom Bldg'!$I$9","v":0},{"$f":"'Custom Bldg'!$I$9","v":0},0,{"$f":"'Custom Bldg'!$L$9","v":0},{"$f":"'Custom Bldg'!$L$9","v":0},0,{"$f":"'Custom Bldg'!$O$9","v":0},{"$f":"'Custom Bldg'!$O$9","v":0},0,"Custom - Type 5",{"$f":"'Custom Bldg'!$F$9","v":0},{"$f":"'Custom Bldg'!$H$9","v":0},{"$f":"'Custom Bldg'!$J$9","v":0},{"$f":"'Custom Bldg'!$J$9","v":0},{"$f":"'Custom Bldg'!$K$9","v":0},{"$f":"'Custom Bldg'!$M$9","v":0},{"$f":"'Custom Bldg'!$M$9","v":0},{"$f":"'Custom Bldg'!$N$9","v":0},{"$f":"'Custom Bldg'!$P$9","v":0},{"$f":"'Custom Bldg'!$P$9","v":0},{"$f":"'Custom Bldg'!$Q$9","v":0}]
[]
[null,"Deemed Savings Coefficients",null,null,null,null,null,null,null,null,null,null,null,null,null,null,null,null,null,null,null,null,null,null,"Weather Zone 5: Alexandria"]
[null,"Building Type","Demand Factors",null,null,null,null,null,null,null,null,null,null,"Building Type","Equivalent Full-Load Hours"]
[null,null,"Air Cooled\nChiller","Water Cooled\nChiller","DX AC","DX HP Clg","DX HP Htg","VRF AC","VRF HP Clg","VRF HP Htg","PTAC","PTHP Clg","PTHP Htg",null,"Air Cooled\nChiller","Water Cooled\nChiller","DX AC","DX HP Clg","DX HP Htg","VRF AC","VRF HP Clg","VRF HP Htg","PTAC","PTHP Clg","PTHP Htg"]
[null,"Assembly",0.82,0.82,0.82,0.82,0,0.82,0.82,0,0.82,0.82,0,"Assembly",2294,2294,2294,2294,503,2294,2294,503,2294,2294,503]
[null,"Lodging",0.77,0.77,0.77,0.77,0,0.77,0.77,0,0.77,0.77,0,"Lodging",1336,1336,1336,1336,590,1336,1336,590,1336,1336,590]
[null,"Medical (Clinic)",0.85,0.85,0.85,0.85,0,0.85,0.85,0,0.85,0.85,0,"Medical (Clinic)",1463,1463,1463,1463,637,1463,1463,637,1463,1463,637]
[null,"Office (Large > 30k SqFt)",0.84,0.84,0.84,0.84,0,0.84,0.84,0,0.84,0.84,0,"Office (Large > 30k SqFt)",2295,2295,2295,2295,750,2295,2295,750,2295,2295,750]
[null,"Office (Small <= 30k SqFt)",0.84,0.84,0.84,0.84,0,0.84,0.84,0,0.84,0.84,0,"Office (Small <= 30k SqFt)",2189,2189,2189,2189,180,2189,2189,180,2189,2189,180]
[null,"Religious Worship",0.82,0.82,0.82,0.82,0,0.82,0.82,0,0.82,0.82,0,"Religious Worship",2046,2046,2046,2046,470,2046,2046,470,2046,2046,470]
[null,"Restaurant (Full Service)",0.85,0.85,0.85,0.85,0,0.85,0.85,0,0.85,0.85,0,"Restaurant (Full Service)",2174,2174,2174,2174,121,2174,2174,121,2174,2174,121]
[null,"Restaurant (Quick Service)",0.78,0.78,0.78,0.78,0,0.78,0.78,0,0.78,0.78,0,"Restaurant (Quick Service)",1680,1680,1680,1680,178,1680,1680,178,1680,1680,178]
[null,"Retail (All Other)",0.88,0.88,0.88,0.88,0,0.88,0.88,0,0.88,0.88,0,"Retail (All Other)",1455,1455,1455,1455,667,1455,1455,667,1455,1455,667]
[null,"Retail (Supermarket)",0.9,0.9,0.9,0.9,0,0.9,0.9,0,0.9,0.9,0,"Retail (Supermarket)",1618,1618,1618,1618,510,1618,1618,510,1618,1618,510]
[null,"School (Primary/Secondary)",0.71,0.71,0.71,0.71,0,0.71,0.71,0,0.71,0.71,0,"School (Primary/Secondary)",1342,1342,1342,1342,489,1342,1342,489,1342,1342,489]
[null,"School (University/College)",0.84,0.84,0.84,0.84,0,0.84,0.84,0,0.84,0.84,0,"School (University/College)",1515,1515,1515,1515,609,1515,1515,609,1515,1515,609]
[null,"Custom - Type 1",{"$f":"'Custom Bldg'!$E$5","v":0},{"$f":"'Custom Bldg'!$G$5","v":0},{"$f":"'Custom Bldg'!$I$5","v":0},{"$f":"'Custom Bldg'!$I$5","v":0},0,{"$f":"'Custom Bldg'!$L$5","v":0},{"$f":"'Custom Bldg'!$L$5","v":0},0,{"$f":"'Custom Bldg'!$O$5","v":0},{"$f":"'Custom Bldg'!$O$5","v":0},0,"Custom - Type 1",{"$f":"'Custom Bldg'!$F$5","v":0},{"$f":"'Custom Bldg'!$H$5","v":0},{"$f":"'Custom Bldg'!$J$5","v":0},{"$f":"'Custom Bldg'!$J$5","v":0},{"$f":"'Custom Bldg'!$K$5","v":0},{"$f":"'Custom Bldg'!$M$5","v":0},{"$f":"'Custom Bldg'!$M$5","v":0},{"$f":"'Custom Bldg'!$N$5","v":0},{"$f":"'Custom Bldg'!$P$5","v":0},{"$f":"'Custom Bldg'!$P$5","v":0},{"$f":"'Custom Bldg'!$Q$5","v":0}]
[null,"Custom - Type 2",{"$f":"'Custom Bldg'!$E$6","v":0},{"$f":"'Custom Bldg'!$G$6","v":0},{"$f":"'Custom Bldg'!$I$6","v":0},{"$f":"'Custom Bldg'!$I$6","v":0},0,{"$f":"'Custom Bldg'!$L$6","v":0},{"$f":"'Custom Bldg'!$L$6","v":0},0,{"$f":"'Custom Bldg'!$O$6","v":0},{"$f":"'Custom Bldg'!$O$6","v":0},0,"Custom - Type 2",{"$f":"'Custom Bldg'!$F$6","v":0},{"$f":"'Custom Bldg'!$H$6","v":0},{"$f":"'Custom Bldg'!$J$6","v":0},{"$f":"'Custom Bldg'!$J$6","v":0},{"$f":"'Custom Bldg'!$K$6","v":0},{"$f":"'Custom Bldg'!$M$6","v":0},{"$f":"'Custom Bldg'!$M$6","v":0},{"$f":"'Custom Bldg'!$N$6","v":0},{"$f":"'Custom Bldg'!$P$6","v":0},{"$f":"'Custom Bldg'!$P$6","v":0},{"$f":"'Custom Bldg'!$Q$6","v":0}]
[null,"Custom - Type 3",{"$f":"'Custom Bldg'!$E$7","v":0},{"$f":"'Custom Bldg'!$G$7","v":0},{"$f":"'Custom Bldg'!$I$7","v":0},{"$f":"'Custom Bldg'!$I$7","v":0},0,{"$f":"'Custom Bldg'!$L$7","v":0},{"$f":"'Custom Bldg'!$L$7","v":0},0,{"$f":"'Custom Bldg'!$O$7","v":0},{"$f":"'Custom Bldg'!$O$7","v":0},0,"Custom - Type 3",{"$f":"'Custom Bldg'!$F$7","v":0},{"$f":"'Custom Bldg'!$H$7","v":0},{"$f":"'Custom Bldg'!$J$7","v":0},{"$f":"'Custom Bldg'!$J$7","v":0},{"$f":"'Custom Bldg'!$K$7","v":0},{"$f":"'Custom Bldg'!$M$7","v":0},{"$f":"'Custom Bldg'!$M$7","v":0},{"$f":"'Custom Bldg'!$N$7","v":0},{"$f":"'Custom Bldg'!$P$7","v":0},{"$f":"'Custom Bldg'!$P$7","v":0},{"$f":"'Custom Bldg'!$Q$7","v":0}]
[null,"Custom - Type 4",{"$f":"'Custom Bldg'!$E$8","v":0},{"$f":"'Custom Bldg'!$G$8","v":0},{"$f":"'Custom Bldg'!$I$8","v":0},{"$f":"'Custom Bldg'!$I$8","v":0},0,{"$f":"'Custom Bldg'!$L$8","v":0},{"$f":"'Custom Bldg'!$L$8","v":0},0,{"$f":"'Custom Bldg'!$O$8","v":0},{"$f":"'Custom Bldg'!$O$8","v":0},0,"Custom - Type 4",{"$f":"'Custom Bldg'!$F$8","v":0},{"$f":"'Custom Bldg'!$H$8","v":0},{"$f":"'Custom Bldg'!$J$8","v":0},{"$f":"'Custom Bldg'!$J$8","v":0},{"$f":"'Custom Bldg'!$K$8","v":0},{"$f":"'Custom Bldg'!$M$8","v":0},{"$f":"'Custom Bldg'!$M$8","v":0},{"$f":"'Custom Bldg'!$N$8","v":0},{"$f":"'Custom Bldg'!$P$8","v":0},{"$f":"'Custom Bldg'!$P$8","v":0},{"$f":"'Custom Bldg'!$Q$8","v":0}]
[null,"Custom - Type 5",{"$f":"'Custom Bldg'!$E$9","v":0},{"$f":"'Custom Bldg'!$G$9","v":0},{"$f":"'Custom Bldg'!$I$9","v":0},{"$f":"'Custom Bldg'!$I$9","v":0},0,{"$f":"'Custom Bldg'!$L$9","v":0},{"$f":"'Custom Bldg'!$L$9","v":0},0,{"$f":"'Custom Bldg'!$O$9","v":0},{"$f":"'Custom Bldg'!$O$9","v":0},0,"Custom - Type 5",{"$f":"'Custom Bldg'!$F$9","v":0},{"$f":"'Custom Bldg'!$H$9","v":0},{"$f":"'Custom Bldg'!$J$9","v":0},{"$f":"'Custom Bldg'!$J$9","v":0},{"$f":"'Custom Bldg'!$K$9","v":0},{"$f":"'Custom Bldg'!$M$9","v":0},{"$f":"'Custom Bldg'!$M$9","v":0},{"$f":"'Custom Bldg'!$N$9","v":0},{"$f":"'Custom Bldg'!$P$9","v":0},{"$f":"'Custom Bldg'!$P$9","v":0},{"$f":"'Custom Bldg'!$Q$9","v":0}]
[]
[null,"Deemed Savings Coefficients",null,null,null,null,null,null,null,null,null,null,null,null,null,null,null,null,null,null,null,null,null,null,"Weather Zone 6: Shreveport"]
[null,"Building Type","Demand Factors",null,null,null,null,null,null,null,null,null,null,"Building Type","Equivalent Full-Load Hours"]
[null,null,"Air Cooled\nChiller","Water Cooled\nChiller","DX AC","DX HP Clg","DX HP Htg","VRF AC","VRF HP Clg","VRF HP Htg","PTAC","PTHP Clg","PTHP Htg",null,"Air Cooled\nChiller","Water Cooled\nChiller","DX AC","DX HP Clg","DX HP Htg","VRF AC","VRF HP Clg","VRF HP Htg","PTAC","PTHP Clg","PTHP Htg"]
[null,"Assembly",0.82,0.82,0.82,0.82,0,0.82,0.82,0,0.82,0.82,0,"Assembly",2262,2262,2262,2262,560,2262,2262,560,2262,2262,560]
[null,"Lodging",0.77,0.77,0.77,0.77,0,0.77,0.77,0,0.77,0.77,0,"Lodging",1358,1358,1358,1358,711,1358,1358,711,1358,1358,711]
[null,"Medical (Clinic)",0.85,0.85,0.85,0.85,0,0.85,0.85,0,0.85,0.85,0,"Medical (Clinic)",1539,1539,1539,1539,626,1539,1539,626,1539,1539,626]
[null,"Office (Large > 30k SqFt)",0.84,0.84,0.84,0.84,0,0.84,0.84,0,0.84,0.84,0,"Office (Large > 30k SqFt)",2168,2168,2168,2168,828,2168,2168,828,2168,2168,828]
[null,"Office (Small <= 30k SqFt)",0.84,0.84,0.84,0.84,0,0.84,0.84,0,0.84,0.84,0,"Office (Small <= 30k SqFt)",2015,2015,2015,2015,358,2015,2015,358,2015,2015,358]
[null,"Religious Worship",0.82,0.82,0.82,0.82,0,0.82,0.82,0,0.82,0.82,0,"Religious Worship",2017,2017,2017,2017,524,2017,2017,524,2017,2017,524]
[null,"Restaurant (Full Service)",0.85,0.85,0.85,0.85,0,0.85,0.85,0,0.85,0.85,0,"Restaurant (Full Service)",2185,2185,2185,2185,186,2185,2185,186,2185,2185,186]
[null,"Restaurant (Quick Service)",0.78,0.78,0.78,0.78,0,0.78,0.78,0,0.78,0.78,0,"Restaurant (Quick Service)",1706,1706,1706,1706,297,1706,1706,297,1706,1706,297]
[null,"Retail (All Other)",0.88,0.88,0.88,0.88,0,0.88,0.88,0,0.88,0.88,0,"Retail (All Other)",1453,1453,1453,1453,804,1453,1453,804,1453,1453,804]
[null,"Retail (Supermarket)",0.9,0.9,0.9,0.9,0,0.9,0.9,0,0.9,0.9,0,"Retail (Supermarket)",1596,1596,1596,1596,710,1596,1596,710,1596,1596,710]
[null,"School (Primary/Secondary)",0.71,0.71,0.71,0.71,0,0.71,0.71,0,0.71,0.71,0,"School (Primary/Secondary)",1402,1402,1402,1402,722,1402,1402,722,1402,1402,722]
[null,"School (University/College)",0.84,0.84,0.84,0.84,0,0.84,0.84,0,0.84,0.84,0,"School (University/College)",1516,1516,1516,1516,662,1516,1516,662,1516,1516,662]
[null,"Custom - Type 1",{"$f":"'Custom Bldg'!$E$5","v":0},{"$f":"'Custom Bldg'!$G$5","v":0},{"$f":"'Custom Bldg'!$I$5","v":0},{"$f":"'Custom Bldg'!$I$5","v":0},0,{"$f":"'Custom Bldg'!$L$5","v":0},{"$f":"'Custom Bldg'!$L$5","v":0},0,{"$f":"'Custom Bldg'!$O$5","v":0},{"$f":"'Custom Bldg'!$O$5","v":0},0,"Custom - Type 1",{"$f":"'Custom Bldg'!$F$5","v":0},{"$f":"'Custom Bldg'!$H$5","v":0},{"$f":"'Custom Bldg'!$J$5","v":0},{"$f":"'Custom Bldg'!$J$5","v":0},{"$f":"'Custom Bldg'!$K$5","v":0},{"$f":"'Custom Bldg'!$M$5","v":0},{"$f":"'Custom Bldg'!$M$5","v":0},{"$f":"'Custom Bldg'!$N$5","v":0},{"$f":"'Custom Bldg'!$P$5","v":0},{"$f":"'Custom Bldg'!$P$5","v":0},{"$f":"'Custom Bldg'!$Q$5","v":0}]
[null,"Custom - Type 2",{"$f":"'Custom Bldg'!$E$6","v":0},{"$f":"'Custom Bldg'!$G$6","v":0},{"$f":"'Custom Bldg'!$I$6","v":0},{"$f":"'Custom Bldg'!$I$6","v":0},0,{"$f":"'Custom Bldg'!$L$6","v":0},{"$f":"'Custom Bldg'!$L$6","v":0},0,{"$f":"'Custom Bldg'!$O$6","v":0},{"$f":"'Custom Bldg'!$O$6","v":0},0,"Custom - Type 2",{"$f":"'Custom Bldg'!$F$6","v":0},{"$f":"'Custom Bldg'!$H$6","v":0},{"$f":"'Custom Bldg'!$J$6","v":0},{"$f":"'Custom Bldg'!$J$6","v":0},{"$f":"'Custom Bldg'!$K$6","v":0},{"$f":"'Custom Bldg'!$M$6","v":0},{"$f":"'Custom Bldg'!$M$6","v":0},{"$f":"'Custom Bldg'!$N$6","v":0},{"$f":"'Custom Bldg'!$P$6","v":0},{"$f":"'Custom Bldg'!$P$6","v":0},{"$f":"'Custom Bldg'!$Q$6","v":0}]
[null,"Custom - Type 3",{"$f":"'Custom Bldg'!$E$7","v":0},{"$f":"'Custom Bldg'!$G$7","v":0},{"$f":"'Custom Bldg'!$I$7","v":0},{"$f":"'Custom Bldg'!$I$7","v":0},0,{"$f":"'Custom Bldg'!$L$7","v":0},{"$f":"'Custom Bldg'!$L$7","v":0},0,{"$f":"'Custom Bldg'!$O$7","v":0},{"$f":"'Custom Bldg'!$O$7","v":0},0,"Custom - Type 3",{"$f":"'Custom Bldg'!$F$7","v":0},{"$f":"'Custom Bldg'!$H$7","v":0},{"$f":"'Custom Bldg'!$J$7","v":0},{"$f":"'Custom Bldg'!$J$7","v":0},{"$f":"'Custom Bldg'!$K$7","v":0},{"$f":"'Custom Bldg'!$M$7","v":0},{"$f":"'Custom Bldg'!$M$7","v":0},{"$f":"'Custom Bldg'!$N$7","v":0},{"$f":"'Custom Bldg'!$P$7","v":0},{"$f":"'Custom Bldg'!$P$7","v":0},{"$f":"'Custom Bldg'!$Q$7","v":0}]
[null,"Custom - Type 4",{"$f":"'Custom Bldg'!$E$8","v":0},{"$f":"'Custom Bldg'!$G$8","v":0},{"$f":"'Custom Bldg'!$I$8","v":0},{"$f":"'Custom Bldg'!$I$8","v":0},0,{"$f":"'Custom Bldg'!$L$8","v":0},{"$f":"'Custom Bldg'!$L$8","v":0},0,{"$f":"'Custom Bldg'!$O$8","v":0},{"$f":"'Custom Bldg'!$O$8","v":0},0,"Custom - Type 4",{"$f":"'Custom Bldg'!$F$8","v":0},{"$f":"'Custom Bldg'!$H$8","v":0},{"$f":"'Custom Bldg'!$J$8","v":0},{"$f":"'Custom Bldg'!$J$8","v":0},{"$f":"'Custom Bldg'!$K$8","v":0},{"$f":"'Custom Bldg'!$M$8","v":0},{"$f":"'Custom Bldg'!$M$8","v":0},{"$f":"'Custom Bldg'!$N$8","v":0},{"$f":"'Custom Bldg'!$P$8","v":0},{"$f":"'Custom Bldg'!$P$8","v":0},{"$f":"'Custom Bldg'!$Q$8","v":0}]
[null,"Custom - Type 5",{"$f":"'Custom Bldg'!$E$9","v":0},{"$f":"'Custom Bldg'!$G$9","v":0},{"$f":"'Custom Bldg'!$I$9","v":0},{"$f":"'Custom Bldg'!$I$9","v":0},0,{"$f":"'Custom Bldg'!$L$9","v":0},{"$f":"'Custom Bldg'!$L$9","v":0},0,{"$f":"'Custom Bldg'!$O$9","v":0},{"$f":"'Custom Bldg'!$O$9","v":0},0,"Custom - Type 5",{"$f":"'Custom Bldg'!$F$9","v":0},{"$f":"'Custom Bldg'!$H$9","v":0},{"$f":"'Custom Bldg'!$J$9","v":0},{"$f":"'Custom Bldg'!$J$9","v":0},{"$f":"'Custom Bldg'!$K$9","v":0},{"$f":"'Custom Bldg'!$M$9","v":0},{"$f":"'Custom Bldg'!$M$9","v":0},{"$f":"'Custom Bldg'!$N$9","v":0},{"$f":"'Custom Bldg'!$P$9","v":0},{"$f":"'Custom Bldg'!$P$9","v":0},{"$f":"'Custom Bldg'!$Q$9","v":0}]
[]
[null,"Deemed Savings Coefficients",null,null,null,null,null,null,null,null,null,null,null,null,null,null,null,null,null,null,null,null,null,null,{"$f":"'Project Info'!$C10","v":""}]
[null,"Building Type","Demand Factors",null,null,null,null,null,null,null,null,null,null,"Building Type","Equivalent Full-Load Hours"]
[null,null,"Air Cooled\nChiller","Water Cooled\nChiller","DX AC","DX HP Clg","DX HP Htg","VRF AC","VRF HP Clg","VRF HP Htg","PTAC","PTHP Clg","PTHP Htg",null,"Air Cooled\nChiller","Water Cooled\nChiller","DX AC","DX HP Clg","DX HP Htg","VRF AC","VRF HP Clg","VRF HP Htg","PTAC","PTHP Clg","PTHP Htg"]
[null,"Assembly",{"$f":"IF($Y$86=\"Weather Zone 3: New Orleans\",C5,IF($Y$86=\"Weather Zone 4: Baton Rouge\",C26, IF($Y$86=\"Weather Zone 5: Alexandria\",C47, IF($Y$86=\"Weather Zone 6: Shreveport\",C68,0))))","v":0},0,0,0,0,0,0,0,0,0,0,"Assembly",{"$f":"IF($Y$86=\"Weather Zone 3: New Orleans\",O5,IF($Y$86=\"Weather Zone 4: Baton Rouge\",O26, IF($Y$86=\"Weather Zone 5: Alexandria\",O47, IF($Y$86=\"Weather Zone 6: Shreveport\",O68,0))))","v":0},0,0,0,0,0,0,0,0,0,0]
[null,"Lodging",{"$f":"IF($Y$86=\"Weather Zone 3: New Orleans\",C6,IF($Y$86=\"Weather Zone 4: Baton Rouge\",C27, IF($Y$86=\"Weather Zone 5: Alexandria\",C48, IF($Y$86=\"Weather Zone 6: Shreveport\",C69,0))))","v":0},0,0,0,0,0,0,0,0,0,0,"Lodging",{"$f":"IF($Y$86=\"Weather Zone 3: New Orleans\",O6,IF($Y$86=\"Weather Zone 4: Baton Rouge\",O27, IF($Y$86=\"Weather Zone 5: Alexandria\",O48, IF($Y$86=\"Weather Zone 6: Shreveport\",O69,0))))","v":0},0,0,0,0,0,0,0,0,0,0]
[null,"Medical (Clinic)",{"$f":"IF($Y$86=\"Weather Zone 3: New Orleans\",C7,IF($Y$86=\"Weather Zone 4: Baton Rouge\",C28, IF($Y$86=\"Weather Zone 5: Alexandria\",C49, IF($Y$86=\"Weather Zone 6: Shreveport\",C70,0))))","v":0},0,0,0,0,0,0,0,0,0,0,"Medical (Clinic)",{"$f":"IF($Y$86=\"Weather Zone 3: New Orleans\",O7,IF($Y$86=\"Weather Zone 4: Baton Rouge\",O28, IF($Y$86=\"Weather Zone 5: Alexandria\",O49, IF($Y$86=\"Weather Zone 6: Shreveport\",O70,0))))","v":0},0,0,0,0,0,0,0,0,0,0]
[null,"Office (Large > 30k SqFt)",{"$f":"IF($Y$86=\"Weather Zone 3: New Orleans\",C8,IF($Y$86=\"Weather Zone 4: Baton Rouge\",C29, IF($Y$86=\"Weather Zone 5: Alexandria\",C50, IF($Y$86=\"Weather Zone 6: Shreveport\",C71,0))))","v":0},0,0,0,0,0,0,0,0,0,0,"Office (Large > 30k SqFt)",{"$f":"IF($Y$86=\"Weather Zone 3: New Orleans\",O8,IF($Y$86=\"Weather Zone 4: Baton Rouge\",O29, IF($Y$86=\"Weather Zone 5: Alexandria\",O50, IF($Y$86=\"Weather Zone 6: Shreveport\",O71,0))))","v":0},0,0,0,0,0,0,0,0,0,0]
[null,"Office (Small <= 30k SqFt)",{"$f":"IF($Y$86=\"Weather Zone 3: New Orleans\",C9,IF($Y$86=\"Weather Zone 4: Baton Rouge\",C30, IF($Y$86=\"Weather Zone 5: Alexandria\",C51, IF($Y$86=\"Weather Zone 6: Shreveport\",C72,0))))","v":0},0,0,0,0,0,0,0,0,0,0,"Office (Small <= 30k SqFt)",{"$f":"IF($Y$86=\"Weather Zone 3: New Orleans\",O9,IF($Y$86=\"Weather Zone 4: Baton Rouge\",O30, IF($Y$86=\"Weather Zone 5: Alexandria\",O51, IF($Y$86=\"Weather Zone 6: Shreveport\",O72,0))))","v":0},0,0,0,0,0,0,0,0,0,0]
[null,"Religious Worship",{"$f":"IF($Y$86=\"Weather Zone 3: New Orleans\",C10,IF($Y$86=\"Weather Zone 4: Baton Rouge\",C31, IF($Y$86=\"Weather Zone 5: Alexandria\",C52, IF($Y$86=\"Weather Zone 6: Shreveport\",C73,0))))","v":0},0,0,0,0,0,0,0,0,0,0,"Religious Worship",{"$f":"IF($Y$86=\"Weather Zone 3: New Orleans\",O10,IF($Y$86=\"Weather Zone 4: Baton Rouge\",O31, IF($Y$86=\"Weather Zone 5: Alexandria\",O52, IF($Y$86=\"Weather Zone 6: Shreveport\",O73,0))))","v":0},0,0,0,0,0,0,0,0,0,0]
[null,"Restaurant (Full Service)",{"$f":"IF($Y$86=\"Weather Zone 3: New Orleans\",C11,IF($Y$86=\"Weather Zone 4: Baton Rouge\",C32, IF($Y$86=\"Weather Zone 5: Alexandria\",C53, IF($Y$86=\"Weather Zone 6: Shreveport\",C74,0))))","v":0},0,0,0,0,0,0,0,0,0,0,"Restaurant (Full Service)",{"$f":"IF($Y$86=\"Weather Zone 3: New Orleans\",O11,IF($Y$86=\"Weather Zone 4: Baton Rouge\",O32, IF($Y$86=\"Weather Zone 5: Alexandria\",O53, IF($Y$86=\"Weather Zone 6: Shreveport\",O74,0))))","v":0},0,0,0,0,{"$f":"IF($Y$86=\"Weather Zone 3: New Orleans\",T11,IF($Y$86=\"Weather Zone 4: Baton Rouge\",T32, IF($Y$86=\"Weather Zone 5: Alexandria\",T53, IF($Y$86=\"Weather Zone 6: Shreveport\",T74,0))))","v":0},0,0,{"$f":"IF($Y$86=\"Weather Zone 3: New Orleans\",W11,IF($Y$86=\"Weather Zone 4: Baton Rouge\",W32, IF($Y$86=\"Weather Zone 5: Alexandria\",W53, IF($Y$86=\"Weather Zone 6: Shreveport\",W74,0))))","v":0},0,0]
[null,"Restaurant (Quick Service)",{"$f":"IF($Y$86=\"Weather Zone 3: New Orleans\",C12,IF($Y$86=\"Weather Zone 4: Baton Rouge\",C33, IF($Y$86=\"Weather Zone 5: Alexandria\",C54, IF($Y$86=\"Weather Zone 6: Shreveport\",C75,0))))","v":0},0,0,0,0,{"$f":"IF($Y$86=\"Weather Zone 3: New Orleans\",H12,IF($Y$86=\"Weather Zone 4: Baton Rouge\",H33, IF($Y$86=\"Weather Zone 5: Alexandria\",H54, IF($Y$86=\"Weather Zone 6: Shreveport\",H75,0))))","v":0},0,0,{"$f":"IF($Y$86=\"Weather Zone 3: New Orleans\",K12,IF($Y$86=\"Weather Zone 4: Baton Rouge\",K33, IF($Y$86=\"Weather Zone 5: Alexandria\",K54, IF($Y$86=\"Weather Zone 6: Shreveport\",K75,0))))","v":0},0,0,"Restaurant (Quick Service)",0,0,0,0,0,{"$f":"IF($Y$86=\"Weather Zone 3: New Orleans\",T12,IF($Y$86=\"Weather Zone 4: Baton Rouge\",T33, IF($Y$86=\"Weather Zone 5: Alexandria\",T54, IF($Y$86=\"Weather Zone 6: Shreveport\",T75,0))))","v":0},0,0,0,0,0]
[null,"Retail (All Other)",0,0,0,0,0,{"$f":"IF($Y$86=\"Weather Zone 3: New Orleans\",H13,IF($Y$86=\"Weather Zone 4: Baton Rouge\",H34, IF($Y$86=\"Weather Zone 5: Alexandria\",H55, IF($Y$86=\"Weather Zone 6: Shreveport\",H76,0))))","v":0},0,0,0,0,0,"Retail (All Other)",0,0,0,0,0,{"$f":"IF($Y$86=\"Weather Zone 3: New Orleans\",T13,IF($Y$86=\"Weather Zone 4: Baton Rouge\",T34, IF($Y$86=\"Weather Zone 5: Alexandria\",T55, IF($Y$86=\"Weather Zone 6: Shreveport\",T76,0))))","v":0},0,0,0,0,0]
[null,"Retail (Supermarket)",0,0,0,0,0,{"$f":"IF($Y$86=\"Weather Zone 3: New Orleans\",H14,IF($Y$86=\"Weather Zone 4: Baton Rouge\",H35, IF($Y$86=\"Weather Zone 5: Alexandria\",H56, IF($Y$86=\"Weather Zone 6: Shreveport\",H77,0))))","v":0},0,0,0,0,0,"Retail (Supermarket)",0,0,0,0,0,{"$f":"IF($Y$86=\"Weather Zone 3: New Orleans\",T14,IF($Y$86=\"Weather Zone 4: Baton Rouge\",T35, IF($Y$86=\"Weather Zone 5: Alexandria\",T56, IF($Y$86=\"Weather Zone 6: Shreveport\",T77,0))))","v":0},0,0,0,0,0]
[null,"School (Primary/Secondary)",0,0,0,0,0,{"$f":"IF($Y$86=\"Weather Zone 3: New Orleans\",H15,IF($Y$86=\"Weather Zone 4: Baton Rouge\",H36, IF($Y$86=\"Weather Zone 5: Alexandria\",H57, IF($Y$86=\"Weather Zone 6: Shreveport\",H78,0))))","v":0},0,0,0,0,0,"School (Primary/Secondary)",0,0,0,0,0,{"$f":"IF($Y$86=\"Weather Zone 3: New Orleans\",T15,IF($Y$86=\"Weather Zone 4: Baton Rouge\",T36, IF($Y$86=\"Weather Zone 5: Alexandria\",T57, IF($Y$86=\"Weather Zone 6: Shreveport\",T78,0))))","v":0},0,0,0,0,0]
[null,"School (University/College)",0,0,0,0,0,{"$f":"IF($Y$86=\"Weather Zone 3: New Orleans\",H16,IF($Y$86=\"Weather Zone 4: Baton Rouge\",H37, IF($Y$86=\"Weather Zone 5: Alexandria\",H58, IF($Y$86=\"Weather Zone 6: Shreveport\",H79,0))))","v":0},0,0,0,0,0,"School (University/College)",0,0,0,0,0,{"$f":"IF($Y$86=\"Weather Zone 3: New Orleans\",T16,IF($Y$86=\"Weather Zone 4: Baton Rouge\",T37, IF($Y$86=\"Weather Zone 5: Alexandria\",T58, IF($Y$86=\"Weather Zone 6: Shreveport\",T79,0))))","v":0},0,0,0,0,0]
[null,{"$f":"CONCATENATE(\"Custom - \",'Custom Bldg'!$C$5)","v":"Custom - Type 1"},0,0,0,0,0,{"$f":"IF($Y$86=\"Weather Zone 3: New Orleans\",H17,IF($Y$86=\"Weather Zone 4: Baton Rouge\",H38, IF($Y$86=\"Weather Zone 5: Alexandria\",H59, IF($Y$86=\"Weather Zone 6: Shreveport\",H80,0))))","v":0},0,0,0,0,0,"Custom - Type 1",0,0,0,0,0,{"$f":"IF($Y$86=\"Weather Zone 3: New Orleans\",T17,IF($Y$86=\"Weather Zone 4: Baton Rouge\",T38, IF($Y$86=\"Weather Zone 5: Alexandria\",T59, IF($Y$86=\"Weather Zone 6: Shreveport\",T80,0))))","v":0},0,0,0,0,0]
[null,{"$f":"CONCATENATE(\"Custom - \",'Custom Bldg'!$C$6)","v":"Custom - Type 2"},0,0,0,0,0,{"$f":"IF($Y$86=\"Weather Zone 3: New Orleans\",H18,IF($Y$86=\"Weather Zone 4: Baton Rouge\",H39, IF($Y$86=\"Weather Zone 5: Alexandria\",H60, IF($Y$86=\"Weather Zone 6: Shreveport\",H81,0))))","v":0},0,0,0,0,0,"Custom - Type 2",0,0,0,0,0,{"$f":"IF($Y$86=\"Weather Zone 3: New Orleans\",T18,IF($Y$86=\"Weather Zone 4: Baton Rouge\",T39, IF($Y$86=\"Weather Zone 5: Alexandria\",T60, IF($Y$86=\"Weather Zone 6: Shreveport\",T81,0))))","v":0},0,0,0,0,0]
[null,{"$f":"CONCATENATE(\"Custom - \",'Custom Bldg'!$C$7)","v":"Custom - Type 3"},0,0,0,0,0,{"$f":"IF($Y$86=\"Weather Zone 3: New Orleans\",H19,IF($Y$86=\"Weather Zone 4: Baton Rouge\",H40, IF($Y$86=\"Weather Zone 5: Alexandria\",H61, IF($Y$86=\"Weather Zone 6: Shreveport\",H82,0))))","v":0},0,0,0,0,0,"Custom - Type 3",0,0,0,0,0,{"$f":"IF($Y$86=\"Weather Zone 3: New Orleans\",T19,IF($Y$86=\"Weather Zone 4: Baton Rouge\",T40, IF($Y$86=\"Weather Zone 5: Alexandria\",T61, IF($Y$86=\"Weather Zone 6: Shreveport\",T82,0))))","v":0},0,0,0,0,0]
[null,{"$f":"CONCATENATE(\"Custom - \",'Custom Bldg'!$C$8)","v":"Custom - Type 4"},0,0,0,0,0,{"$f":"IF($Y$86=\"Weather Zone 3: New Orleans\",H20,IF($Y$86=\"Weather Zone 4: Baton Rouge\",H41, IF($Y$86=\"Weather Zone 5: Alexandria\",H62, IF($Y$86=\"Weather Zone 6: Shreveport\",H83,0))))","v":0},0,0,0,0,0,"Custom - Type 4",0,0,0,0,0,{"$f":"IF($Y$86=\"Weather Zone 3: New Orleans\",T20,IF($Y$86=\"Weather Zone 4: Baton Rouge\",T41, IF($Y$86=\"Weather Zone 5: Alexandria\",T62, IF($Y$86=\"Weather Zone 6: Shreveport\",T83,0))))","v":0},0,0,0,0,0]
[null,{"$f":"CONCATENATE(\"Custom - \",'Custom Bldg'!$C$9)","v":"Custom - Type 5"},0,0,0,0,0,{"$f":"IF($Y$86=\"Weather Zone 3: New Orleans\",H21,IF($Y$86=\"Weather Zone 4: Baton Rouge\",H42, IF($Y$86=\"Weather Zone 5: Alexandria\",H63, IF($Y$86=\"Weather Zone 6: Shreveport\",H84,0))))","v":0},0,0,0,0,0,"Custom - Type 5",0,0,0,0,0,{"$f":"IF($Y$86=\"Weather Zone 3: New Orleans\",T21,IF($Y$86=\"Weather Zone 4: Baton Rouge\",T42, IF($Y$86=\"Weather Zone 5: Alexandria\",T63, IF($Y$86=\"Weather Zone 6: Shreveport\",T84,0))))","v":0},0,0,0,0,0]

{"sheet":"EEA","index":9,"n_rows":91,"n_cols":13,"rows_kept":91,"cut":false,"hidden":false,"merged":[[71,7,71,9],[88,1,88,5],[90,1,90,5],[22,1,22,5],[24,1,24,5],[26,1,26,2],[26,4,26,5],[31,1,31,2],[31,4,31,5],[35,1,35,5],[69,1,69,5],[70,1,70,5],[15,1,15,5],[1,1,1,5],[2,1,2,5],[3,1,3,5],[5,1,5,5],[6,1,6,5],[7,1,7,5],[8,1,8,5],[10,1,10,5],[11,1,11,5],[12,1,12,5],[13,1,13,5]]}
[]
[null,"Energy Efficiency Assessment"]
[null,{"$f":"IF('Project Info'!$C$6=\"\",\"Please Select Utility…\",'Project Info'!$C$6)","v":"Please Select Utility…"}]
[null,{"$f":"IF('Project Info'!$C$12=\"\",\"Please Select Program Type…\",'Project Info'!$C$12)","v":"Please Select Program Type…"}]
[]
[null,{"$f":"IF('Project Info'!$C$14=\"\",\"Prepared for: [Project Name]\",CONCATENATE(\"Prepared for: \",'Project Info'!$C$14))","v":"Prepared for: [Project Name]"}]
[null,"Contact Name:"]
[null,"Contact Phone:"]
[null,"Contact Email:"]
[]
[]
[]
[]
[]
[]
[null,{"$f":"TODAY()","v":"2024-01-16"}]
[]
[null,"Rate:"]
[null,0,"$/kW"]
[null,0,"$/kWh"]
[]
[null,"Project Description:"]
[null,"Please enter the project description summarizing the specific measures recommended and why.\nSuggested length = 5 sentences."]
[]
[null,"This tool is made available with no warranties, whether expressed or implied. The participating utility assumes no legal liability or responsibility for the accuracy, completeness, or usefullness of the contents of this Energy Efficiency Assessment. These calculations are based on the rates and estimated operating hours displayed above. These calculations are not exact and should only be used to assist in formulating a decision about whether or not to pursue the proposed energy efficiency project."]
[]
[null,"Estimated Project Cost",null,null,"Energy Savings"]
[null,"Est. Project Cost",0,null,"Est. kW Savings",{"$f":"Summary!$E$12","v":0}]
[null,"Est. Utility Incentive",{"$f":"Summary!$G$12","v":0},null,"Est. kWh Savings",{"$f":"Summary!$F$12","v":0}]
[null,"Est. Project Cost after Incentive",{"$f":"$C$28-$C$29","v":0},null,"Est. Annual Energy Savings ($)",{"$f":"($B$19*$F$28)+($B$20*$F$29)","v":0}]
[]
[null,"Payback & Return on Investment",null,null,"Cost of Waiting"]
[null,"Simple Payback (years)",{"$f":"IFERROR($C$30/$F$30,0)","v":0},null,"Monthly",{"$f":"$F$34/12","v":0}]
[null,"Return on Investment",{"$f":"IFERROR(1/$C$33,0)","v":0},null,"Annually",{"$f":"$F$30","v":0}]
[]
[null,"The following values are based on estimated operating hours from the TX TRM and an estimated utility rate"]
[null,null,"Totals:",null,null,"Totals:"]
[null,"Est. Demand Reduction (kW) :",{"$f":"$F$28","v":0},null,"Est. Total Year 1 Cash Flow :",{"$f":"$J$44","v":0}]
[null,"Est. Energy Reduction (kWh) :",{"$f":"$F$29","v":0},null,"Est. Total Year 5 Cash Flow :",{"$f":"$J$45","v":0}]
[null,"Est. Annual Energy Savings ($) :",{"$f":"$F$30","v":0},null,"Est. Total Year 10 Cash Flow :",{"$f":"$J$46","v":0}]
[null,"Est. Project Cost :",{"$f":"$C$28","v":0},null,"Est. Total Year 15 Cash Flow :",{"$f":"$J$47","v":0}]
[null,"Est. Program Incentive :",{"$f":"$C$29","v":0}]
[]
[null,null,null,null,null,null,null,"Year 1",{"$f":"$F$30","v":0},{"$f":"$I44-$C$30","v":0}]
[null,null,null,null,null,null,null,"Year 5",{"$f":"$I$44*5","v":0},{"$f":"$I45-$C$30","v":0}]
[null,null,null,null,null,null,null,"Year 10",{"$f":"$I$44*10","v":0},{"$f":"$I46-$C$30","v":0}]
[null,null,null,null,null,null,null,"Year 15",{"$f":"$I$44*15","v":0},{"$f":"$I47-$C$30","v":0}]
[]
[]
[]
[]
[]
[]
[]
[]
[]
[]
[]
[]
[]
[]
[]
[]
[]
[]
[]
[]
[]
[]
[null,"Annual Carbon Impact"]
[null,"Your energy efficiency opportunity's estimated energy savings is roughly equivalent to the following annual carbon dioxide emissions reduction. Source: https://www.epa.gov/energy/greenhouse-gas-equivalencies-calculator."]
[null,null,null,null,null,null,null,"CO2 Equivalency Type",null,null,"kWh","CO2 (Tons)","Equivalency"]
[null,null,null,null,null,null,null,"Acres of Forest               ",null,null,{"$f":"$F$29","v":0},{"$f":"$K73*0.000703","v":0},{"$f":"$L73/1.06","v":0}]
[null,null,null,null,null,null,null,"Recycled Tons of Waste               ",null,null,{"$f":"$F$29","v":0},{"$f":"$K74*0.000703","v":0},{"$f":"$L74/3.15","v":0}]
[null,null,null,null,null,null,null,"Passenger Vehicles               ",null,null,{"$f":"$F$29","v":0},{"$f":"$K75*0.000703","v":0},{"$f":"$L75/4.73","v":0}]
[null,null,null,null,null,null,null,"Homes Worth of Electricity               ",null,null,{"$f":"$F$29","v":0},{"$f":"$K76*0.000703","v":0},{"$f":"$L76/6.772","v":0}]
[null,null,null,null,null,null,null,"Tanker Trucks of Gas               ",null,null,{"$f":"$F$29","v":0},{"$f":"$K77*0.000703","v":0},{"$f":"$L77/75.54","v":0}]
[]
[null,null,null,null,null,null,null,"Source: https://19january2017snapshot.epa.gov/energy/greenhouse-gases-equivalencies-calculator-calculations-and-references_.html"]
[]
[]
[]
[]
[]
[]
[]
[]
[]
[null,"NOTES"]
[]
[null,"There are no additional notes for this project."]

{"sheet":"Baselines","index":10,"n_rows":541,"n_cols":97,"rows_kept":541,"cut":false,"hidden":true,"merged":[[521,59,530,59],[531,59,540,59],[2,16,7,16],[8,16,13,16],[14,16,19,16],[20,16,25,16],[26,16,31,16],[36,16,40,16],[41,16,45,16],[46,16,50,16],[505,59,512,59],[513,59,520,59]]}
[]
[null,"Application","A",null,"System Type","B",null,"Installed\nSplit/\nPackaged?","C",null,"Chiller\nComp. Type","D",null,"VRF Heat\nRecovery?","E",null,"Capacity\nRange","Capacity\nMin\n(Tons)","Capacity\nMax\n(Tons)","F",null,"Line\nItem #","A","B","C","D","E","CAP\n(Tons)",{"$f":"760000/12000","v":63.333333333333336},{"$f":"240000/12000","v":20},{"$f":"135000/12000","v":11.25},{"$f":"65000/12000","v":5.416666666666667},{"$f":"45000/12000","v":3.75},0,600,300,150,75,0,"PTAC/\nPTHP","F","Config.\nID #","PTAC?","PTHP?","Std.\nSize?","Cooling\nCapacity\n(Btu/hr)","Capped\nCooling\nCapacity","Cooling\nBaseline\nη","Rating\nType","Cooling\nBaseline\nη","Rating\nType","Heating\nCapacity\n(Btu/hr)","Capped\nHeating\nCapacity","Heating\nBaseline\nη","Rating\nType","ER?","Manf.\nYear","Year\nLookup","Baseline\nSplit/\nPackaged","Cent.\nChiller?","Lookup\nCode","Capacity\nLookup #","Cooling\nBaseline\nη, FL","Rating\nType","Cooling\nBaseline\nη, PL","Rating\nType","Cooling\nBaseline\nη, FL","Cooling\nBaseline\nη, PL","Rating\nType","Heating\nBaseline\nη","Rating\nType","Heating\nBaseline\nη","Rating\nType","Other?","Cooling\nBaseline\nη, FL","Cooling\nBaseline\nη, PL","Rating\nType","Heating\nBaseline\nη","Rating\nType","Cooling\nBaseline\nη, FL","Cooling\nBaseline\nη, PL","Rating\nType","Heating\nBaseline\nη","Rating\nType",null,"Config.\nID #","Cooling\nBaseline\nη, FL","Rating\nType","Cooling\nBaseline\nη, PL","Rating\nType","Cooling\nBaseline\nη, FL","Cooling\nBaseline\nη, PL","Rating\nType","Heating\nBaseline\nη","Rating\nType","Heating\nBaseline\nη","Rating\nType"]
[null,null,"a",null,null,"a",null,null,"a",null,null,"a",null,null,"a",null,"DX AC\nAir Cooled",0,3.75,1,null,1,{"$f":"IF(Inventory!$C10=\"\",\"a\",VLOOKUP(Inventory!$C10,$B$3:$C$6,2,FALSE))","v":"a"},{"$f":"IF(AND($W3=\"b\",Inventory!$I10=\"\"),\"a\",IF(AND($W3=\"b\",Inventory!$I10<>\"\"),VLOOKUP(Inventory!$I10,$E$3:$F$12,2,FALSE),IF(AND(OR($W3=\"c\",$W3=\"d\"),Inventory!$AB10=\"\"),\"a\",IF(AND(OR($W3=\"c\",$W3=\"d\"),Inventory!$AB10<>\"\"),VLOOKUP(Inventory!$AB10,$E$3:$F$12,2,FALSE),\"a\"))))","v":"a"},{"$f":"IF(OR(AND($X3<>\"b\",$X3<>\"c\"),$AB3=0,$AB3>=(65000/12000),Inventory!$AC10=\"\"),\"a\",VLOOKUP(Inventory!$AC10,$H$3:$I$5,2,FALSE))","v":"a"},{"$f":"IF(AND($X3<>\"i\",$X3<>\"j\"),\"a\",IF(AND($W3=\"b\",Inventory!$L10=\"\"),\"a\",IF(AND($W3=\"b\",Inventory!$L10<>\"\"),VLOOKUP(Inventory!$L10,$K$3:$L$6,2,FALSE),IF(AND(OR($W3=\"c\",$W3=\"d\"),Inventory!$AD10=\"\"),\"a\",IF(AND(OR($W3=\"c\",$W3=\"d\"),Inventory!$AD10<>\"\"),VLOOKUP(Inventory!$AD10,$K$3:$L$6,2,FALSE),\"a\")))))","v":"a"},{"$f":"IF(OR(AND($X3<>\"e\",$X3<>\"f\"),$AB3=0,Inventory!$AF10=\"\"),\"a\",VLOOKUP(Inventory!$AF10,$N$3:$O$5,2,FALSE))","v":"a"},{"$f":"IF(OR(Inventory!C10=\"New Construction\",Inventory!C10=\"Replace-on-Burnout\"),Inventory!AS10,IF(Inventory!C10=\"Early Retirement\",Inventory!AR10,0))","v":0},{"$f":"IF(AND($X3<>\"b\",$X3<>\"c\",$X3<>\"d\",$X3<>\"e\",$X3<>\"f\"),\"\",IF(AND($AB3>=$AC$2,$X3=\"b\"),6,IF(AND($AB3>=$AC$2,$X3=\"c\"),12,IF(AND($AB3>=$AC$2,$X3=\"d\"),18,IF(AND($AB3>=$AC$2,$X3=\"e\"),24,IF(AND($AB3>=$AC$2,$X3=\"f\"),30,0))))))","v":""},{"$f":"IF(OR(AND($X3<>\"b\",$X3<>\"c\",$X3<>\"d\",$X3<>\"e\",$X3<>\"f\"),$AC3<>0),\"\",IF(AND($AB3>=$AD$2,$X3=\"b\"),5,IF(AND($AB3>=$AD$2,$X3=\"c\"),11,IF(AND($AB3>=$AD$2,$X3=\"d\"),17,IF(AND($AB3>=$AD$2,$X3=\"e\"),23,IF(AND($AB3>=$AD$2,$X3=\"f\"),29,0))))))","v":""},{"$f":"IF(OR(AND($X3<>\"b\",$X3<>\"c\",$X3<>\"d\",$X3<>\"e\",$X3<>\"f\"),$AD3<>0),\"\",IF(AND($AB3>=$AE$2,$X3=\"b\"),4,IF(AND($AB3>=$AE$2,$X3=\"c\"),10,IF(AND($AB3>=$AE$2,$X3=\"d\"),16,IF(AND($AB3>=$AE$2,$X3=\"e\"),22,IF(AND($AB3>=$AE$2,$X3=\"f\"),28,0))))))","v":""},{"$f":"IF(OR(AND($X3<>\"b\",$X3<>\"c\",$X3<>\"d\",$X3<>\"e\",$X3<>\"f\"),$AE3<>0),\"\",IF(AND($AB3>=$AF$2,$X3=\"b\"),3,IF(AND($AB3>=$AF$2,$X3=\"c\"),9,IF(AND($AB3>=$AF$2,$X3=\"d\"),15,IF(AND($AB3>=$AF$2,$X3=\"e\"),21,IF(AND($AB3>=$AF$2,$X3=\"f\"),27,0))))))","v":""},{"$f":"IF(OR(AND($X3<>\"b\",$X3<>\"c\",$X3<>\"d\",$X3<>\"e\",$X3<>\"f\"),$AF3<>0),\"\",IF(AND($AB3>=$AG$2,$X3=\"b\"),2,IF(AND($AB3>=$AG$2,$X3=\"c\"),8,IF(AND($AB3>=$AG$2,$X3=\"d\"),14,IF(AND($AB3>=$AG$2,$X3=\"e\"),20,IF(AND($AB3>=$AG$2,$X3=\"f\"),26,0))))))","v":""},{"$f":"IF(OR(AND($X3<>\"b\",$X3<>\"c\",$X3<>\"d\",$X3<>\"e\",$X3<>\"f\"),$AG3<>0),\"\",IF(AND($AB3>=$AH$2,$X3=\"b\"),1,IF(AND($AB3>=$AH$2,$X3=\"c\"),7,IF(AND($AB3>=$AH$2,$X3=\"d\"),13,IF(AND($AB3>=$AH$2,$X3=\"e\"),19,IF(AND($AB3>=$AH$2,$X3=\"f\"),25,0))))))","v":""},{"$f":"IF(AND($X3<>\"i\",$X3<>\"j\"),\"\",IF(AND($AB3>=$AI$2,$X3=\"i\"),39,IF(AND($AB3>=$AI$2,$X3=\"j\",$Z3=\"b\"),44,IF(AND($AB3>=$AI$2,$X3=\"j\",$Z3<>\"b\"),49,0))))","v":""},{"$f":"IF(OR(AND($X3<>\"i\",$X3<>\"j\"),$AI3<>0),\"\",IF(AND($AB3>=$AJ$2,$X3=\"i\"),38,IF(AND($AB3>=$AJ$2,$X3=\"j\",$Z3=\"b\"),43,IF(AND($AB3>=$AJ$2,$X3=\"j\",$Z3<>\"b\"),48,0))))","v":""},{"$f":"IF(OR(AND($X3<>\"i\",$X3<>\"j\"),$AJ3<>0),\"\",IF(AND($AB3>=$AK$2,$X3=\"i\"),37,IF(AND($AB3>=$AK$2,$X3=\"j\",$Z3=\"b\"),42,IF(AND($AB3>=$AK$2,$X3=\"j\",$Z3<>\"b\"),47,0))))","v":""},{"$f":"IF(OR(AND($X3<>\"i\",$X3<>\"j\"),$AK3<>0),\"\",IF(AND($AB3>=$AL$2,$X3=\"i\"),36,IF(AND($AB3>=$AL$2,$X3=\"j\",$Z3=\"b\"),41,IF(AND($AB3>=$AL$2,$X3=\"j\",$Z3<>\"b\"),46,0))))","v":""},{"$f":"IF(OR(AND($X3<>\"i\",$X3<>\"j\"),$AL3<>0),\"\",IF(AND($AB3>=$AM$2,$X3=\"i\"),35,IF(AND($AB3>=$AM$2,$X3=\"j\",$Z3=\"b\"),40,IF(AND($AB3>=$AM$2,$X3=\"j\",$Z3<>\"b\"),45,0))))","v":""},{"$f":"IF(AND($X3<>\"g\",$X3<>\"h\"),\"\",IF(AND($W3=\"d\",$X3=\"g\"),31,IF(AND($W3=\"c\",$X3=\"g\"),32,IF(AND($W3=\"d\",$X3=\"h\"),33,IF(AND($W3=\"c\",$X3=\"h\"),34,\"\")))))","v":""},{"$f":"SUM($AC3:$AN3)","v":0},{"$f":"CONCATENATE($W3,$X3,$Y3,$Z3,$AA3,$AO3)","v":"aaaaa0"},{"$f":"IF($X3=\"g\",\"Yes\",\"No\")","v":"No"},{"$f":"IF($X3=\"h\",\"Yes\",\"No\")","v":"No"},{"$f":"IF($W3=\"a\",0,IF($W3=\"b\",Inventory!$M10,Inventory!$AG10))","v":0},{"$f":"IF(OR($W3=\"a\",AND($AQ3=\"No\",$AR3=\"No\")),0,IF(AND($W3=\"b\",Inventory!$O10=\"Btu/hr\"),Inventory!$N10,IF(AND($W3=\"b\",Inventory!$O10=\"Tons\"),Inventory!$N10*12000,IF(AND(OR($W3=\"c\",$W3=\"d\"),Inventory!$AI10=\"Btu/hr\"),Inventory!$AH10,IF(AND(OR($W3=\"c\",$W3=\"d\"),Inventory!$AI10=\"Tons\"),Inventory!$AH10*12000,0)))))","v":0},{"$f":"IF(AT3=0,0,IF($AT3<7000,7000,IF($AT3>15000,15000,$AT3)))","v":0},{"$f":"IF(OR($W3=\"a\",AND($AQ3=\"No\",$AR3=\"No\"),$AT3=0),0,IF(AND($W3<>\"b\",$AQ3=\"Yes\",$AS3=\"Yes\"),13.8-(0.3*$AU3/1000),IF(AND($W3<>\"b\",$AQ3=\"Yes\",$AS3=\"No\"),10.9-(0.213*$AU3/1000),IF(AND($W3=\"b\",$AQ3=\"Yes\"),10.9-(0.213*$AU3/1000),IF(AND($W3<>\"b\",$AR3=\"Yes\",$AS3=\"Yes\"),14-(0.3*$AU3/1000),IF(AND($W3<>\"b\",$AR3=\"Yes\",$AS3=\"No\"),10.8-(0.213*$AU3/1000),IF(AND($W3=\"b\",$AR3=\"Yes\"),10.8-(0.213*$AU3/1000),0)))))))","v":0},"EER",{"$f":"IFERROR(12/$AV3,0)","v":0},"kW/ton",{"$f":"IF(OR($W3=\"a\",$AR3=\"No\"),0,IF(AND($W3=\"b\",Inventory!$Q10=\"Btu/hr\"),Inventory!$P10,IF(AND($W3=\"b\",Inventory!$Q10=\"Tons\"),Inventory!$P10*12000,IF(AND(OR($W3=\"c\",$W3=\"d\"),Inventory!$AK10=\"Btu/hr\"),Inventory!$AJ10,IF(AND(OR($W3=\"c\",$W3=\"d\"),Inventory!$AK10=\"Tons\"),Inventory!$AJ10*12000,0)))))","v":0},{"$f":"IF(AZ3=0,0,IF($AZ3<7000,7000,IF($AZ3>15000,15000,$AZ3)))","v":0},{"$f":"IF(OR($W3=\"a\",$AR3=\"No\",$AZ3=0),0,IF(AND($W3<>\"b\",$AR3=\"Yes\",$AS3=\"Yes\"),3.7-(0.052*$BA3/1000),IF(AND($W3<>\"b\",$AR3=\"Yes\",$AS3=\"No\"),2.9-(0.026*$BA3/1000),IF(AND($W3=\"b\",$AR3=\"Yes\"),2.9-(0.026*$BA3/1000),0))))","v":0},"COP",{"$f":"IF($W3=\"b\",\"Yes\",\"No\")","v":"No"},{"$f":"IF(OR(Inventory!$J10=\"\",$BD3=\"No\"),\"-\",Inventory!$J10)","v":"-"},{"$f":"IFERROR(VLOOKUP($BE3,'Early Retirement'!$B$6:$C$32,2,FALSE),\"-\")","v":"-"},{"$f":"IF(OR($W3<>\"b\",AND($X3<>\"b\",$X3<>\"c\")),\"n\",IF(AND($AO3<>1,$AO3<>2,$AO3<>7,$AO3<>8),\"n\",IF(Inventory!$K10=\"Split\",\"s\",IF(Inventory!$K10=\"Packaged\",\"p\",\"n\"))))","v":"n"},{"$f":"IF(AND($X3<>\"i\",$X3<>\"j\"),\"n\",IF(Inventory!$L10=\"Centrifugal\",\"c\",\"n\"))","v":"n"},{"$f":"IF(OR($BD3=\"No\",$X3=\"a\"),\"-\",CONCATENATE($AO3,$BG3,$BH3))","v":"-"},{"$f":"IFERROR(VLOOKUP($BI3,$BI$506:$BJ$541,2,FALSE),\"-\")","v":"-"},{"$f":"IFERROR(INDEX('Early Retirement'!$C$4:$AC$32,$BF3,$BJ3),0)","v":0},{"$f":"IFERROR(HLOOKUP($BJ3,'Early Retirement'!$D$4:$AC$5,2,FALSE),0)","v":0},{"$f":"IFERROR(INDEX('Early Retirement'!$AE$4:$BE$32,$BF3,$BJ3),0)","v":0},{"$f":"IFERROR(HLOOKUP($BJ3,'Early Retirement'!$AF$4:$BE$5,2,FALSE),0)","v":0},{"$f":"IF(LEFT($BL3,3)=\"EER\",12/$BK3,IF($BL3=\"kW/ton\",$BK3,0))","v":0},{"$f":"IF(OR(LEFT($BN3,4)=\"SEER\",$BN3=\"IEER\",$BN3=\"IPLV (EER)\"),12/$BM3,IF($BN3=\"IPLV (kW/ton)\",$BM3,0))","v":0},"kW/ton",{"$f":"IFERROR(INDEX('Early Retirement'!$BG$4:$CG$32,$BF3,$BJ3),0)","v":0},{"$f":"IFERROR(HLOOKUP($BJ3,'Early Retirement'!$BH$4:$CH$5,2,FALSE),0)","v":0},{"$f":"IF(LEFT($BS3,4)=\"HSPF\",$BR3/3.412,IF($BS3=\"COP\",$BR3,0))","v":0},"COP",{"$f":"IF(AND($AQ3=\"No\",$AR3=\"No\",$BD3=\"No\"),\"Yes\",\"No\")","v":"Yes"},{"$f":"IF($BV3=\"Yes\",IFERROR(VLOOKUP($AP3,$CH:$CO,6,FALSE),0),0)","v":0},{"$f":"IF($BV3=\"Yes\",IFERROR(VLOOKUP($AP3,$CH:$CO,7,FALSE),0),0)","v":0},"kW/ton",{"$f":"IF($BV3=\"Yes\",IFERROR(VLOOKUP($AP3,$CH:$CS,11,FALSE),0),0)","v":0},"COP",{"$f":"MAX($AX3,$BO3,$BW3)","v":0},{"$f":"MAX($AX3,$BP3,$BX3)","v":0},"kW/ton",{"$f":"MAX($BB3,$BT3,$BZ3)","v":0},"COP",null,"cbbaa1",11.7,"EER2",14.3,"SEER2",{"$f":"12/$CI3","v":1.0256410256410258},{"$f":"12/$CK3","v":0.83916083916083917},"kW/ton"]
[null,"Early Retirement","b",null,"DX AC Air Cooled","b",null,"Split","b",null,"Centrifugal","b",null,"Yes","b",null,null,3.75,5.416666666666667,2,null,2,{"$f":"IF(Inventory!$C11=\"\",\"a\",VLOOKUP(Inventory!$C11,$B$3:$C$6,2,FALSE))","v":"a"},{"$f":"IF(AND($W4=\"b\",Inventory!$I11=\"\"),\"a\",IF(AND($W4=\"b\",Inventory!$I11<>\"\"),VLOOKUP(Inventory!$I11,$E$3:$F$12,2,FALSE),IF(AND(OR($W4=\"c\",$W4=\"d\"),Inventory!$AB11=\"\"),\"a\",IF(AND(OR($W4=\"c\",$W4=\"d\"),Inventory!$AB11<>\"\"),VLOOKUP(Inventory!$AB11,$E$3:$F$12,2,FALSE),\"a\"))))","v":"a"},{"$f":"IF(OR(AND($X4<>\"b\",$X4<>\"c\"),$AB4=0,$AB4>=(65000/12000),Inventory!$AC11=\"\"),\"a\",VLOOKUP(Inventory!$AC11,$H$3:$I$5,2,FALSE))","v":"a"},{"$f":"IF(AND($X4<>\"i\",$X4<>\"j\"),\"a\",IF(AND($W4=\"b\",Inventory!$L11=\"\"),\"a\",IF(AND($W4=\"b\",Inventory!$L11<>\"\"),VLOOKUP(Inventory!$L11,$K$3:$L$6,2,FALSE),IF(AND(OR($W4=\"c\",$W4=\"d\"),Inventory!$AD11=\"\"),\"a\",IF(AND(OR($W4=\"c\",$W4=\"d\"),Inventory!$AD11<>\"\"),VLOOKUP(Inventory!$AD11,$K$3:$L$6,2,FALSE),\"a\")))))","v":"a"},{"$f":"IF(OR(AND($X4<>\"e\",$X4<>\"f\"),$AB4=0,Inventory!$AF11=\"\"),\"a\",VLOOKUP(Inventory!$AF11,$N$3:$O$5,2,FALSE))","v":"a"},{"$f":"IF(OR(Inventory!C11=\"New Construction\",Inventory!C11=\"Replace-on-Burnout\"),Inventory!AS11,IF(Inventory!C11=\"Early Retirement\",Inventory!AR11,0))","v":0},{"$f":"IF(AND($X4<>\"b\",$X4<>\"c\",$X4<>\"d\",$X4<>\"e\",$X4<>\"f\"),\"\",IF(AND($AB4>=$AC$2,$X4=\"b\"),6,IF(AND($AB4>=$AC$2,$X4=\"c\"),12,IF(AND($AB4>=$AC$2,$X4=\"d\"),18,IF(AND($AB4>=$AC$2,$X4=\"e\"),24,IF(AND($AB4>=$AC$2,$X4=\"f\"),30,0))))))","v":""},{"$f":"IF(OR(AND($X4<>\"b\",$X4<>\"c\",$X4<>\"d\",$X4<>\"e\",$X4<>\"f\"),$AC4<>0),\"\",IF(AND($AB4>=$AD$2,$X4=\"b\"),5,IF(AND($AB4>=$AD$2,$X4=\"c\"),11,IF(AND($AB4>=$AD$2,$X4=\"d\"),17,IF(AND($AB4>=$AD$2,$X4=\"e\"),23,IF(AND($AB4>=$AD$2,$X4=\"f\"),29,0))))))","v":""},{"$f":"IF(OR(AND($X4<>\"b\",$X4<>\"c\",$X4<>\"d\",$X4<>\"e\",$X4<>\"f\"),$AD4<>0),\"\",IF(AND($AB4>=$AE$2,$X4=\"b\"),4,IF(AND($AB4>=$AE$2,$X4=\"c\"),10,IF(AND($AB4>=$AE$2,$X4=\"d\"),16,IF(AND($AB4>=$AE$2,$X4=\"e\"),22,IF(AND($AB4>=$AE$2,$X4=\"f\"),28,0))))))","v":""},{"$f":"IF(OR(AND($X4<>\"b\",$X4<>\"c\",$X4<>\"d\",$X4<>\"e\",$X4<>\"f\"),$AE4<>0),\"\",IF(AND($AB4>=$AF$2,$X4=\"b\"),3,IF(AND($AB4>=$AF$2,$X4=\"c\"),9,IF(AND($AB4>=$AF$2,$X4=\"d\"),15,IF(AND($AB4>=$AF$2,$X4=\"e\"),21,IF(AND($AB4>=$AF$2,$X4=\"f\"),27,0))))))","v":""},{"$f":"IF(OR(AND($X4<>\"b\",$X4<>\"c\",$X4<>\"d\",$X4<>\"e\",$X4<>\"f\"),$AF4<>0),\"\",IF(AND($AB4>=$AG$2,$X4=\"b\"),2,IF(AND($AB4>=$AG$2,$X4=\"c\"),8,IF(AND($AB4>=$AG$2,$X4=\"d\"),14,IF(AND($AB4>=$AG$2,$X4=\"e\"),20,IF(AND($AB4>=$AG$2,$X4=\"f\"),26,0))))))","v":""},{"$f":"IF(OR(AND($X4<>\"b\",$X4<>\"c\",$X4<>\"d\",$X4<>\"e\",$X4<>\"f\"),$AG4<>0),\"\",IF(AND($AB4>=$AH$2,$X4=\"b\"),1,IF(AND($AB4>=$AH$2,$X4=\"c\"),7,IF(AND($AB4>=$AH$2,$X4=\"d\"),13,IF(AND($AB4>=$AH$2,$X4=\"e\"),19,IF(AND($AB4>=$AH$2,$X4=\"f\"),25,0))))))","v":""},{"$f":"IF(AND($X4<>\"i\",$X4<>\"j\"),\"\",IF(AND($AB4>=$AI$2,$X4=\"i\"),39,IF(AND($AB4>=$AI$2,$X4=\"j\",$Z4=\"b\"),44,IF(AND($AB4>=$AI$2,$X4=\"j\",$Z4<>\"b\"),49,0))))","v":""},{"$f":"IF(OR(AND($X4<>\"i\",$X4<>\"j\"),$AI4<>0),\"\",IF(AND($AB4>=$AJ$2,$X4=\"i\"),38,IF(AND($AB4>=$AJ$2,$X4=\"j\",$Z4=\"b\"),43,IF(AND($AB4>=$AJ$2,$X4=\"j\",$Z4<>\"b\"),48,0))))","v":""},{"$f":"IF(OR(AND($X4<>\"i\",$X4<>\"j\"),$AJ4<>0),\"\",IF(AND($AB4>=$AK$2,$X4=\"i\"),37,IF(AND($AB4>=$AK$2,$X4=\"j\",$Z4=\"b\"),42,IF(AND($AB4>=$AK$2,$X4=\"j\",$Z4<>\"b\"),47,0))))","v":""},{"$f":"IF(OR(AND($X4<>\"i\",$X4<>\"j\"),$AK4<>0),\"\",IF(AND($AB4>=$AL$2,$X4=\"i\"),36,IF(AND($AB4>=$AL$2,$X4=\"j\",$Z4=\"b\"),41,IF(AND($AB4>=$AL$2,$X4=\"j\",$Z4<>\"b\"),46,0))))","v":""},{"$f":"IF(OR(AND($X4<>\"i\",$X4<>\"j\"),$AL4<>0),\"\",IF(AND($AB4>=$AM$2,$X4=\"i\"),35,IF(AND($AB4>=$AM$2,$X4=\"j\",$Z4=\"b\"),40,IF(AND($AB4>=$AM$2,$X4=\"j\",$Z4<>\"b\"),45,0))))","v":""},{"$f":"IF(AND($X4<>\"g\",$X4<>\"h\"),\"\",IF(AND($W4=\"d\",$X4=\"g\"),31,IF(AND($W4=\"c\",$X4=\"g\"),32,IF(AND($W4=\"d\",$X4=\"h\"),33,IF(AND($W4=\"c\",$X4=\"h\"),34,\"\")))))","v":""},{"$f":"SUM($AC4:$AN4)","v":0},{"$f":"CONCATENATE($W4,$X4,$Y4,$Z4,$AA4,$AO4)","v":"aaaaa0"},{"$f":"IF($X4=\"g\",\"Yes\",\"No\")","v":"No"},{"$f":"IF($X4=\"h\",\"Yes\",\"No\")","v":"No"},{"$f":"IF($W4=\"a\",0,IF($W4=\"b\",Inventory!$M11,Inventory!$AG11))","v":0},{"$f":"IF(OR($W4=\"a\",AND($AQ4=\"No\",$AR4=\"No\")),0,IF(AND($W4=\"b\",Inventory!$O11=\"Btu/hr\"),Inventory!$N11,IF(AND($W4=\"b\",Inventory!$O11=\"Tons\"),Inventory!$N11*12000,IF(AND(OR($W4=\"c\",$W4=\"d\"),Inventory!$AI11=\"Btu/hr\"),Inventory!$AH11,IF(AND(OR($W4=\"c\",$W4=\"d\"),Inventory!$AI11=\"Tons\"),Inventory!$AH11*12000,0)))))","v":0},{"$f":"IF(AT4=0,0,IF($AT4<7000,7000,IF($AT4>15000,15000,$AT4)))","v":0},{"$f":"IF(OR($W4=\"a\",AND($AQ4=\"No\",$AR4=\"No\"),$AT4=0),0,IF(AND($W4<>\"b\",$AQ4=\"Yes\",$AS4=\"Yes\"),13.8-(0.3*$AU4/1000),IF(AND($W4<>\"b\",$AQ4=\"Yes\",$AS4=\"No\"),10.9-(0.213*$AU4/1000),IF(AND($W4=\"b\",$AQ4=\"Yes\"),10.9-(0.213*$AU4/1000),IF(AND($W4<>\"b\",$AR4=\"Yes\",$AS4=\"Yes\"),14-(0.3*$AU4/1000),IF(AND($W4<>\"b\",$AR4=\"Yes\",$AS4=\"No\"),10.8-(0.213*$AU4/1000),IF(AND($W4=\"b\",$AR4=\"Yes\"),10.8-(0.213*$AU4/1000),0)))))))","v":0},"EER",0,"kW/ton",{"$f":"IF(OR($W4=\"a\",$AR4=\"No\"),0,IF(AND($W4=\"b\",Inventory!$Q11=\"Btu/hr\"),Inventory!$P11,IF(AND($W4=\"b\",Inventory!$Q11=\"Tons\"),Inventory!$P11*12000,IF(AND(OR($W4=\"c\",$W4=\"d\"),Inventory!$AK11=\"Btu/hr\"),Inventory!$AJ11,IF(AND(OR($W4=\"c\",$W4=\"d\"),Inventory!$AK11=\"Tons\"),Inventory!$AJ11*12000,0)))))","v":0},{"$f":"IF(AZ4=0,0,IF($AZ4<7000,7000,IF($AZ4>15000,15000,$AZ4)))","v":0},{"$f":"IF(OR($W4=\"a\",$AR4=\"No\",$AZ4=0),0,IF(AND($W4<>\"b\",$AR4=\"Yes\",$AS4=\"Yes\"),3.7-(0.052*$BA4/1000),IF(AND($W4<>\"b\",$AR4=\"Yes\",$AS4=\"No\"),2.9-(0.026*$BA4/1000),IF(AND($W4=\"b\",$AR4=\"Yes\"),2.9-(0.026*$BA4/1000),0))))","v":0},"COP","No",{"$f":"IF(OR(Inventory!$J11=\"\",$BD4=\"No\"),\"-\",Inventory!$J11)","v":"-"},{"$f":"IFERROR(VLOOKUP($BE4,'Early Retirement'!$B$6:$C$32,2,FALSE),\"-\")","v":"-"},{"$f":"IF(OR($W4<>\"b\",AND($X4<>\"b\",$X4<>\"c\")),\"n\",IF(AND($AO4<>1,$AO4<>2,$AO4<>7,$AO4<>8),\"n\",IF(Inventory!$K11=\"Split\",\"s\",IF(Inventory!$K11=\"Packaged\",\"p\",\"n\"))))","v":"n"},{"$f":"IF(AND($X4<>\"i\",$X4<>\"j\"),\"n\",IF(Inventory!$L11=\"Centrifugal\",\"c\",\"n\"))","v":"n"},{"$f":"IF(OR($BD4=\"No\",$X4=\"a\"),\"-\",CONCATENATE($AO4,$BG4,$BH4))","v":"-"},"-",{"$f":"IFERROR(INDEX('Early Retirement'!$C$4:$AC$32,$BF4,$BJ4),0)","v":0},{"$f":"IFERROR(HLOOKUP($BJ4,'Early Retirement'!$D$4:$AC$5,2,FALSE),0)","v":0},{"$f":"IFERROR(INDEX('Early Retirement'!$AE$4:$BE$32,$BF4,$BJ4),0)","v":0},{"$f":"IFERROR(HLOOKUP($BJ4,'Early Retirement'!$AF$4:$BE$5,2,FALSE),0)","v":0},{"$f":"IF(LEFT($BL4,3)=\"EER\",12/$BK4,IF($BL4=\"kW/ton\",$BK4,0))","v":0},{"$f":"IF(OR(LEFT($BN4,4)=\"SEER\",$BN4=\"IEER\",$BN4=\"IPLV (EER)\"),12/$BM4,IF($BN4=\"IPLV (kW/ton)\",$BM4,0))","v":0},"kW/ton",{"$f":"IFERROR(INDEX('Early Retirement'!$BG$4:$CG$32,$BF4,$BJ4),0)","v":0},{"$f":"IFERROR(HLOOKUP($BJ4,'Early Retirement'!$BH$4:$CH$5,2,FALSE),0)","v":0},{"$f":"IF(LEFT($BS4,4)=\"HSPF\",$BR4/3.412,IF($BS4=\"COP\",$BR4,0))","v":0},"COP",{"$f":"IF(AND($AQ4=\"No\",$AR4=\"No\",$BD4=\"No\"),\"Yes\",\"No\")","v":"Yes"},0,0,"kW/ton",0,"COP",{"$f":"MAX($AX4,$BO4,$BW4)","v":0},{"$f":"MAX($AX4,$BP4,$BX4)","v":0},"kW/ton",{"$f":"MAX($BB4,$BT4,$BZ4)","v":0},"COP",null,"cbbaa2",11.2,"EER2",13.8,"SEER2",1.0714285714285714,0.86956521739130432,"kW/ton"]
[null,"Replace-on-Burnout","c",null,"DX HP Air Cooled","c",null,"Packaged","c",null,"Screw","c",null,"No","c",null,null,5.416666666666667,11.25,3,null,3,{"$f":"IF(Inventory!$C12=\"\",\"a\",VLOOKUP(Inventory!$C12,$B$3:$C$6,2,FALSE))","v":"a"},{"$f":"IF(AND($W5=\"b\",Inventory!$I12=\"\"),\"a\",IF(AND($W5=\"b\",Inventory!$I12<>\"\"),VLOOKUP(Inventory!$I12,$E$3:$F$12,2,FALSE),IF(AND(OR($W5=\"c\",$W5=\"d\"),Inventory!$AB12=\"\"),\"a\",IF(AND(OR($W5=\"c\",$W5=\"d\"),Inventory!$AB12<>\"\"),VLOOKUP(Inventory!$AB12,$E$3:$F$12,2,FALSE),\"a\"))))","v":"a"},{"$f":"IF(OR(AND($X5<>\"b\",$X5<>\"c\"),$AB5=0,$AB5>=(65000/12000),Inventory!$AC12=\"\"),\"a\",VLOOKUP(Inventory!$AC12,$H$3:$I$5,2,FALSE))","v":"a"},{"$f":"IF(AND($X5<>\"i\",$X5<>\"j\"),\"a\",IF(AND($W5=\"b\",Inventory!$L12=\"\"),\"a\",IF(AND($W5=\"b\",Inventory!$L12<>\"\"),VLOOKUP(Inventory!$L12,$K$3:$L$6,2,FALSE),IF(AND(OR($W5=\"c\",$W5=\"d\"),Inventory!$AD12=\"\"),\"a\",IF(AND(OR($W5=\"c\",$W5=\"d\"),Inventory!$AD12<>\"\"),VLOOKUP(Inventory!$AD12,$K$3:$L$6,2,FALSE),\"a\")))))","v":"a"},{"$f":"IF(OR(AND($X5<>\"e\",$X5<>\"f\"),$AB5=0,Inventory!$AF12=\"\"),\"a\",VLOOKUP(Inventory!$AF12,$N$3:$O$5,2,FALSE))","v":"a"},{"$f":"IF(OR(Inventory!C12=\"New Construction\",Inventory!C12=\"Replace-on-Burnout\"),Inventory!AS12,IF(Inventory!C12=\"Early Retirement\",Inventory!AR12,0))","v":0},"","","","","","","","","","","","",0,"aaaaa0","No","No",{"$f":"IF($W5=\"a\",0,IF($W5=\"b\",Inventory!$M12,Inventory!$AG12))","v":0},{"$f":"IF(OR($W5=\"a\",AND($AQ5=\"No\",$AR5=\"No\")),0,IF(AND($W5=\"b\",Inventory!$O12=\"Btu/hr\"),Inventory!$N12,IF(AND($W5=\"b\",Inventory!$O12=\"Tons\"),Inventory!$N12*12000,IF(AND(OR($W5=\"c\",$W5=\"d\"),Inventory!$AI12=\"Btu/hr\"),Inventory!$AH12,IF(AND(OR($W5=\"c\",$W5=\"d\"),Inventory!$AI12=\"Tons\"),Inventory!$AH12*12000,0)))))","v":0},0,0,"EER",0,"kW/ton",{"$f":"IF(OR($W5=\"a\",$AR5=\"No\"),0,IF(AND($W5=\"b\",Inventory!$Q12=\"Btu/hr\"),Inventory!$P12,IF(AND($W5=\"b\",Inventory!$Q12=\"Tons\"),Inventory!$P12*12000,IF(AND(OR($W5=\"c\",$W5=\"d\"),Inventory!$AK12=\"Btu/hr\"),Inventory!$AJ12,IF(AND(OR($W5=\"c\",$W5=\"d\"),Inventory!$AK12=\"Tons\"),Inventory!$AJ12*12000,0)))))","v":0},0,0,"COP","No",{"$f":"IF(OR(Inventory!$J12=\"\",$BD5=\"No\"),\"-\",Inventory!$J12)","v":"-"},{"$f":"IFERROR(VLOOKUP($BE5,'Early Retirement'!$B$6:$C$32,2,FALSE),\"-\")","v":"-"},{"$f":"IF(OR($W5<>\"b\",AND($X5<>\"b\",$X5<>\"c\")),\"n\",IF(AND($AO5<>1,$AO5<>2,$AO5<>7,$AO5<>8),\"n\",IF(Inventory!$K12=\"Split\",\"s\",IF(Inventory!$K12=\"Packaged\",\"p\",\"n\"))))","v":"n"},{"$f":"IF(AND($X5<>\"i\",$X5<>\"j\"),\"n\",IF(Inventory!$L12=\"Centrifugal\",\"c\",\"n\"))","v":"n"},"-","-",{"$f":"IFERROR(INDEX('Early Retirement'!$C$4:$AC$32,$BF5,$BJ5),0)","v":0},{"$f":"IFERROR(HLOOKUP($BJ5,'Early Retirement'!$D$4:$AC$5,2,FALSE),0)","v":0},{"$f":"IFERROR(INDEX('Early Retirement'!$AE$4:$BE$32,$BF5,$BJ5),0)","v":0},{"$f":"IFERROR(HLOOKUP($BJ5,'Early Retirement'!$AF$4:$BE$5,2,FALSE),0)","v":0},0,0,"kW/ton",{"$f":"IFERROR(INDEX('Early Retirement'!$BG$4:$CG$32,$BF5,$BJ5),0)","v":0},{"$f":"IFERROR(HLOOKUP($BJ5,'Early Retirement'!$BH$4:$CH$5,2,FALSE),0)","v":0},0,"COP","Yes",0,0,"kW/ton",0,"COP",0,0,"kW/ton",0,"COP",null,"cbcaa1",10.6,"EER2",13.4,"SEER2",{"$f":"12/$CI5","v":1.1320754716981132},{"$f":"12/$CK5","v":0.89552238805970152},"kW/ton"]
[null,"New Construction","d",null,"VRF AC Air Cooled","d",null,null,null,null,"Scroll","d",null,null,null,null,null,11.25,20,4,null,4,{"$f":"IF(Inventory!$C13=\"\",\"a\",VLOOKUP(Inventory!$C13,$B$3:$C$6,2,FALSE))","v":"a"},{"$f":"IF(AND($W6=\"b\",Inventory!$I13=\"\"),\"a\",IF(AND($W6=\"b\",Inventory!$I13<>\"\"),VLOOKUP(Inventory!$I13,$E$3:$F$12,2,FALSE),IF(AND(OR($W6=\"c\",$W6=\"d\"),Inventory!$AB13=\"\"),\"a\",IF(AND(OR($W6=\"c\",$W6=\"d\"),Inventory!$AB13<>\"\"),VLOOKUP(Inventory!$AB13,$E$3:$F$12,2,FALSE),\"a\"))))","v":"a"},{"$f":"IF(OR(AND($X6<>\"b\",$X6<>\"c\"),$AB6=0,$AB6>=(65000/12000),Inventory!$AC13=\"\"),\"a\",VLOOKUP(Inventory!$AC13,$H$3:$I$5,2,FALSE))","v":"a"},{"$f":"IF(AND($X6<>\"i\",$X6<>\"j\"),\"a\",IF(AND($W6=\"b\",Inventory!$L13=\"\"),\"a\",IF(AND($W6=\"b\",Inventory!$L13<>\"\"),VLOOKUP(Inventory!$L13,$K$3:$L$6,2,FALSE),IF(AND(OR($W6=\"c\",$W6=\"d\"),Inventory!$AD13=\"\"),\"a\",IF(AND(OR($W6=\"c\",$W6=\"d\"),Inventory!$AD13<>\"\"),VLOOKUP(Inventory!$AD13,$K$3:$L$6,2,FALSE),\"a\")))))","v":"a"},{"$f":"IF(OR(AND($X6<>\"e\",$X6<>\"f\"),$AB6=0,Inventory!$AF13=\"\"),\"a\",VLOOKUP(Inventory!$AF13,$N$3:$O$5,2,FALSE))","v":"a"},{"$f":"IF(OR(Inventory!C13=\"New Construction\",Inventory!C13=\"Replace-on-Burnout\"),Inventory!AS13,IF(Inventory!C13=\"Early Retirement\",Inventory!AR13,0))","v":0},"","","","","","","","","","","","",0,"aaaaa0","No","No",{"$f":"IF($W6=\"a\",0,IF($W6=\"b\",Inventory!$M13,Inventory!$AG13))","v":0},{"$f":"IF(OR($W6=\"a\",AND($AQ6=\"No\",$AR6=\"No\")),0,IF(AND($W6=\"b\",Inventory!$O13=\"Btu/hr\"),Inventory!$N13,IF(AND($W6=\"b\",Inventory!$O13=\"Tons\"),Inventory!$N13*12000,IF(AND(OR($W6=\"c\",$W6=\"d\"),Inventory!$AI13=\"Btu/hr\"),Inventory!$AH13,IF(AND(OR($W6=\"c\",$W6=\"d\"),Inventory!$AI13=\"Tons\"),Inventory!$AH13*12000,0)))))","v":0},0,0,"EER",0,"kW/ton",{"$f":"IF(OR($W6=\"a\",$AR6=\"No\"),0,IF(AND($W6=\"b\",Inventory!$Q13=\"Btu/hr\"),Inventory!$P13,IF(AND($W6=\"b\",Inventory!$Q13=\"Tons\"),Inventory!$P13*12000,IF(AND(OR($W6=\"c\",$W6=\"d\"),Inventory!$AK13=\"Btu/hr\"),Inventory!$AJ13,IF(AND(OR($W6=\"c\",$W6=\"d\"),Inventory!$AK13=\"Tons\"),Inventory!$AJ13*12000,0)))))","v":0},0,0,"COP","No",{"$f":"IF(OR(Inventory!$J13=\"\",$BD6=\"No\"),\"-\",Inventory!$J13)","v":"-"},{"$f":"IFERROR(VLOOKUP($BE6,'Early Retirement'!$B$6:$C$32,2,FALSE),\"-\")","v":"-"},{"$f":"IF(OR($W6<>\"b\",AND($X6<>\"b\",$X6<>\"c\")),\"n\",IF(AND($AO6<>1,$AO6<>2,$AO6<>7,$AO6<>8),\"n\",IF(Inventory!$K13=\"Split\",\"s\",IF(Inventory!$K13=\"Packaged\",\"p\",\"n\"))))","v":"n"},{"$f":"IF(AND($X6<>\"i\",$X6<>\"j\"),\"n\",IF(Inventory!$L13=\"Centrifugal\",\"c\",\"n\"))","v":"n"},"-","-",{"$f":"IFERROR(INDEX('Early Retirement'!$C$4:$AC$32,$BF6,$BJ6),0)","v":0},{"$f":"IFERROR(HLOOKUP($BJ6,'Early Retirement'!$D$4:$AC$5,2,FALSE),0)","v":0},{"$f":"IFERROR(INDEX('Early Retirement'!$AE$4:$BE$32,$BF6,$BJ6),0)","v":0},{"$f":"IFERROR(HLOOKUP($BJ6,'Early Retirement'!$AF$4:$BE$5,2,FALSE),0)","v":0},0,0,"kW/ton",{"$f":"IFERROR(INDEX('Early Retirement'!$BG$4:$CG$32,$BF6,$BJ6),0)","v":0},{"$f":"IFERROR(HLOOKUP($BJ6,'Early Retirement'!$BH$4:$CH$5,2,FALSE),0)","v":0},0,"COP","Yes",0,0,"kW/ton",0,"COP",0,0,"kW/ton",0,"COP",null,"cbcaa2",10.6,"EER2",13.4,"SEER2",1.1320754716981132,0.89552238805970152,"kW/ton"]
[null,null,null,null,"VRF HP Air Cooled","e",null,null,null,null,null,null,null,null,null,null,null,20,63.333333333333336,5,null,5,{"$f":"IF(Inventory!$C14=\"\",\"a\",VLOOKUP(Inventory!$C14,$B$3:$C$6,2,FALSE))","v":"a"},{"$f":"IF(AND($W7=\"b\",Inventory!$I14=\"\"),\"a\",IF(AND($W7=\"b\",Inventory!$I14<>\"\"),VLOOKUP(Inventory!$I14,$E$3:$F$12,2,FALSE),IF(AND(OR($W7=\"c\",$W7=\"d\"),Inventory!$AB14=\"\"),\"a\",IF(AND(OR($W7=\"c\",$W7=\"d\"),Inventory!$AB14<>\"\"),VLOOKUP(Inventory!$AB14,$E$3:$F$12,2,FALSE),\"a\"))))","v":"a"},{"$f":"IF(OR(AND($X7<>\"b\",$X7<>\"c\"),$AB7=0,$AB7>=(65000/12000),Inventory!$AC14=\"\"),\"a\",VLOOKUP(Inventory!$AC14,$H$3:$I$5,2,FALSE))","v":"a"},{"$f":"IF(AND($X7<>\"i\",$X7<>\"j\"),\"a\",IF(AND($W7=\"b\",Inventory!$L14=\"\"),\"a\",IF(AND($W7=\"b\",Inventory!$L14<>\"\"),VLOOKUP(Inventory!$L14,$K$3:$L$6,2,FALSE),IF(AND(OR($W7=\"c\",$W7=\"d\"),Inventory!$AD14=\"\"),\"a\",IF(AND(OR($W7=\"c\",$W7=\"d\"),Inventory!$AD14<>\"\"),VLOOKUP(Inventory!$AD14,$K$3:$L$6,2,FALSE),\"a\")))))","v":"a"},{"$f":"IF(OR(AND($X7<>\"e\",$X7<>\"f\"),$AB7=0,Inventory!$AF14=\"\"),\"a\",VLOOKUP(Inventory!$AF14,$N$3:$O$5,2,FALSE))","v":"a"},{"$f":"IF(OR(Inventory!C14=\"New Construction\",Inventory!C14=\"Replace-on-Burnout\"),Inventory!AS14,IF(Inventory!C14=\"Early Retirement\",Inventory!AR14,0))","v":0},"","","","","","","","","","","","",0,"aaaaa0","No","No",{"$f":"IF($W7=\"a\",0,IF($W7=\"b\",Inventory!$M14,Inventory!$AG14))","v":0},{"$f":"IF(OR($W7=\"a\",AND($AQ7=\"No\",$AR7=\"No\")),0,IF(AND($W7=\"b\",Inventory!$O14=\"Btu/hr\"),Inventory!$N14,IF(AND($W7=\"b\",Inventory!$O14=\"Tons\"),Inventory!$N14*12000,IF(AND(OR($W7=\"c\",$W7=\"d\"),Inventory!$AI14=\"Btu/hr\"),Inventory!$AH14,IF(AND(OR($W7=\"c\",$W7=\"d\"),Inventory!$AI14=\"Tons\"),Inventory!$AH14*12000,0)))))","v":0},0,0,"EER",0,"kW/ton",{"$f":"IF(OR($W7=\"a\",$AR7=\"No\"),0,IF(AND($W7=\"b\",Inventory!$Q14=\"Btu/hr\"),Inventory!$P14,IF(AND($W7=\"b\",Inventory!$Q14=\"Tons\"),Inventory!$P14*12000,IF(AND(OR($W7=\"c\",$W7=\"d\"),Inventory!$AK14=\"Btu/hr\"),Inventory!$AJ14,IF(AND(OR($W7=\"c\",$W7=\"d\"),Inventory!$AK14=\"Tons\"),Inventory!$AJ14*12000,0)))))","v":0},0,0,"COP","No",{"$f":"IF(OR(Inventory!$J14=\"\",$BD7=\"No\"),\"-\",Inventory!$J14)","v":"-"},{"$f":"IFERROR(VLOOKUP($BE7,'Early Retirement'!$B$6:$C$32,2,FALSE),\"-\")","v":"-"},{"$f":"IF(OR($W7<>\"b\",AND($X7<>\"b\",$X7<>\"c\")),\"n\",IF(AND($AO7<>1,$AO7<>2,$AO7<>7,$AO7<>8),\"n\",IF(Inventory!$K14=\"Split\",\"s\",IF(Inventory!$K14=\"Packaged\",\"p\",\"n\"))))","v":"n"},{"$f":"IF(AND($X7<>\"i\",$X7<>\"j\"),\"n\",IF(Inventory!$L14=\"Centrifugal\",\"c\",\"n\"))","v":"n"},"-","-",{"$f":"IFERROR(INDEX('Early Retirement'!$C$4:$AC$32,$BF7,$BJ7),0)","v":0},{"$f":"IFERROR(HLOOKUP($BJ7,'Early Retirement'!$D$4:$AC$5,2,FALSE),0)","v":0},{"$f":"IFERROR(INDEX('Early Retirement'!$AE$4:$BE$32,$BF7,$BJ7),0)","v":0},{"$f":"IFERROR(HLOOKUP($BJ7,'Early Retirement'!$AF$4:$BE$5,2,FALSE),0)","v":0},0,0,"kW/ton",{"$f":"IFERROR(INDEX('Early Retirement'!$BG$4:$CG$32,$BF7,$BJ7),0)","v":0},{"$f":"IFERROR(HLOOKUP($BJ7,'Early Retirement'!$BH$4:$CH$5,2,FALSE),0)","v":0},0,"COP","Yes",0,0,"kW/ton",0,"COP",0,0,"kW/ton",0,"COP",null,"cbaaa3",11,"EER",14.6,"IEER",1.0909090909090908,0.82191780821917815,"kW/ton"]
[null,null,"a",null,"VRF HP Water Cooled","f",null,null,null,null,null,null,null,null,null,null,null,63.333333333333336,null,6,null,6,{"$f":"IF(Inventory!$C15=\"\",\"a\",VLOOKUP(Inventory!$C15,$B$3:$C$6,2,FALSE))","v":"a"},{"$f":"IF(AND($W8=\"b\",Inventory!$I15=\"\"),\"a\",IF(AND($W8=\"b\",Inventory!$I15<>\"\"),VLOOKUP(Inventory!$I15,$E$3:$F$12,2,FALSE),IF(AND(OR($W8=\"c\",$W8=\"d\"),Inventory!$AB15=\"\"),\"a\",IF(AND(OR($W8=\"c\",$W8=\"d\"),Inventory!$AB15<>\"\"),VLOOKUP(Inventory!$AB15,$E$3:$F$12,2,FALSE),\"a\"))))","v":"a"},{"$f":"IF(OR(AND($X8<>\"b\",$X8<>\"c\"),$AB8=0,$AB8>=(65000/12000),Inventory!$AC15=\"\"),\"a\",VLOOKUP(Inventory!$AC15,$H$3:$I$5,2,FALSE))","v":"a"},{"$f":"IF(AND($X8<>\"i\",$X8<>\"j\"),\"a\",IF(AND($W8=\"b\",Inventory!$L15=\"\"),\"a\",IF(AND($W8=\"b\",Inventory!$L15<>\"\"),VLOOKUP(Inventory!$L15,$K$3:$L$6,2,FALSE),IF(AND(OR($W8=\"c\",$W8=\"d\"),Inventory!$AD15=\"\"),\"a\",IF(AND(OR($W8=\"c\",$W8=\"d\"),Inventory!$AD15<>\"\"),VLOOKUP(Inventory!$AD15,$K$3:$L$6,2,FALSE),\"a\")))))","v":"a"},{"$f":"IF(OR(AND($X8<>\"e\",$X8<>\"f\"),$AB8=0,Inventory!$AF15=\"\"),\"a\",VLOOKUP(Inventory!$AF15,$N$3:$O$5,2,FALSE))","v":"a"},{"$f":"IF(OR(Inventory!C15=\"New Construction\",Inventory!C15=\"Replace-on-Burnout\"),Inventory!AS15,IF(Inventory!C15=\"Early Retirement\",Inventory!AR15,0))","v":0},"","","","","","","","","","","","",0,"aaaaa0","No","No",{"$f":"IF($W8=\"a\",0,IF($W8=\"b\",Inventory!$M15,Inventory!$AG15))","v":0},{"$f":"IF(OR($W8=\"a\",AND($AQ8=\"No\",$AR8=\"No\")),0,IF(AND($W8=\"b\",Inventory!$O15=\"Btu/hr\"),Inventory!$N15,IF(AND($W8=\"b\",Inventory!$O15=\"Tons\"),Inventory!$N15*12000,IF(AND(OR($W8=\"c\",$W8=\"d\"),Inventory!$AI15=\"Btu/hr\"),Inventory!$AH15,IF(AND(OR($W8=\"c\",$W8=\"d\"),Inventory!$AI15=\"Tons\"),Inventory!$AH15*12000,0)))))","v":0},0,0,"EER",0,"kW/ton",{"$f":"IF(OR($W8=\"a\",$AR8=\"No\"),0,IF(AND($W8=\"b\",Inventory!$Q15=\"Btu/hr\"),Inventory!$P15,IF(AND($W8=\"b\",Inventory!$Q15=\"Tons\"),Inventory!$P15*12000,IF(AND(OR($W8=\"c\",$W8=\"d\"),Inventory!$AK15=\"Btu/hr\"),Inventory!$AJ15,IF(AND(OR($W8=\"c\",$W8=\"d\"),Inventory!$AK15=\"Tons\"),Inventory!$AJ15*12000,0)))))","v":0},0,0,"COP","No",{"$f":"IF(OR(Inventory!$J15=\"\",$BD8=\"No\"),\"-\",Inventory!$J15)","v":"-"},{"$f":"IFERROR(VLOOKUP($BE8,'Early Retirement'!$B$6:$C$32,2,FALSE),\"-\")","v":"-"},{"$f":"IF(OR($W8<>\"b\",AND($X8<>\"b\",$X8<>\"c\")),\"n\",IF(AND($AO8<>1,$AO8<>2,$AO8<>7,$AO8<>8),\"n\",IF(Inventory!$K15=\"Split\",\"s\",IF(Inventory!$K15=\"Packaged\",\"p\",\"n\"))))","v":"n"},{"$f":"IF(AND($X8<>\"i\",$X8<>\"j\"),\"n\",IF(Inventory!$L15=\"Centrifugal\",\"c\",\"n\"))","v":"n"},"-","-",{"$f":"IFERROR(INDEX('Early Retirement'!$C$4:$AC$32,$BF8,$BJ8),0)","v":0},{"$f":"IFERROR(HLOOKUP($BJ8,'Early Retirement'!$D$4:$AC$5,2,FALSE),0)","v":0},{"$f":"IFERROR(INDEX('Early Retirement'!$AE$4:$BE$32,$BF8,$BJ8),0)","v":0},{"$f":"IFERROR(HLOOKUP($BJ8,'Early Retirement'!$AF$4:$BE$5,2,FALSE),0)","v":0},0,0,"kW/ton",{"$f":"IFERROR(INDEX('Early Retirement'!$BG$4:$CG$32,$BF8,$BJ8),0)","v":0},{"$f":"IFERROR(HLOOKUP($BJ8,'Early Retirement'!$BH$4:$CH$5,2,FALSE),0)","v":0},0,"COP","Yes",0,0,"kW/ton",0,"COP",0,0,"kW/ton",0,"COP",null,"cbaaa4",10.8,"EER",14,"IEER",1.1111111111111109,0.8571428571428571,"kW/ton"]
[null,"Early Retirement","c",null,"PTAC","g",null,null,null,null,null,null,null,null,null,null,"DX HP\nAir Cooled",0,3.75,7,null,7,{"$f":"IF(Inventory!$C16=\"\",\"a\",VLOOKUP(Inventory!$C16,$B$3:$C$6,2,FALSE))","v":"a"},{"$f":"IF(AND($W9=\"b\",Inventory!$I16=\"\"),\"a\",IF(AND($W9=\"b\",Inventory!$I16<>\"\"),VLOOKUP(Inventory!$I16,$E$3:$F$12,2,FALSE),IF(AND(OR($W9=\"c\",$W9=\"d\"),Inventory!$AB16=\"\"),\"a\",IF(AND(OR($W9=\"c\",$W9=\"d\"),Inventory!$AB16<>\"\"),VLOOKUP(Inventory!$AB16,$E$3:$F$12,2,FALSE),\"a\"))))","v":"a"},{"$f":"IF(OR(AND($X9<>\"b\",$X9<>\"c\"),$AB9=0,$AB9>=(65000/12000),Inventory!$AC16=\"\"),\"a\",VLOOKUP(Inventory!$AC16,$H$3:$I$5,2,FALSE))","v":"a"},{"$f":"IF(AND($X9<>\"i\",$X9<>\"j\"),\"a\",IF(AND($W9=\"b\",Inventory!$L16=\"\"),\"a\",IF(AND($W9=\"b\",Inventory!$L16<>\"\"),VLOOKUP(Inventory!$L16,$K$3:$L$6,2,FALSE),IF(AND(OR($W9=\"c\",$W9=\"d\"),Inventory!$AD16=\"\"),\"a\",IF(AND(OR($W9=\"c\",$W9=\"d\"),Inventory!$AD16<>\"\"),VLOOKUP(Inventory!$AD16,$K$3:$L$6,2,FALSE),\"a\")))))","v":"a"},{"$f":"IF(OR(AND($X9<>\"e\",$X9<>\"f\"),$AB9=0,Inventory!$AF16=\"\"),\"a\",VLOOKUP(Inventory!$AF16,$N$3:$O$5,2,FALSE))","v":"a"},{"$f":"IF(OR(Inventory!C16=\"New Construction\",Inventory!C16=\"Replace-on-Burnout\"),Inventory!AS16,IF(Inventory!C16=\"Early Retirement\",Inventory!AR16,0))","v":0},"","","","","","","","","","","","",0,"aaaaa0","No","No",{"$f":"IF($W9=\"a\",0,IF($W9=\"b\",Inventory!$M16,Inventory!$AG16))","v":0},{"$f":"IF(OR($W9=\"a\",AND($AQ9=\"No\",$AR9=\"No\")),0,IF(AND($W9=\"b\",Inventory!$O16=\"Btu/hr\"),Inventory!$N16,IF(AND($W9=\"b\",Inventory!$O16=\"Tons\"),Inventory!$N16*12000,IF(AND(OR($W9=\"c\",$W9=\"d\"),Inventory!$AI16=\"Btu/hr\"),Inventory!$AH16,IF(AND(OR($W9=\"c\",$W9=\"d\"),Inventory!$AI16=\"Tons\"),Inventory!$AH16*12000,0)))))","v":0},0,0,"EER",0,"kW/ton",{"$f":"IF(OR($W9=\"a\",$AR9=\"No\"),0,IF(AND($W9=\"b\",Inventory!$Q16=\"Btu/hr\"),Inventory!$P16,IF(AND($W9=\"b\",Inventory!$Q16=\"Tons\"),Inventory!$P16*12000,IF(AND(OR($W9=\"c\",$W9=\"d\"),Inventory!$AK16=\"Btu/hr\"),Inventory!$AJ16,IF(AND(OR($W9=\"c\",$W9=\"d\"),Inventory!$AK16=\"Tons\"),Inventory!$AJ16*12000,0)))))","v":0},0,0,"COP","No",{"$f":"IF(OR(Inventory!$J16=\"\",$BD9=\"No\"),\"-\",Inventory!$J16)","v":"-"},{"$f":"IFERROR(VLOOKUP($BE9,'Early Retirement'!$B$6:$C$32,2,FALSE),\"-\")","v":"-"},{"$f":"IF(OR($W9<>\"b\",AND($X9<>\"b\",$X9<>\"c\")),\"n\",IF(AND($AO9<>1,$AO9<>2,$AO9<>7,$AO9<>8),\"n\",IF(Inventory!$K16=\"Split\",\"s\",IF(Inventory!$K16=\"Packaged\",\"p\",\"n\"))))","v":"n"},{"$f":"IF(AND($X9<>\"i\",$X9<>\"j\"),\"n\",IF(Inventory!$L16=\"Centrifugal\",\"c\",\"n\"))","v":"n"},"-","-",{"$f":"IFERROR(INDEX('Early Retirement'!$C$4:$AC$32,$BF9,$BJ9),0)","v":0},{"$f":"IFERROR(HLOOKUP($BJ9,'Early Retirement'!$D$4:$AC$5,2,FALSE),0)","v":0},{"$f":"IFERROR(INDEX('Early Retirement'!$AE$4:$BE$32,$BF9,$BJ9),0)","v":0},{"$f":"IFERROR(HLOOKUP($BJ9,'Early Retirement'!$AF$4:$BE$5,2,FALSE),0)","v":0},0,0,"kW/ton",{"$f":"IFERROR(INDEX('Early Retirement'!$BG$4:$CG$32,$BF9,$BJ9),0)","v":0},{"$f":"IFERROR(HLOOKUP($BJ9,'Early Retirement'!$BH$4:$CH$5,2,FALSE),0)","v":0},0,"COP","Yes",0,0,"kW/ton",0,"COP",0,0,"kW/ton",0,"COP",null,"cbaaa5",9.8000000000000007,"EER",13,"IEER",1.2244897959183672,0.92307692307692313,"kW/ton"]
[null,"Replace-on-Burnout","c",null,"PTHP","h",null,null,null,null,null,null,null,null,null,null,null,3.75,5.416666666666667,8,null,8,{"$f":"IF(Inventory!$C17=\"\",\"a\",VLOOKUP(Inventory!$C17,$B$3:$C$6,2,FALSE))","v":"a"},{"$f":"IF(AND($W10=\"b\",Inventory!$I17=\"\"),\"a\",IF(AND($W10=\"b\",Inventory!$I17<>\"\"),VLOOKUP(Inventory!$I17,$E$3:$F$12,2,FALSE),IF(AND(OR($W10=\"c\",$W10=\"d\"),Inventory!$AB17=\"\"),\"a\",IF(AND(OR($W10=\"c\",$W10=\"d\"),Inventory!$AB17<>\"\"),VLOOKUP(Inventory!$AB17,$E$3:$F$12,2,FALSE),\"a\"))))","v":"a"},{"$f":"IF(OR(AND($X10<>\"b\",$X10<>\"c\"),$AB10=0,$AB10>=(65000/12000),Inventory!$AC17=\"\"),\"a\",VLOOKUP(Inventory!$AC17,$H$3:$I$5,2,FALSE))","v":"a"},{"$f":"IF(AND($X10<>\"i\",$X10<>\"j\"),\"a\",IF(AND($W10=\"b\",Inventory!$L17=\"\"),\"a\",IF(AND($W10=\"b\",Inventory!$L17<>\"\"),VLOOKUP(Inventory!$L17,$K$3:$L$6,2,FALSE),IF(AND(OR($W10=\"c\",$W10=\"d\"),Inventory!$AD17=\"\"),\"a\",IF(AND(OR($W10=\"c\",$W10=\"d\"),Inventory!$AD17<>\"\"),VLOOKUP(Inventory!$AD17,$K$3:$L$6,2,FALSE),\"a\")))))","v":"a"},{"$f":"IF(OR(AND($X10<>\"e\",$X10<>\"f\"),$AB10=0,Inventory!$AF17=\"\"),\"a\",VLOOKUP(Inventory!$AF17,$N$3:$O$5,2,FALSE))","v":"a"},{"$f":"IF(OR(Inventory!C17=\"New Construction\",Inventory!C17=\"Replace-on-Burnout\"),Inventory!AS17,IF(Inventory!C17=\"Early Retirement\",Inventory!AR17,0))","v":0},"","","","","","","","","","","","",0,"aaaaa0","No","No",{"$f":"IF($W10=\"a\",0,IF($W10=\"b\",Inventory!$M17,Inventory!$AG17))","v":0},{"$f":"IF(OR($W10=\"a\",AND($AQ10=\"No\",$AR10=\"No\")),0,IF(AND($W10=\"b\",Inventory!$O17=\"Btu/hr\"),Inventory!$N17,IF(AND($W10=\"b\",Inventory!$O17=\"Tons\"),Inventory!$N17*12000,IF(AND(OR($W10=\"c\",$W10=\"d\"),Inventory!$AI17=\"Btu/hr\"),Inventory!$AH17,IF(AND(OR($W10=\"c\",$W10=\"d\"),Inventory!$AI17=\"Tons\"),Inventory!$AH17*12000,0)))))","v":0},0,0,"EER",0,"kW/ton",{"$f":"IF(OR($W10=\"a\",$AR10=\"No\"),0,IF(AND($W10=\"b\",Inventory!$Q17=\"Btu/hr\"),Inventory!$P17,IF(AND($W10=\"b\",Inventory!$Q17=\"Tons\"),Inventory!$P17*12000,IF(AND(OR($W10=\"c\",$W10=\"d\"),Inventory!$AK17=\"Btu/hr\"),Inventory!$AJ17,IF(AND(OR($W10=\"c\",$W10=\"d\"),Inventory!$AK17=\"Tons\"),Inventory!$AJ17*12000,0)))))","v":0},0,0,"COP","No",{"$f":"IF(OR(Inventory!$J17=\"\",$BD10=\"No\"),\"-\",Inventory!$J17)","v":"-"},{"$f":"IFERROR(VLOOKUP($BE10,'Early Retirement'!$B$6:$C$32,2,FALSE),\"-\")","v":"-"},{"$f":"IF(OR($W10<>\"b\",AND($X10<>\"b\",$X10<>\"c\")),\"n\",IF(AND($AO10<>1,$AO10<>2,$AO10<>7,$AO10<>8),\"n\",IF(Inventory!$K17=\"Split\",\"s\",IF(Inventory!$K17=\"Packaged\",\"p\",\"n\"))))","v":"n"},{"$f":"IF(AND($X10<>\"i\",$X10<>\"j\"),\"n\",IF(Inventory!$L17=\"Centrifugal\",\"c\",\"n\"))","v":"n"},"-","-",{"$f":"IFERROR(INDEX('Early Retirement'!$C$4:$AC$32,$BF10,$BJ10),0)","v":0},{"$f":"IFERROR(HLOOKUP($BJ10,'Early Retirement'!$D$4:$AC$5,2,FALSE),0)","v":0},{"$f":"IFERROR(INDEX('Early Retirement'!$AE$4:$BE$32,$BF10,$BJ10),0)","v":0},{"$f":"IFERROR(HLOOKUP($BJ10,'Early Retirement'!$AF$4:$BE$5,2,FALSE),0)","v":0},0,0,"kW/ton",{"$f":"IFERROR(INDEX('Early Retirement'!$BG$4:$CG$32,$BF10,$BJ10),0)","v":0},{"$f":"IFERROR(HLOOKUP($BJ10,'Early Retirement'!$BH$4:$CH$5,2,FALSE),0)","v":0},0,"COP","Yes",0,0,"kW/ton",0,"COP",0,0,"kW/ton",0,"COP",null,"cbaaa6",9.5,"EER",11,"IEER",1.263157894736842,1.0909090909090908,"kW/ton"]
[null,"New Construction","d",null,"Air Cooled Chiller","i",null,null,null,null,null,null,null,null,null,null,null,5.416666666666667,11.25,9,null,9,{"$f":"IF(Inventory!$C18=\"\",\"a\",VLOOKUP(Inventory!$C18,$B$3:$C$6,2,FALSE))","v":"a"},{"$f":"IF(AND($W11=\"b\",Inventory!$I18=\"\"),\"a\",IF(AND($W11=\"b\",Inventory!$I18<>\"\"),VLOOKUP(Inventory!$I18,$E$3:$F$12,2,FALSE),IF(AND(OR($W11=\"c\",$W11=\"d\"),Inventory!$AB18=\"\"),\"a\",IF(AND(OR($W11=\"c\",$W11=\"d\"),Inventory!$AB18<>\"\"),VLOOKUP(Inventory!$AB18,$E$3:$F$12,2,FALSE),\"a\"))))","v":"a"},{"$f":"IF(OR(AND($X11<>\"b\",$X11<>\"c\"),$AB11=0,$AB11>=(65000/12000),Inventory!$AC18=\"\"),\"a\",VLOOKUP(Inventory!$AC18,$H$3:$I$5,2,FALSE))","v":"a"},{"$f":"IF(AND($X11<>\"i\",$X11<>\"j\"),\"a\",IF(AND($W11=\"b\",Inventory!$L18=\"\"),\"a\",IF(AND($W11=\"b\",Inventory!$L18<>\"\"),VLOOKUP(Inventory!$L18,$K$3:$L$6,2,FALSE),IF(AND(OR($W11=\"c\",$W11=\"d\"),Inventory!$AD18=\"\"),\"a\",IF(AND(OR($W11=\"c\",$W11=\"d\"),Inventory!$AD18<>\"\"),VLOOKUP(Inventory!$AD18,$K$3:$L$6,2,FALSE),\"a\")))))","v":"a"},{"$f":"IF(OR(AND($X11<>\"e\",$X11<>\"f\"),$AB11=0,Inventory!$AF18=\"\"),\"a\",VLOOKUP(Inventory!$AF18,$N$3:$O$5,2,FALSE))","v":"a"},{"$f":"IF(OR(Inventory!C18=\"New Construction\",Inventory!C18=\"Replace-on-Burnout\"),Inventory!AS18,IF(Inventory!C18=\"Early Retirement\",Inventory!AR18,0))","v":0},"","","","","","","","","","","","",0,"aaaaa0","No","No",{"$f":"IF($W11=\"a\",0,IF($W11=\"b\",Inventory!$M18,Inventory!$AG18))","v":0},{"$f":"IF(OR($W11=\"a\",AND($AQ11=\"No\",$AR11=\"No\")),0,IF(AND($W11=\"b\",Inventory!$O18=\"Btu/hr\"),Inventory!$N18,IF(AND($W11=\"b\",Inventory!$O18=\"Tons\"),Inventory!$N18*12000,IF(AND(OR($W11=\"c\",$W11=\"d\"),Inventory!$AI18=\"Btu/hr\"),Inventory!$AH18,IF(AND(OR($W11=\"c\",$W11=\"d\"),Inventory!$AI18=\"Tons\"),Inventory!$AH18*12000,0)))))","v":0},0,0,"EER",0,"kW/ton",{"$f":"IF(OR($W11=\"a\",$AR11=\"No\"),0,IF(AND($W11=\"b\",Inventory!$Q18=\"Btu/hr\"),Inventory!$P18,IF(AND($W11=\"b\",Inventory!$Q18=\"Tons\"),Inventory!$P18*12000,IF(AND(OR($W11=\"c\",$W11=\"d\"),Inventory!$AK18=\"Btu/hr\"),Inventory!$AJ18,IF(AND(OR($W11=\"c\",$W11=\"d\"),Inventory!$AK18=\"Tons\"),Inventory!$AJ18*12000,0)))))","v":0},0,0,"COP","No",{"$f":"IF(OR(Inventory!$J18=\"\",$BD11=\"No\"),\"-\",Inventory!$J18)","v":"-"},{"$f":"IFERROR(VLOOKUP($BE11,'Early Retirement'!$B$6:$C$32,2,FALSE),\"-\")","v":"-"},{"$f":"IF(OR($W11<>\"b\",AND($X11<>\"b\",$X11<>\"c\")),\"n\",IF(AND($AO11<>1,$AO11<>2,$AO11<>7,$AO11<>8),\"n\",IF(Inventory!$K18=\"Split\",\"s\",IF(Inventory!$K18=\"Packaged\",\"p\",\"n\"))))","v":"n"},{"$f":"IF(AND($X11<>\"i\",$X11<>\"j\"),\"n\",IF(Inventory!$L18=\"Centrifugal\",\"c\",\"n\"))","v":"n"},"-","-",{"$f":"IFERROR(INDEX('Early Retirement'!$C$4:$AC$32,$BF11,$BJ11),0)","v":0},{"$f":"IFERROR(HLOOKUP($BJ11,'Early Retirement'!$D$4:$AC$5,2,FALSE),0)","v":0},{"$f":"IFERROR(INDEX('Early Retirement'!$AE$4:$BE$32,$BF11,$BJ11),0)","v":0},{"$f":"IFERROR(HLOOKUP($BJ11,'Early Retirement'!$AF$4:$BE$5,2,FALSE),0)","v":0},0,0,"kW/ton",{"$f":"IFERROR(INDEX('Early Retirement'!$BG$4:$CG$32,$BF11,$BJ11),0)","v":0},{"$f":"IFERROR(HLOOKUP($BJ11,'Early Retirement'!$BH$4:$CH$5,2,FALSE),0)","v":0},0,"COP","Yes",0,0,"kW/ton",0,"COP",0,0,"kW/ton",0,"COP",null,"ccbaa7",11.7,"EER2",14.3,"SEER2",1.0256410256410258,0.83916083916083917,"kW/ton",7.5,"HSPF2",{"$f":"CP11/3.412","v":2.1981242672919108},"COP"]
[null,null,null,null,"Water Cooled Chiller","j",null,null,null,null,null,null,null,null,null,null,null,11.25,20,10,null,10,{"$f":"IF(Inventory!$C19=\"\",\"a\",VLOOKUP(Inventory!$C19,$B$3:$C$6,2,FALSE))","v":"a"},{"$f":"IF(AND($W12=\"b\",Inventory!$I19=\"\"),\"a\",IF(AND($W12=\"b\",Inventory!$I19<>\"\"),VLOOKUP(Inventory!$I19,$E$3:$F$12,2,FALSE),IF(AND(OR($W12=\"c\",$W12=\"d\"),Inventory!$AB19=\"\"),\"a\",IF(AND(OR($W12=\"c\",$W12=\"d\"),Inventory!$AB19<>\"\"),VLOOKUP(Inventory!$AB19,$E$3:$F$12,2,FALSE),\"a\"))))","v":"a"},{"$f":"IF(OR(AND($X12<>\"b\",$X12<>\"c\"),$AB12=0,$AB12>=(65000/12000),Inventory!$AC19=\"\"),\"a\",VLOOKUP(Inventory!$AC19,$H$3:$I$5,2,FALSE))","v":"a"},{"$f":"IF(AND($X12<>\"i\",$X12<>\"j\"),\"a\",IF(AND($W12=\"b\",Inventory!$L19=\"\"),\"a\",IF(AND($W12=\"b\",Inventory!$L19<>\"\"),VLOOKUP(Inventory!$L19,$K$3:$L$6,2,FALSE),IF(AND(OR($W12=\"c\",$W12=\"d\"),Inventory!$AD19=\"\"),\"a\",IF(AND(OR($W12=\"c\",$W12=\"d\"),Inventory!$AD19<>\"\"),VLOOKUP(Inventory!$AD19,$K$3:$L$6,2,FALSE),\"a\")))))","v":"a"},{"$f":"IF(OR(AND($X12<>\"e\",$X12<>\"f\"),$AB12=0,Inventory!$AF19=\"\"),\"a\",VLOOKUP(Inventory!$AF19,$N$3:$O$5,2,FALSE))","v":"a"},{"$f":"IF(OR(Inventory!C19=\"New Construction\",Inventory!C19=\"Replace-on-Burnout\"),Inventory!AS19,IF(Inventory!C19=\"Early Retirement\",Inventory!AR19,0))","v":0},"","","","","","","","","","","","",0,"aaaaa0","No","No",{"$f":"IF($W12=\"a\",0,IF($W12=\"b\",Inventory!$M19,Inventory!$AG19))","v":0},{"$f":"IF(OR($W12=\"a\",AND($AQ12=\"No\",$AR12=\"No\")),0,IF(AND($W12=\"b\",Inventory!$O19=\"Btu/hr\"),Inventory!$N19,IF(AND($W12=\"b\",Inventory!$O19=\"Tons\"),Inventory!$N19*12000,IF(AND(OR($W12=\"c\",$W12=\"d\"),Inventory!$AI19=\"Btu/hr\"),Inventory!$AH19,IF(AND(OR($W12=\"c\",$W12=\"d\"),Inventory!$AI19=\"Tons\"),Inventory!$AH19*12000,0)))))","v":0},0,0,"EER",0,"kW/ton",{"$f":"IF(OR($W12=\"a\",$AR12=\"No\"),0,IF(AND($W12=\"b\",Inventory!$Q19=\"Btu/hr\"),Inventory!$P19,IF(AND($W12=\"b\",Inventory!$Q19=\"Tons\"),Inventory!$P19*12000,IF(AND(OR($W12=\"c\",$W12=\"d\"),Inventory!$AK19=\"Btu/hr\"),Inventory!$AJ19,IF(AND(OR($W12=\"c\",$W12=\"d\"),Inventory!$AK19=\"Tons\"),Inventory!$AJ19*12000,0)))))","v":0},0,0,"COP","No",{"$f":"IF(OR(Inventory!$J19=\"\",$BD12=\"No\"),\"-\",Inventory!$J19)","v":"-"},{"$f":"IFERROR(VLOOKUP($BE12,'Early Retirement'!$B$6:$C$32,2,FALSE),\"-\")","v":"-"},{"$f":"IF(OR($W12<>\"b\",AND($X12<>\"b\",$X12<>\"c\")),\"n\",IF(AND($AO12<>1,$AO12<>2,$AO12<>7,$AO12<>8),\"n\",IF(Inventory!$K19=\"Split\",\"s\",IF(Inventory!$K19=\"Packaged\",\"p\",\"n\"))))","v":"n"},{"$f":"IF(AND($X12<>\"i\",$X12<>\"j\"),\"n\",IF(Inventory!$L19=\"Centrifugal\",\"c\",\"n\"))","v":"n"},"-","-",{"$f":"IFERROR(INDEX('Early Retirement'!$C$4:$AC$32,$BF12,$BJ12),0)","v":0},{"$f":"IFERROR(HLOOKUP($BJ12,'Early Retirement'!$D$4:$AC$5,2,FALSE),0)","v":0},{"$f":"IFERROR(INDEX('Early Retirement'!$AE$4:$BE$32,$BF12,$BJ12),0)","v":0},{"$f":"IFERROR(HLOOKUP($BJ12,'Early Retirement'!$AF$4:$BE$5,2,FALSE),0)","v":0},0,0,"kW/ton",{"$f":"IFERROR(INDEX('Early Retirement'!$BG$4:$CG$32,$BF12,$BJ12),0)","v":0},{"$f":"IFERROR(HLOOKUP($BJ12,'Early Retirement'!$BH$4:$CH$5,2,FALSE),0)","v":0},0,"COP","Yes",0,0,"kW/ton",0,"COP",0,0,"kW/ton",0,"COP",null,"ccbaa8",11.7,"EER2",14.3,"SEER2",1.0256410256410258,0.83916083916083917,"kW/ton",7.5,"HSPF2",{"$f":"CP12/3.412","v":2.1981242672919108},"COP"]
[null,null,null,null,null,null,null,null,null,null,null,null,null,null,null,null,null,20,63.333333333333336,11,null,11,{"$f":"IF(Inventory!$C20=\"\",\"a\",VLOOKUP(Inventory!$C20,$B$3:$C$6,2,FALSE))","v":"a"},{"$f":"IF(AND($W13=\"b\",Inventory!$I20=\"\"),\"a\",IF(AND($W13=\"b\",Inventory!$I20<>\"\"),VLOOKUP(Inventory!$I20,$E$3:$F$12,2,FALSE),IF(AND(OR($W13=\"c\",$W13=\"d\"),Inventory!$AB20=\"\"),\"a\",IF(AND(OR($W13=\"c\",$W13=\"d\"),Inventory!$AB20<>\"\"),VLOOKUP(Inventory!$AB20,$E$3:$F$12,2,FALSE),\"a\"))))","v":"a"},{"$f":"IF(OR(AND($X13<>\"b\",$X13<>\"c\"),$AB13=0,$AB13>=(65000/12000),Inventory!$AC20=\"\"),\"a\",VLOOKUP(Inventory!$AC20,$H$3:$I$5,2,FALSE))","v":"a"},{"$f":"IF(AND($X13<>\"i\",$X13<>\"j\"),\"a\",IF(AND($W13=\"b\",Inventory!$L20=\"\"),\"a\",IF(AND($W13=\"b\",Inventory!$L20<>\"\"),VLOOKUP(Inventory!$L20,$K$3:$L$6,2,FALSE),IF(AND(OR($W13=\"c\",$W13=\"d\"),Inventory!$AD20=\"\"),\"a\",IF(AND(OR($W13=\"c\",$W13=\"d\"),Inventory!$AD20<>\"\"),VLOOKUP(Inventory!$AD20,$K$3:$L$6,2,FALSE),\"a\")))))","v":"a"},{"$f":"IF(OR(AND($X13<>\"e\",$X13<>\"f\"),$AB13=0,Inventory!$AF20=\"\"),\"a\",VLOOKUP(Inventory!$AF20,$N$3:$O$5,2,FALSE))","v":"a"},{"$f":"IF(OR(Inventory!C20=\"New Construction\",Inventory!C20=\"Replace-on-Burnout\"),Inventory!AS20,IF(Inventory!C20=\"Early Retirement\",Inventory!AR20,0))","v":0},"","","","","","","","","","","","",0,"aaaaa0","No","No",{"$f":"IF($W13=\"a\",0,IF($W13=\"b\",Inventory!$M20,Inventory!$AG20))","v":0},{"$f":"IF(OR($W13=\"a\",AND($AQ13=\"No\",$AR13=\"No\")),0,IF(AND($W13=\"b\",Inventory!$O20=\"Btu/hr\"),Inventory!$N20,IF(AND($W13=\"b\",Inventory!$O20=\"Tons\"),Inventory!$N20*12000,IF(AND(OR($W13=\"c\",$W13=\"d\"),Inventory!$AI20=\"Btu/hr\"),Inventory!$AH20,IF(AND(OR($W13=\"c\",$W13=\"d\"),Inventory!$AI20=\"Tons\"),Inventory!$AH20*12000,0)))))","v":0},0,0,"EER",0,"kW/ton",{"$f":"IF(OR($W13=\"a\",$AR13=\"No\"),0,IF(AND($W13=\"b\",Inventory!$Q20=\"Btu/hr\"),Inventory!$P20,IF(AND($W13=\"b\",Inventory!$Q20=\"Tons\"),Inventory!$P20*12000,IF(AND(OR($W13=\"c\",$W13=\"d\"),Inventory!$AK20=\"Btu/hr\"),Inventory!$AJ20,IF(AND(OR($W13=\"c\",$W13=\"d\"),Inventory!$AK20=\"Tons\"),Inventory!$AJ20*12000,0)))))","v":0},0,0,"COP","No",{"$f":"IF(OR(Inventory!$J20=\"\",$BD13=\"No\"),\"-\",Inventory!$J20)","v":"-"},{"$f":"IFERROR(VLOOKUP($BE13,'Early Retirement'!$B$6:$C$32,2,FALSE),\"-\")","v":"-"},{"$f":"IF(OR($W13<>\"b\",AND($X13<>\"b\",$X13<>\"c\")),\"n\",IF(AND($AO13<>1,$AO13<>2,$AO13<>7,$AO13<>8),\"n\",IF(Inventory!$K20=\"Split\",\"s\",IF(Inventory!$K20=\"Packaged\",\"p\",\"n\"))))","v":"n"},{"$f":"IF(AND($X13<>\"i\",$X13<>\"j\"),\"n\",IF(Inventory!$L20=\"Centrifugal\",\"c\",\"n\"))","v":"n"},"-","-",{"$f":"IFERROR(INDEX('Early Retirement'!$C$4:$AC$32,$BF13,$BJ13),0)","v":0},{"$f":"IFERROR(HLOOKUP($BJ13,'Early Retirement'!$D$4:$AC$5,2,FALSE),0)","v":0},{"$f":"IFERROR(INDEX('Early Retirement'!$AE$4:$BE$32,$BF13,$BJ13),0)","v":0},{"$f":"IFERROR(HLOOKUP($BJ13,'Early Retirement'!$AF$4:$BE$5,2,FALSE),0)","v":0},0,0,"kW/ton",{"$f":"IFERROR(INDEX('Early Retirement'!$BG$4:$CG$32,$BF13,$BJ13),0)","v":0},{"$f":"IFERROR(HLOOKUP($BJ13,'Early Retirement'!$BH$4:$CH$5,2,FALSE),0)","v":0},0,"COP","Yes",0,0,"kW/ton",0,"COP",0,0,"kW/ton",0,"COP",null,"cccaa7",10.6,"EER2",13.4,"SEER2",1.1320754716981132,0.89552238805970152,"kW/ton",6.7,"HSPF2",{"$f":"CP13/3.412","v":1.9636576787807738},"COP"]
[null,null,null,null,null,null,null,null,null,null,null,null,null,null,null,null,null,63.333333333333336,null,12,null,12,{"$f":"IF(Inventory!$C21=\"\",\"a\",VLOOKUP(Inventory!$C21,$B$3:$C$6,2,FALSE))","v":"a"},{"$f":"IF(AND($W14=\"b\",Inventory!$I21=\"\"),\"a\",IF(AND($W14=\"b\",Inventory!$I21<>\"\"),VLOOKUP(Inventory!$I21,$E$3:$F$12,2,FALSE),IF(AND(OR($W14=\"c\",$W14=\"d\"),Inventory!$AB21=\"\"),\"a\",IF(AND(OR($W14=\"c\",$W14=\"d\"),Inventory!$AB21<>\"\"),VLOOKUP(Inventory!$AB21,$E$3:$F$12,2,FALSE),\"a\"))))","v":"a"},{"$f":"IF(OR(AND($X14<>\"b\",$X14<>\"c\"),$AB14=0,$AB14>=(65000/12000),Inventory!$AC21=\"\"),\"a\",VLOOKUP(Inventory!$AC21,$H$3:$I$5,2,FALSE))","v":"a"},{"$f":"IF(AND($X14<>\"i\",$X14<>\"j\"),\"a\",IF(AND($W14=\"b\",Inventory!$L21=\"\"),\"a\",IF(AND($W14=\"b\",Inventory!$L21<>\"\"),VLOOKUP(Inventory!$L21,$K$3:$L$6,2,FALSE),IF(AND(OR($W14=\"c\",$W14=\"d\"),Inventory!$AD21=\"\"),\"a\",IF(AND(OR($W14=\"c\",$W14=\"d\"),Inventory!$AD21<>\"\"),VLOOKUP(Inventory!$AD21,$K$3:$L$6,2,FALSE),\"a\")))))","v":"a"},{"$f":"IF(OR(AND($X14<>\"e\",$X14<>\"f\"),$AB14=0,Inventory!$AF21=\"\"),\"a\",VLOOKUP(Inventory!$AF21,$N$3:$O$5,2,FALSE))","v":"a"},{"$f":"IF(OR(Inventory!C21=\"New Construction\",Inventory!C21=\"Replace-on-Burnout\"),Inventory!AS21,IF(Inventory!C21=\"Early Retirement\",Inventory!AR21,0))","v":0},"","","","","","","","","","","","",0,"aaaaa0","No","No",{"$f":"IF($W14=\"a\",0,IF($W14=\"b\",Inventory!$M21,Inventory!$AG21))","v":0},{"$f":"IF(OR($W14=\"a\",AND($AQ14=\"No\",$AR14=\"No\")),0,IF(AND($W14=\"b\",Inventory!$O21=\"Btu/hr\"),Inventory!$N21,IF(AND($W14=\"b\",Inventory!$O21=\"Tons\"),Inventory!$N21*12000,IF(AND(OR($W14=\"c\",$W14=\"d\"),Inventory!$AI21=\"Btu/hr\"),Inventory!$AH21,IF(AND(OR($W14=\"c\",$W14=\"d\"),Inventory!$AI21=\"Tons\"),Inventory!$AH21*12000,0)))))","v":0},0,0,"EER",0,"kW/ton",{"$f":"IF(OR($W14=\"a\",$AR14=\"No\"),0,IF(AND($W14=\"b\",Inventory!$Q21=\"Btu/hr\"),Inventory!$P21,IF(AND($W14=\"b\",Inventory!$Q21=\"Tons\"),Inventory!$P21*12000,IF(AND(OR($W14=\"c\",$W14=\"d\"),Inventory!$AK21=\"Btu/hr\"),Inventory!$AJ21,IF(AND(OR($W14=\"c\",$W14=\"d\"),Inventory!$AK21=\"Tons\"),Inventory!$AJ21*12000,0)))))","v":0},0,0,"COP","No",{"$f":"IF(OR(Inventory!$J21=\"\",$BD14=\"No\"),\"-\",Inventory!$J21)","v":"-"},{"$f":"IFERROR(VLOOKUP($BE14,'Early Retirement'!$B$6:$C$32,2,FALSE),\"-\")","v":"-"},{"$f":"IF(OR($W14<>\"b\",AND($X14<>\"b\",$X14<>\"c\")),\"n\",IF(AND($AO14<>1,$AO14<>2,$AO14<>7,$AO14<>8),\"n\",IF(Inventory!$K21=\"Split\",\"s\",IF(Inventory!$K21=\"Packaged\",\"p\",\"n\"))))","v":"n"},{"$f":"IF(AND($X14<>\"i\",$X14<>\"j\"),\"n\",IF(Inventory!$L21=\"Centrifugal\",\"c\",\"n\"))","v":"n"},"-","-",{"$f":"IFERROR(INDEX('Early Retirement'!$C$4:$AC$32,$BF14,$BJ14),0)","v":0},{"$f":"IFERROR(HLOOKUP($BJ14,'Early Retirement'!$D$4:$AC$5,2,FALSE),0)","v":0},{"$f":"IFERROR(INDEX('Early Retirement'!$AE$4:$BE$32,$BF14,$BJ14),0)","v":0},{"$f":"IFERROR(HLOOKUP($BJ14,'Early Retirement'!$AF$4:$BE$5,2,FALSE),0)","v":0},0,0,"kW/ton",{"$f":"IFERROR(INDEX('Early Retirement'!$BG$4:$CG$32,$BF14,$BJ14),0)","v":0},{"$f":"IFERROR(HLOOKUP($BJ14,'Early Retirement'!$BH$4:$CH$5,2,FALSE),0)","v":0},0,"COP","Yes",0,0,"kW/ton",0,"COP",0,0,"kW/ton",0,"COP",null,"cccaa8",10.6,"EER2",13.4,"SEER2",1.1320754716981132,0.89552238805970152,"kW/ton",6.7,"HSPF2",{"$f":"CP14/3.412","v":1.9636576787807738},"COP"]
[null,null,null,null,null,null,null,null,null,null,null,null,null,null,null,null,"VRF AC\nAir Cooled",0,3.75,13,null,13,{"$f":"IF(Inventory!$C22=\"\",\"a\",VLOOKUP(Inventory!$C22,$B$3:$C$6,2,FALSE))","v":"a"},{"$f":"IF(AND($W15=\"b\",Inventory!$I22=\"\"),\"a\",IF(AND($W15=\"b\",Inventory!$I22<>\"\"),VLOOKUP(Inventory!$I22,$E$3:$F$12,2,FALSE),IF(AND(OR($W15=\"c\",$W15=\"d\"),Inventory!$AB22=\"\"),\"a\",IF(AND(OR($W15=\"c\",$W15=\"d\"),Inventory!$AB22<>\"\"),VLOOKUP(Inventory!$AB22,$E$3:$F$12,2,FALSE),\"a\"))))","v":"a"},{"$f":"IF(OR(AND($X15<>\"b\",$X15<>\"c\"),$AB15=0,$AB15>=(65000/12000),Inventory!$AC22=\"\"),\"a\",VLOOKUP(Inventory!$AC22,$H$3:$I$5,2,FALSE))","v":"a"},{"$f":"IF(AND($X15<>\"i\",$X15<>\"j\"),\"a\",IF(AND($W15=\"b\",Inventory!$L22=\"\"),\"a\",IF(AND($W15=\"b\",Inventory!$L22<>\"\"),VLOOKUP(Inventory!$L22,$K$3:$L$6,2,FALSE),IF(AND(OR($W15=\"c\",$W15=\"d\"),Inventory!$AD22=\"\"),\"a\",IF(AND(OR($W15=\"c\",$W15=\"d\"),Inventory!$AD22<>\"\"),VLOOKUP(Inventory!$AD22,$K$3:$L$6,2,FALSE),\"a\")))))","v":"a"},{"$f":"IF(OR(AND($X15<>\"e\",$X15<>\"f\"),$AB15=0,Inventory!$AF22=\"\"),\"a\",VLOOKUP(Inventory!$AF22,$N$3:$O$5,2,FALSE))","v":"a"},{"$f":"IF(OR(Inventory!C22=\"New Construction\",Inventory!C22=\"Replace-on-Burnout\"),Inventory!AS22,IF(Inventory!C22=\"Early Retirement\",Inventory!AR22,0))","v":0},"","","","","","","","","","","","",0,"aaaaa0","No","No",{"$f":"IF($W15=\"a\",0,IF($W15=\"b\",Inventory!$M22,Inventory!$AG22))","v":0},{"$f":"IF(OR($W15=\"a\",AND($AQ15=\"No\",$AR15=\"No\")),0,IF(AND($W15=\"b\",Inventory!$O22=\"Btu/hr\"),Inventory!$N22,IF(AND($W15=\"b\",Inventory!$O22=\"Tons\"),Inventory!$N22*12000,IF(AND(OR($W15=\"c\",$W15=\"d\"),Inventory!$AI22=\"Btu/hr\"),Inventory!$AH22,IF(AND(OR($W15=\"c\",$W15=\"d\"),Inventory!$AI22=\"Tons\"),Inventory!$AH22*12000,0)))))","v":0},0,0,"EER",0,"kW/ton",{"$f":"IF(OR($W15=\"a\",$AR15=\"No\"),0,IF(AND($W15=\"b\",Inventory!$Q22=\"Btu/hr\"),Inventory!$P22,IF(AND($W15=\"b\",Inventory!$Q22=\"Tons\"),Inventory!$P22*12000,IF(AND(OR($W15=\"c\",$W15=\"d\"),Inventory!$AK22=\"Btu/hr\"),Inventory!$AJ22,IF(AND(OR($W15=\"c\",$W15=\"d\"),Inventory!$AK22=\"Tons\"),Inventory!$AJ22*12000,0)))))","v":0},0,0,"COP","No",{"$f":"IF(OR(Inventory!$J22=\"\",$BD15=\"No\"),\"-\",Inventory!$J22)","v":"-"},{"$f":"IFERROR(VLOOKUP($BE15,'Early Retirement'!$B$6:$C$32,2,FALSE),\"-\")","v":"-"},{"$f":"IF(OR($W15<>\"b\",AND($X15<>\"b\",$X15<>\"c\")),\"n\",IF(AND($AO15<>1,$AO15<>2,$AO15<>7,$AO15<>8),\"n\",IF(Inventory!$K22=\"Split\",\"s\",IF(Inventory!$K22=\"Packaged\",\"p\",\"n\"))))","v":"n"},{"$f":"IF(AND($X15<>\"i\",$X15<>\"j\"),\"n\",IF(Inventory!$L22=\"Centrifugal\",\"c\",\"n\"))","v":"n"},"-","-",{"$f":"IFERROR(INDEX('Early Retirement'!$C$4:$AC$32,$BF15,$BJ15),0)","v":0},{"$f":"IFERROR(HLOOKUP($BJ15,'Early Retirement'!$D$4:$AC$5,2,FALSE),0)","v":0},{"$f":"IFERROR(INDEX('Early Retirement'!$AE$4:$BE$32,$BF15,$BJ15),0)","v":0},{"$f":"IFERROR(HLOOKUP($BJ15,'Early Retirement'!$AF$4:$BE$5,2,FALSE),0)","v":0},0,0,"kW/ton",{"$f":"IFERROR(INDEX('Early Retirement'!$BG$4:$CG$32,$BF15,$BJ15),0)","v":0},{"$f":"IFERROR(HLOOKUP($BJ15,'Early Retirement'!$BH$4:$CH$5,2,FALSE),0)","v":0},0,"COP","Yes",0,0,"kW/ton",0,"COP",0,0,"kW/ton",0,"COP",null,"ccaaa9",11,"EER",14.1,"IEER",1.0909090909090908,0.85106382978723405,"kW/ton",3.4,"COP",{"$f":"CP15","v":3.4},"COP"]
[null,null,null,null,null,null,null,null,null,null,null,null,null,null,null,null,null,3.75,5.416666666666667,14,null,14,{"$f":"IF(Inventory!$C23=\"\",\"a\",VLOOKUP(Inventory!$C23,$B$3:$C$6,2,FALSE))","v":"a"},{"$f":"IF(AND($W16=\"b\",Inventory!$I23=\"\"),\"a\",IF(AND($W16=\"b\",Inventory!$I23<>\"\"),VLOOKUP(Inventory!$I23,$E$3:$F$12,2,FALSE),IF(AND(OR($W16=\"c\",$W16=\"d\"),Inventory!$AB23=\"\"),\"a\",IF(AND(OR($W16=\"c\",$W16=\"d\"),Inventory!$AB23<>\"\"),VLOOKUP(Inventory!$AB23,$E$3:$F$12,2,FALSE),\"a\"))))","v":"a"},{"$f":"IF(OR(AND($X16<>\"b\",$X16<>\"c\"),$AB16=0,$AB16>=(65000/12000),Inventory!$AC23=\"\"),\"a\",VLOOKUP(Inventory!$AC23,$H$3:$I$5,2,FALSE))","v":"a"},{"$f":"IF(AND($X16<>\"i\",$X16<>\"j\"),\"a\",IF(AND($W16=\"b\",Inventory!$L23=\"\"),\"a\",IF(AND($W16=\"b\",Inventory!$L23<>\"\"),VLOOKUP(Inventory!$L23,$K$3:$L$6,2,FALSE),IF(AND(OR($W16=\"c\",$W16=\"d\"),Inventory!$AD23=\"\"),\"a\",IF(AND(OR($W16=\"c\",$W16=\"d\"),Inventory!$AD23<>\"\"),VLOOKUP(Inventory!$AD23,$K$3:$L$6,2,FALSE),\"a\")))))","v":"a"},{"$f":"IF(OR(AND($X16<>\"e\",$X16<>\"f\"),$AB16=0,Inventory!$AF23=\"\"),\"a\",VLOOKUP(Inventory!$AF23,$N$3:$O$5,2,FALSE))","v":"a"},{"$f":"IF(OR(Inventory!C23=\"New Construction\",Inventory!C23=\"Replace-on-Burnout\"),Inventory!AS23,IF(Inventory!C23=\"Early Retirement\",Inventory!AR23,0))","v":0},"","","","","","","","","","","","",0,"aaaaa0","No","No",{"$f":"IF($W16=\"a\",0,IF($W16=\"b\",Inventory!$M23,Inventory!$AG23))","v":0},{"$f":"IF(OR($W16=\"a\",AND($AQ16=\"No\",$AR16=\"No\")),0,IF(AND($W16=\"b\",Inventory!$O23=\"Btu/hr\"),Inventory!$N23,IF(AND($W16=\"b\",Inventory!$O23=\"Tons\"),Inventory!$N23*12000,IF(AND(OR($W16=\"c\",$W16=\"d\"),Inventory!$AI23=\"Btu/hr\"),Inventory!$AH23,IF(AND(OR($W16=\"c\",$W16=\"d\"),Inventory!$AI23=\"Tons\"),Inventory!$AH23*12000,0)))))","v":0},0,0,"EER",0,"kW/ton",{"$f":"IF(OR($W16=\"a\",$AR16=\"No\"),0,IF(AND($W16=\"b\",Inventory!$Q23=\"Btu/hr\"),Inventory!$P23,IF(AND($W16=\"b\",Inventory!$Q23=\"Tons\"),Inventory!$P23*12000,IF(AND(OR($W16=\"c\",$W16=\"d\"),Inventory!$AK23=\"Btu/hr\"),Inventory!$AJ23,IF(AND(OR($W16=\"c\",$W16=\"d\"),Inventory!$AK23=\"Tons\"),Inventory!$AJ23*12000,0)))))","v":0},0,0,"COP","No",{"$f":"IF(OR(Inventory!$J23=\"\",$BD16=\"No\"),\"-\",Inventory!$J23)","v":"-"},{"$f":"IFERROR(VLOOKUP($BE16,'Early Retirement'!$B$6:$C$32,2,FALSE),\"-\")","v":"-"},{"$f":"IF(OR($W16<>\"b\",AND($X16<>\"b\",$X16<>\"c\")),\"n\",IF(AND($AO16<>1,$AO16<>2,$AO16<>7,$AO16<>8),\"n\",IF(Inventory!$K23=\"Split\",\"s\",IF(Inventory!$K23=\"Packaged\",\"p\",\"n\"))))","v":"n"},{"$f":"IF(AND($X16<>\"i\",$X16<>\"j\"),\"n\",IF(Inventory!$L23=\"Centrifugal\",\"c\",\"n\"))","v":"n"},"-","-",{"$f":"IFERROR(INDEX('Early Retirement'!$C$4:$AC$32,$BF16,$BJ16),0)","v":0},{"$f":"IFERROR(HLOOKUP($BJ16,'Early Retirement'!$D$4:$AC$5,2,FALSE),0)","v":0},{"$f":"IFERROR(INDEX('Early Retirement'!$AE$4:$BE$32,$BF16,$BJ16),0)","v":0},{"$f":"IFERROR(HLOOKUP($BJ16,'Early Retirement'!$AF$4:$BE$5,2,FALSE),0)","v":0},0,0,"kW/ton",{"$f":"IFERROR(INDEX('Early Retirement'!$BG$4:$CG$32,$BF16,$BJ16),0)","v":0},{"$f":"IFERROR(HLOOKUP($BJ16,'Early Retirement'!$BH$4:$CH$5,2,FALSE),0)","v":0},0,"COP","Yes",0,0,"kW/ton",0,"COP",0,0,"kW/ton",0,"COP",null,"ccaaa10",10.6,"EER",13.5,"IEER",1.1320754716981132,0.88888888888888884,"kW/ton",3.3,"COP",{"$f":"CP16","v":3.3},"COP"]
[null,null,null,null,null,null,null,null,null,null,null,null,null,null,null,null,null,5.416666666666667,11.25,15,null,15,{"$f":"IF(Inventory!$C24=\"\",\"a\",VLOOKUP(Inventory!$C24,$B$3:$C$6,2,FALSE))","v":"a"},{"$f":"IF(AND($W17=\"b\",Inventory!$I24=\"\"),\"a\",IF(AND($W17=\"b\",Inventory!$I24<>\"\"),VLOOKUP(Inventory!$I24,$E$3:$F$12,2,FALSE),IF(AND(OR($W17=\"c\",$W17=\"d\"),Inventory!$AB24=\"\"),\"a\",IF(AND(OR($W17=\"c\",$W17=\"d\"),Inventory!$AB24<>\"\"),VLOOKUP(Inventory!$AB24,$E$3:$F$12,2,FALSE),\"a\"))))","v":"a"},{"$f":"IF(OR(AND($X17<>\"b\",$X17<>\"c\"),$AB17=0,$AB17>=(65000/12000),Inventory!$AC24=\"\"),\"a\",VLOOKUP(Inventory!$AC24,$H$3:$I$5,2,FALSE))","v":"a"},{"$f":"IF(AND($X17<>\"i\",$X17<>\"j\"),\"a\",IF(AND($W17=\"b\",Inventory!$L24=\"\"),\"a\",IF(AND($W17=\"b\",Inventory!$L24<>\"\"),VLOOKUP(Inventory!$L24,$K$3:$L$6,2,FALSE),IF(AND(OR($W17=\"c\",$W17=\"d\"),Inventory!$AD24=\"\"),\"a\",IF(AND(OR($W17=\"c\",$W17=\"d\"),Inventory!$AD24<>\"\"),VLOOKUP(Inventory!$AD24,$K$3:$L$6,2,FALSE),\"a\")))))","v":"a"},{"$f":"IF(OR(AND($X17<>\"e\",$X17<>\"f\"),$AB17=0,Inventory!$AF24=\"\"),\"a\",VLOOKUP(Inventory!$AF24,$N$3:$O$5,2,FALSE))","v":"a"},{"$f":"IF(OR(Inventory!C24=\"New Construction\",Inventory!C24=\"Replace-on-Burnout\"),Inventory!AS24,IF(Inventory!C24=\"Early Retirement\",Inventory!AR24,0))","v":0},"","","","","","","","","","","","",0,"aaaaa0","No","No",{"$f":"IF($W17=\"a\",0,IF($W17=\"b\",Inventory!$M24,Inventory!$AG24))","v":0},{"$f":"IF(OR($W17=\"a\",AND($AQ17=\"No\",$AR17=\"No\")),0,IF(AND($W17=\"b\",Inventory!$O24=\"Btu/hr\"),Inventory!$N24,IF(AND($W17=\"b\",Inventory!$O24=\"Tons\"),Inventory!$N24*12000,IF(AND(OR($W17=\"c\",$W17=\"d\"),Inventory!$AI24=\"Btu/hr\"),Inventory!$AH24,IF(AND(OR($W17=\"c\",$W17=\"d\"),Inventory!$AI24=\"Tons\"),Inventory!$AH24*12000,0)))))","v":0},0,0,"EER",0,"kW/ton",{"$f":"IF(OR($W17=\"a\",$AR17=\"No\"),0,IF(AND($W17=\"b\",Inventory!$Q24=\"Btu/hr\"),Inventory!$P24,IF(AND($W17=\"b\",Inventory!$Q24=\"Tons\"),Inventory!$P24*12000,IF(AND(OR($W17=\"c\",$W17=\"d\"),Inventory!$AK24=\"Btu/hr\"),Inventory!$AJ24,IF(AND(OR($W17=\"c\",$W17=\"d\"),Inventory!$AK24=\"Tons\"),Inventory!$AJ24*12000,0)))))","v":0},0,0,"COP","No",{"$f":"IF(OR(Inventory!$J24=\"\",$BD17=\"No\"),\"-\",Inventory!$J24)","v":"-"},{"$f":"IFERROR(VLOOKUP($BE17,'Early Retirement'!$B$6:$C$32,2,FALSE),\"-\")","v":"-"},{"$f":"IF(OR($W17<>\"b\",AND($X17<>\"b\",$X17<>\"c\")),\"n\",IF(AND($AO17<>1,$AO17<>2,$AO17<>7,$AO17<>8),\"n\",IF(Inventory!$K24=\"Split\",\"s\",IF(Inventory!$K24=\"Packaged\",\"p\",\"n\"))))","v":"n"},{"$f":"IF(AND($X17<>\"i\",$X17<>\"j\"),\"n\",IF(Inventory!$L24=\"Centrifugal\",\"c\",\"n\"))","v":"n"},"-","-",{"$f":"IFERROR(INDEX('Early Retirement'!$C$4:$AC$32,$BF17,$BJ17),0)","v":0},{"$f":"IFERROR(HLOOKUP($BJ17,'Early Retirement'!$D$4:$AC$5,2,FALSE),0)","v":0},{"$f":"IFERROR(INDEX('Early Retirement'!$AE$4:$BE$32,$BF17,$BJ17),0)","v":0},{"$f":"IFERROR(HLOOKUP($BJ17,'Early Retirement'!$AF$4:$BE$5,2,FALSE),0)","v":0},0,0,"kW/ton",{"$f":"IFERROR(INDEX('Early Retirement'!$BG$4:$CG$32,$BF17,$BJ17),0)","v":0},{"$f":"IFERROR(HLOOKUP($BJ17,'Early Retirement'!$BH$4:$CH$5,2,FALSE),0)","v":0},0,"COP","Yes",0,0,"kW/ton",0,"COP",0,0,"kW/ton",0,"COP",null,"ccaaa11",9.5,"EER",12.5,"IEER",1.263157894736842,0.96,"kW/ton",3.2,"COP",{"$f":"CP17","v":3.2},"COP"]
[null,null,null,null,null,null,null,null,null,null,null,null,null,null,null,null,null,11.25,20,16,null,16,{"$f":"IF(Inventory!$C25=\"\",\"a\",VLOOKUP(Inventory!$C25,$B$3:$C$6,2,FALSE))","v":"a"},{"$f":"IF(AND($W18=\"b\",Inventory!$I25=\"\"),\"a\",IF(AND($W18=\"b\",Inventory!$I25<>\"\"),VLOOKUP(Inventory!$I25,$E$3:$F$12,2,FALSE),IF(AND(OR($W18=\"c\",$W18=\"d\"),Inventory!$AB25=\"\"),\"a\",IF(AND(OR($W18=\"c\",$W18=\"d\"),Inventory!$AB25<>\"\"),VLOOKUP(Inventory!$AB25,$E$3:$F$12,2,FALSE),\"a\"))))","v":"a"},{"$f":"IF(OR(AND($X18<>\"b\",$X18<>\"c\"),$AB18=0,$AB18>=(65000/12000),Inventory!$AC25=\"\"),\"a\",VLOOKUP(Inventory!$AC25,$H$3:$I$5,2,FALSE))","v":"a"},{"$f":"IF(AND($X18<>\"i\",$X18<>\"j\"),\"a\",IF(AND($W18=\"b\",Inventory!$L25=\"\"),\"a\",IF(AND($W18=\"b\",Inventory!$L25<>\"\"),VLOOKUP(Inventory!$L25,$K$3:$L$6,2,FALSE),IF(AND(OR($W18=\"c\",$W18=\"d\"),Inventory!$AD25=\"\"),\"a\",IF(AND(OR($W18=\"c\",$W18=\"d\"),Inventory!$AD25<>\"\"),VLOOKUP(Inventory!$AD25,$K$3:$L$6,2,FALSE),\"a\")))))","v":"a"},{"$f":"IF(OR(AND($X18<>\"e\",$X18<>\"f\"),$AB18=0,Inventory!$AF25=\"\"),\"a\",VLOOKUP(Inventory!$AF25,$N$3:$O$5,2,FALSE))","v":"a"},{"$f":"IF(OR(Inventory!C25=\"New Construction\",Inventory!C25=\"Replace-on-Burnout\"),Inventory!AS25,IF(Inventory!C25=\"Early Retirement\",Inventory!AR25,0))","v":0},"","","","","","","","","","","","",0,"aaaaa0","No","No",{"$f":"IF($W18=\"a\",0,IF($W18=\"b\",Inventory!$M25,Inventory!$AG25))","v":0},{"$f":"IF(OR($W18=\"a\",AND($AQ18=\"No\",$AR18=\"No\")),0,IF(AND($W18=\"b\",Inventory!$O25=\"Btu/hr\"),Inventory!$N25,IF(AND($W18=\"b\",Inventory!$O25=\"Tons\"),Inventory!$N25*12000,IF(AND(OR($W18=\"c\",$W18=\"d\"),Inventory!$AI25=\"Btu/hr\"),Inventory!$AH25,IF(AND(OR($W18=\"c\",$W18=\"d\"),Inventory!$AI25=\"Tons\"),Inventory!$AH25*12000,0)))))","v":0},0,0,"EER",0,"kW/ton",{"$f":"IF(OR($W18=\"a\",$AR18=\"No\"),0,IF(AND($W18=\"b\",Inventory!$Q25=\"Btu/hr\"),Inventory!$P25,IF(AND($W18=\"b\",Inventory!$Q25=\"Tons\"),Inventory!$P25*12000,IF(AND(OR($W18=\"c\",$W18=\"d\"),Inventory!$AK25=\"Btu/hr\"),Inventory!$AJ25,IF(AND(OR($W18=\"c\",$W18=\"d\"),Inventory!$AK25=\"Tons\"),Inventory!$AJ25*12000,0)))))","v":0},0,0,"COP","No",{"$f":"IF(OR(Inventory!$J25=\"\",$BD18=\"No\"),\"-\",Inventory!$J25)","v":"-"},{"$f":"IFERROR(VLOOKUP($BE18,'Early Retirement'!$B$6:$C$32,2,FALSE),\"-\")","v":"-"},{"$f":"IF(OR($W18<>\"b\",AND($X18<>\"b\",$X18<>\"c\")),\"n\",IF(AND($AO18<>1,$AO18<>2,$AO18<>7,$AO18<>8),\"n\",IF(Inventory!$K25=\"Split\",\"s\",IF(Inventory!$K25=\"Packaged\",\"p\",\"n\"))))","v":"n"},{"$f":"IF(AND($X18<>\"i\",$X18<>\"j\"),\"n\",IF(Inventory!$L25=\"Centrifugal\",\"c\",\"n\"))","v":"n"},"-","-",{"$f":"IFERROR(INDEX('Early Retirement'!$C$4:$AC$32,$BF18,$BJ18),0)","v":0},{"$f":"IFERROR(HLOOKUP($BJ18,'Early Retirement'!$D$4:$AC$5,2,FALSE),0)","v":0},{"$f":"IFERROR(INDEX('Early Retirement'!$AE$4:$BE$32,$BF18,$BJ18),0)","v":0},{"$f":"IFERROR(HLOOKUP($BJ18,'Early Retirement'!$AF$4:$BE$5,2,FALSE),0)","v":0},0,0,"kW/ton",{"$f":"IFERROR(INDEX('Early Retirement'!$BG$4:$CG$32,$BF18,$BJ18),0)","v":0},{"$f":"IFERROR(HLOOKUP($BJ18,'Early Retirement'!$BH$4:$CH$5,2,FALSE),0)","v":0},0,"COP","Yes",0,0,"kW/ton",0,"COP",0,0,"kW/ton",0,"COP",null,"ccaaa12",9.5,"EER",12.5,"IEER",1.263157894736842,0.96,"kW/ton",3.2,"COP",{"$f":"CP18","v":3.2},"COP"]
[null,null,null,null,null,null,null,null,null,null,null,null,null,null,null,null,null,20,63.333333333333336,17,null,17,{"$f":"IF(Inventory!$C26=\"\",\"a\",VLOOKUP(Inventory!$C26,$B$3:$C$6,2,FALSE))","v":"a"},{"$f":"IF(AND($W19=\"b\",Inventory!$I26=\"\"),\"a\",IF(AND($W19=\"b\",Inventory!$I26<>\"\"),VLOOKUP(Inventory!$I26,$E$3:$F$12,2,FALSE),IF(AND(OR($W19=\"c\",$W19=\"d\"),Inventory!$AB26=\"\"),\"a\",IF(AND(OR($W19=\"c\",$W19=\"d\"),Inventory!$AB26<>\"\"),VLOOKUP(Inventory!$AB26,$E$3:$F$12,2,FALSE),\"a\"))))","v":"a"},{"$f":"IF(OR(AND($X19<>\"b\",$X19<>\"c\"),$AB19=0,$AB19>=(65000/12000),Inventory!$AC26=\"\"),\"a\",VLOOKUP(Inventory!$AC26,$H$3:$I$5,2,FALSE))","v":"a"},{"$f":"IF(AND($X19<>\"i\",$X19<>\"j\"),\"a\",IF(AND($W19=\"b\",Inventory!$L26=\"\"),\"a\",IF(AND($W19=\"b\",Inventory!$L26<>\"\"),VLOOKUP(Inventory!$L26,$K$3:$L$6,2,FALSE),IF(AND(OR($W19=\"c\",$W19=\"d\"),Inventory!$AD26=\"\"),\"a\",IF(AND(OR($W19=\"c\",$W19=\"d\"),Inventory!$AD26<>\"\"),VLOOKUP(Inventory!$AD26,$K$3:$L$6,2,FALSE),\"a\")))))","v":"a"},{"$f":"IF(OR(AND($X19<>\"e\",$X19<>\"f\"),$AB19=0,Inventory!$AF26=\"\"),\"a\",VLOOKUP(Inventory!$AF26,$N$3:$O$5,2,FALSE))","v":"a"},{"$f":"IF(OR(Inventory!C26=\"New Construction\",Inventory!C26=\"Replace-on-Burnout\"),Inventory!AS26,IF(Inventory!C26=\"Early Retirement\",Inventory!AR26,0))","v":0},"","","","","","","","","","","","",0,"aaaaa0","No","No",{"$f":"IF($W19=\"a\",0,IF($W19=\"b\",Inventory!$M26,Inventory!$AG26))","v":0},{"$f":"IF(OR($W19=\"a\",AND($AQ19=\"No\",$AR19=\"No\")),0,IF(AND($W19=\"b\",Inventory!$O26=\"Btu/hr\"),Inventory!$N26,IF(AND($W19=\"b\",Inventory!$O26=\"Tons\"),Inventory!$N26*12000,IF(AND(OR($W19=\"c\",$W19=\"d\"),Inventory!$AI26=\"Btu/hr\"),Inventory!$AH26,IF(AND(OR($W19=\"c\",$W19=\"d\"),Inventory!$AI26=\"Tons\"),Inventory!$AH26*12000,0)))))","v":0},0,0,"EER",0,"kW/ton",{"$f":"IF(OR($W19=\"a\",$AR19=\"No\"),0,IF(AND($W19=\"b\",Inventory!$Q26=\"Btu/hr\"),Inventory!$P26,IF(AND($W19=\"b\",Inventory!$Q26=\"Tons\"),Inventory!$P26*12000,IF(AND(OR($W19=\"c\",$W19=\"d\"),Inventory!$AK26=\"Btu/hr\"),Inventory!$AJ26,IF(AND(OR($W19=\"c\",$W19=\"d\"),Inventory!$AK26=\"Tons\"),Inventory!$AJ26*12000,0)))))","v":0},0,0,"COP","No",{"$f":"IF(OR(Inventory!$J26=\"\",$BD19=\"No\"),\"-\",Inventory!$J26)","v":"-"},{"$f":"IFERROR(VLOOKUP($BE19,'Early Retirement'!$B$6:$C$32,2,FALSE),\"-\")","v":"-"},{"$f":"IF(OR($W19<>\"b\",AND($X19<>\"b\",$X19<>\"c\")),\"n\",IF(AND($AO19<>1,$AO19<>2,$AO19<>7,$AO19<>8),\"n\",IF(Inventory!$K26=\"Split\",\"s\",IF(Inventory!$K26=\"Packaged\",\"p\",\"n\"))))","v":"n"},{"$f":"IF(AND($X19<>\"i\",$X19<>\"j\"),\"n\",IF(Inventory!$L26=\"Centrifugal\",\"c\",\"n\"))","v":"n"},"-","-",{"$f":"IFERROR(INDEX('Early Retirement'!$C$4:$AC$32,$BF19,$BJ19),0)","v":0},{"$f":"IFERROR(HLOOKUP($BJ19,'Early Retirement'!$D$4:$AC$5,2,FALSE),0)","v":0},{"$f":"IFERROR(INDEX('Early Retirement'!$AE$4:$BE$32,$BF19,$BJ19),0)","v":0},{"$f":"IFERROR(HLOOKUP($BJ19,'Early Retirement'!$AF$4:$BE$5,2,FALSE),0)","v":0},0,0,"kW/ton",{"$f":"IFERROR(INDEX('Early Retirement'!$BG$4:$CG$32,$BF19,$BJ19),0)","v":0},{"$f":"IFERROR(HLOOKUP($BJ19,'Early Retirement'!$BH$4:$CH$5,2,FALSE),0)","v":0},0,"COP","Yes",0,0,"kW/ton",0,"COP",0,0,"kW/ton",0,"COP",null,"dbbaa1",11.7,"EER2",14.3,"SEER2",1.0256410256410258,0.83916083916083917,"kW/ton"]
[null,null,null,null,null,null,null,null,null,null,null,null,null,null,null,null,null,63.333333333333336,null,18,null,18,{"$f":"IF(Inventory!$C27=\"\",\"a\",VLOOKUP(Inventory!$C27,$B$3:$C$6,2,FALSE))","v":"a"},{"$f":"IF(AND($W20=\"b\",Inventory!$I27=\"\"),\"a\",IF(AND($W20=\"b\",Inventory!$I27<>\"\"),VLOOKUP(Inventory!$I27,$E$3:$F$12,2,FALSE),IF(AND(OR($W20=\"c\",$W20=\"d\"),Inventory!$AB27=\"\"),\"a\",IF(AND(OR($W20=\"c\",$W20=\"d\"),Inventory!$AB27<>\"\"),VLOOKUP(Inventory!$AB27,$E$3:$F$12,2,FALSE),\"a\"))))","v":"a"},{"$f":"IF(OR(AND($X20<>\"b\",$X20<>\"c\"),$AB20=0,$AB20>=(65000/12000),Inventory!$AC27=\"\"),\"a\",VLOOKUP(Inventory!$AC27,$H$3:$I$5,2,FALSE))","v":"a"},{"$f":"IF(AND($X20<>\"i\",$X20<>\"j\"),\"a\",IF(AND($W20=\"b\",Inventory!$L27=\"\"),\"a\",IF(AND($W20=\"b\",Inventory!$L27<>\"\"),VLOOKUP(Inventory!$L27,$K$3:$L$6,2,FALSE),IF(AND(OR($W20=\"c\",$W20=\"d\"),Inventory!$AD27=\"\"),\"a\",IF(AND(OR($W20=\"c\",$W20=\"d\"),Inventory!$AD27<>\"\"),VLOOKUP(Inventory!$AD27,$K$3:$L$6,2,FALSE),\"a\")))))","v":"a"},{"$f":"IF(OR(AND($X20<>\"e\",$X20<>\"f\"),$AB20=0,Inventory!$AF27=\"\"),\"a\",VLOOKUP(Inventory!$AF27,$N$3:$O$5,2,FALSE))","v":"a"},{"$f":"IF(OR(Inventory!C27=\"New Construction\",Inventory!C27=\"Replace-on-Burnout\"),Inventory!AS27,IF(Inventory!C27=\"Early Retirement\",Inventory!AR27,0))","v":0},"","","","","","","","","","","","",0,"aaaaa0","No","No",{"$f":"IF($W20=\"a\",0,IF($W20=\"b\",Inventory!$M27,Inventory!$AG27))","v":0},{"$f":"IF(OR($W20=\"a\",AND($AQ20=\"No\",$AR20=\"No\")),0,IF(AND($W20=\"b\",Inventory!$O27=\"Btu/hr\"),Inventory!$N27,IF(AND($W20=\"b\",Inventory!$O27=\"Tons\"),Inventory!$N27*12000,IF(AND(OR($W20=\"c\",$W20=\"d\"),Inventory!$AI27=\"Btu/hr\"),Inventory!$AH27,IF(AND(OR($W20=\"c\",$W20=\"d\"),Inventory!$AI27=\"Tons\"),Inventory!$AH27*12000,0)))))","v":0},0,0,"EER",0,"kW/ton",{"$f":"IF(OR($W20=\"a\",$AR20=\"No\"),0,IF(AND($W20=\"b\",Inventory!$Q27=\"Btu/hr\"),Inventory!$P27,IF(AND($W20=\"b\",Inventory!$Q27=\"Tons\"),Inventory!$P27*12000,IF(AND(OR($W20=\"c\",$W20=\"d\"),Inventory!$AK27=\"Btu/hr\"),Inventory!$AJ27,IF(AND(OR($W20=\"c\",$W20=\"d\"),Inventory!$AK27=\"Tons\"),Inventory!$AJ27*12000,0)))))","v":0},0,0,"COP","No",{"$f":"IF(OR(Inventory!$J27=\"\",$BD20=\"No\"),\"-\",Inventory!$J27)","v":"-"},{"$f":"IFERROR(VLOOKUP($BE20,'Early Retirement'!$B$6:$C$32,2,FALSE),\"-\")","v":"-"},{"$f":"IF(OR($W20<>\"b\",AND($X20<>\"b\",$X20<>\"c\")),\"n\",IF(AND($AO20<>1,$AO20<>2,$AO20<>7,$AO20<>8),\"n\",IF(Inventory!$K27=\"Split\",\"s\",IF(Inventory!$K27=\"Packaged\",\"p\",\"n\"))))","v":"n"},{"$f":"IF(AND($X20<>\"i\",$X20<>\"j\"),\"n\",IF(Inventory!$L27=\"Centrifugal\",\"c\",\"n\"))","v":"n"},"-","-",{"$f":"IFERROR(INDEX('Early Retirement'!$C$4:$AC$32,$BF20,$BJ20),0)","v":0},{"$f":"IFERROR(HLOOKUP($BJ20,'Early Retirement'!$D$4:$AC$5,2,FALSE),0)","v":0},{"$f":"IFERROR(INDEX('Early Retirement'!$AE$4:$BE$32,$BF20,$BJ20),0)","v":0},{"$f":"IFERROR(HLOOKUP($BJ20,'Early Retirement'!$AF$4:$BE$5,2,FALSE),0)","v":0},0,0,"kW/ton",{"$f":"IFERROR(INDEX('Early Retirement'!$BG$4:$CG$32,$BF20,$BJ20),0)","v":0},{"$f":"IFERROR(HLOOKUP($BJ20,'Early Retirement'!$BH$4:$CH$5,2,FALSE),0)","v":0},0,"COP","Yes",0,0,"kW/ton",0,"COP",0,0,"kW/ton",0,"COP",null,"dbbaa2",11.2,"EER2",13.8,"SEER2",1.0714285714285714,0.86956521739130432,"kW/ton"]
[null,null,null,null,null,null,null,null,null,null,null,null,null,null,null,null,"VRF HP\nAir Cooled",0,3.75,19,null,19,{"$f":"IF(Inventory!$C28=\"\",\"a\",VLOOKUP(Inventory!$C28,$B$3:$C$6,2,FALSE))","v":"a"},{"$f":"IF(AND($W21=\"b\",Inventory!$I28=\"\"),\"a\",IF(AND($W21=\"b\",Inventory!$I28<>\"\"),VLOOKUP(Inventory!$I28,$E$3:$F$12,2,FALSE),IF(AND(OR($W21=\"c\",$W21=\"d\"),Inventory!$AB28=\"\"),\"a\",IF(AND(OR($W21=\"c\",$W21=\"d\"),Inventory!$AB28<>\"\"),VLOOKUP(Inventory!$AB28,$E$3:$F$12,2,FALSE),\"a\"))))","v":"a"},{"$f":"IF(OR(AND($X21<>\"b\",$X21<>\"c\"),$AB21=0,$AB21>=(65000/12000),Inventory!$AC28=\"\"),\"a\",VLOOKUP(Inventory!$AC28,$H$3:$I$5,2,FALSE))","v":"a"},{"$f":"IF(AND($X21<>\"i\",$X21<>\"j\"),\"a\",IF(AND($W21=\"b\",Inventory!$L28=\"\"),\"a\",IF(AND($W21=\"b\",Inventory!$L28<>\"\"),VLOOKUP(Inventory!$L28,$K$3:$L$6,2,FALSE),IF(AND(OR($W21=\"c\",$W21=\"d\"),Inventory!$AD28=\"\"),\"a\",IF(AND(OR($W21=\"c\",$W21=\"d\"),Inventory!$AD28<>\"\"),VLOOKUP(Inventory!$AD28,$K$3:$L$6,2,FALSE),\"a\")))))","v":"a"},{"$f":"IF(OR(AND($X21<>\"e\",$X21<>\"f\"),$AB21=0,Inventory!$AF28=\"\"),\"a\",VLOOKUP(Inventory!$AF28,$N$3:$O$5,2,FALSE))","v":"a"},{"$f":"IF(OR(Inventory!C28=\"New Construction\",Inventory!C28=\"Replace-on-Burnout\"),Inventory!AS28,IF(Inventory!C28=\"Early Retirement\",Inventory!AR28,0))","v":0},"","","","","","","","","","","","",0,"aaaaa0","No","No",{"$f":"IF($W21=\"a\",0,IF($W21=\"b\",Inventory!$M28,Inventory!$AG28))","v":0},{"$f":"IF(OR($W21=\"a\",AND($AQ21=\"No\",$AR21=\"No\")),0,IF(AND($W21=\"b\",Inventory!$O28=\"Btu/hr\"),Inventory!$N28,IF(AND($W21=\"b\",Inventory!$O28=\"Tons\"),Inventory!$N28*12000,IF(AND(OR($W21=\"c\",$W21=\"d\"),Inventory!$AI28=\"Btu/hr\"),Inventory!$AH28,IF(AND(OR($W21=\"c\",$W21=\"d\"),Inventory!$AI28=\"Tons\"),Inventory!$AH28*12000,0)))))","v":0},0,0,"EER",0,"kW/ton",{"$f":"IF(OR($W21=\"a\",$AR21=\"No\"),0,IF(AND($W21=\"b\",Inventory!$Q28=\"Btu/hr\"),Inventory!$P28,IF(AND($W21=\"b\",Inventory!$Q28=\"Tons\"),Inventory!$P28*12000,IF(AND(OR($W21=\"c\",$W21=\"d\"),Inventory!$AK28=\"Btu/hr\"),Inventory!$AJ28,IF(AND(OR($W21=\"c\",$W21=\"d\"),Inventory!$AK28=\"Tons\"),Inventory!$AJ28*12000,0)))))","v":0},0,0,"COP","No",{"$f":"IF(OR(Inventory!$J28=\"\",$BD21=\"No\"),\"-\",Inventory!$J28)","v":"-"},{"$f":"IFERROR(VLOOKUP($BE21,'Early Retirement'!$B$6:$C$32,2,FALSE),\"-\")","v":"-"},{"$f":"IF(OR($W21<>\"b\",AND($X21<>\"b\",$X21<>\"c\")),\"n\",IF(AND($AO21<>1,$AO21<>2,$AO21<>7,$AO21<>8),\"n\",IF(Inventory!$K28=\"Split\",\"s\",IF(Inventory!$K28=\"Packaged\",\"p\",\"n\"))))","v":"n"},{"$f":"IF(AND($X21<>\"i\",$X21<>\"j\"),\"n\",IF(Inventory!$L28=\"Centrifugal\",\"c\",\"n\"))","v":"n"},"-","-",{"$f":"IFERROR(INDEX('Early Retirement'!$C$4:$AC$32,$BF21,$BJ21),0)","v":0},{"$f":"IFERROR(HLOOKUP($BJ21,'Early Retirement'!$D$4:$AC$5,2,FALSE),0)","v":0},{"$f":"IFERROR(INDEX('Early Retirement'!$AE$4:$BE$32,$BF21,$BJ21),0)","v":0},{"$f":"IFERROR(HLOOKUP($BJ21,'Early Retirement'!$AF$4:$BE$5,2,FALSE),0)","v":0},0,0,"kW/ton",{"$f":"IFERROR(INDEX('Early Retirement'!$BG$4:$CG$32,$BF21,$BJ21),0)","v":0},{"$f":"IFERROR(HLOOKUP($BJ21,'Early Retirement'!$BH$4:$CH$5,2,FALSE),0)","v":0},0,"COP","Yes",0,0,"kW/ton",0,"COP",0,0,"kW/ton",0,"COP",null,"dbcaa1",10.6,"EER2",13.4,"SEER2",1.1320754716981132,0.89552238805970152,"kW/ton"]
[null,null,null,null,null,null,null,null,null,null,null,null,null,null,null,null,null,3.75,5.416666666666667,20,null,20,{"$f":"IF(Inventory!$C29=\"\",\"a\",VLOOKUP(Inventory!$C29,$B$3:$C$6,2,FALSE))","v":"a"},{"$f":"IF(AND($W22=\"b\",Inventory!$I29=\"\"),\"a\",IF(AND($W22=\"b\",Inventory!$I29<>\"\"),VLOOKUP(Inventory!$I29,$E$3:$F$12,2,FALSE),IF(AND(OR($W22=\"c\",$W22=\"d\"),Inventory!$AB29=\"\"),\"a\",IF(AND(OR($W22=\"c\",$W22=\"d\"),Inventory!$AB29<>\"\"),VLOOKUP(Inventory!$AB29,$E$3:$F$12,2,FALSE),\"a\"))))","v":"a"},{"$f":"IF(OR(AND($X22<>\"b\",$X22<>\"c\"),$AB22=0,$AB22>=(65000/12000),Inventory!$AC29=\"\"),\"a\",VLOOKUP(Inventory!$AC29,$H$3:$I$5,2,FALSE))","v":"a"},{"$f":"IF(AND($X22<>\"i\",$X22<>\"j\"),\"a\",IF(AND($W22=\"b\",Inventory!$L29=\"\"),\"a\",IF(AND($W22=\"b\",Inventory!$L29<>\"\"),VLOOKUP(Inventory!$L29,$K$3:$L$6,2,FALSE),IF(AND(OR($W22=\"c\",$W22=\"d\"),Inventory!$AD29=\"\"),\"a\",IF(AND(OR($W22=\"c\",$W22=\"d\"),Inventory!$AD29<>\"\"),VLOOKUP(Inventory!$AD29,$K$3:$L$6,2,FALSE),\"a\")))))","v":"a"},{"$f":"IF(OR(AND($X22<>\"e\",$X22<>\"f\"),$AB22=0,Inventory!$AF29=\"\"),\"a\",VLOOKUP(Inventory!$AF29,$N$3:$O$5,2,FALSE))","v":"a"},{"$f":"IF(OR(Inventory!C29=\"New Construction\",Inventory!C29=\"Replace-on-Burnout\"),Inventory!AS29,IF(Inventory!C29=\"Early Retirement\",Inventory!AR29,0))","v":0},"","","","","","","","","","","","",0,"aaaaa0","No","No",{"$f":"IF($W22=\"a\",0,IF($W22=\"b\",Inventory!$M29,Inventory!$AG29))","v":0},{"$f":"IF(OR($W22=\"a\",AND($AQ22=\"No\",$AR22=\"No\")),0,IF(AND($W22=\"b\",Inventory!$O29=\"Btu/hr\"),Inventory!$N29,IF(AND($W22=\"b\",Inventory!$O29=\"Tons\"),Inventory!$N29*12000,IF(AND(OR($W22=\"c\",$W22=\"d\"),Inventory!$AI29=\"Btu/hr\"),Inventory!$AH29,IF(AND(OR($W22=\"c\",$W22=\"d\"),Inventory!$AI29=\"Tons\"),Inventory!$AH29*12000,0)))))","v":0},0,0,"EER",0,"kW/ton",{"$f":"IF(OR($W22=\"a\",$AR22=\"No\"),0,IF(AND($W22=\"b\",Inventory!$Q29=\"Btu/hr\"),Inventory!$P29,IF(AND($W22=\"b\",Inventory!$Q29=\"Tons\"),Inventory!$P29*12000,IF(AND(OR($W22=\"c\",$W22=\"d\"),Inventory!$AK29=\"Btu/hr\"),Inventory!$AJ29,IF(AND(OR($W22=\"c\",$W22=\"d\"),Inventory!$AK29=\"Tons\"),Inventory!$AJ29*12000,0)))))","v":0},0,0,"COP","No",{"$f":"IF(OR(Inventory!$J29=\"\",$BD22=\"No\"),\"-\",Inventory!$J29)","v":"-"},{"$f":"IFERROR(VLOOKUP($BE22,'Early Retirement'!$B$6:$C$32,2,FALSE),\"-\")","v":"-"},{"$f":"IF(OR($W22<>\"b\",AND($X22<>\"b\",$X22<>\"c\")),\"n\",IF(AND($AO22<>1,$AO22<>2,$AO22<>7,$AO22<>8),\"n\",IF(Inventory!$K29=\"Split\",\"s\",IF(Inventory!$K29=\"Packaged\",\"p\",\"n\"))))","v":"n"},{"$f":"IF(AND($X22<>\"i\",$X22<>\"j\"),\"n\",IF(Inventory!$L29=\"Centrifugal\",\"c\",\"n\"))","v":"n"},"-","-",{"$f":"IFERROR(INDEX('Early Retirement'!$C$4:$AC$32,$BF22,$BJ22),0)","v":0},{"$f":"IFERROR(HLOOKUP($BJ22,'Early Retirement'!$D$4:$AC$5,2,FALSE),0)","v":0},{"$f":"IFERROR(INDEX('Early Retirement'!$AE$4:$BE$32,$BF22,$BJ22),0)","v":0},{"$f":"IFERROR(HLOOKUP($BJ22,'Early Retirement'!$AF$4:$BE$5,2,FALSE),0)","v":0},0,0,"kW/ton",{"$f":"IFERROR(INDEX('Early Retirement'!$BG$4:$CG$32,$BF22,$BJ22),0)","v":0},{"$f":"IFERROR(HLOOKUP($BJ22,'Early Retirement'!$BH$4:$CH$5,2,FALSE),0)","v":0},0,"COP","Yes",0,0,"kW/ton",0,"COP",0,0,"kW/ton",0,"COP",null,"dbcaa2",10.6,"EER2",13.4,"SEER2",1.1320754716981132,0.89552238805970152,"kW/ton"]
[null,null,null,null,null,null,null,null,null,null,null,null,null,null,null,null,null,5.416666666666667,11.25,21,null,21,{"$f":"IF(Inventory!$C30=\"\",\"a\",VLOOKUP(Inventory!$C30,$B$3:$C$6,2,FALSE))","v":"a"},{"$f":"IF(AND($W23=\"b\",Inventory!$I30=\"\"),\"a\",IF(AND($W23=\"b\",Inventory!$I30<>\"\"),VLOOKUP(Inventory!$I30,$E$3:$F$12,2,FALSE),IF(AND(OR($W23=\"c\",$W23=\"d\"),Inventory!$AB30=\"\"),\"a\",IF(AND(OR($W23=\"c\",$W23=\"d\"),Inventory!$AB30<>\"\"),VLOOKUP(Inventory!$AB30,$E$3:$F$12,2,FALSE),\"a\"))))","v":"a"},{"$f":"IF(OR(AND($X23<>\"b\",$X23<>\"c\"),$AB23=0,$AB23>=(65000/12000),Inventory!$AC30=\"\"),\"a\",VLOOKUP(Inventory!$AC30,$H$3:$I$5,2,FALSE))","v":"a"},{"$f":"IF(AND($X23<>\"i\",$X23<>\"j\"),\"a\",IF(AND($W23=\"b\",Inventory!$L30=\"\"),\"a\",IF(AND($W23=\"b\",Inventory!$L30<>\"\"),VLOOKUP(Inventory!$L30,$K$3:$L$6,2,FALSE),IF(AND(OR($W23=\"c\",$W23=\"d\"),Inventory!$AD30=\"\"),\"a\",IF(AND(OR($W23=\"c\",$W23=\"d\"),Inventory!$AD30<>\"\"),VLOOKUP(Inventory!$AD30,$K$3:$L$6,2,FALSE),\"a\")))))","v":"a"},{"$f":"IF(OR(AND($X23<>\"e\",$X23<>\"f\"),$AB23=0,Inventory!$AF30=\"\"),\"a\",VLOOKUP(Inventory!$AF30,$N$3:$O$5,2,FALSE))","v":"a"},{"$f":"IF(OR(Inventory!C30=\"New Construction\",Inventory!C30=\"Replace-on-Burnout\"),Inventory!AS30,IF(Inventory!C30=\"Early Retirement\",Inventory!AR30,0))","v":0},"","","","","","","","","","","","",0,"aaaaa0","No","No",{"$f":"IF($W23=\"a\",0,IF($W23=\"b\",Inventory!$M30,Inventory!$AG30))","v":0},{"$f":"IF(OR($W23=\"a\",AND($AQ23=\"No\",$AR23=\"No\")),0,IF(AND($W23=\"b\",Inventory!$O30=\"Btu/hr\"),Inventory!$N30,IF(AND($W23=\"b\",Inventory!$O30=\"Tons\"),Inventory!$N30*12000,IF(AND(OR($W23=\"c\",$W23=\"d\"),Inventory!$AI30=\"Btu/hr\"),Inventory!$AH30,IF(AND(OR($W23=\"c\",$W23=\"d\"),Inventory!$AI30=\"Tons\"),Inventory!$AH30*12000,0)))))","v":0},0,0,"EER",0,"kW/ton",{"$f":"IF(OR($W23=\"a\",$AR23=\"No\"),0,IF(AND($W23=\"b\",Inventory!$Q30=\"Btu/hr\"),Inventory!$P30,IF(AND($W23=\"b\",Inventory!$Q30=\"Tons\"),Inventory!$P30*12000,IF(AND(OR($W23=\"c\",$W23=\"d\"),Inventory!$AK30=\"Btu/hr\"),Inventory!$AJ30,IF(AND(OR($W23=\"c\",$W23=\"d\"),Inventory!$AK30=\"Tons\"),Inventory!$AJ30*12000,0)))))","v":0},0,0,"COP","No",{"$f":"IF(OR(Inventory!$J30=\"\",$BD23=\"No\"),\"-\",Inventory!$J30)","v":"-"},{"$f":"IFERROR(VLOOKUP($BE23,'Early Retirement'!$B$6:$C$32,2,FALSE),\"-\")","v":"-"},{"$f":"IF(OR($W23<>\"b\",AND($X23<>\"b\",$X23<>\"c\")),\"n\",IF(AND($AO23<>1,$AO23<>2,$AO23<>7,$AO23<>8),\"n\",IF(Inventory!$K30=\"Split\",\"s\",IF(Inventory!$K30=\"Packaged\",\"p\",\"n\"))))","v":"n"},{"$f":"IF(AND($X23<>\"i\",$X23<>\"j\"),\"n\",IF(Inventory!$L30=\"Centrifugal\",\"c\",\"n\"))","v":"n"},"-","-",{"$f":"IFERROR(INDEX('Early Retirement'!$C$4:$AC$32,$BF23,$BJ23),0)","v":0},{"$f":"IFERROR(HLOOKUP($BJ23,'Early Retirement'!$D$4:$AC$5,2,FALSE),0)","v":0},{"$f":"IFERROR(INDEX('Early Retirement'!$AE$4:$BE$32,$BF23,$BJ23),0)","v":0},{"$f":"IFERROR(HLOOKUP($BJ23,'Early Retirement'!$AF$4:$BE$5,2,FALSE),0)","v":0},0,0,"kW/ton",{"$f":"IFERROR(INDEX('Early Retirement'!$BG$4:$CG$32,$BF23,$BJ23),0)","v":0},{"$f":"IFERROR(HLOOKUP($BJ23,'Early Retirement'!$BH$4:$CH$5,2,FALSE),0)","v":0},0,"COP","Yes",0,0,"kW/ton",0,"COP",0,0,"kW/ton",0,"COP",null,"dbaaa3",11,"EER",14.6,"IEER",1.0909090909090908,0.82191780821917815,"kW/ton"]
[null,null,null,null,null,null,null,null,null,null,null,null,null,null,null,null,null,11.25,20,22,null,22,{"$f":"IF(Inventory!$C31=\"\",\"a\",VLOOKUP(Inventory!$C31,$B$3:$C$6,2,FALSE))","v":"a"},{"$f":"IF(AND($W24=\"b\",Inventory!$I31=\"\"),\"a\",IF(AND($W24=\"b\",Inventory!$I31<>\"\"),VLOOKUP(Inventory!$I31,$E$3:$F$12,2,FALSE),IF(AND(OR($W24=\"c\",$W24=\"d\"),Inventory!$AB31=\"\"),\"a\",IF(AND(OR($W24=\"c\",$W24=\"d\"),Inventory!$AB31<>\"\"),VLOOKUP(Inventory!$AB31,$E$3:$F$12,2,FALSE),\"a\"))))","v":"a"},{"$f":"IF(OR(AND($X24<>\"b\",$X24<>\"c\"),$AB24=0,$AB24>=(65000/12000),Inventory!$AC31=\"\"),\"a\",VLOOKUP(Inventory!$AC31,$H$3:$I$5,2,FALSE))","v":"a"},{"$f":"IF(AND($X24<>\"i\",$X24<>\"j\"),\"a\",IF(AND($W24=\"b\",Inventory!$L31=\"\"),\"a\",IF(AND($W24=\"b\",Inventory!$L31<>\"\"),VLOOKUP(Inventory!$L31,$K$3:$L$6,2,FALSE),IF(AND(OR($W24=\"c\",$W24=\"d\"),Inventory!$AD31=\"\"),\"a\",IF(AND(OR($W24=\"c\",$W24=\"d\"),Inventory!$AD31<>\"\"),VLOOKUP(Inventory!$AD31,$K$3:$L$6,2,FALSE),\"a\")))))","v":"a"},{"$f":"IF(OR(AND($X24<>\"e\",$X24<>\"f\"),$AB24=0,Inventory!$AF31=\"\"),\"a\",VLOOKUP(Inventory!$AF31,$N$3:$O$5,2,FALSE))","v":"a"},{"$f":"IF(OR(Inventory!C31=\"New Construction\",Inventory!C31=\"Replace-on-Burnout\"),Inventory!AS31,IF(Inventory!C31=\"Early Retirement\",Inventory!AR31,0))","v":0},"","","","","","","","","","","","",0,"aaaaa0","No","No",{"$f":"IF($W24=\"a\",0,IF($W24=\"b\",Inventory!$M31,Inventory!$AG31))","v":0},{"$f":"IF(OR($W24=\"a\",AND($AQ24=\"No\",$AR24=\"No\")),0,IF(AND($W24=\"b\",Inventory!$O31=\"Btu/hr\"),Inventory!$N31,IF(AND($W24=\"b\",Inventory!$O31=\"Tons\"),Inventory!$N31*12000,IF(AND(OR($W24=\"c\",$W24=\"d\"),Inventory!$AI31=\"Btu/hr\"),Inventory!$AH31,IF(AND(OR($W24=\"c\",$W24=\"d\"),Inventory!$AI31=\"Tons\"),Inventory!$AH31*12000,0)))))","v":0},0,0,"EER",0,"kW/ton",{"$f":"IF(OR($W24=\"a\",$AR24=\"No\"),0,IF(AND($W24=\"b\",Inventory!$Q31=\"Btu/hr\"),Inventory!$P31,IF(AND($W24=\"b\",Inventory!$Q31=\"Tons\"),Inventory!$P31*12000,IF(AND(OR($W24=\"c\",$W24=\"d\"),Inventory!$AK31=\"Btu/hr\"),Inventory!$AJ31,IF(AND(OR($W24=\"c\",$W24=\"d\"),Inventory!$AK31=\"Tons\"),Inventory!$AJ31*12000,0)))))","v":0},0,0,"COP","No",{"$f":"IF(OR(Inventory!$J31=\"\",$BD24=\"No\"),\"-\",Inventory!$J31)","v":"-"},{"$f":"IFERROR(VLOOKUP($BE24,'Early Retirement'!$B$6:$C$32,2,FALSE),\"-\")","v":"-"},{"$f":"IF(OR($W24<>\"b\",AND($X24<>\"b\",$X24<>\"c\")),\"n\",IF(AND($AO24<>1,$AO24<>2,$AO24<>7,$AO24<>8),\"n\",IF(Inventory!$K31=\"Split\",\"s\",IF(Inventory!$K31=\"Packaged\",\"p\",\"n\"))))","v":"n"},{"$f":"IF(AND($X24<>\"i\",$X24<>\"j\"),\"n\",IF(Inventory!$L31=\"Centrifugal\",\"c\",\"n\"))","v":"n"},"-","-",{"$f":"IFERROR(INDEX('Early Retirement'!$C$4:$AC$32,$BF24,$BJ24),0)","v":0},{"$f":"IFERROR(HLOOKUP($BJ24,'Early Retirement'!$D$4:$AC$5,2,FALSE),0)","v":0},{"$f":"IFERROR(INDEX('Early Retirement'!$AE$4:$BE$32,$BF24,$BJ24),0)","v":0},{"$f":"IFERROR(HLOOKUP($BJ24,'Early Retirement'!$AF$4:$BE$5,2,FALSE),0)","v":0},0,0,"kW/ton",{"$f":"IFERROR(INDEX('Early Retirement'!$BG$4:$CG$32,$BF24,$BJ24),0)","v":0},{"$f":"IFERROR(HLOOKUP($BJ24,'Early Retirement'!$BH$4:$CH$5,2,FALSE),0)","v":0},0,"COP","Yes",0,0,"kW/ton",0,"COP",0,0,"kW/ton",0,"COP",null,"dbaaa4",10.8,"EER",14,"IEER",1.1111111111111109,0.8571428571428571,"kW/ton"]
[null,null,null,null,null,null,null,null,null,null,null,null,null,null,null,null,null,20,63.333333333333336,23,null,23,{"$f":"IF(Inventory!$C32=\"\",\"a\",VLOOKUP(Inventory!$C32,$B$3:$C$6,2,FALSE))","v":"a"},{"$f":"IF(AND($W25=\"b\",Inventory!$I32=\"\"),\"a\",IF(AND($W25=\"b\",Inventory!$I32<>\"\"),VLOOKUP(Inventory!$I32,$E$3:$F$12,2,FALSE),IF(AND(OR($W25=\"c\",$W25=\"d\"),Inventory!$AB32=\"\"),\"a\",IF(AND(OR($W25=\"c\",$W25=\"d\"),Inventory!$AB32<>\"\"),VLOOKUP(Inventory!$AB32,$E$3:$F$12,2,FALSE),\"a\"))))","v":"a"},{"$f":"IF(OR(AND($X25<>\"b\",$X25<>\"c\"),$AB25=0,$AB25>=(65000/12000),Inventory!$AC32=\"\"),\"a\",VLOOKUP(Inventory!$AC32,$H$3:$I$5,2,FALSE))","v":"a"},{"$f":"IF(AND($X25<>\"i\",$X25<>\"j\"),\"a\",IF(AND($W25=\"b\",Inventory!$L32=\"\"),\"a\",IF(AND($W25=\"b\",Inventory!$L32<>\"\"),VLOOKUP(Inventory!$L32,$K$3:$L$6,2,FALSE),IF(AND(OR($W25=\"c\",$W25=\"d\"),Inventory!$AD32=\"\"),\"a\",IF(AND(OR($W25=\"c\",$W25=\"d\"),Inventory!$AD32<>\"\"),VLOOKUP(Inventory!$AD32,$K$3:$L$6,2,FALSE),\"a\")))))","v":"a"},{"$f":"IF(OR(AND($X25<>\"e\",$X25<>\"f\"),$AB25=0,Inventory!$AF32=\"\"),\"a\",VLOOKUP(Inventory!$AF32,$N$3:$O$5,2,FALSE))","v":"a"},{"$f":"IF(OR(Inventory!C32=\"New Construction\",Inventory!C32=\"Replace-on-Burnout\"),Inventory!AS32,IF(Inventory!C32=\"Early Retirement\",Inventory!AR32,0))","v":0},"","","","","","","","","","","","",0,"aaaaa0","No","No",{"$f":"IF($W25=\"a\",0,IF($W25=\"b\",Inventory!$M32,Inventory!$AG32))","v":0},{"$f":"IF(OR($W25=\"a\",AND($AQ25=\"No\",$AR25=\"No\")),0,IF(AND($W25=\"b\",Inventory!$O32=\"Btu/hr\"),Inventory!$N32,IF(AND($W25=\"b\",Inventory!$O32=\"Tons\"),Inventory!$N32*12000,IF(AND(OR($W25=\"c\",$W25=\"d\"),Inventory!$AI32=\"Btu/hr\"),Inventory!$AH32,IF(AND(OR($W25=\"c\",$W25=\"d\"),Inventory!$AI32=\"Tons\"),Inventory!$AH32*12000,0)))))","v":0},0,0,"EER",0,"kW/ton",{"$f":"IF(OR($W25=\"a\",$AR25=\"No\"),0,IF(AND($W25=\"b\",Inventory!$Q32=\"Btu/hr\"),Inventory!$P32,IF(AND($W25=\"b\",Inventory!$Q32=\"Tons\"),Inventory!$P32*12000,IF(AND(OR($W25=\"c\",$W25=\"d\"),Inventory!$AK32=\"Btu/hr\"),Inventory!$AJ32,IF(AND(OR($W25=\"c\",$W25=\"d\"),Inventory!$AK32=\"Tons\"),Inventory!$AJ32*12000,0)))))","v":0},0,0,"COP","No",{"$f":"IF(OR(Inventory!$J32=\"\",$BD25=\"No\"),\"-\",Inventory!$J32)","v":"-"},{"$f":"IFERROR(VLOOKUP($BE25,'Early Retirement'!$B$6:$C$32,2,FALSE),\"-\")","v":"-"},{"$f":"IF(OR($W25<>\"b\",AND($X25<>\"b\",$X25<>\"c\")),\"n\",IF(AND($AO25<>1,$AO25<>2,$AO25<>7,$AO25<>8),\"n\",IF(Inventory!$K32=\"Split\",\"s\",IF(Inventory!$K32=\"Packaged\",\"p\",\"n\"))))","v":"n"},{"$f":"IF(AND($X25<>\"i\",$X25<>\"j\"),\"n\",IF(Inventory!$L32=\"Centrifugal\",\"c\",\"n\"))","v":"n"},"-","-",{"$f":"IFERROR(INDEX('Early Retirement'!$C$4:$AC$32,$BF25,$BJ25),0)","v":0},{"$f":"IFERROR(HLOOKUP($BJ25,'Early Retirement'!$D$4:$AC$5,2,FALSE),0)","v":0},{"$f":"IFERROR(INDEX('Early Retirement'!$AE$4:$BE$32,$BF25,$BJ25),0)","v":0},{"$f":"IFERROR(HLOOKUP($BJ25,'Early Retirement'!$AF$4:$BE$5,2,FALSE),0)","v":0},0,0,"kW/ton",{"$f":"IFERROR(INDEX('Early Retirement'!$BG$4:$CG$32,$BF25,$BJ25),0)","v":0},{"$f":"IFERROR(HLOOKUP($BJ25,'Early Retirement'!$BH$4:$CH$5,2,FALSE),0)","v":0},0,"COP","Yes",0,0,"kW/ton",0,"COP",0,0,"kW/ton",0,"COP",null,"dbaaa5",9.8000000000000007,"EER",13,"IEER",1.2244897959183672,0.92307692307692313,"kW/ton"]
[null,null,null,null,null,null,null,null,null,null,null,null,null,null,null,null,null,63.333333333333336,null,24,null,24,{"$f":"IF(Inventory!$C33=\"\",\"a\",VLOOKUP(Inventory!$C33,$B$3:$C$6,2,FALSE))","v":"a"},{"$f":"IF(AND($W26=\"b\",Inventory!$I33=\"\"),\"a\",IF(AND($W26=\"b\",Inventory!$I33<>\"\"),VLOOKUP(Inventory!$I33,$E$3:$F$12,2,FALSE),IF(AND(OR($W26=\"c\",$W26=\"d\"),Inventory!$AB33=\"\"),\"a\",IF(AND(OR($W26=\"c\",$W26=\"d\"),Inventory!$AB33<>\"\"),VLOOKUP(Inventory!$AB33,$E$3:$F$12,2,FALSE),\"a\"))))","v":"a"},{"$f":"IF(OR(AND($X26<>\"b\",$X26<>\"c\"),$AB26=0,$AB26>=(65000/12000),Inventory!$AC33=\"\"),\"a\",VLOOKUP(Inventory!$AC33,$H$3:$I$5,2,FALSE))","v":"a"},{"$f":"IF(AND($X26<>\"i\",$X26<>\"j\"),\"a\",IF(AND($W26=\"b\",Inventory!$L33=\"\"),\"a\",IF(AND($W26=\"b\",Inventory!$L33<>\"\"),VLOOKUP(Inventory!$L33,$K$3:$L$6,2,FALSE),IF(AND(OR($W26=\"c\",$W26=\"d\"),Inventory!$AD33=\"\"),\"a\",IF(AND(OR($W26=\"c\",$W26=\"d\"),Inventory!$AD33<>\"\"),VLOOKUP(Inventory!$AD33,$K$3:$L$6,2,FALSE),\"a\")))))","v":"a"},{"$f":"IF(OR(AND($X26<>\"e\",$X26<>\"f\"),$AB26=0,Inventory!$AF33=\"\"),\"a\",VLOOKUP(Inventory!$AF33,$N$3:$O$5,2,FALSE))","v":"a"},{"$f":"IF(OR(Inventory!C33=\"New Construction\",Inventory!C33=\"Replace-on-Burnout\"),Inventory!AS33,IF(Inventory!C33=\"Early Retirement\",Inventory!AR33,0))","v":0},"","","","","","","","","","","","",0,"aaaaa0","No","No",{"$f":"IF($W26=\"a\",0,IF($W26=\"b\",Inventory!$M33,Inventory!$AG33))","v":0},{"$f":"IF(OR($W26=\"a\",AND($AQ26=\"No\",$AR26=\"No\")),0,IF(AND($W26=\"b\",Inventory!$O33=\"Btu/hr\"),Inventory!$N33,IF(AND($W26=\"b\",Inventory!$O33=\"Tons\"),Inventory!$N33*12000,IF(AND(OR($W26=\"c\",$W26=\"d\"),Inventory!$AI33=\"Btu/hr\"),Inventory!$AH33,IF(AND(OR($W26=\"c\",$W26=\"d\"),Inventory!$AI33=\"Tons\"),Inventory!$AH33*12000,0)))))","v":0},0,0,"EER",0,"kW/ton",{"$f":"IF(OR($W26=\"a\",$AR26=\"No\"),0,IF(AND($W26=\"b\",Inventory!$Q33=\"Btu/hr\"),Inventory!$P33,IF(AND($W26=\"b\",Inventory!$Q33=\"Tons\"),Inventory!$P33*12000,IF(AND(OR($W26=\"c\",$W26=\"d\"),Inventory!$AK33=\"Btu/hr\"),Inventory!$AJ33,IF(AND(OR($W26=\"c\",$W26=\"d\"),Inventory!$AK33=\"Tons\"),Inventory!$AJ33*12000,0)))))","v":0},0,0,"COP","No",{"$f":"IF(OR(Inventory!$J33=\"\",$BD26=\"No\"),\"-\",Inventory!$J33)","v":"-"},{"$f":"IFERROR(VLOOKUP($BE26,'Early Retirement'!$B$6:$C$32,2,FALSE),\"-\")","v":"-"},{"$f":"IF(OR($W26<>\"b\",AND($X26<>\"b\",$X26<>\"c\")),\"n\",IF(AND($AO26<>1,$AO26<>2,$AO26<>7,$AO26<>8),\"n\",IF(Inventory!$K33=\"Split\",\"s\",IF(Inventory!$K33=\"Packaged\",\"p\",\"n\"))))","v":"n"},{"$f":"IF(AND($X26<>\"i\",$X26<>\"j\"),\"n\",IF(Inventory!$L33=\"Centrifugal\",\"c\",\"n\"))","v":"n"},"-","-",{"$f":"IFERROR(INDEX('Early Retirement'!$C$4:$AC$32,$BF26,$BJ26),0)","v":0},{"$f":"IFERROR(HLOOKUP($BJ26,'Early Retirement'!$D$4:$AC$5,2,FALSE),0)","v":0},{"$f":"IFERROR(INDEX('Early Retirement'!$AE$4:$BE$32,$BF26,$BJ26),0)","v":0},{"$f":"IFERROR(HLOOKUP($BJ26,'Early Retirement'!$AF$4:$BE$5,2,FALSE),0)","v":0},0,0,"kW/ton",{"$f":"IFERROR(INDEX('Early Retirement'!$BG$4:$CG$32,$BF26,$BJ26),0)","v":0},{"$f":"IFERROR(HLOOKUP($BJ26,'Early Retirement'!$BH$4:$CH$5,2,FALSE),0)","v":0},0,"COP","Yes",0,0,"kW/ton",0,"COP",0,0,"kW/ton",0,"COP",null,"dbaaa6",9.5,"EER",11,"IEER",1.263157894736842,1.0909090909090908,"kW/ton"]
[null,null,null,null,null,null,null,null,null,null,null,null,null,null,null,null,"VRF HP\nWater Cooled",0,3.75,25,null,25,{"$f":"IF(Inventory!$C34=\"\",\"a\",VLOOKUP(Inventory!$C34,$B$3:$C$6,2,FALSE))","v":"a"},{"$f":"IF(AND($W27=\"b\",Inventory!$I34=\"\"),\"a\",IF(AND($W27=\"b\",Inventory!$I34<>\"\"),VLOOKUP(Inventory!$I34,$E$3:$F$12,2,FALSE),IF(AND(OR($W27=\"c\",$W27=\"d\"),Inventory!$AB34=\"\"),\"a\",IF(AND(OR($W27=\"c\",$W27=\"d\"),Inventory!$AB34<>\"\"),VLOOKUP(Inventory!$AB34,$E$3:$F$12,2,FALSE),\"a\"))))","v":"a"},{"$f":"IF(OR(AND($X27<>\"b\",$X27<>\"c\"),$AB27=0,$AB27>=(65000/12000),Inventory!$AC34=\"\"),\"a\",VLOOKUP(Inventory!$AC34,$H$3:$I$5,2,FALSE))","v":"a"},{"$f":"IF(AND($X27<>\"i\",$X27<>\"j\"),\"a\",IF(AND($W27=\"b\",Inventory!$L34=\"\"),\"a\",IF(AND($W27=\"b\",Inventory!$L34<>\"\"),VLOOKUP(Inventory!$L34,$K$3:$L$6,2,FALSE),IF(AND(OR($W27=\"c\",$W27=\"d\"),Inventory!$AD34=\"\"),\"a\",IF(AND(OR($W27=\"c\",$W27=\"d\"),Inventory!$AD34<>\"\"),VLOOKUP(Inventory!$AD34,$K$3:$L$6,2,FALSE),\"a\")))))","v":"a"},{"$f":"IF(OR(AND($X27<>\"e\",$X27<>\"f\"),$AB27=0,Inventory!$AF34=\"\"),\"a\",VLOOKUP(Inventory!$AF34,$N$3:$O$5,2,FALSE))","v":"a"},{"$f":"IF(OR(Inventory!C34=\"New Construction\",Inventory!C34=\"Replace-on-Burnout\"),Inventory!AS34,IF(Inventory!C34=\"Early Retirement\",Inventory!AR34,0))","v":0},"","","","","","","","","","","","",0,"aaaaa0","No","No",{"$f":"IF($W27=\"a\",0,IF($W27=\"b\",Inventory!$M34,Inventory!$AG34))","v":0},{"$f":"IF(OR($W27=\"a\",AND($AQ27=\"No\",$AR27=\"No\")),0,IF(AND($W27=\"b\",Inventory!$O34=\"Btu/hr\"),Inventory!$N34,IF(AND($W27=\"b\",Inventory!$O34=\"Tons\"),Inventory!$N34*12000,IF(AND(OR($W27=\"c\",$W27=\"d\"),Inventory!$AI34=\"Btu/hr\"),Inventory!$AH34,IF(AND(OR($W27=\"c\",$W27=\"d\"),Inventory!$AI34=\"Tons\"),Inventory!$AH34*12000,0)))))","v":0},0,0,"EER",0,"kW/ton",{"$f":"IF(OR($W27=\"a\",$AR27=\"No\"),0,IF(AND($W27=\"b\",Inventory!$Q34=\"Btu/hr\"),Inventory!$P34,IF(AND($W27=\"b\",Inventory!$Q34=\"Tons\"),Inventory!$P34*12000,IF(AND(OR($W27=\"c\",$W27=\"d\"),Inventory!$AK34=\"Btu/hr\"),Inventory!$AJ34,IF(AND(OR($W27=\"c\",$W27=\"d\"),Inventory!$AK34=\"Tons\"),Inventory!$AJ34*12000,0)))))","v":0},0,0,"COP","No",{"$f":"IF(OR(Inventory!$J34=\"\",$BD27=\"No\"),\"-\",Inventory!$J34)","v":"-"},{"$f":"IFERROR(VLOOKUP($BE27,'Early Retirement'!$B$6:$C$32,2,FALSE),\"-\")","v":"-"},{"$f":"IF(OR($W27<>\"b\",AND($X27<>\"b\",$X27<>\"c\")),\"n\",IF(AND($AO27<>1,$AO27<>2,$AO27<>7,$AO27<>8),\"n\",IF(Inventory!$K34=\"Split\",\"s\",IF(Inventory!$K34=\"Packaged\",\"p\",\"n\"))))","v":"n"},{"$f":"IF(AND($X27<>\"i\",$X27<>\"j\"),\"n\",IF(Inventory!$L34=\"Centrifugal\",\"c\",\"n\"))","v":"n"},"-","-",{"$f":"IFERROR(INDEX('Early Retirement'!$C$4:$AC$32,$BF27,$BJ27),0)","v":0},{"$f":"IFERROR(HLOOKUP($BJ27,'Early Retirement'!$D$4:$AC$5,2,FALSE),0)","v":0},{"$f":"IFERROR(INDEX('Early Retirement'!$AE$4:$BE$32,$BF27,$BJ27),0)","v":0},{"$f":"IFERROR(HLOOKUP($BJ27,'Early Retirement'!$AF$4:$BE$5,2,FALSE),0)","v":0},0,0,"kW/ton",{"$f":"IFERROR(INDEX('Early Retirement'!$BG$4:$CG$32,$BF27,$BJ27),0)","v":0},{"$f":"IFERROR(HLOOKUP($BJ27,'Early Retirement'!$BH$4:$CH$5,2,FALSE),0)","v":0},0,"COP","Yes",0,0,"kW/ton",0,"COP",0,0,"kW/ton",0,"COP",null,"dcbaa7",11.7,"EER2",14.3,"SEER2",1.0256410256410258,0.83916083916083917,"kW/ton",7.5,"HSPF2",{"$f":"CP27/3.412","v":2.1981242672919108},"COP"]
[null,null,null,null,null,null,null,null,null,null,null,null,null,null,null,null,null,3.75,5.416666666666667,26,null,26,{"$f":"IF(Inventory!$C35=\"\",\"a\",VLOOKUP(Inventory!$C35,$B$3:$C$6,2,FALSE))","v":"a"},{"$f":"IF(AND($W28=\"b\",Inventory!$I35=\"\"),\"a\",IF(AND($W28=\"b\",Inventory!$I35<>\"\"),VLOOKUP(Inventory!$I35,$E$3:$F$12,2,FALSE),IF(AND(OR($W28=\"c\",$W28=\"d\"),Inventory!$AB35=\"\"),\"a\",IF(AND(OR($W28=\"c\",$W28=\"d\"),Inventory!$AB35<>\"\"),VLOOKUP(Inventory!$AB35,$E$3:$F$12,2,FALSE),\"a\"))))","v":"a"},{"$f":"IF(OR(AND($X28<>\"b\",$X28<>\"c\"),$AB28=0,$AB28>=(65000/12000),Inventory!$AC35=\"\"),\"a\",VLOOKUP(Inventory!$AC35,$H$3:$I$5,2,FALSE))","v":"a"},{"$f":"IF(AND($X28<>\"i\",$X28<>\"j\"),\"a\",IF(AND($W28=\"b\",Inventory!$L35=\"\"),\"a\",IF(AND($W28=\"b\",Inventory!$L35<>\"\"),VLOOKUP(Inventory!$L35,$K$3:$L$6,2,FALSE),IF(AND(OR($W28=\"c\",$W28=\"d\"),Inventory!$AD35=\"\"),\"a\",IF(AND(OR($W28=\"c\",$W28=\"d\"),Inventory!$AD35<>\"\"),VLOOKUP(Inventory!$AD35,$K$3:$L$6,2,FALSE),\"a\")))))","v":"a"},{"$f":"IF(OR(AND($X28<>\"e\",$X28<>\"f\"),$AB28=0,Inventory!$AF35=\"\"),\"a\",VLOOKUP(Inventory!$AF35,$N$3:$O$5,2,FALSE))","v":"a"},{"$f":"IF(OR(Inventory!C35=\"New Construction\",Inventory!C35=\"Replace-on-Burnout\"),Inventory!AS35,IF(Inventory!C35=\"Early Retirement\",Inventory!AR35,0))","v":0},"","","","","","","","","","","","",0,"aaaaa0","No","No",{"$f":"IF($W28=\"a\",0,IF($W28=\"b\",Inventory!$M35,Inventory!$AG35))","v":0},{"$f":"IF(OR($W28=\"a\",AND($AQ28=\"No\",$AR28=\"No\")),0,IF(AND($W28=\"b\",Inventory!$O35=\"Btu/hr\"),Inventory!$N35,IF(AND($W28=\"b\",Inventory!$O35=\"Tons\"),Inventory!$N35*12000,IF(AND(OR($W28=\"c\",$W28=\"d\"),Inventory!$AI35=\"Btu/hr\"),Inventory!$AH35,IF(AND(OR($W28=\"c\",$W28=\"d\"),Inventory!$AI35=\"Tons\"),Inventory!$AH35*12000,0)))))","v":0},0,0,"EER",0,"kW/ton",{"$f":"IF(OR($W28=\"a\",$AR28=\"No\"),0,IF(AND($W28=\"b\",Inventory!$Q35=\"Btu/hr\"),Inventory!$P35,IF(AND($W28=\"b\",Inventory!$Q35=\"Tons\"),Inventory!$P35*12000,IF(AND(OR($W28=\"c\",$W28=\"d\"),Inventory!$AK35=\"Btu/hr\"),Inventory!$AJ35,IF(AND(OR($W28=\"c\",$W28=\"d\"),Inventory!$AK35=\"Tons\"),Inventory!$AJ35*12000,0)))))","v":0},0,0,"COP","No",{"$f":"IF(OR(Inventory!$J35=\"\",$BD28=\"No\"),\"-\",Inventory!$J35)","v":"-"},{"$f":"IFERROR(VLOOKUP($BE28,'Early Retirement'!$B$6:$C$32,2,FALSE),\"-\")","v":"-"},{"$f":"IF(OR($W28<>\"b\",AND($X28<>\"b\",$X28<>\"c\")),\"n\",IF(AND($AO28<>1,$AO28<>2,$AO28<>7,$AO28<>8),\"n\",IF(Inventory!$K35=\"Split\",\"s\",IF(Inventory!$K35=\"Packaged\",\"p\",\"n\"))))","v":"n"},{"$f":"IF(AND($X28<>\"i\",$X28<>\"j\"),\"n\",IF(Inventory!$L35=\"Centrifugal\",\"c\",\"n\"))","v":"n"},"-","-",{"$f":"IFERROR(INDEX('Early Retirement'!$C$4:$AC$32,$BF28,$BJ28),0)","v":0},{"$f":"IFERROR(HLOOKUP($BJ28,'Early Retirement'!$D$4:$AC$5,2,FALSE),0)","v":0},{"$f":"IFERROR(INDEX('Early Retirement'!$AE$4:$BE$32,$BF28,$BJ28),0)","v":0},{"$f":"IFERROR(HLOOKUP($BJ28,'Early Retirement'!$AF$4:$BE$5,2,FALSE),0)","v":0},0,0,"kW/ton",{"$f":"IFERROR(INDEX('Early Retirement'!$BG$4:$CG$32,$BF28,$BJ28),0)","v":0},{"$f":"IFERROR(HLOOKUP($BJ28,'Early Retirement'!$BH$4:$CH$5,2,FALSE),0)","v":0},0,"COP","Yes",0,0,"kW/ton",0,"COP",0,0,"kW/ton",0,"COP",null,"dcbaa8",11.7,"EER2",14.3,"SEER2",1.0256410256410258,0.83916083916083917,"kW/ton",7.5,"HSPF2",{"$f":"CP28/3.412","v":2.1981242672919108},"COP"]
[null,null,null,null,null,null,null,null,null,null,null,null,null,null,null,null,null,5.416666666666667,11.25,27,null,27,{"$f":"IF(Inventory!$C36=\"\",\"a\",VLOOKUP(Inventory!$C36,$B$3:$C$6,2,FALSE))","v":"a"},{"$f":"IF(AND($W29=\"b\",Inventory!$I36=\"\"),\"a\",IF(AND($W29=\"b\",Inventory!$I36<>\"\"),VLOOKUP(Inventory!$I36,$E$3:$F$12,2,FALSE),IF(AND(OR($W29=\"c\",$W29=\"d\"),Inventory!$AB36=\"\"),\"a\",IF(AND(OR($W29=\"c\",$W29=\"d\"),Inventory!$AB36<>\"\"),VLOOKUP(Inventory!$AB36,$E$3:$F$12,2,FALSE),\"a\"))))","v":"a"},{"$f":"IF(OR(AND($X29<>\"b\",$X29<>\"c\"),$AB29=0,$AB29>=(65000/12000),Inventory!$AC36=\"\"),\"a\",VLOOKUP(Inventory!$AC36,$H$3:$I$5,2,FALSE))","v":"a"},{"$f":"IF(AND($X29<>\"i\",$X29<>\"j\"),\"a\",IF(AND($W29=\"b\",Inventory!$L36=\"\"),\"a\",IF(AND($W29=\"b\",Inventory!$L36<>\"\"),VLOOKUP(Inventory!$L36,$K$3:$L$6,2,FALSE),IF(AND(OR($W29=\"c\",$W29=\"d\"),Inventory!$AD36=\"\"),\"a\",IF(AND(OR($W29=\"c\",$W29=\"d\"),Inventory!$AD36<>\"\"),VLOOKUP(Inventory!$AD36,$K$3:$L$6,2,FALSE),\"a\")))))","v":"a"},{"$f":"IF(OR(AND($X29<>\"e\",$X29<>\"f\"),$AB29=0,Inventory!$AF36=\"\"),\"a\",VLOOKUP(Inventory!$AF36,$N$3:$O$5,2,FALSE))","v":"a"},{"$f":"IF(OR(Inventory!C36=\"New Construction\",Inventory!C36=\"Replace-on-Burnout\"),Inventory!AS36,IF(Inventory!C36=\"Early Retirement\",Inventory!AR36,0))","v":0},"","","","","","","","","","","","",0,"aaaaa0","No","No",{"$f":"IF($W29=\"a\",0,IF($W29=\"b\",Inventory!$M36,Inventory!$AG36))","v":0},{"$f":"IF(OR($W29=\"a\",AND($AQ29=\"No\",$AR29=\"No\")),0,IF(AND($W29=\"b\",Inventory!$O36=\"Btu/hr\"),Inventory!$N36,IF(AND($W29=\"b\",Inventory!$O36=\"Tons\"),Inventory!$N36*12000,IF(AND(OR($W29=\"c\",$W29=\"d\"),Inventory!$AI36=\"Btu/hr\"),Inventory!$AH36,IF(AND(OR($W29=\"c\",$W29=\"d\"),Inventory!$AI36=\"Tons\"),Inventory!$AH36*12000,0)))))","v":0},0,0,"EER",0,"kW/ton",{"$f":"IF(OR($W29=\"a\",$AR29=\"No\"),0,IF(AND($W29=\"b\",Inventory!$Q36=\"Btu/hr\"),Inventory!$P36,IF(AND($W29=\"b\",Inventory!$Q36=\"Tons\"),Inventory!$P36*12000,IF(AND(OR($W29=\"c\",$W29=\"d\"),Inventory!$AK36=\"Btu/hr\"),Inventory!$AJ36,IF(AND(OR($W29=\"c\",$W29=\"d\"),Inventory!$AK36=\"Tons\"),Inventory!$AJ36*12000,0)))))","v":0},0,0,"COP","No",{"$f":"IF(OR(Inventory!$J36=\"\",$BD29=\"No\"),\"-\",Inventory!$J36)","v":"-"},{"$f":"IFERROR(VLOOKUP($BE29,'Early Retirement'!$B$6:$C$32,2,FALSE),\"-\")","v":"-"},{"$f":"IF(OR($W29<>\"b\",AND($X29<>\"b\",$X29<>\"c\")),\"n\",IF(AND($AO29<>1,$AO29<>2,$AO29<>7,$AO29<>8),\"n\",IF(Inventory!$K36=\"Split\",\"s\",IF(Inventory!$K36=\"Packaged\",\"p\",\"n\"))))","v":"n"},{"$f":"IF(AND($X29<>\"i\",$X29<>\"j\"),\"n\",IF(Inventory!$L36=\"Centrifugal\",\"c\",\"n\"))","v":"n"},"-","-",{"$f":"IFERROR(INDEX('Early Retirement'!$C$4:$AC$32,$BF29,$BJ29),0)","v":0},{"$f":"IFERROR(HLOOKUP($BJ29,'Early Retirement'!$D$4:$AC$5,2,FALSE),0)","v":0},{"$f":"IFERROR(INDEX('Early Retirement'!$AE$4:$BE$32,$BF29,$BJ29),0)","v":0},{"$f":"IFERROR(HLOOKUP($BJ29,'Early Retirement'!$AF$4:$BE$5,2,FALSE),0)","v":0},0,0,"kW/ton",{"$f":"IFERROR(INDEX('Early Retirement'!$BG$4:$CG$32,$BF29,$BJ29),0)","v":0},{"$f":"IFERROR(HLOOKUP($BJ29,'Early Retirement'!$BH$4:$CH$5,2,FALSE),0)","v":0},0,"COP","Yes",0,0,"kW/ton",0,"COP",0,0,"kW/ton",0,"COP",null,"dccaa7",10.6,"EER2",13.4,"SEER2",1.1320754716981132,0.89552238805970152,"kW/ton",6.7,"HSPF2",{"$f":"CP29/3.412","v":1.9636576787807738},"COP"]
[null,null,null,null,null,null,null,null,null,null,null,null,null,null,null,null,null,11.25,20,28,null,28,{"$f":"IF(Inventory!$C37=\"\",\"a\",VLOOKUP(Inventory!$C37,$B$3:$C$6,2,FALSE))","v":"a"},{"$f":"IF(AND($W30=\"b\",Inventory!$I37=\"\"),\"a\",IF(AND($W30=\"b\",Inventory!$I37<>\"\"),VLOOKUP(Inventory!$I37,$E$3:$F$12,2,FALSE),IF(AND(OR($W30=\"c\",$W30=\"d\"),Inventory!$AB37=\"\"),\"a\",IF(AND(OR($W30=\"c\",$W30=\"d\"),Inventory!$AB37<>\"\"),VLOOKUP(Inventory!$AB37,$E$3:$F$12,2,FALSE),\"a\"))))","v":"a"},{"$f":"IF(OR(AND($X30<>\"b\",$X30<>\"c\"),$AB30=0,$AB30>=(65000/12000),Inventory!$AC37=\"\"),\"a\",VLOOKUP(Inventory!$AC37,$H$3:$I$5,2,FALSE))","v":"a"},{"$f":"IF(AND($X30<>\"i\",$X30<>\"j\"),\"a\",IF(AND($W30=\"b\",Inventory!$L37=\"\"),\"a\",IF(AND($W30=\"b\",Inventory!$L37<>\"\"),VLOOKUP(Inventory!$L37,$K$3:$L$6,2,FALSE),IF(AND(OR($W30=\"c\",$W30=\"d\"),Inventory!$AD37=\"\"),\"a\",IF(AND(OR($W30=\"c\",$W30=\"d\"),Inventory!$AD37<>\"\"),VLOOKUP(Inventory!$AD37,$K$3:$L$6,2,FALSE),\"a\")))))","v":"a"},{"$f":"IF(OR(AND($X30<>\"e\",$X30<>\"f\"),$AB30=0,Inventory!$AF37=\"\"),\"a\",VLOOKUP(Inventory!$AF37,$N$3:$O$5,2,FALSE))","v":"a"},{"$f":"IF(OR(Inventory!C37=\"New Construction\",Inventory!C37=\"Replace-on-Burnout\"),Inventory!AS37,IF(Inventory!C37=\"Early Retirement\",Inventory!AR37,0))","v":0},"","","","","","","","","","","","",0,"aaaaa0","No","No",{"$f":"IF($W30=\"a\",0,IF($W30=\"b\",Inventory!$M37,Inventory!$AG37))","v":0},{"$f":"IF(OR($W30=\"a\",AND($AQ30=\"No\",$AR30=\"No\")),0,IF(AND($W30=\"b\",Inventory!$O37=\"Btu/hr\"),Inventory!$N37,IF(AND($W30=\"b\",Inventory!$O37=\"Tons\"),Inventory!$N37*12000,IF(AND(OR($W30=\"c\",$W30=\"d\"),Inventory!$AI37=\"Btu/hr\"),Inventory!$AH37,IF(AND(OR($W30=\"c\",$W30=\"d\"),Inventory!$AI37=\"Tons\"),Inventory!$AH37*12000,0)))))","v":0},0,0,"EER",0,"kW/ton",{"$f":"IF(OR($W30=\"a\",$AR30=\"No\"),0,IF(AND($W30=\"b\",Inventory!$Q37=\"Btu/hr\"),Inventory!$P37,IF(AND($W30=\"b\",Inventory!$Q37=\"Tons\"),Inventory!$P37*12000,IF(AND(OR($W30=\"c\",$W30=\"d\"),Inventory!$AK37=\"Btu/hr\"),Inventory!$AJ37,IF(AND(OR($W30=\"c\",$W30=\"d\"),Inventory!$AK37=\"Tons\"),Inventory!$AJ37*12000,0)))))","v":0},0,0,"COP","No",{"$f":"IF(OR(Inventory!$J37=\"\",$BD30=\"No\"),\"-\",Inventory!$J37)","v":"-"},{"$f":"IFERROR(VLOOKUP($BE30,'Early Retirement'!$B$6:$C$32,2,FALSE),\"-\")","v":"-"},{"$f":"IF(OR($W30<>\"b\",AND($X30<>\"b\",$X30<>\"c\")),\"n\",IF(AND($AO30<>1,$AO30<>2,$AO30<>7,$AO30<>8),\"n\",IF(Inventory!$K37=\"Split\",\"s\",IF(Inventory!$K37=\"Packaged\",\"p\",\"n\"))))","v":"n"},{"$f":"IF(AND($X30<>\"i\",$X30<>\"j\"),\"n\",IF(Inventory!$L37=\"Centrifugal\",\"c\",\"n\"))","v":"n"},"-","-",{"$f":"IFERROR(INDEX('Early Retirement'!$C$4:$AC$32,$BF30,$BJ30),0)","v":0},{"$f":"IFERROR(HLOOKUP($BJ30,'Early Retirement'!$D$4:$AC$5,2,FALSE),0)","v":0},{"$f":"IFERROR(INDEX('Early Retirement'!$AE$4:$BE$32,$BF30,$BJ30),0)","v":0},{"$f":"IFERROR(HLOOKUP($BJ30,'Early Retirement'!$AF$4:$BE$5,2,FALSE),0)","v":0},0,0,"kW/ton",{"$f":"IFERROR(INDEX('Early Retirement'!$BG$4:$CG$32,$BF30,$BJ30),0)","v":0},{"$f":"IFERROR(HLOOKUP($BJ30,'Early Retirement'!$BH$4:$CH$5,2,FALSE),0)","v":0},0,"COP","Yes",0,0,"kW/ton",0,"COP",0,0,"kW/ton",0,"COP",null,"dccaa8",10.6,"EER2",13.4,"SEER2",1.1320754716981132,0.89552238805970152,"kW/ton",6.7,"HSPF2",{"$f":"CP30/3.412","v":1.9636576787807738},"COP"]
[null,null,null,null,null,null,null,null,null,null,null,null,null,null,null,null,null,20,63.333333333333336,29,null,29,{"$f":"IF(Inventory!$C38=\"\",\"a\",VLOOKUP(Inventory!$C38,$B$3:$C$6,2,FALSE))","v":"a"},{"$f":"IF(AND($W31=\"b\",Inventory!$I38=\"\"),\"a\",IF(AND($W31=\"b\",Inventory!$I38<>\"\"),VLOOKUP(Inventory!$I38,$E$3:$F$12,2,FALSE),IF(AND(OR($W31=\"c\",$W31=\"d\"),Inventory!$AB38=\"\"),\"a\",IF(AND(OR($W31=\"c\",$W31=\"d\"),Inventory!$AB38<>\"\"),VLOOKUP(Inventory!$AB38,$E$3:$F$12,2,FALSE),\"a\"))))","v":"a"},{"$f":"IF(OR(AND($X31<>\"b\",$X31<>\"c\"),$AB31=0,$AB31>=(65000/12000),Inventory!$AC38=\"\"),\"a\",VLOOKUP(Inventory!$AC38,$H$3:$I$5,2,FALSE))","v":"a"},{"$f":"IF(AND($X31<>\"i\",$X31<>\"j\"),\"a\",IF(AND($W31=\"b\",Inventory!$L38=\"\"),\"a\",IF(AND($W31=\"b\",Inventory!$L38<>\"\"),VLOOKUP(Inventory!$L38,$K$3:$L$6,2,FALSE),IF(AND(OR($W31=\"c\",$W31=\"d\"),Inventory!$AD38=\"\"),\"a\",IF(AND(OR($W31=\"c\",$W31=\"d\"),Inventory!$AD38<>\"\"),VLOOKUP(Inventory!$AD38,$K$3:$L$6,2,FALSE),\"a\")))))","v":"a"},{"$f":"IF(OR(AND($X31<>\"e\",$X31<>\"f\"),$AB31=0,Inventory!$AF38=\"\"),\"a\",VLOOKUP(Inventory!$AF38,$N$3:$O$5,2,FALSE))","v":"a"},{"$f":"IF(OR(Inventory!C38=\"New Construction\",Inventory!C38=\"Replace-on-Burnout\"),Inventory!AS38,IF(Inventory!C38=\"Early Retirement\",Inventory!AR38,0))","v":0},"","","","","","","","","","","","",0,"aaaaa0","No","No",{"$f":"IF($W31=\"a\",0,IF($W31=\"b\",Inventory!$M38,Inventory!$AG38))","v":0},{"$f":"IF(OR($W31=\"a\",AND($AQ31=\"No\",$AR31=\"No\")),0,IF(AND($W31=\"b\",Inventory!$O38=\"Btu/hr\"),Inventory!$N38,IF(AND($W31=\"b\",Inventory!$O38=\"Tons\"),Inventory!$N38*12000,IF(AND(OR($W31=\"c\",$W31=\"d\"),Inventory!$AI38=\"Btu/hr\"),Inventory!$AH38,IF(AND(OR($W31=\"c\",$W31=\"d\"),Inventory!$AI38=\"Tons\"),Inventory!$AH38*12000,0)))))","v":0},0,0,"EER",0,"kW/ton",{"$f":"IF(OR($W31=\"a\",$AR31=\"No\"),0,IF(AND($W31=\"b\",Inventory!$Q38=\"Btu/hr\"),Inventory!$P38,IF(AND($W31=\"b\",Inventory!$Q38=\"Tons\"),Inventory!$P38*12000,IF(AND(OR($W31=\"c\",$W31=\"d\"),Inventory!$AK38=\"Btu/hr\"),Inventory!$AJ38,IF(AND(OR($W31=\"c\",$W31=\"d\"),Inventory!$AK38=\"Tons\"),Inventory!$AJ38*12000,0)))))","v":0},0,0,"COP","No",{"$f":"IF(OR(Inventory!$J38=\"\",$BD31=\"No\"),\"-\",Inventory!$J38)","v":"-"},{"$f":"IFERROR(VLOOKUP($BE31,'Early Retirement'!$B$6:$C$32,2,FALSE),\"-\")","v":"-"},{"$f":"IF(OR($W31<>\"b\",AND($X31<>\"b\",$X31<>\"c\")),\"n\",IF(AND($AO31<>1,$AO31<>2,$AO31<>7,$AO31<>8),\"n\",IF(Inventory!$K38=\"Split\",\"s\",IF(Inventory!$K38=\"Packaged\",\"p\",\"n\"))))","v":"n"},{"$f":"IF(AND($X31<>\"i\",$X31<>\"j\"),\"n\",IF(Inventory!$L38=\"Centrifugal\",\"c\",\"n\"))","v":"n"},"-","-",{"$f":"IFERROR(INDEX('Early Retirement'!$C$4:$AC$32,$BF31,$BJ31),0)","v":0},{"$f":"IFERROR(HLOOKUP($BJ31,'Early Retirement'!$D$4:$AC$5,2,FALSE),0)","v":0},{"$f":"IFERROR(INDEX('Early Retirement'!$AE$4:$BE$32,$BF31,$BJ31),0)","v":0},{"$f":"IFERROR(HLOOKUP($BJ31,'Early Retirement'!$AF$4:$BE$5,2,FALSE),0)","v":0},0,0,"kW/ton",{"$f":"IFERROR(INDEX('Early Retirement'!$BG$4:$CG$32,$BF31,$BJ31),0)","v":0},{"$f":"IFERROR(HLOOKUP($BJ31,'Early Retirement'!$BH$4:$CH$5,2,FALSE),0)","v":0},0,"COP","Yes",0,0,"kW/ton",0,"COP",0,0,"kW/ton",0,"COP",null,"dcaaa9",11,"EER",14.1,"IEER",1.0909090909090908,0.85106382978723405,"kW/ton",3.4,"COP",{"$f":"CP31","v":3.4},"COP"]
[null,null,null,null,null,null,null,null,null,null,null,null,null,null,null,null,null,63.333333333333336,null,30,null,30,{"$f":"IF(Inventory!$C39=\"\",\"a\",VLOOKUP(Inventory!$C39,$B$3:$C$6,2,FALSE))","v":"a"},{"$f":"IF(AND($W32=\"b\",Inventory!$I39=\"\"),\"a\",IF(AND($W32=\"b\",Inventory!$I39<>\"\"),VLOOKUP(Inventory!$I39,$E$3:$F$12,2,FALSE),IF(AND(OR($W32=\"c\",$W32=\"d\"),Inventory!$AB39=\"\"),\"a\",IF(AND(OR($W32=\"c\",$W32=\"d\"),Inventory!$AB39<>\"\"),VLOOKUP(Inventory!$AB39,$E$3:$F$12,2,FALSE),\"a\"))))","v":"a"},{"$f":"IF(OR(AND($X32<>\"b\",$X32<>\"c\"),$AB32=0,$AB32>=(65000/12000),Inventory!$AC39=\"\"),\"a\",VLOOKUP(Inventory!$AC39,$H$3:$I$5,2,FALSE))","v":"a"},{"$f":"IF(AND($X32<>\"i\",$X32<>\"j\"),\"a\",IF(AND($W32=\"b\",Inventory!$L39=\"\"),\"a\",IF(AND($W32=\"b\",Inventory!$L39<>\"\"),VLOOKUP(Inventory!$L39,$K$3:$L$6,2,FALSE),IF(AND(OR($W32=\"c\",$W32=\"d\"),Inventory!$AD39=\"\"),\"a\",IF(AND(OR($W32=\"c\",$W32=\"d\"),Inventory!$AD39<>\"\"),VLOOKUP(Inventory!$AD39,$K$3:$L$6,2,FALSE),\"a\")))))","v":"a"},{"$f":"IF(OR(AND($X32<>\"e\",$X32<>\"f\"),$AB32=0,Inventory!$AF39=\"\"),\"a\",VLOOKUP(Inventory!$AF39,$N$3:$O$5,2,FALSE))","v":"a"},{"$f":"IF(OR(Inventory!C39=\"New Construction\",Inventory!C39=\"Replace-on-Burnout\"),Inventory!AS39,IF(Inventory!C39=\"Early Retirement\",Inventory!AR39,0))","v":0},"","","","","","","","","","","","",0,"aaaaa0","No","No",{"$f":"IF($W32=\"a\",0,IF($W32=\"b\",Inventory!$M39,Inventory!$AG39))","v":0},{"$f":"IF(OR($W32=\"a\",AND($AQ32=\"No\",$AR32=\"No\")),0,IF(AND($W32=\"b\",Inventory!$O39=\"Btu/hr\"),Inventory!$N39,IF(AND($W32=\"b\",Inventory!$O39=\"Tons\"),Inventory!$N39*12000,IF(AND(OR($W32=\"c\",$W32=\"d\"),Inventory!$AI39=\"Btu/hr\"),Inventory!$AH39,IF(AND(OR($W32=\"c\",$W32=\"d\"),Inventory!$AI39=\"Tons\"),Inventory!$AH39*12000,0)))))","v":0},0,0,"EER",0,"kW/ton",{"$f":"IF(OR($W32=\"a\",$AR32=\"No\"),0,IF(AND($W32=\"b\",Inventory!$Q39=\"Btu/hr\"),Inventory!$P39,IF(AND($W32=\"b\",Inventory!$Q39=\"Tons\"),Inventory!$P39*12000,IF(AND(OR($W32=\"c\",$W32=\"d\"),Inventory!$AK39=\"Btu/hr\"),Inventory!$AJ39,IF(AND(OR($W32=\"c\",$W32=\"d\"),Inventory!$AK39=\"Tons\"),Inventory!$AJ39*12000,0)))))","v":0},0,0,"COP","No",{"$f":"IF(OR(Inventory!$J39=\"\",$BD32=\"No\"),\"-\",Inventory!$J39)","v":"-"},{"$f":"IFERROR(VLOOKUP($BE32,'Early Retirement'!$B$6:$C$32,2,FALSE),\"-\")","v":"-"},{"$f":"IF(OR($W32<>\"b\",AND($X32<>\"b\",$X32<>\"c\")),\"n\",IF(AND($AO32<>1,$AO32<>2,$AO32<>7,$AO32<>8),\"n\",IF(Inventory!$K39=\"Split\",\"s\",IF(Inventory!$K39=\"Packaged\",\"p\",\"n\"))))","v":"n"},{"$f":"IF(AND($X32<>\"i\",$X32<>\"j\"),\"n\",IF(Inventory!$L39=\"Centrifugal\",\"c\",\"n\"))","v":"n"},"-","-",{"$f":"IFERROR(INDEX('Early Retirement'!$C$4:$AC$32,$BF32,$BJ32),0)","v":0},{"$f":"IFERROR(HLOOKUP($BJ32,'Early Retirement'!$D$4:$AC$5,2,FALSE),0)","v":0},{"$f":"IFERROR(INDEX('Early Retirement'!$AE$4:$BE$32,$BF32,$BJ32),0)","v":0},{"$f":"IFERROR(HLOOKUP($BJ32,'Early Retirement'!$AF$4:$BE$5,2,FALSE),0)","v":0},0,0,"kW/ton",{"$f":"IFERROR(INDEX('Early Retirement'!$BG$4:$CG$32,$BF32,$BJ32),0)","v":0},{"$f":"IFERROR(HLOOKUP($BJ32,'Early Retirement'!$BH$4:$CH$5,2,FALSE),0)","v":0},0,"COP","Yes",0,0,"kW/ton",0,"COP",0,0,"kW/ton",0,"COP",null,"dcaaa10",10.6,"EER",13.5,"IEER",1.1320754716981132,0.88888888888888884,"kW/ton",3.3,"COP",{"$f":"CP32","v":3.3},"COP"]
[null,null,null,null,null,null,null,null,null,null,null,null,null,null,null,null,"PTAC NC",null,null,31,null,31,{"$f":"IF(Inventory!$C40=\"\",\"a\",VLOOKUP(Inventory!$C40,$B$3:$C$6,2,FALSE))","v":"a"},{"$f":"IF(AND($W33=\"b\",Inventory!$I40=\"\"),\"a\",IF(AND($W33=\"b\",Inventory!$I40<>\"\"),VLOOKUP(Inventory!$I40,$E$3:$F$12,2,FALSE),IF(AND(OR($W33=\"c\",$W33=\"d\"),Inventory!$AB40=\"\"),\"a\",IF(AND(OR($W33=\"c\",$W33=\"d\"),Inventory!$AB40<>\"\"),VLOOKUP(Inventory!$AB40,$E$3:$F$12,2,FALSE),\"a\"))))","v":"a"},{"$f":"IF(OR(AND($X33<>\"b\",$X33<>\"c\"),$AB33=0,$AB33>=(65000/12000),Inventory!$AC40=\"\"),\"a\",VLOOKUP(Inventory!$AC40,$H$3:$I$5,2,FALSE))","v":"a"},{"$f":"IF(AND($X33<>\"i\",$X33<>\"j\"),\"a\",IF(AND($W33=\"b\",Inventory!$L40=\"\"),\"a\",IF(AND($W33=\"b\",Inventory!$L40<>\"\"),VLOOKUP(Inventory!$L40,$K$3:$L$6,2,FALSE),IF(AND(OR($W33=\"c\",$W33=\"d\"),Inventory!$AD40=\"\"),\"a\",IF(AND(OR($W33=\"c\",$W33=\"d\"),Inventory!$AD40<>\"\"),VLOOKUP(Inventory!$AD40,$K$3:$L$6,2,FALSE),\"a\")))))","v":"a"},{"$f":"IF(OR(AND($X33<>\"e\",$X33<>\"f\"),$AB33=0,Inventory!$AF40=\"\"),\"a\",VLOOKUP(Inventory!$AF40,$N$3:$O$5,2,FALSE))","v":"a"},{"$f":"IF(OR(Inventory!C40=\"New Construction\",Inventory!C40=\"Replace-on-Burnout\"),Inventory!AS40,IF(Inventory!C40=\"Early Retirement\",Inventory!AR40,0))","v":0},"","","","","","","","","","","","",0,"aaaaa0","No","No",{"$f":"IF($W33=\"a\",0,IF($W33=\"b\",Inventory!$M40,Inventory!$AG40))","v":0},{"$f":"IF(OR($W33=\"a\",AND($AQ33=\"No\",$AR33=\"No\")),0,IF(AND($W33=\"b\",Inventory!$O40=\"Btu/hr\"),Inventory!$N40,IF(AND($W33=\"b\",Inventory!$O40=\"Tons\"),Inventory!$N40*12000,IF(AND(OR($W33=\"c\",$W33=\"d\"),Inventory!$AI40=\"Btu/hr\"),Inventory!$AH40,IF(AND(OR($W33=\"c\",$W33=\"d\"),Inventory!$AI40=\"Tons\"),Inventory!$AH40*12000,0)))))","v":0},0,0,"EER",0,"kW/ton",{"$f":"IF(OR($W33=\"a\",$AR33=\"No\"),0,IF(AND($W33=\"b\",Inventory!$Q40=\"Btu/hr\"),Inventory!$P40,IF(AND($W33=\"b\",Inventory!$Q40=\"Tons\"),Inventory!$P40*12000,IF(AND(OR($W33=\"c\",$W33=\"d\"),Inventory!$AK40=\"Btu/hr\"),Inventory!$AJ40,IF(AND(OR($W33=\"c\",$W33=\"d\"),Inventory!$AK40=\"Tons\"),Inventory!$AJ40*12000,0)))))","v":0},0,0,"COP","No",{"$f":"IF(OR(Inventory!$J40=\"\",$BD33=\"No\"),\"-\",Inventory!$J40)","v":"-"},{"$f":"IFERROR(VLOOKUP($BE33,'Early Retirement'!$B$6:$C$32,2,FALSE),\"-\")","v":"-"},{"$f":"IF(OR($W33<>\"b\",AND($X33<>\"b\",$X33<>\"c\")),\"n\",IF(AND($AO33<>1,$AO33<>2,$AO33<>7,$AO33<>8),\"n\",IF(Inventory!$K40=\"Split\",\"s\",IF(Inventory!$K40=\"Packaged\",\"p\",\"n\"))))","v":"n"},{"$f":"IF(AND($X33<>\"i\",$X33<>\"j\"),\"n\",IF(Inventory!$L40=\"Centrifugal\",\"c\",\"n\"))","v":"n"},"-","-",{"$f":"IFERROR(INDEX('Early Retirement'!$C$4:$AC$32,$BF33,$BJ33),0)","v":0},{"$f":"IFERROR(HLOOKUP($BJ33,'Early Retirement'!$D$4:$AC$5,2,FALSE),0)","v":0},{"$f":"IFERROR(INDEX('Early Retirement'!$AE$4:$BE$32,$BF33,$BJ33),0)","v":0},{"$f":"IFERROR(HLOOKUP($BJ33,'Early Retirement'!$AF$4:$BE$5,2,FALSE),0)","v":0},0,0,"kW/ton",{"$f":"IFERROR(INDEX('Early Retirement'!$BG$4:$CG$32,$BF33,$BJ33),0)","v":0},{"$f":"IFERROR(HLOOKUP($BJ33,'Early Retirement'!$BH$4:$CH$5,2,FALSE),0)","v":0},0,"COP","Yes",0,0,"kW/ton",0,"COP",0,0,"kW/ton",0,"COP",null,"dcaaa11",9.5,"EER",12.5,"IEER",1.263157894736842,0.96,"kW/ton",3.2,"COP",{"$f":"CP33","v":3.2},"COP"]
[null,null,null,null,null,null,null,null,null,null,null,null,null,null,null,null,"PTAC Retrofit",null,null,32,null,32,{"$f":"IF(Inventory!$C41=\"\",\"a\",VLOOKUP(Inventory!$C41,$B$3:$C$6,2,FALSE))","v":"a"},{"$f":"IF(AND($W34=\"b\",Inventory!$I41=\"\"),\"a\",IF(AND($W34=\"b\",Inventory!$I41<>\"\"),VLOOKUP(Inventory!$I41,$E$3:$F$12,2,FALSE),IF(AND(OR($W34=\"c\",$W34=\"d\"),Inventory!$AB41=\"\"),\"a\",IF(AND(OR($W34=\"c\",$W34=\"d\"),Inventory!$AB41<>\"\"),VLOOKUP(Inventory!$AB41,$E$3:$F$12,2,FALSE),\"a\"))))","v":"a"},{"$f":"IF(OR(AND($X34<>\"b\",$X34<>\"c\"),$AB34=0,$AB34>=(65000/12000),Inventory!$AC41=\"\"),\"a\",VLOOKUP(Inventory!$AC41,$H$3:$I$5,2,FALSE))","v":"a"},{"$f":"IF(AND($X34<>\"i\",$X34<>\"j\"),\"a\",IF(AND($W34=\"b\",Inventory!$L41=\"\"),\"a\",IF(AND($W34=\"b\",Inventory!$L41<>\"\"),VLOOKUP(Inventory!$L41,$K$3:$L$6,2,FALSE),IF(AND(OR($W34=\"c\",$W34=\"d\"),Inventory!$AD41=\"\"),\"a\",IF(AND(OR($W34=\"c\",$W34=\"d\"),Inventory!$AD41<>\"\"),VLOOKUP(Inventory!$AD41,$K$3:$L$6,2,FALSE),\"a\")))))","v":"a"},{"$f":"IF(OR(AND($X34<>\"e\",$X34<>\"f\"),$AB34=0,Inventory!$AF41=\"\"),\"a\",VLOOKUP(Inventory!$AF41,$N$3:$O$5,2,FALSE))","v":"a"},{"$f":"IF(OR(Inventory!C41=\"New Construction\",Inventory!C41=\"Replace-on-Burnout\"),Inventory!AS41,IF(Inventory!C41=\"Early Retirement\",Inventory!AR41,0))","v":0},"","","","","","","","","","","","",0,"aaaaa0","No","No",{"$f":"IF($W34=\"a\",0,IF($W34=\"b\",Inventory!$M41,Inventory!$AG41))","v":0},{"$f":"IF(OR($W34=\"a\",AND($AQ34=\"No\",$AR34=\"No\")),0,IF(AND($W34=\"b\",Inventory!$O41=\"Btu/hr\"),Inventory!$N41,IF(AND($W34=\"b\",Inventory!$O41=\"Tons\"),Inventory!$N41*12000,IF(AND(OR($W34=\"c\",$W34=\"d\"),Inventory!$AI41=\"Btu/hr\"),Inventory!$AH41,IF(AND(OR($W34=\"c\",$W34=\"d\"),Inventory!$AI41=\"Tons\"),Inventory!$AH41*12000,0)))))","v":0},0,0,"EER",0,"kW/ton",{"$f":"IF(OR($W34=\"a\",$AR34=\"No\"),0,IF(AND($W34=\"b\",Inventory!$Q41=\"Btu/hr\"),Inventory!$P41,IF(AND($W34=\"b\",Inventory!$Q41=\"Tons\"),Inventory!$P41*12000,IF(AND(OR($W34=\"c\",$W34=\"d\"),Inventory!$AK41=\"Btu/hr\"),Inventory!$AJ41,IF(AND(OR($W34=\"c\",$W34=\"d\"),Inventory!$AK41=\"Tons\"),Inventory!$AJ41*12000,0)))))","v":0},0,0,"COP","No",{"$f":"IF(OR(Inventory!$J41=\"\",$BD34=\"No\"),\"-\",Inventory!$J41)","v":"-"},{"$f":"IFERROR(VLOOKUP($BE34,'Early Retirement'!$B$6:$C$32,2,FALSE),\"-\")","v":"-"},{"$f":"IF(OR($W34<>\"b\",AND($X34<>\"b\",$X34<>\"c\")),\"n\",IF(AND($AO34<>1,$AO34<>2,$AO34<>7,$AO34<>8),\"n\",IF(Inventory!$K41=\"Split\",\"s\",IF(Inventory!$K41=\"Packaged\",\"p\",\"n\"))))","v":"n"},{"$f":"IF(AND($X34<>\"i\",$X34<>\"j\"),\"n\",IF(Inventory!$L41=\"Centrifugal\",\"c\",\"n\"))","v":"n"},"-","-",{"$f":"IFERROR(INDEX('Early Retirement'!$C$4:$AC$32,$BF34,$BJ34),0)","v":0},{"$f":"IFERROR(HLOOKUP($BJ34,'Early Retirement'!$D$4:$AC$5,2,FALSE),0)","v":0},{"$f":"IFERROR(INDEX('Early Retirement'!$AE$4:$BE$32,$BF34,$BJ34),0)","v":0},{"$f":"IFERROR(HLOOKUP($BJ34,'Early Retirement'!$AF$4:$BE$5,2,FALSE),0)","v":0},0,0,"kW/ton",{"$f":"IFERROR(INDEX('Early Retirement'!$BG$4:$CG$32,$BF34,$BJ34),0)","v":0},{"$f":"IFERROR(HLOOKUP($BJ34,'Early Retirement'!$BH$4:$CH$5,2,FALSE),0)","v":0},0,"COP","Yes",0,0,"kW/ton",0,"COP",0,0,"kW/ton",0,"COP",null,"dcaaa12",9.5,"EER",12.5,"IEER",1.263157894736842,0.96,"kW/ton",3.2,"COP",{"$f":"CP34","v":3.2},"COP"]
[null,null,null,null,null,null,null,null,null,null,null,null,null,null,null,null,"PTHP NC",null,null,33,null,33,{"$f":"IF(Inventory!$C42=\"\",\"a\",VLOOKUP(Inventory!$C42,$B$3:$C$6,2,FALSE))","v":"a"},{"$f":"IF(AND($W35=\"b\",Inventory!$I42=\"\"),\"a\",IF(AND($W35=\"b\",Inventory!$I42<>\"\"),VLOOKUP(Inventory!$I42,$E$3:$F$12,2,FALSE),IF(AND(OR($W35=\"c\",$W35=\"d\"),Inventory!$AB42=\"\"),\"a\",IF(AND(OR($W35=\"c\",$W35=\"d\"),Inventory!$AB42<>\"\"),VLOOKUP(Inventory!$AB42,$E$3:$F$12,2,FALSE),\"a\"))))","v":"a"},{"$f":"IF(OR(AND($X35<>\"b\",$X35<>\"c\"),$AB35=0,$AB35>=(65000/12000),Inventory!$AC42=\"\"),\"a\",VLOOKUP(Inventory!$AC42,$H$3:$I$5,2,FALSE))","v":"a"},{"$f":"IF(AND($X35<>\"i\",$X35<>\"j\"),\"a\",IF(AND($W35=\"b\",Inventory!$L42=\"\"),\"a\",IF(AND($W35=\"b\",Inventory!$L42<>\"\"),VLOOKUP(Inventory!$L42,$K$3:$L$6,2,FALSE),IF(AND(OR($W35=\"c\",$W35=\"d\"),Inventory!$AD42=\"\"),\"a\",IF(AND(OR($W35=\"c\",$W35=\"d\"),Inventory!$AD42<>\"\"),VLOOKUP(Inventory!$AD42,$K$3:$L$6,2,FALSE),\"a\")))))","v":"a"},{"$f":"IF(OR(AND($X35<>\"e\",$X35<>\"f\"),$AB35=0,Inventory!$AF42=\"\"),\"a\",VLOOKUP(Inventory!$AF42,$N$3:$O$5,2,FALSE))","v":"a"},{"$f":"IF(OR(Inventory!C42=\"New Construction\",Inventory!C42=\"Replace-on-Burnout\"),Inventory!AS42,IF(Inventory!C42=\"Early Retirement\",Inventory!AR42,0))","v":0},"","","","","","","","","","","","",0,"aaaaa0","No","No",{"$f":"IF($W35=\"a\",0,IF($W35=\"b\",Inventory!$M42,Inventory!$AG42))","v":0},{"$f":"IF(OR($W35=\"a\",AND($AQ35=\"No\",$AR35=\"No\")),0,IF(AND($W35=\"b\",Inventory!$O42=\"Btu/hr\"),Inventory!$N42,IF(AND($W35=\"b\",Inventory!$O42=\"Tons\"),Inventory!$N42*12000,IF(AND(OR($W35=\"c\",$W35=\"d\"),Inventory!$AI42=\"Btu/hr\"),Inventory!$AH42,IF(AND(OR($W35=\"c\",$W35=\"d\"),Inventory!$AI42=\"Tons\"),Inventory!$AH42*12000,0)))))","v":0},0,0,"EER",0,"kW/ton",{"$f":"IF(OR($W35=\"a\",$AR35=\"No\"),0,IF(AND($W35=\"b\",Inventory!$Q42=\"Btu/hr\"),Inventory!$P42,IF(AND($W35=\"b\",Inventory!$Q42=\"Tons\"),Inventory!$P42*12000,IF(AND(OR($W35=\"c\",$W35=\"d\"),Inventory!$AK42=\"Btu/hr\"),Inventory!$AJ42,IF(AND(OR($W35=\"c\",$W35=\"d\"),Inventory!$AK42=\"Tons\"),Inventory!$AJ42*12000,0)))))","v":0},0,0,"COP","No",{"$f":"IF(OR(Inventory!$J42=\"\",$BD35=\"No\"),\"-\",Inventory!$J42)","v":"-"},{"$f":"IFERROR(VLOOKUP($BE35,'Early Retirement'!$B$6:$C$32,2,FALSE),\"-\")","v":"-"},{"$f":"IF(OR($W35<>\"b\",AND($X35<>\"b\",$X35<>\"c\")),\"n\",IF(AND($AO35<>1,$AO35<>2,$AO35<>7,$AO35<>8),\"n\",IF(Inventory!$K42=\"Split\",\"s\",IF(Inventory!$K42=\"Packaged\",\"p\",\"n\"))))","v":"n"},{"$f":"IF(AND($X35<>\"i\",$X35<>\"j\"),\"n\",IF(Inventory!$L42=\"Centrifugal\",\"c\",\"n\"))","v":"n"},"-","-",{"$f":"IFERROR(INDEX('Early Retirement'!$C$4:$AC$32,$BF35,$BJ35),0)","v":0},{"$f":"IFERROR(HLOOKUP($BJ35,'Early Retirement'!$D$4:$AC$5,2,FALSE),0)","v":0},{"$f":"IFERROR(INDEX('Early Retirement'!$AE$4:$BE$32,$BF35,$BJ35),0)","v":0},{"$f":"IFERROR(HLOOKUP($BJ35,'Early Retirement'!$AF$4:$BE$5,2,FALSE),0)","v":0},0,0,"kW/ton",{"$f":"IFERROR(INDEX('Early Retirement'!$BG$4:$CG$32,$BF35,$BJ35),0)","v":0},{"$f":"IFERROR(HLOOKUP($BJ35,'Early Retirement'!$BH$4:$CH$5,2,FALSE),0)","v":0},0,"COP","Yes",0,0,"kW/ton",0,"COP",0,0,"kW/ton",0,"COP",null,"cdaaa13",11.2,"EER2",13,"SEER",1.0714285714285714,0.92307692307692313,"kW/ton"]
[null,null,null,null,null,null,null,null,null,null,null,null,null,null,null,null,"PTHP Retrofit",null,null,34,null,34,{"$f":"IF(Inventory!$C43=\"\",\"a\",VLOOKUP(Inventory!$C43,$B$3:$C$6,2,FALSE))","v":"a"},{"$f":"IF(AND($W36=\"b\",Inventory!$I43=\"\"),\"a\",IF(AND($W36=\"b\",Inventory!$I43<>\"\"),VLOOKUP(Inventory!$I43,$E$3:$F$12,2,FALSE),IF(AND(OR($W36=\"c\",$W36=\"d\"),Inventory!$AB43=\"\"),\"a\",IF(AND(OR($W36=\"c\",$W36=\"d\"),Inventory!$AB43<>\"\"),VLOOKUP(Inventory!$AB43,$E$3:$F$12,2,FALSE),\"a\"))))","v":"a"},{"$f":"IF(OR(AND($X36<>\"b\",$X36<>\"c\"),$AB36=0,$AB36>=(65000/12000),Inventory!$AC43=\"\"),\"a\",VLOOKUP(Inventory!$AC43,$H$3:$I$5,2,FALSE))","v":"a"},{"$f":"IF(AND($X36<>\"i\",$X36<>\"j\"),\"a\",IF(AND($W36=\"b\",Inventory!$L43=\"\"),\"a\",IF(AND($W36=\"b\",Inventory!$L43<>\"\"),VLOOKUP(Inventory!$L43,$K$3:$L$6,2,FALSE),IF(AND(OR($W36=\"c\",$W36=\"d\"),Inventory!$AD43=\"\"),\"a\",IF(AND(OR($W36=\"c\",$W36=\"d\"),Inventory!$AD43<>\"\"),VLOOKUP(Inventory!$AD43,$K$3:$L$6,2,FALSE),\"a\")))))","v":"a"},{"$f":"IF(OR(AND($X36<>\"e\",$X36<>\"f\"),$AB36=0,Inventory!$AF43=\"\"),\"a\",VLOOKUP(Inventory!$AF43,$N$3:$O$5,2,FALSE))","v":"a"},{"$f":"IF(OR(Inventory!C43=\"New Construction\",Inventory!C43=\"Replace-on-Burnout\"),Inventory!AS43,IF(Inventory!C43=\"Early Retirement\",Inventory!AR43,0))","v":0},"","","","","","","","","","","","",0,"aaaaa0","No","No",{"$f":"IF($W36=\"a\",0,IF($W36=\"b\",Inventory!$M43,Inventory!$AG43))","v":0},{"$f":"IF(OR($W36=\"a\",AND($AQ36=\"No\",$AR36=\"No\")),0,IF(AND($W36=\"b\",Inventory!$O43=\"Btu/hr\"),Inventory!$N43,IF(AND($W36=\"b\",Inventory!$O43=\"Tons\"),Inventory!$N43*12000,IF(AND(OR($W36=\"c\",$W36=\"d\"),Inventory!$AI43=\"Btu/hr\"),Inventory!$AH43,IF(AND(OR($W36=\"c\",$W36=\"d\"),Inventory!$AI43=\"Tons\"),Inventory!$AH43*12000,0)))))","v":0},0,0,"EER",0,"kW/ton",{"$f":"IF(OR($W36=\"a\",$AR36=\"No\"),0,IF(AND($W36=\"b\",Inventory!$Q43=\"Btu/hr\"),Inventory!$P43,IF(AND($W36=\"b\",Inventory!$Q43=\"Tons\"),Inventory!$P43*12000,IF(AND(OR($W36=\"c\",$W36=\"d\"),Inventory!$AK43=\"Btu/hr\"),Inventory!$AJ43,IF(AND(OR($W36=\"c\",$W36=\"d\"),Inventory!$AK43=\"Tons\"),Inventory!$AJ43*12000,0)))))","v":0},0,0,"COP","No",{"$f":"IF(OR(Inventory!$J43=\"\",$BD36=\"No\"),\"-\",Inventory!$J43)","v":"-"},{"$f":"IFERROR(VLOOKUP($BE36,'Early Retirement'!$B$6:$C$32,2,FALSE),\"-\")","v":"-"},{"$f":"IF(OR($W36<>\"b\",AND($X36<>\"b\",$X36<>\"c\")),\"n\",IF(AND($AO36<>1,$AO36<>2,$AO36<>7,$AO36<>8),\"n\",IF(Inventory!$K43=\"Split\",\"s\",IF(Inventory!$K43=\"Packaged\",\"p\",\"n\"))))","v":"n"},{"$f":"IF(AND($X36<>\"i\",$X36<>\"j\"),\"n\",IF(Inventory!$L43=\"Centrifugal\",\"c\",\"n\"))","v":"n"},"-","-",{"$f":"IFERROR(INDEX('Early Retirement'!$C$4:$AC$32,$BF36,$BJ36),0)","v":0},{"$f":"IFERROR(HLOOKUP($BJ36,'Early Retirement'!$D$4:$AC$5,2,FALSE),0)","v":0},{"$f":"IFERROR(INDEX('Early Retirement'!$AE$4:$BE$32,$BF36,$BJ36),0)","v":0},{"$f":"IFERROR(HLOOKUP($BJ36,'Early Retirement'!$AF$4:$BE$5,2,FALSE),0)","v":0},0,0,"kW/ton",{"$f":"IFERROR(INDEX('Early Retirement'!$BG$4:$CG$32,$BF36,$BJ36),0)","v":0},{"$f":"IFERROR(HLOOKUP($BJ36,'Early Retirement'!$BH$4:$CH$5,2,FALSE),0)","v":0},0,"COP","Yes",0,0,"kW/ton",0,"COP",0,0,"kW/ton",0,"COP",null,"cdaaa14",11.2,"EER2",13,"SEER",1.0714285714285714,0.92307692307692313,"kW/ton"]
[null,null,null,null,null,null,null,null,null,null,null,null,null,null,null,null,"Air Cooled\nCentrifigal/\nScrew/Scroll",0,75,35,null,35,{"$f":"IF(Inventory!$C44=\"\",\"a\",VLOOKUP(Inventory!$C44,$B$3:$C$6,2,FALSE))","v":"a"},{"$f":"IF(AND($W37=\"b\",Inventory!$I44=\"\"),\"a\",IF(AND($W37=\"b\",Inventory!$I44<>\"\"),VLOOKUP(Inventory!$I44,$E$3:$F$12,2,FALSE),IF(AND(OR($W37=\"c\",$W37=\"d\"),Inventory!$AB44=\"\"),\"a\",IF(AND(OR($W37=\"c\",$W37=\"d\"),Inventory!$AB44<>\"\"),VLOOKUP(Inventory!$AB44,$E$3:$F$12,2,FALSE),\"a\"))))","v":"a"},{"$f":"IF(OR(AND($X37<>\"b\",$X37<>\"c\"),$AB37=0,$AB37>=(65000/12000),Inventory!$AC44=\"\"),\"a\",VLOOKUP(Inventory!$AC44,$H$3:$I$5,2,FALSE))","v":"a"},{"$f":"IF(AND($X37<>\"i\",$X37<>\"j\"),\"a\",IF(AND($W37=\"b\",Inventory!$L44=\"\"),\"a\",IF(AND($W37=\"b\",Inventory!$L44<>\"\"),VLOOKUP(Inventory!$L44,$K$3:$L$6,2,FALSE),IF(AND(OR($W37=\"c\",$W37=\"d\"),Inventory!$AD44=\"\"),\"a\",IF(AND(OR($W37=\"c\",$W37=\"d\"),Inventory!$AD44<>\"\"),VLOOKUP(Inventory!$AD44,$K$3:$L$6,2,FALSE),\"a\")))))","v":"a"},{"$f":"IF(OR(AND($X37<>\"e\",$X37<>\"f\"),$AB37=0,Inventory!$AF44=\"\"),\"a\",VLOOKUP(Inventory!$AF44,$N$3:$O$5,2,FALSE))","v":"a"},{"$f":"IF(OR(Inventory!C44=\"New Construction\",Inventory!C44=\"Replace-on-Burnout\"),Inventory!AS44,IF(Inventory!C44=\"Early Retirement\",Inventory!AR44,0))","v":0},"","","","","","","","","","","","",0,"aaaaa0","No","No",{"$f":"IF($W37=\"a\",0,IF($W37=\"b\",Inventory!$M44,Inventory!$AG44))","v":0},{"$f":"IF(OR($W37=\"a\",AND($AQ37=\"No\",$AR37=\"No\")),0,IF(AND($W37=\"b\",Inventory!$O44=\"Btu/hr\"),Inventory!$N44,IF(AND($W37=\"b\",Inventory!$O44=\"Tons\"),Inventory!$N44*12000,IF(AND(OR($W37=\"c\",$W37=\"d\"),Inventory!$AI44=\"Btu/hr\"),Inventory!$AH44,IF(AND(OR($W37=\"c\",$W37=\"d\"),Inventory!$AI44=\"Tons\"),Inventory!$AH44*12000,0)))))","v":0},0,0,"EER",0,"kW/ton",{"$f":"IF(OR($W37=\"a\",$AR37=\"No\"),0,IF(AND($W37=\"b\",Inventory!$Q44=\"Btu/hr\"),Inventory!$P44,IF(AND($W37=\"b\",Inventory!$Q44=\"Tons\"),Inventory!$P44*12000,IF(AND(OR($W37=\"c\",$W37=\"d\"),Inventory!$AK44=\"Btu/hr\"),Inventory!$AJ44,IF(AND(OR($W37=\"c\",$W37=\"d\"),Inventory!$AK44=\"Tons\"),Inventory!$AJ44*12000,0)))))","v":0},0,0,"COP","No",{"$f":"IF(OR(Inventory!$J44=\"\",$BD37=\"No\"),\"-\",Inventory!$J44)","v":"-"},{"$f":"IFERROR(VLOOKUP($BE37,'Early Retirement'!$B$6:$C$32,2,FALSE),\"-\")","v":"-"},{"$f":"IF(OR($W37<>\"b\",AND($X37<>\"b\",$X37<>\"c\")),\"n\",IF(AND($AO37<>1,$AO37<>2,$AO37<>7,$AO37<>8),\"n\",IF(Inventory!$K44=\"Split\",\"s\",IF(Inventory!$K44=\"Packaged\",\"p\",\"n\"))))","v":"n"},{"$f":"IF(AND($X37<>\"i\",$X37<>\"j\"),\"n\",IF(Inventory!$L44=\"Centrifugal\",\"c\",\"n\"))","v":"n"},"-","-",{"$f":"IFERROR(INDEX('Early Retirement'!$C$4:$AC$32,$BF37,$BJ37),0)","v":0},{"$f":"IFERROR(HLOOKUP($BJ37,'Early Retirement'!$D$4:$AC$5,2,FALSE),0)","v":0},{"$f":"IFERROR(INDEX('Early Retirement'!$AE$4:$BE$32,$BF37,$BJ37),0)","v":0},{"$f":"IFERROR(HLOOKUP($BJ37,'Early Retirement'!$AF$4:$BE$5,2,FALSE),0)","v":0},0,0,"kW/ton",{"$f":"IFERROR(INDEX('Early Retirement'!$BG$4:$CG$32,$BF37,$BJ37),0)","v":0},{"$f":"IFERROR(HLOOKUP($BJ37,'Early Retirement'!$BH$4:$CH$5,2,FALSE),0)","v":0},0,"COP","Yes",0,0,"kW/ton",0,"COP",0,0,"kW/ton",0,"COP",null,"cdaaa15",11.2,"EER",13.1,"IEER",{"$f":"12/$CI37","v":1.0714285714285714},{"$f":"12/$CK37","v":0.91603053435114501},"kW/ton"]
[null,null,null,null,null,null,null,null,null,null,null,null,null,null,null,null,null,75,150,36,null,36,{"$f":"IF(Inventory!$C45=\"\",\"a\",VLOOKUP(Inventory!$C45,$B$3:$C$6,2,FALSE))","v":"a"},{"$f":"IF(AND($W38=\"b\",Inventory!$I45=\"\"),\"a\",IF(AND($W38=\"b\",Inventory!$I45<>\"\"),VLOOKUP(Inventory!$I45,$E$3:$F$12,2,FALSE),IF(AND(OR($W38=\"c\",$W38=\"d\"),Inventory!$AB45=\"\"),\"a\",IF(AND(OR($W38=\"c\",$W38=\"d\"),Inventory!$AB45<>\"\"),VLOOKUP(Inventory!$AB45,$E$3:$F$12,2,FALSE),\"a\"))))","v":"a"},{"$f":"IF(OR(AND($X38<>\"b\",$X38<>\"c\"),$AB38=0,$AB38>=(65000/12000),Inventory!$AC45=\"\"),\"a\",VLOOKUP(Inventory!$AC45,$H$3:$I$5,2,FALSE))","v":"a"},{"$f":"IF(AND($X38<>\"i\",$X38<>\"j\"),\"a\",IF(AND($W38=\"b\",Inventory!$L45=\"\"),\"a\",IF(AND($W38=\"b\",Inventory!$L45<>\"\"),VLOOKUP(Inventory!$L45,$K$3:$L$6,2,FALSE),IF(AND(OR($W38=\"c\",$W38=\"d\"),Inventory!$AD45=\"\"),\"a\",IF(AND(OR($W38=\"c\",$W38=\"d\"),Inventory!$AD45<>\"\"),VLOOKUP(Inventory!$AD45,$K$3:$L$6,2,FALSE),\"a\")))))","v":"a"},{"$f":"IF(OR(AND($X38<>\"e\",$X38<>\"f\"),$AB38=0,Inventory!$AF45=\"\"),\"a\",VLOOKUP(Inventory!$AF45,$N$3:$O$5,2,FALSE))","v":"a"},{"$f":"IF(OR(Inventory!C45=\"New Construction\",Inventory!C45=\"Replace-on-Burnout\"),Inventory!AS45,IF(Inventory!C45=\"Early Retirement\",Inventory!AR45,0))","v":0},"","","","","","","","","","","","",0,"aaaaa0","No","No",{"$f":"IF($W38=\"a\",0,IF($W38=\"b\",Inventory!$M45,Inventory!$AG45))","v":0},{"$f":"IF(OR($W38=\"a\",AND($AQ38=\"No\",$AR38=\"No\")),0,IF(AND($W38=\"b\",Inventory!$O45=\"Btu/hr\"),Inventory!$N45,IF(AND($W38=\"b\",Inventory!$O45=\"Tons\"),Inventory!$N45*12000,IF(AND(OR($W38=\"c\",$W38=\"d\"),Inventory!$AI45=\"Btu/hr\"),Inventory!$AH45,IF(AND(OR($W38=\"c\",$W38=\"d\"),Inventory!$AI45=\"Tons\"),Inventory!$AH45*12000,0)))))","v":0},0,0,"EER",0,"kW/ton",{"$f":"IF(OR($W38=\"a\",$AR38=\"No\"),0,IF(AND($W38=\"b\",Inventory!$Q45=\"Btu/hr\"),Inventory!$P45,IF(AND($W38=\"b\",Inventory!$Q45=\"Tons\"),Inventory!$P45*12000,IF(AND(OR($W38=\"c\",$W38=\"d\"),Inventory!$AK45=\"Btu/hr\"),Inventory!$AJ45,IF(AND(OR($W38=\"c\",$W38=\"d\"),Inventory!$AK45=\"Tons\"),Inventory!$AJ45*12000,0)))))","v":0},0,0,"COP","No",{"$f":"IF(OR(Inventory!$J45=\"\",$BD38=\"No\"),\"-\",Inventory!$J45)","v":"-"},{"$f":"IFERROR(VLOOKUP($BE38,'Early Retirement'!$B$6:$C$32,2,FALSE),\"-\")","v":"-"},{"$f":"IF(OR($W38<>\"b\",AND($X38<>\"b\",$X38<>\"c\")),\"n\",IF(AND($AO38<>1,$AO38<>2,$AO38<>7,$AO38<>8),\"n\",IF(Inventory!$K45=\"Split\",\"s\",IF(Inventory!$K45=\"Packaged\",\"p\",\"n\"))))","v":"n"},{"$f":"IF(AND($X38<>\"i\",$X38<>\"j\"),\"n\",IF(Inventory!$L45=\"Centrifugal\",\"c\",\"n\"))","v":"n"},"-","-",{"$f":"IFERROR(INDEX('Early Retirement'!$C$4:$AC$32,$BF38,$BJ38),0)","v":0},{"$f":"IFERROR(HLOOKUP($BJ38,'Early Retirement'!$D$4:$AC$5,2,FALSE),0)","v":0},{"$f":"IFERROR(INDEX('Early Retirement'!$AE$4:$BE$32,$BF38,$BJ38),0)","v":0},{"$f":"IFERROR(HLOOKUP($BJ38,'Early Retirement'!$AF$4:$BE$5,2,FALSE),0)","v":0},0,0,"kW/ton",{"$f":"IFERROR(INDEX('Early Retirement'!$BG$4:$CG$32,$BF38,$BJ38),0)","v":0},{"$f":"IFERROR(HLOOKUP($BJ38,'Early Retirement'!$BH$4:$CH$5,2,FALSE),0)","v":0},0,"COP","Yes",0,0,"kW/ton",0,"COP",0,0,"kW/ton",0,"COP",null,"cdaaa16",11,"EER",12.9,"IEER",1.0909090909090908,0.93023255813953487,"kW/ton"]
[null,null,null,null,null,null,null,null,null,null,null,null,null,null,null,null,null,150,300,37,null,37,{"$f":"IF(Inventory!$C46=\"\",\"a\",VLOOKUP(Inventory!$C46,$B$3:$C$6,2,FALSE))","v":"a"},{"$f":"IF(AND($W39=\"b\",Inventory!$I46=\"\"),\"a\",IF(AND($W39=\"b\",Inventory!$I46<>\"\"),VLOOKUP(Inventory!$I46,$E$3:$F$12,2,FALSE),IF(AND(OR($W39=\"c\",$W39=\"d\"),Inventory!$AB46=\"\"),\"a\",IF(AND(OR($W39=\"c\",$W39=\"d\"),Inventory!$AB46<>\"\"),VLOOKUP(Inventory!$AB46,$E$3:$F$12,2,FALSE),\"a\"))))","v":"a"},{"$f":"IF(OR(AND($X39<>\"b\",$X39<>\"c\"),$AB39=0,$AB39>=(65000/12000),Inventory!$AC46=\"\"),\"a\",VLOOKUP(Inventory!$AC46,$H$3:$I$5,2,FALSE))","v":"a"},{"$f":"IF(AND($X39<>\"i\",$X39<>\"j\"),\"a\",IF(AND($W39=\"b\",Inventory!$L46=\"\"),\"a\",IF(AND($W39=\"b\",Inventory!$L46<>\"\"),VLOOKUP(Inventory!$L46,$K$3:$L$6,2,FALSE),IF(AND(OR($W39=\"c\",$W39=\"d\"),Inventory!$AD46=\"\"),\"a\",IF(AND(OR($W39=\"c\",$W39=\"d\"),Inventory!$AD46<>\"\"),VLOOKUP(Inventory!$AD46,$K$3:$L$6,2,FALSE),\"a\")))))","v":"a"},{"$f":"IF(OR(AND($X39<>\"e\",$X39<>\"f\"),$AB39=0,Inventory!$AF46=\"\"),\"a\",VLOOKUP(Inventory!$AF46,$N$3:$O$5,2,FALSE))","v":"a"},{"$f":"IF(OR(Inventory!C46=\"New Construction\",Inventory!C46=\"Replace-on-Burnout\"),Inventory!AS46,IF(Inventory!C46=\"Early Retirement\",Inventory!AR46,0))","v":0},"","","","","","","","","","","","",0,"aaaaa0","No","No",{"$f":"IF($W39=\"a\",0,IF($W39=\"b\",Inventory!$M46,Inventory!$AG46))","v":0},{"$f":"IF(OR($W39=\"a\",AND($AQ39=\"No\",$AR39=\"No\")),0,IF(AND($W39=\"b\",Inventory!$O46=\"Btu/hr\"),Inventory!$N46,IF(AND($W39=\"b\",Inventory!$O46=\"Tons\"),Inventory!$N46*12000,IF(AND(OR($W39=\"c\",$W39=\"d\"),Inventory!$AI46=\"Btu/hr\"),Inventory!$AH46,IF(AND(OR($W39=\"c\",$W39=\"d\"),Inventory!$AI46=\"Tons\"),Inventory!$AH46*12000,0)))))","v":0},0,0,"EER",0,"kW/ton",{"$f":"IF(OR($W39=\"a\",$AR39=\"No\"),0,IF(AND($W39=\"b\",Inventory!$Q46=\"Btu/hr\"),Inventory!$P46,IF(AND($W39=\"b\",Inventory!$Q46=\"Tons\"),Inventory!$P46*12000,IF(AND(OR($W39=\"c\",$W39=\"d\"),Inventory!$AK46=\"Btu/hr\"),Inventory!$AJ46,IF(AND(OR($W39=\"c\",$W39=\"d\"),Inventory!$AK46=\"Tons\"),Inventory!$AJ46*12000,0)))))","v":0},0,0,"COP","No",{"$f":"IF(OR(Inventory!$J46=\"\",$BD39=\"No\"),\"-\",Inventory!$J46)","v":"-"},{"$f":"IFERROR(VLOOKUP($BE39,'Early Retirement'!$B$6:$C$32,2,FALSE),\"-\")","v":"-"},{"$f":"IF(OR($W39<>\"b\",AND($X39<>\"b\",$X39<>\"c\")),\"n\",IF(AND($AO39<>1,$AO39<>2,$AO39<>7,$AO39<>8),\"n\",IF(Inventory!$K46=\"Split\",\"s\",IF(Inventory!$K46=\"Packaged\",\"p\",\"n\"))))","v":"n"},{"$f":"IF(AND($X39<>\"i\",$X39<>\"j\"),\"n\",IF(Inventory!$L46=\"Centrifugal\",\"c\",\"n\"))","v":"n"},"-","-",{"$f":"IFERROR(INDEX('Early Retirement'!$C$4:$AC$32,$BF39,$BJ39),0)","v":0},{"$f":"IFERROR(HLOOKUP($BJ39,'Early Retirement'!$D$4:$AC$5,2,FALSE),0)","v":0},{"$f":"IFERROR(INDEX('Early Retirement'!$AE$4:$BE$32,$BF39,$BJ39),0)","v":0},{"$f":"IFERROR(HLOOKUP($BJ39,'Early Retirement'!$AF$4:$BE$5,2,FALSE),0)","v":0},0,0,"kW/ton",{"$f":"IFERROR(INDEX('Early Retirement'!$BG$4:$CG$32,$BF39,$BJ39),0)","v":0},{"$f":"IFERROR(HLOOKUP($BJ39,'Early Retirement'!$BH$4:$CH$5,2,FALSE),0)","v":0},0,"COP","Yes",0,0,"kW/ton",0,"COP",0,0,"kW/ton",0,"COP",null,"cdaaa17",10,"EER",11.6,"IEER",1.2,1.0344827586206897,"kW/ton"]
[null,null,null,null,null,null,null,null,null,null,null,null,null,null,null,null,null,300,600,38,null,38,{"$f":"IF(Inventory!$C47=\"\",\"a\",VLOOKUP(Inventory!$C47,$B$3:$C$6,2,FALSE))","v":"a"},{"$f":"IF(AND($W40=\"b\",Inventory!$I47=\"\"),\"a\",IF(AND($W40=\"b\",Inventory!$I47<>\"\"),VLOOKUP(Inventory!$I47,$E$3:$F$12,2,FALSE),IF(AND(OR($W40=\"c\",$W40=\"d\"),Inventory!$AB47=\"\"),\"a\",IF(AND(OR($W40=\"c\",$W40=\"d\"),Inventory!$AB47<>\"\"),VLOOKUP(Inventory!$AB47,$E$3:$F$12,2,FALSE),\"a\"))))","v":"a"},{"$f":"IF(OR(AND($X40<>\"b\",$X40<>\"c\"),$AB40=0,$AB40>=(65000/12000),Inventory!$AC47=\"\"),\"a\",VLOOKUP(Inventory!$AC47,$H$3:$I$5,2,FALSE))","v":"a"},{"$f":"IF(AND($X40<>\"i\",$X40<>\"j\"),\"a\",IF(AND($W40=\"b\",Inventory!$L47=\"\"),\"a\",IF(AND($W40=\"b\",Inventory!$L47<>\"\"),VLOOKUP(Inventory!$L47,$K$3:$L$6,2,FALSE),IF(AND(OR($W40=\"c\",$W40=\"d\"),Inventory!$AD47=\"\"),\"a\",IF(AND(OR($W40=\"c\",$W40=\"d\"),Inventory!$AD47<>\"\"),VLOOKUP(Inventory!$AD47,$K$3:$L$6,2,FALSE),\"a\")))))","v":"a"},{"$f":"IF(OR(AND($X40<>\"e\",$X40<>\"f\"),$AB40=0,Inventory!$AF47=\"\"),\"a\",VLOOKUP(Inventory!$AF47,$N$3:$O$5,2,FALSE))","v":"a"},{"$f":"IF(OR(Inventory!C47=\"New Construction\",Inventory!C47=\"Replace-on-Burnout\"),Inventory!AS47,IF(Inventory!C47=\"Early Retirement\",Inventory!AR47,0))","v":0},"","","","","","","","","","","","",0,"aaaaa0","No","No",{"$f":"IF($W40=\"a\",0,IF($W40=\"b\",Inventory!$M47,Inventory!$AG47))","v":0},{"$f":"IF(OR($W40=\"a\",AND($AQ40=\"No\",$AR40=\"No\")),0,IF(AND($W40=\"b\",Inventory!$O47=\"Btu/hr\"),Inventory!$N47,IF(AND($W40=\"b\",Inventory!$O47=\"Tons\"),Inventory!$N47*12000,IF(AND(OR($W40=\"c\",$W40=\"d\"),Inventory!$AI47=\"Btu/hr\"),Inventory!$AH47,IF(AND(OR($W40=\"c\",$W40=\"d\"),Inventory!$AI47=\"Tons\"),Inventory!$AH47*12000,0)))))","v":0},0,0,"EER",0,"kW/ton",{"$f":"IF(OR($W40=\"a\",$AR40=\"No\"),0,IF(AND($W40=\"b\",Inventory!$Q47=\"Btu/hr\"),Inventory!$P47,IF(AND($W40=\"b\",Inventory!$Q47=\"Tons\"),Inventory!$P47*12000,IF(AND(OR($W40=\"c\",$W40=\"d\"),Inventory!$AK47=\"Btu/hr\"),Inventory!$AJ47,IF(AND(OR($W40=\"c\",$W40=\"d\"),Inventory!$AK47=\"Tons\"),Inventory!$AJ47*12000,0)))))","v":0},0,0,"COP","No",{"$f":"IF(OR(Inventory!$J47=\"\",$BD40=\"No\"),\"-\",Inventory!$J47)","v":"-"},{"$f":"IFERROR(VLOOKUP($BE40,'Early Retirement'!$B$6:$C$32,2,FALSE),\"-\")","v":"-"},{"$f":"IF(OR($W40<>\"b\",AND($X40<>\"b\",$X40<>\"c\")),\"n\",IF(AND($AO40<>1,$AO40<>2,$AO40<>7,$AO40<>8),\"n\",IF(Inventory!$K47=\"Split\",\"s\",IF(Inventory!$K47=\"Packaged\",\"p\",\"n\"))))","v":"n"},{"$f":"IF(AND($X40<>\"i\",$X40<>\"j\"),\"n\",IF(Inventory!$L47=\"Centrifugal\",\"c\",\"n\"))","v":"n"},"-","-",{"$f":"IFERROR(INDEX('Early Retirement'!$C$4:$AC$32,$BF40,$BJ40),0)","v":0},{"$f":"IFERROR(HLOOKUP($BJ40,'Early Retirement'!$D$4:$AC$5,2,FALSE),0)","v":0},{"$f":"IFERROR(INDEX('Early Retirement'!$AE$4:$BE$32,$BF40,$BJ40),0)","v":0},{"$f":"IFERROR(HLOOKUP($BJ40,'Early Retirement'!$AF$4:$BE$5,2,FALSE),0)","v":0},0,0,"kW/ton",{"$f":"IFERROR(INDEX('Early Retirement'!$BG$4:$CG$32,$BF40,$BJ40),0)","v":0},{"$f":"IFERROR(HLOOKUP($BJ40,'Early Retirement'!$BH$4:$CH$5,2,FALSE),0)","v":0},0,"COP","Yes",0,0,"kW/ton",0,"COP",0,0,"kW/ton",0,"COP",null,"cdaaa18",10,"EER",11.6,"IEER",1.2,1.0344827586206897,"kW/ton"]
[null,null,null,null,null,null,null,null,null,null,null,null,null,null,null,null,null,600,null,39,null,39,{"$f":"IF(Inventory!$C48=\"\",\"a\",VLOOKUP(Inventory!$C48,$B$3:$C$6,2,FALSE))","v":"a"},{"$f":"IF(AND($W41=\"b\",Inventory!$I48=\"\"),\"a\",IF(AND($W41=\"b\",Inventory!$I48<>\"\"),VLOOKUP(Inventory!$I48,$E$3:$F$12,2,FALSE),IF(AND(OR($W41=\"c\",$W41=\"d\"),Inventory!$AB48=\"\"),\"a\",IF(AND(OR($W41=\"c\",$W41=\"d\"),Inventory!$AB48<>\"\"),VLOOKUP(Inventory!$AB48,$E$3:$F$12,2,FALSE),\"a\"))))","v":"a"},{"$f":"IF(OR(AND($X41<>\"b\",$X41<>\"c\"),$AB41=0,$AB41>=(65000/12000),Inventory!$AC48=\"\"),\"a\",VLOOKUP(Inventory!$AC48,$H$3:$I$5,2,FALSE))","v":"a"},{"$f":"IF(AND($X41<>\"i\",$X41<>\"j\"),\"a\",IF(AND($W41=\"b\",Inventory!$L48=\"\"),\"a\",IF(AND($W41=\"b\",Inventory!$L48<>\"\"),VLOOKUP(Inventory!$L48,$K$3:$L$6,2,FALSE),IF(AND(OR($W41=\"c\",$W41=\"d\"),Inventory!$AD48=\"\"),\"a\",IF(AND(OR($W41=\"c\",$W41=\"d\"),Inventory!$AD48<>\"\"),VLOOKUP(Inventory!$AD48,$K$3:$L$6,2,FALSE),\"a\")))))","v":"a"},{"$f":"IF(OR(AND($X41<>\"e\",$X41<>\"f\"),$AB41=0,Inventory!$AF48=\"\"),\"a\",VLOOKUP(Inventory!$AF48,$N$3:$O$5,2,FALSE))","v":"a"},{"$f":"IF(OR(Inventory!C48=\"New Construction\",Inventory!C48=\"Replace-on-Burnout\"),Inventory!AS48,IF(Inventory!C48=\"Early Retirement\",Inventory!AR48,0))","v":0},"","","","","","","","","","","","",0,"aaaaa0","No","No",{"$f":"IF($W41=\"a\",0,IF($W41=\"b\",Inventory!$M48,Inventory!$AG48))","v":0},{"$f":"IF(OR($W41=\"a\",AND($AQ41=\"No\",$AR41=\"No\")),0,IF(AND($W41=\"b\",Inventory!$O48=\"Btu/hr\"),Inventory!$N48,IF(AND($W41=\"b\",Inventory!$O48=\"Tons\"),Inventory!$N48*12000,IF(AND(OR($W41=\"c\",$W41=\"d\"),Inventory!$AI48=\"Btu/hr\"),Inventory!$AH48,IF(AND(OR($W41=\"c\",$W41=\"d\"),Inventory!$AI48=\"Tons\"),Inventory!$AH48*12000,0)))))","v":0},0,0,"EER",0,"kW/ton",{"$f":"IF(OR($W41=\"a\",$AR41=\"No\"),0,IF(AND($W41=\"b\",Inventory!$Q48=\"Btu/hr\"),Inventory!$P48,IF(AND($W41=\"b\",Inventory!$Q48=\"Tons\"),Inventory!$P48*12000,IF(AND(OR($W41=\"c\",$W41=\"d\"),Inventory!$AK48=\"Btu/hr\"),Inventory!$AJ48,IF(AND(OR($W41=\"c\",$W41=\"d\"),Inventory!$AK48=\"Tons\"),Inventory!$AJ48*12000,0)))))","v":0},0,0,"COP","No",{"$f":"IF(OR(Inventory!$J48=\"\",$BD41=\"No\"),\"-\",Inventory!$J48)","v":"-"},{"$f":"IFERROR(VLOOKUP($BE41,'Early Retirement'!$B$6:$C$32,2,FALSE),\"-\")","v":"-"},{"$f":"IF(OR($W41<>\"b\",AND($X41<>\"b\",$X41<>\"c\")),\"n\",IF(AND($AO41<>1,$AO41<>2,$AO41<>7,$AO41<>8),\"n\",IF(Inventory!$K48=\"Split\",\"s\",IF(Inventory!$K48=\"Packaged\",\"p\",\"n\"))))","v":"n"},{"$f":"IF(AND($X41<>\"i\",$X41<>\"j\"),\"n\",IF(Inventory!$L48=\"Centrifugal\",\"c\",\"n\"))","v":"n"},"-","-",{"$f":"IFERROR(INDEX('Early Retirement'!$C$4:$AC$32,$BF41,$BJ41),0)","v":0},{"$f":"IFERROR(HLOOKUP($BJ41,'Early Retirement'!$D$4:$AC$5,2,FALSE),0)","v":0},{"$f":"IFERROR(INDEX('Early Retirement'!$AE$4:$BE$32,$BF41,$BJ41),0)","v":0},{"$f":"IFERROR(HLOOKUP($BJ41,'Early Retirement'!$AF$4:$BE$5,2,FALSE),0)","v":0},0,0,"kW/ton",{"$f":"IFERROR(INDEX('Early Retirement'!$BG$4:$CG$32,$BF41,$BJ41),0)","v":0},{"$f":"IFERROR(HLOOKUP($BJ41,'Early Retirement'!$BH$4:$CH$5,2,FALSE),0)","v":0},0,"COP","Yes",0,0,"kW/ton",0,"COP",0,0,"kW/ton",0,"COP",null,"ceaac19",11.2,"EER",13,"SEER",1.0714285714285714,0.92307692307692313,"kW/ton",7.7,"HSPF",{"$f":"CP41/3.412","v":2.2567409144196953},"COP"]
[null,null,null,null,null,null,null,null,null,null,null,null,null,null,null,null,"Water Cooled\nCentrifigal",0,75,40,null,40,{"$f":"IF(Inventory!$C49=\"\",\"a\",VLOOKUP(Inventory!$C49,$B$3:$C$6,2,FALSE))","v":"a"},{"$f":"IF(AND($W42=\"b\",Inventory!$I49=\"\"),\"a\",IF(AND($W42=\"b\",Inventory!$I49<>\"\"),VLOOKUP(Inventory!$I49,$E$3:$F$12,2,FALSE),IF(AND(OR($W42=\"c\",$W42=\"d\"),Inventory!$AB49=\"\"),\"a\",IF(AND(OR($W42=\"c\",$W42=\"d\"),Inventory!$AB49<>\"\"),VLOOKUP(Inventory!$AB49,$E$3:$F$12,2,FALSE),\"a\"))))","v":"a"},{"$f":"IF(OR(AND($X42<>\"b\",$X42<>\"c\"),$AB42=0,$AB42>=(65000/12000),Inventory!$AC49=\"\"),\"a\",VLOOKUP(Inventory!$AC49,$H$3:$I$5,2,FALSE))","v":"a"},{"$f":"IF(AND($X42<>\"i\",$X42<>\"j\"),\"a\",IF(AND($W42=\"b\",Inventory!$L49=\"\"),\"a\",IF(AND($W42=\"b\",Inventory!$L49<>\"\"),VLOOKUP(Inventory!$L49,$K$3:$L$6,2,FALSE),IF(AND(OR($W42=\"c\",$W42=\"d\"),Inventory!$AD49=\"\"),\"a\",IF(AND(OR($W42=\"c\",$W42=\"d\"),Inventory!$AD49<>\"\"),VLOOKUP(Inventory!$AD49,$K$3:$L$6,2,FALSE),\"a\")))))","v":"a"},{"$f":"IF(OR(AND($X42<>\"e\",$X42<>\"f\"),$AB42=0,Inventory!$AF49=\"\"),\"a\",VLOOKUP(Inventory!$AF49,$N$3:$O$5,2,FALSE))","v":"a"},{"$f":"IF(OR(Inventory!C49=\"New Construction\",Inventory!C49=\"Replace-on-Burnout\"),Inventory!AS49,IF(Inventory!C49=\"Early Retirement\",Inventory!AR49,0))","v":0},"","","","","","","","","","","","",0,"aaaaa0","No","No",{"$f":"IF($W42=\"a\",0,IF($W42=\"b\",Inventory!$M49,Inventory!$AG49))","v":0},{"$f":"IF(OR($W42=\"a\",AND($AQ42=\"No\",$AR42=\"No\")),0,IF(AND($W42=\"b\",Inventory!$O49=\"Btu/hr\"),Inventory!$N49,IF(AND($W42=\"b\",Inventory!$O49=\"Tons\"),Inventory!$N49*12000,IF(AND(OR($W42=\"c\",$W42=\"d\"),Inventory!$AI49=\"Btu/hr\"),Inventory!$AH49,IF(AND(OR($W42=\"c\",$W42=\"d\"),Inventory!$AI49=\"Tons\"),Inventory!$AH49*12000,0)))))","v":0},0,0,"EER",0,"kW/ton",{"$f":"IF(OR($W42=\"a\",$AR42=\"No\"),0,IF(AND($W42=\"b\",Inventory!$Q49=\"Btu/hr\"),Inventory!$P49,IF(AND($W42=\"b\",Inventory!$Q49=\"Tons\"),Inventory!$P49*12000,IF(AND(OR($W42=\"c\",$W42=\"d\"),Inventory!$AK49=\"Btu/hr\"),Inventory!$AJ49,IF(AND(OR($W42=\"c\",$W42=\"d\"),Inventory!$AK49=\"Tons\"),Inventory!$AJ49*12000,0)))))","v":0},0,0,"COP","No",{"$f":"IF(OR(Inventory!$J49=\"\",$BD42=\"No\"),\"-\",Inventory!$J49)","v":"-"},{"$f":"IFERROR(VLOOKUP($BE42,'Early Retirement'!$B$6:$C$32,2,FALSE),\"-\")","v":"-"},{"$f":"IF(OR($W42<>\"b\",AND($X42<>\"b\",$X42<>\"c\")),\"n\",IF(AND($AO42<>1,$AO42<>2,$AO42<>7,$AO42<>8),\"n\",IF(Inventory!$K49=\"Split\",\"s\",IF(Inventory!$K49=\"Packaged\",\"p\",\"n\"))))","v":"n"},{"$f":"IF(AND($X42<>\"i\",$X42<>\"j\"),\"n\",IF(Inventory!$L49=\"Centrifugal\",\"c\",\"n\"))","v":"n"},"-","-",{"$f":"IFERROR(INDEX('Early Retirement'!$C$4:$AC$32,$BF42,$BJ42),0)","v":0},{"$f":"IFERROR(HLOOKUP($BJ42,'Early Retirement'!$D$4:$AC$5,2,FALSE),0)","v":0},{"$f":"IFERROR(INDEX('Early Retirement'!$AE$4:$BE$32,$BF42,$BJ42),0)","v":0},{"$f":"IFERROR(HLOOKUP($BJ42,'Early Retirement'!$AF$4:$BE$5,2,FALSE),0)","v":0},0,0,"kW/ton",{"$f":"IFERROR(INDEX('Early Retirement'!$BG$4:$CG$32,$BF42,$BJ42),0)","v":0},{"$f":"IFERROR(HLOOKUP($BJ42,'Early Retirement'!$BH$4:$CH$5,2,FALSE),0)","v":0},0,"COP","Yes",0,0,"kW/ton",0,"COP",0,0,"kW/ton",0,"COP",null,"ceaab19",11.2,"EER",13,"SEER",1.0714285714285714,0.92307692307692313,"kW/ton",7.7,"HSPF",{"$f":"CP42/3.412","v":2.2567409144196953},"COP"]
[null,null,null,null,null,null,null,null,null,null,null,null,null,null,null,null,null,75,150,41,null,41,{"$f":"IF(Inventory!$C50=\"\",\"a\",VLOOKUP(Inventory!$C50,$B$3:$C$6,2,FALSE))","v":"a"},{"$f":"IF(AND($W43=\"b\",Inventory!$I50=\"\"),\"a\",IF(AND($W43=\"b\",Inventory!$I50<>\"\"),VLOOKUP(Inventory!$I50,$E$3:$F$12,2,FALSE),IF(AND(OR($W43=\"c\",$W43=\"d\"),Inventory!$AB50=\"\"),\"a\",IF(AND(OR($W43=\"c\",$W43=\"d\"),Inventory!$AB50<>\"\"),VLOOKUP(Inventory!$AB50,$E$3:$F$12,2,FALSE),\"a\"))))","v":"a"},{"$f":"IF(OR(AND($X43<>\"b\",$X43<>\"c\"),$AB43=0,$AB43>=(65000/12000),Inventory!$AC50=\"\"),\"a\",VLOOKUP(Inventory!$AC50,$H$3:$I$5,2,FALSE))","v":"a"},{"$f":"IF(AND($X43<>\"i\",$X43<>\"j\"),\"a\",IF(AND($W43=\"b\",Inventory!$L50=\"\"),\"a\",IF(AND($W43=\"b\",Inventory!$L50<>\"\"),VLOOKUP(Inventory!$L50,$K$3:$L$6,2,FALSE),IF(AND(OR($W43=\"c\",$W43=\"d\"),Inventory!$AD50=\"\"),\"a\",IF(AND(OR($W43=\"c\",$W43=\"d\"),Inventory!$AD50<>\"\"),VLOOKUP(Inventory!$AD50,$K$3:$L$6,2,FALSE),\"a\")))))","v":"a"},{"$f":"IF(OR(AND($X43<>\"e\",$X43<>\"f\"),$AB43=0,Inventory!$AF50=\"\"),\"a\",VLOOKUP(Inventory!$AF50,$N$3:$O$5,2,FALSE))","v":"a"},{"$f":"IF(OR(Inventory!C50=\"New Construction\",Inventory!C50=\"Replace-on-Burnout\"),Inventory!AS50,IF(Inventory!C50=\"Early Retirement\",Inventory!AR50,0))","v":0},"","","","","","","","","","","","",0,"aaaaa0","No","No",{"$f":"IF($W43=\"a\",0,IF($W43=\"b\",Inventory!$M50,Inventory!$AG50))","v":0},{"$f":"IF(OR($W43=\"a\",AND($AQ43=\"No\",$AR43=\"No\")),0,IF(AND($W43=\"b\",Inventory!$O50=\"Btu/hr\"),Inventory!$N50,IF(AND($W43=\"b\",Inventory!$O50=\"Tons\"),Inventory!$N50*12000,IF(AND(OR($W43=\"c\",$W43=\"d\"),Inventory!$AI50=\"Btu/hr\"),Inventory!$AH50,IF(AND(OR($W43=\"c\",$W43=\"d\"),Inventory!$AI50=\"Tons\"),Inventory!$AH50*12000,0)))))","v":0},0,0,"EER",0,"kW/ton",{"$f":"IF(OR($W43=\"a\",$AR43=\"No\"),0,IF(AND($W43=\"b\",Inventory!$Q50=\"Btu/hr\"),Inventory!$P50,IF(AND($W43=\"b\",Inventory!$Q50=\"Tons\"),Inventory!$P50*12000,IF(AND(OR($W43=\"c\",$W43=\"d\"),Inventory!$AK50=\"Btu/hr\"),Inventory!$AJ50,IF(AND(OR($W43=\"c\",$W43=\"d\"),Inventory!$AK50=\"Tons\"),Inventory!$AJ50*12000,0)))))","v":0},0,0,"COP","No",{"$f":"IF(OR(Inventory!$J50=\"\",$BD43=\"No\"),\"-\",Inventory!$J50)","v":"-"},{"$f":"IFERROR(VLOOKUP($BE43,'Early Retirement'!$B$6:$C$32,2,FALSE),\"-\")","v":"-"},{"$f":"IF(OR($W43<>\"b\",AND($X43<>\"b\",$X43<>\"c\")),\"n\",IF(AND($AO43<>1,$AO43<>2,$AO43<>7,$AO43<>8),\"n\",IF(Inventory!$K50=\"Split\",\"s\",IF(Inventory!$K50=\"Packaged\",\"p\",\"n\"))))","v":"n"},{"$f":"IF(AND($X43<>\"i\",$X43<>\"j\"),\"n\",IF(Inventory!$L50=\"Centrifugal\",\"c\",\"n\"))","v":"n"},"-","-",{"$f":"IFERROR(INDEX('Early Retirement'!$C$4:$AC$32,$BF43,$BJ43),0)","v":0},{"$f":"IFERROR(HLOOKUP($BJ43,'Early Retirement'!$D$4:$AC$5,2,FALSE),0)","v":0},{"$f":"IFERROR(INDEX('Early Retirement'!$AE$4:$BE$32,$BF43,$BJ43),0)","v":0},{"$f":"IFERROR(HLOOKUP($BJ43,'Early Retirement'!$AF$4:$BE$5,2,FALSE),0)","v":0},0,0,"kW/ton",{"$f":"IFERROR(INDEX('Early Retirement'!$BG$4:$CG$32,$BF43,$BJ43),0)","v":0},{"$f":"IFERROR(HLOOKUP($BJ43,'Early Retirement'!$BH$4:$CH$5,2,FALSE),0)","v":0},0,"COP","Yes",0,0,"kW/ton",0,"COP",0,0,"kW/ton",0,"COP",null,"ceaac20",11.2,"EER",13,"SEER",1.0714285714285714,0.92307692307692313,"kW/ton",7.7,"HSPF",{"$f":"CP43/3.412","v":2.2567409144196953},"COP"]
[null,null,null,null,null,null,null,null,null,null,null,null,null,null,null,null,null,150,300,42,null,42,{"$f":"IF(Inventory!$C51=\"\",\"a\",VLOOKUP(Inventory!$C51,$B$3:$C$6,2,FALSE))","v":"a"},{"$f":"IF(AND($W44=\"b\",Inventory!$I51=\"\"),\"a\",IF(AND($W44=\"b\",Inventory!$I51<>\"\"),VLOOKUP(Inventory!$I51,$E$3:$F$12,2,FALSE),IF(AND(OR($W44=\"c\",$W44=\"d\"),Inventory!$AB51=\"\"),\"a\",IF(AND(OR($W44=\"c\",$W44=\"d\"),Inventory!$AB51<>\"\"),VLOOKUP(Inventory!$AB51,$E$3:$F$12,2,FALSE),\"a\"))))","v":"a"},{"$f":"IF(OR(AND($X44<>\"b\",$X44<>\"c\"),$AB44=0,$AB44>=(65000/12000),Inventory!$AC51=\"\"),\"a\",VLOOKUP(Inventory!$AC51,$H$3:$I$5,2,FALSE))","v":"a"},{"$f":"IF(AND($X44<>\"i\",$X44<>\"j\"),\"a\",IF(AND($W44=\"b\",Inventory!$L51=\"\"),\"a\",IF(AND($W44=\"b\",Inventory!$L51<>\"\"),VLOOKUP(Inventory!$L51,$K$3:$L$6,2,FALSE),IF(AND(OR($W44=\"c\",$W44=\"d\"),Inventory!$AD51=\"\"),\"a\",IF(AND(OR($W44=\"c\",$W44=\"d\"),Inventory!$AD51<>\"\"),VLOOKUP(Inventory!$AD51,$K$3:$L$6,2,FALSE),\"a\")))))","v":"a"},{"$f":"IF(OR(AND($X44<>\"e\",$X44<>\"f\"),$AB44=0,Inventory!$AF51=\"\"),\"a\",VLOOKUP(Inventory!$AF51,$N$3:$O$5,2,FALSE))","v":"a"},{"$f":"IF(OR(Inventory!C51=\"New Construction\",Inventory!C51=\"Replace-on-Burnout\"),Inventory!AS51,IF(Inventory!C51=\"Early Retirement\",Inventory!AR51,0))","v":0},"","","","","","","","","","","","",0,"aaaaa0","No","No",{"$f":"IF($W44=\"a\",0,IF($W44=\"b\",Inventory!$M51,Inventory!$AG51))","v":0},{"$f":"IF(OR($W44=\"a\",AND($AQ44=\"No\",$AR44=\"No\")),0,IF(AND($W44=\"b\",Inventory!$O51=\"Btu/hr\"),Inventory!$N51,IF(AND($W44=\"b\",Inventory!$O51=\"Tons\"),Inventory!$N51*12000,IF(AND(OR($W44=\"c\",$W44=\"d\"),Inventory!$AI51=\"Btu/hr\"),Inventory!$AH51,IF(AND(OR($W44=\"c\",$W44=\"d\"),Inventory!$AI51=\"Tons\"),Inventory!$AH51*12000,0)))))","v":0},0,0,"EER",0,"kW/ton",{"$f":"IF(OR($W44=\"a\",$AR44=\"No\"),0,IF(AND($W44=\"b\",Inventory!$Q51=\"Btu/hr\"),Inventory!$P51,IF(AND($W44=\"b\",Inventory!$Q51=\"Tons\"),Inventory!$P51*12000,IF(AND(OR($W44=\"c\",$W44=\"d\"),Inventory!$AK51=\"Btu/hr\"),Inventory!$AJ51,IF(AND(OR($W44=\"c\",$W44=\"d\"),Inventory!$AK51=\"Tons\"),Inventory!$AJ51*12000,0)))))","v":0},0,0,"COP","No",{"$f":"IF(OR(Inventory!$J51=\"\",$BD44=\"No\"),\"-\",Inventory!$J51)","v":"-"},{"$f":"IFERROR(VLOOKUP($BE44,'Early Retirement'!$B$6:$C$32,2,FALSE),\"-\")","v":"-"},{"$f":"IF(OR($W44<>\"b\",AND($X44<>\"b\",$X44<>\"c\")),\"n\",IF(AND($AO44<>1,$AO44<>2,$AO44<>7,$AO44<>8),\"n\",IF(Inventory!$K51=\"Split\",\"s\",IF(Inventory!$K51=\"Packaged\",\"p\",\"n\"))))","v":"n"},{"$f":"IF(AND($X44<>\"i\",$X44<>\"j\"),\"n\",IF(Inventory!$L51=\"Centrifugal\",\"c\",\"n\"))","v":"n"},"-","-",{"$f":"IFERROR(INDEX('Early Retirement'!$C$4:$AC$32,$BF44,$BJ44),0)","v":0},{"$f":"IFERROR(HLOOKUP($BJ44,'Early Retirement'!$D$4:$AC$5,2,FALSE),0)","v":0},{"$f":"IFERROR(INDEX('Early Retirement'!$AE$4:$BE$32,$BF44,$BJ44),0)","v":0},{"$f":"IFERROR(HLOOKUP($BJ44,'Early Retirement'!$AF$4:$BE$5,2,FALSE),0)","v":0},0,0,"kW/ton",{"$f":"IFERROR(INDEX('Early Retirement'!$BG$4:$CG$32,$BF44,$BJ44),0)","v":0},{"$f":"IFERROR(HLOOKUP($BJ44,'Early Retirement'!$BH$4:$CH$5,2,FALSE),0)","v":0},0,"COP","Yes",0,0,"kW/ton",0,"COP",0,0,"kW/ton",0,"COP",null,"ceaab20",11.2,"EER",13,"SEER",1.0714285714285714,0.92307692307692313,"kW/ton",7.7,"HSPF",{"$f":"CP44/3.412","v":2.2567409144196953},"COP"]
[null,null,null,null,null,null,null,null,null,null,null,null,null,null,null,null,null,300,600,43,null,43,{"$f":"IF(Inventory!$C52=\"\",\"a\",VLOOKUP(Inventory!$C52,$B$3:$C$6,2,FALSE))","v":"a"},{"$f":"IF(AND($W45=\"b\",Inventory!$I52=\"\"),\"a\",IF(AND($W45=\"b\",Inventory!$I52<>\"\"),VLOOKUP(Inventory!$I52,$E$3:$F$12,2,FALSE),IF(AND(OR($W45=\"c\",$W45=\"d\"),Inventory!$AB52=\"\"),\"a\",IF(AND(OR($W45=\"c\",$W45=\"d\"),Inventory!$AB52<>\"\"),VLOOKUP(Inventory!$AB52,$E$3:$F$12,2,FALSE),\"a\"))))","v":"a"},{"$f":"IF(OR(AND($X45<>\"b\",$X45<>\"c\"),$AB45=0,$AB45>=(65000/12000),Inventory!$AC52=\"\"),\"a\",VLOOKUP(Inventory!$AC52,$H$3:$I$5,2,FALSE))","v":"a"},{"$f":"IF(AND($X45<>\"i\",$X45<>\"j\"),\"a\",IF(AND($W45=\"b\",Inventory!$L52=\"\"),\"a\",IF(AND($W45=\"b\",Inventory!$L52<>\"\"),VLOOKUP(Inventory!$L52,$K$3:$L$6,2,FALSE),IF(AND(OR($W45=\"c\",$W45=\"d\"),Inventory!$AD52=\"\"),\"a\",IF(AND(OR($W45=\"c\",$W45=\"d\"),Inventory!$AD52<>\"\"),VLOOKUP(Inventory!$AD52,$K$3:$L$6,2,FALSE),\"a\")))))","v":"a"},{"$f":"IF(OR(AND($X45<>\"e\",$X45<>\"f\"),$AB45=0,Inventory!$AF52=\"\"),\"a\",VLOOKUP(Inventory!$AF52,$N$3:$O$5,2,FALSE))","v":"a"},{"$f":"IF(OR(Inventory!C52=\"New Construction\",Inventory!C52=\"Replace-on-Burnout\"),Inventory!AS52,IF(Inventory!C52=\"Early Retirement\",Inventory!AR52,0))","v":0},"","","","","","","","","","","","",0,"aaaaa0","No","No",{"$f":"IF($W45=\"a\",0,IF($W45=\"b\",Inventory!$M52,Inventory!$AG52))","v":0},{"$f":"IF(OR($W45=\"a\",AND($AQ45=\"No\",$AR45=\"No\")),0,IF(AND($W45=\"b\",Inventory!$O52=\"Btu/hr\"),Inventory!$N52,IF(AND($W45=\"b\",Inventory!$O52=\"Tons\"),Inventory!$N52*12000,IF(AND(OR($W45=\"c\",$W45=\"d\"),Inventory!$AI52=\"Btu/hr\"),Inventory!$AH52,IF(AND(OR($W45=\"c\",$W45=\"d\"),Inventory!$AI52=\"Tons\"),Inventory!$AH52*12000,0)))))","v":0},0,0,"EER",0,"kW/ton",{"$f":"IF(OR($W45=\"a\",$AR45=\"No\"),0,IF(AND($W45=\"b\",Inventory!$Q52=\"Btu/hr\"),Inventory!$P52,IF(AND($W45=\"b\",Inventory!$Q52=\"Tons\"),Inventory!$P52*12000,IF(AND(OR($W45=\"c\",$W45=\"d\"),Inventory!$AK52=\"Btu/hr\"),Inventory!$AJ52,IF(AND(OR($W45=\"c\",$W45=\"d\"),Inventory!$AK52=\"Tons\"),Inventory!$AJ52*12000,0)))))","v":0},0,0,"COP","No",{"$f":"IF(OR(Inventory!$J52=\"\",$BD45=\"No\"),\"-\",Inventory!$J52)","v":"-"},{"$f":"IFERROR(VLOOKUP($BE45,'Early Retirement'!$B$6:$C$32,2,FALSE),\"-\")","v":"-"},{"$f":"IF(OR($W45<>\"b\",AND($X45<>\"b\",$X45<>\"c\")),\"n\",IF(AND($AO45<>1,$AO45<>2,$AO45<>7,$AO45<>8),\"n\",IF(Inventory!$K52=\"Split\",\"s\",IF(Inventory!$K52=\"Packaged\",\"p\",\"n\"))))","v":"n"},{"$f":"IF(AND($X45<>\"i\",$X45<>\"j\"),\"n\",IF(Inventory!$L52=\"Centrifugal\",\"c\",\"n\"))","v":"n"},"-","-",{"$f":"IFERROR(INDEX('Early Retirement'!$C$4:$AC$32,$BF45,$BJ45),0)","v":0},{"$f":"IFERROR(HLOOKUP($BJ45,'Early Retirement'!$D$4:$AC$5,2,FALSE),0)","v":0},{"$f":"IFERROR(INDEX('Early Retirement'!$AE$4:$BE$32,$BF45,$BJ45),0)","v":0},{"$f":"IFERROR(HLOOKUP($BJ45,'Early Retirement'!$AF$4:$BE$5,2,FALSE),0)","v":0},0,0,"kW/ton",{"$f":"IFERROR(INDEX('Early Retirement'!$BG$4:$CG$32,$BF45,$BJ45),0)","v":0},{"$f":"IFERROR(HLOOKUP($BJ45,'Early Retirement'!$BH$4:$CH$5,2,FALSE),0)","v":0},0,"COP","Yes",0,0,"kW/ton",0,"COP",0,0,"kW/ton",0,"COP",null,"ceaac21",11,"EER",12.3,"IEER",1.0909090909090908,0.97560975609756095,"kW/ton",3.3,"COP",{"$f":"CP45","v":3.3},"COP"]
[null,null,null,null,null,null,null,null,null,null,null,null,null,null,null,null,null,600,null,44,null,44,{"$f":"IF(Inventory!$C53=\"\",\"a\",VLOOKUP(Inventory!$C53,$B$3:$C$6,2,FALSE))","v":"a"},{"$f":"IF(AND($W46=\"b\",Inventory!$I53=\"\"),\"a\",IF(AND($W46=\"b\",Inventory!$I53<>\"\"),VLOOKUP(Inventory!$I53,$E$3:$F$12,2,FALSE),IF(AND(OR($W46=\"c\",$W46=\"d\"),Inventory!$AB53=\"\"),\"a\",IF(AND(OR($W46=\"c\",$W46=\"d\"),Inventory!$AB53<>\"\"),VLOOKUP(Inventory!$AB53,$E$3:$F$12,2,FALSE),\"a\"))))","v":"a"},{"$f":"IF(OR(AND($X46<>\"b\",$X46<>\"c\"),$AB46=0,$AB46>=(65000/12000),Inventory!$AC53=\"\"),\"a\",VLOOKUP(Inventory!$AC53,$H$3:$I$5,2,FALSE))","v":"a"},{"$f":"IF(AND($X46<>\"i\",$X46<>\"j\"),\"a\",IF(AND($W46=\"b\",Inventory!$L53=\"\"),\"a\",IF(AND($W46=\"b\",Inventory!$L53<>\"\"),VLOOKUP(Inventory!$L53,$K$3:$L$6,2,FALSE),IF(AND(OR($W46=\"c\",$W46=\"d\"),Inventory!$AD53=\"\"),\"a\",IF(AND(OR($W46=\"c\",$W46=\"d\"),Inventory!$AD53<>\"\"),VLOOKUP(Inventory!$AD53,$K$3:$L$6,2,FALSE),\"a\")))))","v":"a"},{"$f":"IF(OR(AND($X46<>\"e\",$X46<>\"f\"),$AB46=0,Inventory!$AF53=\"\"),\"a\",VLOOKUP(Inventory!$AF53,$N$3:$O$5,2,FALSE))","v":"a"},{"$f":"IF(OR(Inventory!C53=\"New Construction\",Inventory!C53=\"Replace-on-Burnout\"),Inventory!AS53,IF(Inventory!C53=\"Early Retirement\",Inventory!AR53,0))","v":0},"","","","","","","","","","","","",0,"aaaaa0","No","No",{"$f":"IF($W46=\"a\",0,IF($W46=\"b\",Inventory!$M53,Inventory!$AG53))","v":0},{"$f":"IF(OR($W46=\"a\",AND($AQ46=\"No\",$AR46=\"No\")),0,IF(AND($W46=\"b\",Inventory!$O53=\"Btu/hr\"),Inventory!$N53,IF(AND($W46=\"b\",Inventory!$O53=\"Tons\"),Inventory!$N53*12000,IF(AND(OR($W46=\"c\",$W46=\"d\"),Inventory!$AI53=\"Btu/hr\"),Inventory!$AH53,IF(AND(OR($W46=\"c\",$W46=\"d\"),Inventory!$AI53=\"Tons\"),Inventory!$AH53*12000,0)))))","v":0},0,0,"EER",0,"kW/ton",{"$f":"IF(OR($W46=\"a\",$AR46=\"No\"),0,IF(AND($W46=\"b\",Inventory!$Q53=\"Btu/hr\"),Inventory!$P53,IF(AND($W46=\"b\",Inventory!$Q53=\"Tons\"),Inventory!$P53*12000,IF(AND(OR($W46=\"c\",$W46=\"d\"),Inventory!$AK53=\"Btu/hr\"),Inventory!$AJ53,IF(AND(OR($W46=\"c\",$W46=\"d\"),Inventory!$AK53=\"Tons\"),Inventory!$AJ53*12000,0)))))","v":0},0,0,"COP","No",{"$f":"IF(OR(Inventory!$J53=\"\",$BD46=\"No\"),\"-\",Inventory!$J53)","v":"-"},{"$f":"IFERROR(VLOOKUP($BE46,'Early Retirement'!$B$6:$C$32,2,FALSE),\"-\")","v":"-"},{"$f":"IF(OR($W46<>\"b\",AND($X46<>\"b\",$X46<>\"c\")),\"n\",IF(AND($AO46<>1,$AO46<>2,$AO46<>7,$AO46<>8),\"n\",IF(Inventory!$K53=\"Split\",\"s\",IF(Inventory!$K53=\"Packaged\",\"p\",\"n\"))))","v":"n"},{"$f":"IF(AND($X46<>\"i\",$X46<>\"j\"),\"n\",IF(Inventory!$L53=\"Centrifugal\",\"c\",\"n\"))","v":"n"},"-","-",{"$f":"IFERROR(INDEX('Early Retirement'!$C$4:$AC$32,$BF46,$BJ46),0)","v":0},{"$f":"IFERROR(HLOOKUP($BJ46,'Early Retirement'!$D$4:$AC$5,2,FALSE),0)","v":0},{"$f":"IFERROR(INDEX('Early Retirement'!$AE$4:$BE$32,$BF46,$BJ46),0)","v":0},{"$f":"IFERROR(HLOOKUP($BJ46,'Early Retirement'!$AF$4:$BE$5,2,FALSE),0)","v":0},0,0,"kW/ton",{"$f":"IFERROR(INDEX('Early Retirement'!$BG$4:$CG$32,$BF46,$BJ46),0)","v":0},{"$f":"IFERROR(HLOOKUP($BJ46,'Early Retirement'!$BH$4:$CH$5,2,FALSE),0)","v":0},0,"COP","Yes",0,0,"kW/ton",0,"COP",0,0,"kW/ton",0,"COP",null,"ceaab21",10.8,"EER",12.1,"IEER",1.1111111111111109,0.99173553719008267,"kW/ton",3.3,"COP",3.3,"COP"]
[null,null,null,null,null,null,null,null,null,null,null,null,null,null,null,null,"Water Cooled\nScrew/Scroll",0,75,45,null,45,{"$f":"IF(Inventory!$C54=\"\",\"a\",VLOOKUP(Inventory!$C54,$B$3:$C$6,2,FALSE))","v":"a"},{"$f":"IF(AND($W47=\"b\",Inventory!$I54=\"\"),\"a\",IF(AND($W47=\"b\",Inventory!$I54<>\"\"),VLOOKUP(Inventory!$I54,$E$3:$F$12,2,FALSE),IF(AND(OR($W47=\"c\",$W47=\"d\"),Inventory!$AB54=\"\"),\"a\",IF(AND(OR($W47=\"c\",$W47=\"d\"),Inventory!$AB54<>\"\"),VLOOKUP(Inventory!$AB54,$E$3:$F$12,2,FALSE),\"a\"))))","v":"a"},{"$f":"IF(OR(AND($X47<>\"b\",$X47<>\"c\"),$AB47=0,$AB47>=(65000/12000),Inventory!$AC54=\"\"),\"a\",VLOOKUP(Inventory!$AC54,$H$3:$I$5,2,FALSE))","v":"a"},{"$f":"IF(AND($X47<>\"i\",$X47<>\"j\"),\"a\",IF(AND($W47=\"b\",Inventory!$L54=\"\"),\"a\",IF(AND($W47=\"b\",Inventory!$L54<>\"\"),VLOOKUP(Inventory!$L54,$K$3:$L$6,2,FALSE),IF(AND(OR($W47=\"c\",$W47=\"d\"),Inventory!$AD54=\"\"),\"a\",IF(AND(OR($W47=\"c\",$W47=\"d\"),Inventory!$AD54<>\"\"),VLOOKUP(Inventory!$AD54,$K$3:$L$6,2,FALSE),\"a\")))))","v":"a"},{"$f":"IF(OR(AND($X47<>\"e\",$X47<>\"f\"),$AB47=0,Inventory!$AF54=\"\"),\"a\",VLOOKUP(Inventory!$AF54,$N$3:$O$5,2,FALSE))","v":"a"},{"$f":"IF(OR(Inventory!C54=\"New Construction\",Inventory!C54=\"Replace-on-Burnout\"),Inventory!AS54,IF(Inventory!C54=\"Early Retirement\",Inventory!AR54,0))","v":0},"","","","","","","","","","","","",0,"aaaaa0","No","No",{"$f":"IF($W47=\"a\",0,IF($W47=\"b\",Inventory!$M54,Inventory!$AG54))","v":0},{"$f":"IF(OR($W47=\"a\",AND($AQ47=\"No\",$AR47=\"No\")),0,IF(AND($W47=\"b\",Inventory!$O54=\"Btu/hr\"),Inventory!$N54,IF(AND($W47=\"b\",Inventory!$O54=\"Tons\"),Inventory!$N54*12000,IF(AND(OR($W47=\"c\",$W47=\"d\"),Inventory!$AI54=\"Btu/hr\"),Inventory!$AH54,IF(AND(OR($W47=\"c\",$W47=\"d\"),Inventory!$AI54=\"Tons\"),Inventory!$AH54*12000,0)))))","v":0},0,0,"EER",0,"kW/ton",{"$f":"IF(OR($W47=\"a\",$AR47=\"No\"),0,IF(AND($W47=\"b\",Inventory!$Q54=\"Btu/hr\"),Inventory!$P54,IF(AND($W47=\"b\",Inventory!$Q54=\"Tons\"),Inventory!$P54*12000,IF(AND(OR($W47=\"c\",$W47=\"d\"),Inventory!$AK54=\"Btu/hr\"),Inventory!$AJ54,IF(AND(OR($W47=\"c\",$W47=\"d\"),Inventory!$AK54=\"Tons\"),Inventory!$AJ54*12000,0)))))","v":0},0,0,"COP","No",{"$f":"IF(OR(Inventory!$J54=\"\",$BD47=\"No\"),\"-\",Inventory!$J54)","v":"-"},{"$f":"IFERROR(VLOOKUP($BE47,'Early Retirement'!$B$6:$C$32,2,FALSE),\"-\")","v":"-"},{"$f":"IF(OR($W47<>\"b\",AND($X47<>\"b\",$X47<>\"c\")),\"n\",IF(AND($AO47<>1,$AO47<>2,$AO47<>7,$AO47<>8),\"n\",IF(Inventory!$K54=\"Split\",\"s\",IF(Inventory!$K54=\"Packaged\",\"p\",\"n\"))))","v":"n"},{"$f":"IF(AND($X47<>\"i\",$X47<>\"j\"),\"n\",IF(Inventory!$L54=\"Centrifugal\",\"c\",\"n\"))","v":"n"},"-","-",{"$f":"IFERROR(INDEX('Early Retirement'!$C$4:$AC$32,$BF47,$BJ47),0)","v":0},{"$f":"IFERROR(HLOOKUP($BJ47,'Early Retirement'!$D$4:$AC$5,2,FALSE),0)","v":0},{"$f":"IFERROR(INDEX('Early Retirement'!$AE$4:$BE$32,$BF47,$BJ47),0)","v":0},{"$f":"IFERROR(HLOOKUP($BJ47,'Early Retirement'!$AF$4:$BE$5,2,FALSE),0)","v":0},0,0,"kW/ton",{"$f":"IFERROR(INDEX('Early Retirement'!$BG$4:$CG$32,$BF47,$BJ47),0)","v":0},{"$f":"IFERROR(HLOOKUP($BJ47,'Early Retirement'!$BH$4:$CH$5,2,FALSE),0)","v":0},0,"COP","Yes",0,0,"kW/ton",0,"COP",0,0,"kW/ton",0,"COP",null,"ceaac22",10.6,"EER",11.8,"IEER",1.1320754716981132,1.0169491525423728,"kW/ton",3.2,"COP",3.2,"COP"]
[null,null,null,null,null,null,null,null,null,null,null,null,null,null,null,null,null,75,150,46,null,46,{"$f":"IF(Inventory!$C55=\"\",\"a\",VLOOKUP(Inventory!$C55,$B$3:$C$6,2,FALSE))","v":"a"},{"$f":"IF(AND($W48=\"b\",Inventory!$I55=\"\"),\"a\",IF(AND($W48=\"b\",Inventory!$I55<>\"\"),VLOOKUP(Inventory!$I55,$E$3:$F$12,2,FALSE),IF(AND(OR($W48=\"c\",$W48=\"d\"),Inventory!$AB55=\"\"),\"a\",IF(AND(OR($W48=\"c\",$W48=\"d\"),Inventory!$AB55<>\"\"),VLOOKUP(Inventory!$AB55,$E$3:$F$12,2,FALSE),\"a\"))))","v":"a"},{"$f":"IF(OR(AND($X48<>\"b\",$X48<>\"c\"),$AB48=0,$AB48>=(65000/12000),Inventory!$AC55=\"\"),\"a\",VLOOKUP(Inventory!$AC55,$H$3:$I$5,2,FALSE))","v":"a"},{"$f":"IF(AND($X48<>\"i\",$X48<>\"j\"),\"a\",IF(AND($W48=\"b\",Inventory!$L55=\"\"),\"a\",IF(AND($W48=\"b\",Inventory!$L55<>\"\"),VLOOKUP(Inventory!$L55,$K$3:$L$6,2,FALSE),IF(AND(OR($W48=\"c\",$W48=\"d\"),Inventory!$AD55=\"\"),\"a\",IF(AND(OR($W48=\"c\",$W48=\"d\"),Inventory!$AD55<>\"\"),VLOOKUP(Inventory!$AD55,$K$3:$L$6,2,FALSE),\"a\")))))","v":"a"},{"$f":"IF(OR(AND($X48<>\"e\",$X48<>\"f\"),$AB48=0,Inventory!$AF55=\"\"),\"a\",VLOOKUP(Inventory!$AF55,$N$3:$O$5,2,FALSE))","v":"a"},{"$f":"IF(OR(Inventory!C55=\"New Construction\",Inventory!C55=\"Replace-on-Burnout\"),Inventory!AS55,IF(Inventory!C55=\"Early Retirement\",Inventory!AR55,0))","v":0},"","","","","","","","","","","","",0,"aaaaa0","No","No",{"$f":"IF($W48=\"a\",0,IF($W48=\"b\",Inventory!$M55,Inventory!$AG55))","v":0},{"$f":"IF(OR($W48=\"a\",AND($AQ48=\"No\",$AR48=\"No\")),0,IF(AND($W48=\"b\",Inventory!$O55=\"Btu/hr\"),Inventory!$N55,IF(AND($W48=\"b\",Inventory!$O55=\"Tons\"),Inventory!$N55*12000,IF(AND(OR($W48=\"c\",$W48=\"d\"),Inventory!$AI55=\"Btu/hr\"),Inventory!$AH55,IF(AND(OR($W48=\"c\",$W48=\"d\"),Inventory!$AI55=\"Tons\"),Inventory!$AH55*12000,0)))))","v":0},0,0,"EER",0,"kW/ton",{"$f":"IF(OR($W48=\"a\",$AR48=\"No\"),0,IF(AND($W48=\"b\",Inventory!$Q55=\"Btu/hr\"),Inventory!$P55,IF(AND($W48=\"b\",Inventory!$Q55=\"Tons\"),Inventory!$P55*12000,IF(AND(OR($W48=\"c\",$W48=\"d\"),Inventory!$AK55=\"Btu/hr\"),Inventory!$AJ55,IF(AND(OR($W48=\"c\",$W48=\"d\"),Inventory!$AK55=\"Tons\"),Inventory!$AJ55*12000,0)))))","v":0},0,0,"COP","No",{"$f":"IF(OR(Inventory!$J55=\"\",$BD48=\"No\"),\"-\",Inventory!$J55)","v":"-"},{"$f":"IFERROR(VLOOKUP($BE48,'Early Retirement'!$B$6:$C$32,2,FALSE),\"-\")","v":"-"},{"$f":"IF(OR($W48<>\"b\",AND($X48<>\"b\",$X48<>\"c\")),\"n\",IF(AND($AO48<>1,$AO48<>2,$AO48<>7,$AO48<>8),\"n\",IF(Inventory!$K55=\"Split\",\"s\",IF(Inventory!$K55=\"Packaged\",\"p\",\"n\"))))","v":"n"},{"$f":"IF(AND($X48<>\"i\",$X48<>\"j\"),\"n\",IF(Inventory!$L55=\"Centrifugal\",\"c\",\"n\"))","v":"n"},"-","-",{"$f":"IFERROR(INDEX('Early Retirement'!$C$4:$AC$32,$BF48,$BJ48),0)","v":0},{"$f":"IFERROR(HLOOKUP($BJ48,'Early Retirement'!$D$4:$AC$5,2,FALSE),0)","v":0},{"$f":"IFERROR(INDEX('Early Retirement'!$AE$4:$BE$32,$BF48,$BJ48),0)","v":0},{"$f":"IFERROR(HLOOKUP($BJ48,'Early Retirement'!$AF$4:$BE$5,2,FALSE),0)","v":0},0,0,"kW/ton",{"$f":"IFERROR(INDEX('Early Retirement'!$BG$4:$CG$32,$BF48,$BJ48),0)","v":0},{"$f":"IFERROR(HLOOKUP($BJ48,'Early Retirement'!$BH$4:$CH$5,2,FALSE),0)","v":0},0,"COP","Yes",0,0,"kW/ton",0,"COP",0,0,"kW/ton",0,"COP",null,"ceaab22",10.4,"EER",11.6,"IEER",1.1538461538461537,1.0344827586206897,"kW/ton",3.2,"COP",3.2,"COP"]
[null,null,null,null,null,null,null,null,null,null,null,null,null,null,null,null,null,150,300,47,null,47,{"$f":"IF(Inventory!$C56=\"\",\"a\",VLOOKUP(Inventory!$C56,$B$3:$C$6,2,FALSE))","v":"a"},{"$f":"IF(AND($W49=\"b\",Inventory!$I56=\"\"),\"a\",IF(AND($W49=\"b\",Inventory!$I56<>\"\"),VLOOKUP(Inventory!$I56,$E$3:$F$12,2,FALSE),IF(AND(OR($W49=\"c\",$W49=\"d\"),Inventory!$AB56=\"\"),\"a\",IF(AND(OR($W49=\"c\",$W49=\"d\"),Inventory!$AB56<>\"\"),VLOOKUP(Inventory!$AB56,$E$3:$F$12,2,FALSE),\"a\"))))","v":"a"},{"$f":"IF(OR(AND($X49<>\"b\",$X49<>\"c\"),$AB49=0,$AB49>=(65000/12000),Inventory!$AC56=\"\"),\"a\",VLOOKUP(Inventory!$AC56,$H$3:$I$5,2,FALSE))","v":"a"},{"$f":"IF(AND($X49<>\"i\",$X49<>\"j\"),\"a\",IF(AND($W49=\"b\",Inventory!$L56=\"\"),\"a\",IF(AND($W49=\"b\",Inventory!$L56<>\"\"),VLOOKUP(Inventory!$L56,$K$3:$L$6,2,FALSE),IF(AND(OR($W49=\"c\",$W49=\"d\"),Inventory!$AD56=\"\"),\"a\",IF(AND(OR($W49=\"c\",$W49=\"d\"),Inventory!$AD56<>\"\"),VLOOKUP(Inventory!$AD56,$K$3:$L$6,2,FALSE),\"a\")))))","v":"a"},{"$f":"IF(OR(AND($X49<>\"e\",$X49<>\"f\"),$AB49=0,Inventory!$AF56=\"\"),\"a\",VLOOKUP(Inventory!$AF56,$N$3:$O$5,2,FALSE))","v":"a"},{"$f":"IF(OR(Inventory!C56=\"New Construction\",Inventory!C56=\"Replace-on-Burnout\"),Inventory!AS56,IF(Inventory!C56=\"Early Retirement\",Inventory!AR56,0))","v":0},"","","","","","","","","","","","",0,"aaaaa0","No","No",{"$f":"IF($W49=\"a\",0,IF($W49=\"b\",Inventory!$M56,Inventory!$AG56))","v":0},{"$f":"IF(OR($W49=\"a\",AND($AQ49=\"No\",$AR49=\"No\")),0,IF(AND($W49=\"b\",Inventory!$O56=\"Btu/hr\"),Inventory!$N56,IF(AND($W49=\"b\",Inventory!$O56=\"Tons\"),Inventory!$N56*12000,IF(AND(OR($W49=\"c\",$W49=\"d\"),Inventory!$AI56=\"Btu/hr\"),Inventory!$AH56,IF(AND(OR($W49=\"c\",$W49=\"d\"),Inventory!$AI56=\"Tons\"),Inventory!$AH56*12000,0)))))","v":0},0,0,"EER",0,"kW/ton",{"$f":"IF(OR($W49=\"a\",$AR49=\"No\"),0,IF(AND($W49=\"b\",Inventory!$Q56=\"Btu/hr\"),Inventory!$P56,IF(AND($W49=\"b\",Inventory!$Q56=\"Tons\"),Inventory!$P56*12000,IF(AND(OR($W49=\"c\",$W49=\"d\"),Inventory!$AK56=\"Btu/hr\"),Inventory!$AJ56,IF(AND(OR($W49=\"c\",$W49=\"d\"),Inventory!$AK56=\"Tons\"),Inventory!$AJ56*12000,0)))))","v":0},0,0,"COP","No",{"$f":"IF(OR(Inventory!$J56=\"\",$BD49=\"No\"),\"-\",Inventory!$J56)","v":"-"},{"$f":"IFERROR(VLOOKUP($BE49,'Early Retirement'!$B$6:$C$32,2,FALSE),\"-\")","v":"-"},{"$f":"IF(OR($W49<>\"b\",AND($X49<>\"b\",$X49<>\"c\")),\"n\",IF(AND($AO49<>1,$AO49<>2,$AO49<>7,$AO49<>8),\"n\",IF(Inventory!$K56=\"Split\",\"s\",IF(Inventory!$K56=\"Packaged\",\"p\",\"n\"))))","v":"n"},{"$f":"IF(AND($X49<>\"i\",$X49<>\"j\"),\"n\",IF(Inventory!$L56=\"Centrifugal\",\"c\",\"n\"))","v":"n"},"-","-",{"$f":"IFERROR(INDEX('Early Retirement'!$C$4:$AC$32,$BF49,$BJ49),0)","v":0},{"$f":"IFERROR(HLOOKUP($BJ49,'Early Retirement'!$D$4:$AC$5,2,FALSE),0)","v":0},{"$f":"IFERROR(INDEX('Early Retirement'!$AE$4:$BE$32,$BF49,$BJ49),0)","v":0},{"$f":"IFERROR(HLOOKUP($BJ49,'Early Retirement'!$AF$4:$BE$5,2,FALSE),0)","v":0},0,0,"kW/ton",{"$f":"IFERROR(INDEX('Early Retirement'!$BG$4:$CG$32,$BF49,$BJ49),0)","v":0},{"$f":"IFERROR(HLOOKUP($BJ49,'Early Retirement'!$BH$4:$CH$5,2,FALSE),0)","v":0},0,"COP","Yes",0,0,"kW/ton",0,"COP",0,0,"kW/ton",0,"COP",null,"ceaac23",9.5,"EER",10.6,"IEER",1.263157894736842,1.1320754716981132,"kW/ton",3.2,"COP",3.2,"COP"]
[null,null,null,null,null,null,null,null,null,null,null,null,null,null,null,null,null,300,600,48,null,48,{"$f":"IF(Inventory!$C57=\"\",\"a\",VLOOKUP(Inventory!$C57,$B$3:$C$6,2,FALSE))","v":"a"},{"$f":"IF(AND($W50=\"b\",Inventory!$I57=\"\"),\"a\",IF(AND($W50=\"b\",Inventory!$I57<>\"\"),VLOOKUP(Inventory!$I57,$E$3:$F$12,2,FALSE),IF(AND(OR($W50=\"c\",$W50=\"d\"),Inventory!$AB57=\"\"),\"a\",IF(AND(OR($W50=\"c\",$W50=\"d\"),Inventory!$AB57<>\"\"),VLOOKUP(Inventory!$AB57,$E$3:$F$12,2,FALSE),\"a\"))))","v":"a"},{"$f":"IF(OR(AND($X50<>\"b\",$X50<>\"c\"),$AB50=0,$AB50>=(65000/12000),Inventory!$AC57=\"\"),\"a\",VLOOKUP(Inventory!$AC57,$H$3:$I$5,2,FALSE))","v":"a"},{"$f":"IF(AND($X50<>\"i\",$X50<>\"j\"),\"a\",IF(AND($W50=\"b\",Inventory!$L57=\"\"),\"a\",IF(AND($W50=\"b\",Inventory!$L57<>\"\"),VLOOKUP(Inventory!$L57,$K$3:$L$6,2,FALSE),IF(AND(OR($W50=\"c\",$W50=\"d\"),Inventory!$AD57=\"\"),\"a\",IF(AND(OR($W50=\"c\",$W50=\"d\"),Inventory!$AD57<>\"\"),VLOOKUP(Inventory!$AD57,$K$3:$L$6,2,FALSE),\"a\")))))","v":"a"},{"$f":"IF(OR(AND($X50<>\"e\",$X50<>\"f\"),$AB50=0,Inventory!$AF57=\"\"),\"a\",VLOOKUP(Inventory!$AF57,$N$3:$O$5,2,FALSE))","v":"a"},{"$f":"IF(OR(Inventory!C57=\"New Construction\",Inventory!C57=\"Replace-on-Burnout\"),Inventory!AS57,IF(Inventory!C57=\"Early Retirement\",Inventory!AR57,0))","v":0},"","","","","","","","","","","","",0,"aaaaa0","No","No",{"$f":"IF($W50=\"a\",0,IF($W50=\"b\",Inventory!$M57,Inventory!$AG57))","v":0},{"$f":"IF(OR($W50=\"a\",AND($AQ50=\"No\",$AR50=\"No\")),0,IF(AND($W50=\"b\",Inventory!$O57=\"Btu/hr\"),Inventory!$N57,IF(AND($W50=\"b\",Inventory!$O57=\"Tons\"),Inventory!$N57*12000,IF(AND(OR($W50=\"c\",$W50=\"d\"),Inventory!$AI57=\"Btu/hr\"),Inventory!$AH57,IF(AND(OR($W50=\"c\",$W50=\"d\"),Inventory!$AI57=\"Tons\"),Inventory!$AH57*12000,0)))))","v":0},0,0,"EER",0,"kW/ton",{"$f":"IF(OR($W50=\"a\",$AR50=\"No\"),0,IF(AND($W50=\"b\",Inventory!$Q57=\"Btu/hr\"),Inventory!$P57,IF(AND($W50=\"b\",Inventory!$Q57=\"Tons\"),Inventory!$P57*12000,IF(AND(OR($W50=\"c\",$W50=\"d\"),Inventory!$AK57=\"Btu/hr\"),Inventory!$AJ57,IF(AND(OR($W50=\"c\",$W50=\"d\"),Inventory!$AK57=\"Tons\"),Inventory!$AJ57*12000,0)))))","v":0},0,0,"COP","No",{"$f":"IF(OR(Inventory!$J57=\"\",$BD50=\"No\"),\"-\",Inventory!$J57)","v":"-"},{"$f":"IFERROR(VLOOKUP($BE50,'Early Retirement'!$B$6:$C$32,2,FALSE),\"-\")","v":"-"},{"$f":"IF(OR($W50<>\"b\",AND($X50<>\"b\",$X50<>\"c\")),\"n\",IF(AND($AO50<>1,$AO50<>2,$AO50<>7,$AO50<>8),\"n\",IF(Inventory!$K57=\"Split\",\"s\",IF(Inventory!$K57=\"Packaged\",\"p\",\"n\"))))","v":"n"},{"$f":"IF(AND($X50<>\"i\",$X50<>\"j\"),\"n\",IF(Inventory!$L57=\"Centrifugal\",\"c\",\"n\"))","v":"n"},"-","-",{"$f":"IFERROR(INDEX('Early Retirement'!$C$4:$AC$32,$BF50,$BJ50),0)","v":0},{"$f":"IFERROR(HLOOKUP($BJ50,'Early Retirement'!$D$4:$AC$5,2,FALSE),0)","v":0},{"$f":"IFERROR(INDEX('Early Retirement'!$AE$4:$BE$32,$BF50,$BJ50),0)","v":0},{"$f":"IFERROR(HLOOKUP($BJ50,'Early Retirement'!$AF$4:$BE$5,2,FALSE),0)","v":0},0,0,"kW/ton",{"$f":"IFERROR(INDEX('Early Retirement'!$BG$4:$CG$32,$BF50,$BJ50),0)","v":0},{"$f":"IFERROR(HLOOKUP($BJ50,'Early Retirement'!$BH$4:$CH$5,2,FALSE),0)","v":0},0,"COP","Yes",0,0,"kW/ton",0,"COP",0,0,"kW/ton",0,"COP",null,"ceaab23",9.3000000000000007,"EER",10.4,"IEER",1.2903225806451613,1.1538461538461537,"kW/ton",3.2,"COP",3.2,"COP"]
[null,null,null,null,null,null,null,null,null,null,null,null,null,null,null,null,null,600,null,49,null,49,{"$f":"IF(Inventory!$C58=\"\",\"a\",VLOOKUP(Inventory!$C58,$B$3:$C$6,2,FALSE))","v":"a"},{"$f":"IF(AND($W51=\"b\",Inventory!$I58=\"\"),\"a\",IF(AND($W51=\"b\",Inventory!$I58<>\"\"),VLOOKUP(Inventory!$I58,$E$3:$F$12,2,FALSE),IF(AND(OR($W51=\"c\",$W51=\"d\"),Inventory!$AB58=\"\"),\"a\",IF(AND(OR($W51=\"c\",$W51=\"d\"),Inventory!$AB58<>\"\"),VLOOKUP(Inventory!$AB58,$E$3:$F$12,2,FALSE),\"a\"))))","v":"a"},{"$f":"IF(OR(AND($X51<>\"b\",$X51<>\"c\"),$AB51=0,$AB51>=(65000/12000),Inventory!$AC58=\"\"),\"a\",VLOOKUP(Inventory!$AC58,$H$3:$I$5,2,FALSE))","v":"a"},{"$f":"IF(AND($X51<>\"i\",$X51<>\"j\"),\"a\",IF(AND($W51=\"b\",Inventory!$L58=\"\"),\"a\",IF(AND($W51=\"b\",Inventory!$L58<>\"\"),VLOOKUP(Inventory!$L58,$K$3:$L$6,2,FALSE),IF(AND(OR($W51=\"c\",$W51=\"d\"),Inventory!$AD58=\"\"),\"a\",IF(AND(OR($W51=\"c\",$W51=\"d\"),Inventory!$AD58<>\"\"),VLOOKUP(Inventory!$AD58,$K$3:$L$6,2,FALSE),\"a\")))))","v":"a"},{"$f":"IF(OR(AND($X51<>\"e\",$X51<>\"f\"),$AB51=0,Inventory!$AF58=\"\"),\"a\",VLOOKUP(Inventory!$AF58,$N$3:$O$5,2,FALSE))","v":"a"},{"$f":"IF(OR(Inventory!C58=\"New Construction\",Inventory!C58=\"Replace-on-Burnout\"),Inventory!AS58,IF(Inventory!C58=\"Early Retirement\",Inventory!AR58,0))","v":0},"","","","","","","","","","","","",0,"aaaaa0","No","No",{"$f":"IF($W51=\"a\",0,IF($W51=\"b\",Inventory!$M58,Inventory!$AG58))","v":0},{"$f":"IF(OR($W51=\"a\",AND($AQ51=\"No\",$AR51=\"No\")),0,IF(AND($W51=\"b\",Inventory!$O58=\"Btu/hr\"),Inventory!$N58,IF(AND($W51=\"b\",Inventory!$O58=\"Tons\"),Inventory!$N58*12000,IF(AND(OR($W51=\"c\",$W51=\"d\"),Inventory!$AI58=\"Btu/hr\"),Inventory!$AH58,IF(AND(OR($W51=\"c\",$W51=\"d\"),Inventory!$AI58=\"Tons\"),Inventory!$AH58*12000,0)))))","v":0},0,0,"EER",0,"kW/ton",{"$f":"IF(OR($W51=\"a\",$AR51=\"No\"),0,IF(AND($W51=\"b\",Inventory!$Q58=\"Btu/hr\"),Inventory!$P58,IF(AND($W51=\"b\",Inventory!$Q58=\"Tons\"),Inventory!$P58*12000,IF(AND(OR($W51=\"c\",$W51=\"d\"),Inventory!$AK58=\"Btu/hr\"),Inventory!$AJ58,IF(AND(OR($W51=\"c\",$W51=\"d\"),Inventory!$AK58=\"Tons\"),Inventory!$AJ58*12000,0)))))","v":0},0,0,"COP","No",{"$f":"IF(OR(Inventory!$J58=\"\",$BD51=\"No\"),\"-\",Inventory!$J58)","v":"-"},{"$f":"IFERROR(VLOOKUP($BE51,'Early Retirement'!$B$6:$C$32,2,FALSE),\"-\")","v":"-"},{"$f":"IF(OR($W51<>\"b\",AND($X51<>\"b\",$X51<>\"c\")),\"n\",IF(AND($AO51<>1,$AO51<>2,$AO51<>7,$AO51<>8),\"n\",IF(Inventory!$K58=\"Split\",\"s\",IF(Inventory!$K58=\"Packaged\",\"p\",\"n\"))))","v":"n"},{"$f":"IF(AND($X51<>\"i\",$X51<>\"j\"),\"n\",IF(Inventory!$L58=\"Centrifugal\",\"c\",\"n\"))","v":"n"},"-","-",{"$f":"IFERROR(INDEX('Early Retirement'!$C$4:$AC$32,$BF51,$BJ51),0)","v":0},{"$f":"IFERROR(HLOOKUP($BJ51,'Early Retirement'!$D$4:$AC$5,2,FALSE),0)","v":0},{"$f":"IFERROR(INDEX('Early Retirement'!$AE$4:$BE$32,$BF51,$BJ51),0)","v":0},{"$f":"IFERROR(HLOOKUP($BJ51,'Early Retirement'!$AF$4:$BE$5,2,FALSE),0)","v":0},0,0,"kW/ton",{"$f":"IFERROR(INDEX('Early Retirement'!$BG$4:$CG$32,$BF51,$BJ51),0)","v":0},{"$f":"IFERROR(HLOOKUP($BJ51,'Early Retirement'!$BH$4:$CH$5,2,FALSE),0)","v":0},0,"COP","Yes",0,0,"kW/ton",0,"COP",0,0,"kW/ton",0,"COP",null,"ceaac24",9.5,"EER",10.6,"IEER",1.263157894736842,1.1320754716981132,"kW/ton",3.2,"COP",3.2,"COP"]
[null,null,null,null,null,null,null,null,null,null,null,null,null,null,null,null,null,null,null,null,null,50,{"$f":"IF(Inventory!$C59=\"\",\"a\",VLOOKUP(Inventory!$C59,$B$3:$C$6,2,FALSE))","v":"a"},{"$f":"IF(AND($W52=\"b\",Inventory!$I59=\"\"),\"a\",IF(AND($W52=\"b\",Inventory!$I59<>\"\"),VLOOKUP(Inventory!$I59,$E$3:$F$12,2,FALSE),IF(AND(OR($W52=\"c\",$W52=\"d\"),Inventory!$AB59=\"\"),\"a\",IF(AND(OR($W52=\"c\",$W52=\"d\"),Inventory!$AB59<>\"\"),VLOOKUP(Inventory!$AB59,$E$3:$F$12,2,FALSE),\"a\"))))","v":"a"},{"$f":"IF(OR(AND($X52<>\"b\",$X52<>\"c\"),$AB52=0,$AB52>=(65000/12000),Inventory!$AC59=\"\"),\"a\",VLOOKUP(Inventory!$AC59,$H$3:$I$5,2,FALSE))","v":"a"},{"$f":"IF(AND($X52<>\"i\",$X52<>\"j\"),\"a\",IF(AND($W52=\"b\",Inventory!$L59=\"\"),\"a\",IF(AND($W52=\"b\",Inventory!$L59<>\"\"),VLOOKUP(Inventory!$L59,$K$3:$L$6,2,FALSE),IF(AND(OR($W52=\"c\",$W52=\"d\"),Inventory!$AD59=\"\"),\"a\",IF(AND(OR($W52=\"c\",$W52=\"d\"),Inventory!$AD59<>\"\"),VLOOKUP(Inventory!$AD59,$K$3:$L$6,2,FALSE),\"a\")))))","v":"a"},{"$f":"IF(OR(AND($X52<>\"e\",$X52<>\"f\"),$AB52=0,Inventory!$AF59=\"\"),\"a\",VLOOKUP(Inventory!$AF59,$N$3:$O$5,2,FALSE))","v":"a"},{"$f":"IF(OR(Inventory!C59=\"New Construction\",Inventory!C59=\"Replace-on-Burnout\"),Inventory!AS59,IF(Inventory!C59=\"Early Retirement\",Inventory!AR59,0))","v":0},"","","","","","","","","","","","",0,"aaaaa0","No","No",{"$f":"IF($W52=\"a\",0,IF($W52=\"b\",Inventory!$M59,Inventory!$AG59))","v":0},{"$f":"IF(OR($W52=\"a\",AND($AQ52=\"No\",$AR52=\"No\")),0,IF(AND($W52=\"b\",Inventory!$O59=\"Btu/hr\"),Inventory!$N59,IF(AND($W52=\"b\",Inventory!$O59=\"Tons\"),Inventory!$N59*12000,IF(AND(OR($W52=\"c\",$W52=\"d\"),Inventory!$AI59=\"Btu/hr\"),Inventory!$AH59,IF(AND(OR($W52=\"c\",$W52=\"d\"),Inventory!$AI59=\"Tons\"),Inventory!$AH59*12000,0)))))","v":0},0,0,"EER",0,"kW/ton",{"$f":"IF(OR($W52=\"a\",$AR52=\"No\"),0,IF(AND($W52=\"b\",Inventory!$Q59=\"Btu/hr\"),Inventory!$P59,IF(AND($W52=\"b\",Inventory!$Q59=\"Tons\"),Inventory!$P59*12000,IF(AND(OR($W52=\"c\",$W52=\"d\"),Inventory!$AK59=\"Btu/hr\"),Inventory!$AJ59,IF(AND(OR($W52=\"c\",$W52=\"d\"),Inventory!$AK59=\"Tons\"),Inventory!$AJ59*12000,0)))))","v":0},0,0,"COP","No",{"$f":"IF(OR(Inventory!$J59=\"\",$BD52=\"No\"),\"-\",Inventory!$J59)","v":"-"},{"$f":"IFERROR(VLOOKUP($BE52,'Early Retirement'!$B$6:$C$32,2,FALSE),\"-\")","v":"-"},{"$f":"IF(OR($W52<>\"b\",AND($X52<>\"b\",$X52<>\"c\")),\"n\",IF(AND($AO52<>1,$AO52<>2,$AO52<>7,$AO52<>8),\"n\",IF(Inventory!$K59=\"Split\",\"s\",IF(Inventory!$K59=\"Packaged\",\"p\",\"n\"))))","v":"n"},{"$f":"IF(AND($X52<>\"i\",$X52<>\"j\"),\"n\",IF(Inventory!$L59=\"Centrifugal\",\"c\",\"n\"))","v":"n"},"-","-",{"$f":"IFERROR(INDEX('Early Retirement'!$C$4:$AC$32,$BF52,$BJ52),0)","v":0},{"$f":"IFERROR(HLOOKUP($BJ52,'Early Retirement'!$D$4:$AC$5,2,FALSE),0)","v":0},{"$f":"IFERROR(INDEX('Early Retirement'!$AE$4:$BE$32,$BF52,$BJ52),0)","v":0},{"$f":"IFERROR(HLOOKUP($BJ52,'Early Retirement'!$AF$4:$BE$5,2,FALSE),0)","v":0},0,0,"kW/ton",{"$f":"IFERROR(INDEX('Early Retirement'!$BG$4:$CG$32,$BF52,$BJ52),0)","v":0},{"$f":"IFERROR(HLOOKUP($BJ52,'Early Retirement'!$BH$4:$CH$5,2,FALSE),0)","v":0},0,"COP","Yes",0,0,"kW/ton",0,"COP",0,0,"kW/ton",0,"COP",null,"ceaab24",9.3000000000000007,"EER",10.4,"IEER",1.2903225806451613,1.1538461538461537,"kW/ton",3.2,"COP",3.2,"COP"]
[null,null,null,null,null,null,null,null,null,null,null,null,null,null,null,null,null,null,null,null,null,51,{"$f":"IF(Inventory!$C60=\"\",\"a\",VLOOKUP(Inventory!$C60,$B$3:$C$6,2,FALSE))","v":"a"},{"$f":"IF(AND($W53=\"b\",Inventory!$I60=\"\"),\"a\",IF(AND($W53=\"b\",Inventory!$I60<>\"\"),VLOOKUP(Inventory!$I60,$E$3:$F$12,2,FALSE),IF(AND(OR($W53=\"c\",$W53=\"d\"),Inventory!$AB60=\"\"),\"a\",IF(AND(OR($W53=\"c\",$W53=\"d\"),Inventory!$AB60<>\"\"),VLOOKUP(Inventory!$AB60,$E$3:$F$12,2,FALSE),\"a\"))))","v":"a"},{"$f":"IF(OR(AND($X53<>\"b\",$X53<>\"c\"),$AB53=0,$AB53>=(65000/12000),Inventory!$AC60=\"\"),\"a\",VLOOKUP(Inventory!$AC60,$H$3:$I$5,2,FALSE))","v":"a"},{"$f":"IF(AND($X53<>\"i\",$X53<>\"j\"),\"a\",IF(AND($W53=\"b\",Inventory!$L60=\"\"),\"a\",IF(AND($W53=\"b\",Inventory!$L60<>\"\"),VLOOKUP(Inventory!$L60,$K$3:$L$6,2,FALSE),IF(AND(OR($W53=\"c\",$W53=\"d\"),Inventory!$AD60=\"\"),\"a\",IF(AND(OR($W53=\"c\",$W53=\"d\"),Inventory!$AD60<>\"\"),VLOOKUP(Inventory!$AD60,$K$3:$L$6,2,FALSE),\"a\")))))","v":"a"},{"$f":"IF(OR(AND($X53<>\"e\",$X53<>\"f\"),$AB53=0,Inventory!$AF60=\"\"),\"a\",VLOOKUP(Inventory!$AF60,$N$3:$O$5,2,FALSE))","v":"a"},{"$f":"IF(OR(Inventory!C60=\"New Construction\",Inventory!C60=\"Replace-on-Burnout\"),Inventory!AS60,IF(Inventory!C60=\"Early Retirement\",Inventory!AR60,0))","v":0},"","","","","","","","","","","","",0,"aaaaa0","No","No",{"$f":"IF($W53=\"a\",0,IF($W53=\"b\",Inventory!$M60,Inventory!$AG60))","v":0},{"$f":"IF(OR($W53=\"a\",AND($AQ53=\"No\",$AR53=\"No\")),0,IF(AND($W53=\"b\",Inventory!$O60=\"Btu/hr\"),Inventory!$N60,IF(AND($W53=\"b\",Inventory!$O60=\"Tons\"),Inventory!$N60*12000,IF(AND(OR($W53=\"c\",$W53=\"d\"),Inventory!$AI60=\"Btu/hr\"),Inventory!$AH60,IF(AND(OR($W53=\"c\",$W53=\"d\"),Inventory!$AI60=\"Tons\"),Inventory!$AH60*12000,0)))))","v":0},0,0,"EER",0,"kW/ton",{"$f":"IF(OR($W53=\"a\",$AR53=\"No\"),0,IF(AND($W53=\"b\",Inventory!$Q60=\"Btu/hr\"),Inventory!$P60,IF(AND($W53=\"b\",Inventory!$Q60=\"Tons\"),Inventory!$P60*12000,IF(AND(OR($W53=\"c\",$W53=\"d\"),Inventory!$AK60=\"Btu/hr\"),Inventory!$AJ60,IF(AND(OR($W53=\"c\",$W53=\"d\"),Inventory!$AK60=\"Tons\"),Inventory!$AJ60*12000,0)))))","v":0},0,0,"COP","No",{"$f":"IF(OR(Inventory!$J60=\"\",$BD53=\"No\"),\"-\",Inventory!$J60)","v":"-"},{"$f":"IFERROR(VLOOKUP($BE53,'Early Retirement'!$B$6:$C$32,2,FALSE),\"-\")","v":"-"},{"$f":"IF(OR($W53<>\"b\",AND($X53<>\"b\",$X53<>\"c\")),\"n\",IF(AND($AO53<>1,$AO53<>2,$AO53<>7,$AO53<>8),\"n\",IF(Inventory!$K60=\"Split\",\"s\",IF(Inventory!$K60=\"Packaged\",\"p\",\"n\"))))","v":"n"},{"$f":"IF(AND($X53<>\"i\",$X53<>\"j\"),\"n\",IF(Inventory!$L60=\"Centrifugal\",\"c\",\"n\"))","v":"n"},"-","-",{"$f":"IFERROR(INDEX('Early Retirement'!$C$4:$AC$32,$BF53,$BJ53),0)","v":0},{"$f":"IFERROR(HLOOKUP($BJ53,'Early Retirement'!$D$4:$AC$5,2,FALSE),0)","v":0},{"$f":"IFERROR(INDEX('Early Retirement'!$AE$4:$BE$32,$BF53,$BJ53),0)","v":0},{"$f":"IFERROR(HLOOKUP($BJ53,'Early Retirement'!$AF$4:$BE$5,2,FALSE),0)","v":0},0,0,"kW/ton",{"$f":"IFERROR(INDEX('Early Retirement'!$BG$4:$CG$32,$BF53,$BJ53),0)","v":0},{"$f":"IFERROR(HLOOKUP($BJ53,'Early Retirement'!$BH$4:$CH$5,2,FALSE),0)","v":0},0,"COP","Yes",0,0,"kW/ton",0,"COP",0,0,"kW/ton",0,"COP",null,"cfaac25",12,"EER",12,"EER",1,1,"kW/ton",4.2,"COP",4.2,"COP"]
[null,null,null,null,null,null,null,null,null,null,null,null,null,null,null,null,null,null,null,null,null,52,{"$f":"IF(Inventory!$C61=\"\",\"a\",VLOOKUP(Inventory!$C61,$B$3:$C$6,2,FALSE))","v":"a"},{"$f":"IF(AND($W54=\"b\",Inventory!$I61=\"\"),\"a\",IF(AND($W54=\"b\",Inventory!$I61<>\"\"),VLOOKUP(Inventory!$I61,$E$3:$F$12,2,FALSE),IF(AND(OR($W54=\"c\",$W54=\"d\"),Inventory!$AB61=\"\"),\"a\",IF(AND(OR($W54=\"c\",$W54=\"d\"),Inventory!$AB61<>\"\"),VLOOKUP(Inventory!$AB61,$E$3:$F$12,2,FALSE),\"a\"))))","v":"a"},{"$f":"IF(OR(AND($X54<>\"b\",$X54<>\"c\"),$AB54=0,$AB54>=(65000/12000),Inventory!$AC61=\"\"),\"a\",VLOOKUP(Inventory!$AC61,$H$3:$I$5,2,FALSE))","v":"a"},{"$f":"IF(AND($X54<>\"i\",$X54<>\"j\"),\"a\",IF(AND($W54=\"b\",Inventory!$L61=\"\"),\"a\",IF(AND($W54=\"b\",Inventory!$L61<>\"\"),VLOOKUP(Inventory!$L61,$K$3:$L$6,2,FALSE),IF(AND(OR($W54=\"c\",$W54=\"d\"),Inventory!$AD61=\"\"),\"a\",IF(AND(OR($W54=\"c\",$W54=\"d\"),Inventory!$AD61<>\"\"),VLOOKUP(Inventory!$AD61,$K$3:$L$6,2,FALSE),\"a\")))))","v":"a"},{"$f":"IF(OR(AND($X54<>\"e\",$X54<>\"f\"),$AB54=0,Inventory!$AF61=\"\"),\"a\",VLOOKUP(Inventory!$AF61,$N$3:$O$5,2,FALSE))","v":"a"},{"$f":"IF(OR(Inventory!C61=\"New Construction\",Inventory!C61=\"Replace-on-Burnout\"),Inventory!AS61,IF(Inventory!C61=\"Early Retirement\",Inventory!AR61,0))","v":0},"","","","","","","","","","","","",0,"aaaaa0","No","No",{"$f":"IF($W54=\"a\",0,IF($W54=\"b\",Inventory!$M61,Inventory!$AG61))","v":0},{"$f":"IF(OR($W54=\"a\",AND($AQ54=\"No\",$AR54=\"No\")),0,IF(AND($W54=\"b\",Inventory!$O61=\"Btu/hr\"),Inventory!$N61,IF(AND($W54=\"b\",Inventory!$O61=\"Tons\"),Inventory!$N61*12000,IF(AND(OR($W54=\"c\",$W54=\"d\"),Inventory!$AI61=\"Btu/hr\"),Inventory!$AH61,IF(AND(OR($W54=\"c\",$W54=\"d\"),Inventory!$AI61=\"Tons\"),Inventory!$AH61*12000,0)))))","v":0},0,0,"EER",0,"kW/ton",{"$f":"IF(OR($W54=\"a\",$AR54=\"No\"),0,IF(AND($W54=\"b\",Inventory!$Q61=\"Btu/hr\"),Inventory!$P61,IF(AND($W54=\"b\",Inventory!$Q61=\"Tons\"),Inventory!$P61*12000,IF(AND(OR($W54=\"c\",$W54=\"d\"),Inventory!$AK61=\"Btu/hr\"),Inventory!$AJ61,IF(AND(OR($W54=\"c\",$W54=\"d\"),Inventory!$AK61=\"Tons\"),Inventory!$AJ61*12000,0)))))","v":0},0,0,"COP","No",{"$f":"IF(OR(Inventory!$J61=\"\",$BD54=\"No\"),\"-\",Inventory!$J61)","v":"-"},{"$f":"IFERROR(VLOOKUP($BE54,'Early Retirement'!$B$6:$C$32,2,FALSE),\"-\")","v":"-"},{"$f":"IF(OR($W54<>\"b\",AND($X54<>\"b\",$X54<>\"c\")),\"n\",IF(AND($AO54<>1,$AO54<>2,$AO54<>7,$AO54<>8),\"n\",IF(Inventory!$K61=\"Split\",\"s\",IF(Inventory!$K61=\"Packaged\",\"p\",\"n\"))))","v":"n"},{"$f":"IF(AND($X54<>\"i\",$X54<>\"j\"),\"n\",IF(Inventory!$L61=\"Centrifugal\",\"c\",\"n\"))","v":"n"},"-","-",{"$f":"IFERROR(INDEX('Early Retirement'!$C$4:$AC$32,$BF54,$BJ54),0)","v":0},{"$f":"IFERROR(HLOOKUP($BJ54,'Early Retirement'!$D$4:$AC$5,2,FALSE),0)","v":0},{"$f":"IFERROR(INDEX('Early Retirement'!$AE$4:$BE$32,$BF54,$BJ54),0)","v":0},{"$f":"IFERROR(HLOOKUP($BJ54,'Early Retirement'!$AF$4:$BE$5,2,FALSE),0)","v":0},0,0,"kW/ton",{"$f":"IFERROR(INDEX('Early Retirement'!$BG$4:$CG$32,$BF54,$BJ54),0)","v":0},{"$f":"IFERROR(HLOOKUP($BJ54,'Early Retirement'!$BH$4:$CH$5,2,FALSE),0)","v":0},0,"COP","Yes",0,0,"kW/ton",0,"COP",0,0,"kW/ton",0,"COP",null,"cfaab25",11.8,"EER",11.8,"EER",1.0169491525423728,1.0169491525423728,"kW/ton",4.2,"COP",4.2,"COP"]
[null,null,null,null,null,null,null,null,null,null,null,null,null,null,null,null,null,null,null,null,null,53,{"$f":"IF(Inventory!$C62=\"\",\"a\",VLOOKUP(Inventory!$C62,$B$3:$C$6,2,FALSE))","v":"a"},{"$f":"IF(AND($W55=\"b\",Inventory!$I62=\"\"),\"a\",IF(AND($W55=\"b\",Inventory!$I62<>\"\"),VLOOKUP(Inventory!$I62,$E$3:$F$12,2,FALSE),IF(AND(OR($W55=\"c\",$W55=\"d\"),Inventory!$AB62=\"\"),\"a\",IF(AND(OR($W55=\"c\",$W55=\"d\"),Inventory!$AB62<>\"\"),VLOOKUP(Inventory!$AB62,$E$3:$F$12,2,FALSE),\"a\"))))","v":"a"},{"$f":"IF(OR(AND($X55<>\"b\",$X55<>\"c\"),$AB55=0,$AB55>=(65000/12000),Inventory!$AC62=\"\"),\"a\",VLOOKUP(Inventory!$AC62,$H$3:$I$5,2,FALSE))","v":"a"},{"$f":"IF(AND($X55<>\"i\",$X55<>\"j\"),\"a\",IF(AND($W55=\"b\",Inventory!$L62=\"\"),\"a\",IF(AND($W55=\"b\",Inventory!$L62<>\"\"),VLOOKUP(Inventory!$L62,$K$3:$L$6,2,FALSE),IF(AND(OR($W55=\"c\",$W55=\"d\"),Inventory!$AD62=\"\"),\"a\",IF(AND(OR($W55=\"c\",$W55=\"d\"),Inventory!$AD62<>\"\"),VLOOKUP(Inventory!$AD62,$K$3:$L$6,2,FALSE),\"a\")))))","v":"a"},{"$f":"IF(OR(AND($X55<>\"e\",$X55<>\"f\"),$AB55=0,Inventory!$AF62=\"\"),\"a\",VLOOKUP(Inventory!$AF62,$N$3:$O$5,2,FALSE))","v":"a"},{"$f":"IF(OR(Inventory!C62=\"New Construction\",Inventory!C62=\"Replace-on-Burnout\"),Inventory!AS62,IF(Inventory!C62=\"Early Retirement\",Inventory!AR62,0))","v":0},"","","","","","","","","","","","",0,"aaaaa0","No","No",{"$f":"IF($W55=\"a\",0,IF($W55=\"b\",Inventory!$M62,Inventory!$AG62))","v":0},{"$f":"IF(OR($W55=\"a\",AND($AQ55=\"No\",$AR55=\"No\")),0,IF(AND($W55=\"b\",Inventory!$O62=\"Btu/hr\"),Inventory!$N62,IF(AND($W55=\"b\",Inventory!$O62=\"Tons\"),Inventory!$N62*12000,IF(AND(OR($W55=\"c\",$W55=\"d\"),Inventory!$AI62=\"Btu/hr\"),Inventory!$AH62,IF(AND(OR($W55=\"c\",$W55=\"d\"),Inventory!$AI62=\"Tons\"),Inventory!$AH62*12000,0)))))","v":0},0,0,"EER",0,"kW/ton",{"$f":"IF(OR($W55=\"a\",$AR55=\"No\"),0,IF(AND($W55=\"b\",Inventory!$Q62=\"Btu/hr\"),Inventory!$P62,IF(AND($W55=\"b\",Inventory!$Q62=\"Tons\"),Inventory!$P62*12000,IF(AND(OR($W55=\"c\",$W55=\"d\"),Inventory!$AK62=\"Btu/hr\"),Inventory!$AJ62,IF(AND(OR($W55=\"c\",$W55=\"d\"),Inventory!$AK62=\"Tons\"),Inventory!$AJ62*12000,0)))))","v":0},0,0,"COP","No",{"$f":"IF(OR(Inventory!$J62=\"\",$BD55=\"No\"),\"-\",Inventory!$J62)","v":"-"},{"$f":"IFERROR(VLOOKUP($BE55,'Early Retirement'!$B$6:$C$32,2,FALSE),\"-\")","v":"-"},{"$f":"IF(OR($W55<>\"b\",AND($X55<>\"b\",$X55<>\"c\")),\"n\",IF(AND($AO55<>1,$AO55<>2,$AO55<>7,$AO55<>8),\"n\",IF(Inventory!$K62=\"Split\",\"s\",IF(Inventory!$K62=\"Packaged\",\"p\",\"n\"))))","v":"n"},{"$f":"IF(AND($X55<>\"i\",$X55<>\"j\"),\"n\",IF(Inventory!$L62=\"Centrifugal\",\"c\",\"n\"))","v":"n"},"-","-",{"$f":"IFERROR(INDEX('Early Retirement'!$C$4:$AC$32,$BF55,$BJ55),0)","v":0},{"$f":"IFERROR(HLOOKUP($BJ55,'Early Retirement'!$D$4:$AC$5,2,FALSE),0)","v":0},{"$f":"IFERROR(INDEX('Early Retirement'!$AE$4:$BE$32,$BF55,$BJ55),0)","v":0},{"$f":"IFERROR(HLOOKUP($BJ55,'Early Retirement'!$AF$4:$BE$5,2,FALSE),0)","v":0},0,0,"kW/ton",{"$f":"IFERROR(INDEX('Early Retirement'!$BG$4:$CG$32,$BF55,$BJ55),0)","v":0},{"$f":"IFERROR(HLOOKUP($BJ55,'Early Retirement'!$BH$4:$CH$5,2,FALSE),0)","v":0},0,"COP","Yes",0,0,"kW/ton",0,"COP",0,0,"kW/ton",0,"COP",null,"cfaac26",12,"EER",12,"EER",1,1,"kW/ton",4.2,"COP",{"$f":"CP55","v":4.2},"COP"]
[null,null,null,null,null,null,null,null,null,null,null,null,null,null,null,null,null,null,null,null,null,54,{"$f":"IF(Inventory!$C63=\"\",\"a\",VLOOKUP(Inventory!$C63,$B$3:$C$6,2,FALSE))","v":"a"},{"$f":"IF(AND($W56=\"b\",Inventory!$I63=\"\"),\"a\",IF(AND($W56=\"b\",Inventory!$I63<>\"\"),VLOOKUP(Inventory!$I63,$E$3:$F$12,2,FALSE),IF(AND(OR($W56=\"c\",$W56=\"d\"),Inventory!$AB63=\"\"),\"a\",IF(AND(OR($W56=\"c\",$W56=\"d\"),Inventory!$AB63<>\"\"),VLOOKUP(Inventory!$AB63,$E$3:$F$12,2,FALSE),\"a\"))))","v":"a"},{"$f":"IF(OR(AND($X56<>\"b\",$X56<>\"c\"),$AB56=0,$AB56>=(65000/12000),Inventory!$AC63=\"\"),\"a\",VLOOKUP(Inventory!$AC63,$H$3:$I$5,2,FALSE))","v":"a"},{"$f":"IF(AND($X56<>\"i\",$X56<>\"j\"),\"a\",IF(AND($W56=\"b\",Inventory!$L63=\"\"),\"a\",IF(AND($W56=\"b\",Inventory!$L63<>\"\"),VLOOKUP(Inventory!$L63,$K$3:$L$6,2,FALSE),IF(AND(OR($W56=\"c\",$W56=\"d\"),Inventory!$AD63=\"\"),\"a\",IF(AND(OR($W56=\"c\",$W56=\"d\"),Inventory!$AD63<>\"\"),VLOOKUP(Inventory!$AD63,$K$3:$L$6,2,FALSE),\"a\")))))","v":"a"},{"$f":"IF(OR(AND($X56<>\"e\",$X56<>\"f\"),$AB56=0,Inventory!$AF63=\"\"),\"a\",VLOOKUP(Inventory!$AF63,$N$3:$O$5,2,FALSE))","v":"a"},{"$f":"IF(OR(Inventory!C63=\"New Construction\",Inventory!C63=\"Replace-on-Burnout\"),Inventory!AS63,IF(Inventory!C63=\"Early Retirement\",Inventory!AR63,0))","v":0},"","","","","","","","","","","","",0,"aaaaa0","No","No",{"$f":"IF($W56=\"a\",0,IF($W56=\"b\",Inventory!$M63,Inventory!$AG63))","v":0},{"$f":"IF(OR($W56=\"a\",AND($AQ56=\"No\",$AR56=\"No\")),0,IF(AND($W56=\"b\",Inventory!$O63=\"Btu/hr\"),Inventory!$N63,IF(AND($W56=\"b\",Inventory!$O63=\"Tons\"),Inventory!$N63*12000,IF(AND(OR($W56=\"c\",$W56=\"d\"),Inventory!$AI63=\"Btu/hr\"),Inventory!$AH63,IF(AND(OR($W56=\"c\",$W56=\"d\"),Inventory!$AI63=\"Tons\"),Inventory!$AH63*12000,0)))))","v":0},0,0,"EER",0,"kW/ton",{"$f":"IF(OR($W56=\"a\",$AR56=\"No\"),0,IF(AND($W56=\"b\",Inventory!$Q63=\"Btu/hr\"),Inventory!$P63,IF(AND($W56=\"b\",Inventory!$Q63=\"Tons\"),Inventory!$P63*12000,IF(AND(OR($W56=\"c\",$W56=\"d\"),Inventory!$AK63=\"Btu/hr\"),Inventory!$AJ63,IF(AND(OR($W56=\"c\",$W56=\"d\"),Inventory!$AK63=\"Tons\"),Inventory!$AJ63*12000,0)))))","v":0},0,0,"COP","No",{"$f":"IF(OR(Inventory!$J63=\"\",$BD56=\"No\"),\"-\",Inventory!$J63)","v":"-"},{"$f":"IFERROR(VLOOKUP($BE56,'Early Retirement'!$B$6:$C$32,2,FALSE),\"-\")","v":"-"},{"$f":"IF(OR($W56<>\"b\",AND($X56<>\"b\",$X56<>\"c\")),\"n\",IF(AND($AO56<>1,$AO56<>2,$AO56<>7,$AO56<>8),\"n\",IF(Inventory!$K63=\"Split\",\"s\",IF(Inventory!$K63=\"Packaged\",\"p\",\"n\"))))","v":"n"},{"$f":"IF(AND($X56<>\"i\",$X56<>\"j\"),\"n\",IF(Inventory!$L63=\"Centrifugal\",\"c\",\"n\"))","v":"n"},"-","-",{"$f":"IFERROR(INDEX('Early Retirement'!$C$4:$AC$32,$BF56,$BJ56),0)","v":0},{"$f":"IFERROR(HLOOKUP($BJ56,'Early Retirement'!$D$4:$AC$5,2,FALSE),0)","v":0},{"$f":"IFERROR(INDEX('Early Retirement'!$AE$4:$BE$32,$BF56,$BJ56),0)","v":0},{"$f":"IFERROR(HLOOKUP($BJ56,'Early Retirement'!$AF$4:$BE$5,2,FALSE),0)","v":0},0,0,"kW/ton",{"$f":"IFERROR(INDEX('Early Retirement'!$BG$4:$CG$32,$BF56,$BJ56),0)","v":0},{"$f":"IFERROR(HLOOKUP($BJ56,'Early Retirement'!$BH$4:$CH$5,2,FALSE),0)","v":0},0,"COP","Yes",0,0,"kW/ton",0,"COP",0,0,"kW/ton",0,"COP",null,"cfaab26",11.8,"EER",11.8,"EER",1.0169491525423728,1.0169491525423728,"kW/ton",4.2,"COP",4.2,"COP"]
[null,null,null,null,null,null,null,null,null,null,null,null,null,null,null,null,null,null,null,null,null,55,{"$f":"IF(Inventory!$C64=\"\",\"a\",VLOOKUP(Inventory!$C64,$B$3:$C$6,2,FALSE))","v":"a"},{"$f":"IF(AND($W57=\"b\",Inventory!$I64=\"\"),\"a\",IF(AND($W57=\"b\",Inventory!$I64<>\"\"),VLOOKUP(Inventory!$I64,$E$3:$F$12,2,FALSE),IF(AND(OR($W57=\"c\",$W57=\"d\"),Inventory!$AB64=\"\"),\"a\",IF(AND(OR($W57=\"c\",$W57=\"d\"),Inventory!$AB64<>\"\"),VLOOKUP(Inventory!$AB64,$E$3:$F$12,2,FALSE),\"a\"))))","v":"a"},{"$f":"IF(OR(AND($X57<>\"b\",$X57<>\"c\"),$AB57=0,$AB57>=(65000/12000),Inventory!$AC64=\"\"),\"a\",VLOOKUP(Inventory!$AC64,$H$3:$I$5,2,FALSE))","v":"a"},{"$f":"IF(AND($X57<>\"i\",$X57<>\"j\"),\"a\",IF(AND($W57=\"b\",Inventory!$L64=\"\"),\"a\",IF(AND($W57=\"b\",Inventory!$L64<>\"\"),VLOOKUP(Inventory!$L64,$K$3:$L$6,2,FALSE),IF(AND(OR($W57=\"c\",$W57=\"d\"),Inventory!$AD64=\"\"),\"a\",IF(AND(OR($W57=\"c\",$W57=\"d\"),Inventory!$AD64<>\"\"),VLOOKUP(Inventory!$AD64,$K$3:$L$6,2,FALSE),\"a\")))))","v":"a"},{"$f":"IF(OR(AND($X57<>\"e\",$X57<>\"f\"),$AB57=0,Inventory!$AF64=\"\"),\"a\",VLOOKUP(Inventory!$AF64,$N$3:$O$5,2,FALSE))","v":"a"},{"$f":"IF(OR(Inventory!C64=\"New Construction\",Inventory!C64=\"Replace-on-Burnout\"),Inventory!AS64,IF(Inventory!C64=\"Early Retirement\",Inventory!AR64,0))","v":0},"","","","","","","","","","","","",0,"aaaaa0","No","No",{"$f":"IF($W57=\"a\",0,IF($W57=\"b\",Inventory!$M64,Inventory!$AG64))","v":0},{"$f":"IF(OR($W57=\"a\",AND($AQ57=\"No\",$AR57=\"No\")),0,IF(AND($W57=\"b\",Inventory!$O64=\"Btu/hr\"),Inventory!$N64,IF(AND($W57=\"b\",Inventory!$O64=\"Tons\"),Inventory!$N64*12000,IF(AND(OR($W57=\"c\",$W57=\"d\"),Inventory!$AI64=\"Btu/hr\"),Inventory!$AH64,IF(AND(OR($W57=\"c\",$W57=\"d\"),Inventory!$AI64=\"Tons\"),Inventory!$AH64*12000,0)))))","v":0},0,0,"EER",0,"kW/ton",{"$f":"IF(OR($W57=\"a\",$AR57=\"No\"),0,IF(AND($W57=\"b\",Inventory!$Q64=\"Btu/hr\"),Inventory!$P64,IF(AND($W57=\"b\",Inventory!$Q64=\"Tons\"),Inventory!$P64*12000,IF(AND(OR($W57=\"c\",$W57=\"d\"),Inventory!$AK64=\"Btu/hr\"),Inventory!$AJ64,IF(AND(OR($W57=\"c\",$W57=\"d\"),Inventory!$AK64=\"Tons\"),Inventory!$AJ64*12000,0)))))","v":0},0,0,"COP","No",{"$f":"IF(OR(Inventory!$J64=\"\",$BD57=\"No\"),\"-\",Inventory!$J64)","v":"-"},{"$f":"IFERROR(VLOOKUP($BE57,'Early Retirement'!$B$6:$C$32,2,FALSE),\"-\")","v":"-"},{"$f":"IF(OR($W57<>\"b\",AND($X57<>\"b\",$X57<>\"c\")),\"n\",IF(AND($AO57<>1,$AO57<>2,$AO57<>7,$AO57<>8),\"n\",IF(Inventory!$K64=\"Split\",\"s\",IF(Inventory!$K64=\"Packaged\",\"p\",\"n\"))))","v":"n"},{"$f":"IF(AND($X57<>\"i\",$X57<>\"j\"),\"n\",IF(Inventory!$L64=\"Centrifugal\",\"c\",\"n\"))","v":"n"},"-","-",{"$f":"IFERROR(INDEX('Early Retirement'!$C$4:$AC$32,$BF57,$BJ57),0)","v":0},{"$f":"IFERROR(HLOOKUP($BJ57,'Early Retirement'!$D$4:$AC$5,2,FALSE),0)","v":0},{"$f":"IFERROR(INDEX('Early Retirement'!$AE$4:$BE$32,$BF57,$BJ57),0)","v":0},{"$f":"IFERROR(HLOOKUP($BJ57,'Early Retirement'!$AF$4:$BE$5,2,FALSE),0)","v":0},0,0,"kW/ton",{"$f":"IFERROR(INDEX('Early Retirement'!$BG$4:$CG$32,$BF57,$BJ57),0)","v":0},{"$f":"IFERROR(HLOOKUP($BJ57,'Early Retirement'!$BH$4:$CH$5,2,FALSE),0)","v":0},0,"COP","Yes",0,0,"kW/ton",0,"COP",0,0,"kW/ton",0,"COP",null,"cfaac27",12,"EER",12,"EER",1,1,"kW/ton",4.2,"COP",{"$f":"CP57","v":4.2},"COP"]
[null,null,null,null,null,null,null,null,null,null,null,null,null,null,null,null,null,null,null,null,null,56,{"$f":"IF(Inventory!$C65=\"\",\"a\",VLOOKUP(Inventory!$C65,$B$3:$C$6,2,FALSE))","v":"a"},{"$f":"IF(AND($W58=\"b\",Inventory!$I65=\"\"),\"a\",IF(AND($W58=\"b\",Inventory!$I65<>\"\"),VLOOKUP(Inventory!$I65,$E$3:$F$12,2,FALSE),IF(AND(OR($W58=\"c\",$W58=\"d\"),Inventory!$AB65=\"\"),\"a\",IF(AND(OR($W58=\"c\",$W58=\"d\"),Inventory!$AB65<>\"\"),VLOOKUP(Inventory!$AB65,$E$3:$F$12,2,FALSE),\"a\"))))","v":"a"},{"$f":"IF(OR(AND($X58<>\"b\",$X58<>\"c\"),$AB58=0,$AB58>=(65000/12000),Inventory!$AC65=\"\"),\"a\",VLOOKUP(Inventory!$AC65,$H$3:$I$5,2,FALSE))","v":"a"},{"$f":"IF(AND($X58<>\"i\",$X58<>\"j\"),\"a\",IF(AND($W58=\"b\",Inventory!$L65=\"\"),\"a\",IF(AND($W58=\"b\",Inventory!$L65<>\"\"),VLOOKUP(Inventory!$L65,$K$3:$L$6,2,FALSE),IF(AND(OR($W58=\"c\",$W58=\"d\"),Inventory!$AD65=\"\"),\"a\",IF(AND(OR($W58=\"c\",$W58=\"d\"),Inventory!$AD65<>\"\"),VLOOKUP(Inventory!$AD65,$K$3:$L$6,2,FALSE),\"a\")))))","v":"a"},{"$f":"IF(OR(AND($X58<>\"e\",$X58<>\"f\"),$AB58=0,Inventory!$AF65=\"\"),\"a\",VLOOKUP(Inventory!$AF65,$N$3:$O$5,2,FALSE))","v":"a"},{"$f":"IF(OR(Inventory!C65=\"New Construction\",Inventory!C65=\"Replace-on-Burnout\"),Inventory!AS65,IF(Inventory!C65=\"Early Retirement\",Inventory!AR65,0))","v":0},"","","","","","","","","","","","",0,"aaaaa0","No","No",{"$f":"IF($W58=\"a\",0,IF($W58=\"b\",Inventory!$M65,Inventory!$AG65))","v":0},{"$f":"IF(OR($W58=\"a\",AND($AQ58=\"No\",$AR58=\"No\")),0,IF(AND($W58=\"b\",Inventory!$O65=\"Btu/hr\"),Inventory!$N65,IF(AND($W58=\"b\",Inventory!$O65=\"Tons\"),Inventory!$N65*12000,IF(AND(OR($W58=\"c\",$W58=\"d\"),Inventory!$AI65=\"Btu/hr\"),Inventory!$AH65,IF(AND(OR($W58=\"c\",$W58=\"d\"),Inventory!$AI65=\"Tons\"),Inventory!$AH65*12000,0)))))","v":0},0,0,"EER",0,"kW/ton",{"$f":"IF(OR($W58=\"a\",$AR58=\"No\"),0,IF(AND($W58=\"b\",Inventory!$Q65=\"Btu/hr\"),Inventory!$P65,IF(AND($W58=\"b\",Inventory!$Q65=\"Tons\"),Inventory!$P65*12000,IF(AND(OR($W58=\"c\",$W58=\"d\"),Inventory!$AK65=\"Btu/hr\"),Inventory!$AJ65,IF(AND(OR($W58=\"c\",$W58=\"d\"),Inventory!$AK65=\"Tons\"),Inventory!$AJ65*12000,0)))))","v":0},0,0,"COP","No",{"$f":"IF(OR(Inventory!$J65=\"\",$BD58=\"No\"),\"-\",Inventory!$J65)","v":"-"},{"$f":"IFERROR(VLOOKUP($BE58,'Early Retirement'!$B$6:$C$32,2,FALSE),\"-\")","v":"-"},{"$f":"IF(OR($W58<>\"b\",AND($X58<>\"b\",$X58<>\"c\")),\"n\",IF(AND($AO58<>1,$AO58<>2,$AO58<>7,$AO58<>8),\"n\",IF(Inventory!$K65=\"Split\",\"s\",IF(Inventory!$K65=\"Packaged\",\"p\",\"n\"))))","v":"n"},{"$f":"IF(AND($X58<>\"i\",$X58<>\"j\"),\"n\",IF(Inventory!$L65=\"Centrifugal\",\"c\",\"n\"))","v":"n"},"-","-",{"$f":"IFERROR(INDEX('Early Retirement'!$C$4:$AC$32,$BF58,$BJ58),0)","v":0},{"$f":"IFERROR(HLOOKUP($BJ58,'Early Retirement'!$D$4:$AC$5,2,FALSE),0)","v":0},{"$f":"IFERROR(INDEX('Early Retirement'!$AE$4:$BE$32,$BF58,$BJ58),0)","v":0},{"$f":"IFERROR(HLOOKUP($BJ58,'Early Retirement'!$AF$4:$BE$5,2,FALSE),0)","v":0},0,0,"kW/ton",{"$f":"IFERROR(INDEX('Early Retirement'!$BG$4:$CG$32,$BF58,$BJ58),0)","v":0},{"$f":"IFERROR(HLOOKUP($BJ58,'Early Retirement'!$BH$4:$CH$5,2,FALSE),0)","v":0},0,"COP","Yes",0,0,"kW/ton",0,"COP",0,0,"kW/ton",0,"COP",null,"cfaab27",11.8,"EER",11.8,"EER",1.0169491525423728,1.0169491525423728,"kW/ton",4.2,"COP",4.2,"COP"]
[null,null,null,null,null,null,null,null,null,null,null,null,null,null,null,null,null,null,null,null,null,57,{"$f":"IF(Inventory!$C66=\"\",\"a\",VLOOKUP(Inventory!$C66,$B$3:$C$6,2,FALSE))","v":"a"},{"$f":"IF(AND($W59=\"b\",Inventory!$I66=\"\"),\"a\",IF(AND($W59=\"b\",Inventory!$I66<>\"\"),VLOOKUP(Inventory!$I66,$E$3:$F$12,2,FALSE),IF(AND(OR($W59=\"c\",$W59=\"d\"),Inventory!$AB66=\"\"),\"a\",IF(AND(OR($W59=\"c\",$W59=\"d\"),Inventory!$AB66<>\"\"),VLOOKUP(Inventory!$AB66,$E$3:$F$12,2,FALSE),\"a\"))))","v":"a"},{"$f":"IF(OR(AND($X59<>\"b\",$X59<>\"c\"),$AB59=0,$AB59>=(65000/12000),Inventory!$AC66=\"\"),\"a\",VLOOKUP(Inventory!$AC66,$H$3:$I$5,2,FALSE))","v":"a"},{"$f":"IF(AND($X59<>\"i\",$X59<>\"j\"),\"a\",IF(AND($W59=\"b\",Inventory!$L66=\"\"),\"a\",IF(AND($W59=\"b\",Inventory!$L66<>\"\"),VLOOKUP(Inventory!$L66,$K$3:$L$6,2,FALSE),IF(AND(OR($W59=\"c\",$W59=\"d\"),Inventory!$AD66=\"\"),\"a\",IF(AND(OR($W59=\"c\",$W59=\"d\"),Inventory!$AD66<>\"\"),VLOOKUP(Inventory!$AD66,$K$3:$L$6,2,FALSE),\"a\")))))","v":"a"},{"$f":"IF(OR(AND($X59<>\"e\",$X59<>\"f\"),$AB59=0,Inventory!$AF66=\"\"),\"a\",VLOOKUP(Inventory!$AF66,$N$3:$O$5,2,FALSE))","v":"a"},{"$f":"IF(OR(Inventory!C66=\"New Construction\",Inventory!C66=\"Replace-on-Burnout\"),Inventory!AS66,IF(Inventory!C66=\"Early Retirement\",Inventory!AR66,0))","v":0},"","","","","","","","","","","","",0,"aaaaa0","No","No",{"$f":"IF($W59=\"a\",0,IF($W59=\"b\",Inventory!$M66,Inventory!$AG66))","v":0},{"$f":"IF(OR($W59=\"a\",AND($AQ59=\"No\",$AR59=\"No\")),0,IF(AND($W59=\"b\",Inventory!$O66=\"Btu/hr\"),Inventory!$N66,IF(AND($W59=\"b\",Inventory!$O66=\"Tons\"),Inventory!$N66*12000,IF(AND(OR($W59=\"c\",$W59=\"d\"),Inventory!$AI66=\"Btu/hr\"),Inventory!$AH66,IF(AND(OR($W59=\"c\",$W59=\"d\"),Inventory!$AI66=\"Tons\"),Inventory!$AH66*12000,0)))))","v":0},0,0,"EER",0,"kW/ton",{"$f":"IF(OR($W59=\"a\",$AR59=\"No\"),0,IF(AND($W59=\"b\",Inventory!$Q66=\"Btu/hr\"),Inventory!$P66,IF(AND($W59=\"b\",Inventory!$Q66=\"Tons\"),Inventory!$P66*12000,IF(AND(OR($W59=\"c\",$W59=\"d\"),Inventory!$AK66=\"Btu/hr\"),Inventory!$AJ66,IF(AND(OR($W59=\"c\",$W59=\"d\"),Inventory!$AK66=\"Tons\"),Inventory!$AJ66*12000,0)))))","v":0},0,0,"COP","No",{"$f":"IF(OR(Inventory!$J66=\"\",$BD59=\"No\"),\"-\",Inventory!$J66)","v":"-"},{"$f":"IFERROR(VLOOKUP($BE59,'Early Retirement'!$B$6:$C$32,2,FALSE),\"-\")","v":"-"},{"$f":"IF(OR($W59<>\"b\",AND($X59<>\"b\",$X59<>\"c\")),\"n\",IF(AND($AO59<>1,$AO59<>2,$AO59<>7,$AO59<>8),\"n\",IF(Inventory!$K66=\"Split\",\"s\",IF(Inventory!$K66=\"Packaged\",\"p\",\"n\"))))","v":"n"},{"$f":"IF(AND($X59<>\"i\",$X59<>\"j\"),\"n\",IF(Inventory!$L66=\"Centrifugal\",\"c\",\"n\"))","v":"n"},"-","-",{"$f":"IFERROR(INDEX('Early Retirement'!$C$4:$AC$32,$BF59,$BJ59),0)","v":0},{"$f":"IFERROR(HLOOKUP($BJ59,'Early Retirement'!$D$4:$AC$5,2,FALSE),0)","v":0},{"$f":"IFERROR(INDEX('Early Retirement'!$AE$4:$BE$32,$BF59,$BJ59),0)","v":0},{"$f":"IFERROR(HLOOKUP($BJ59,'Early Retirement'!$AF$4:$BE$5,2,FALSE),0)","v":0},0,0,"kW/ton",{"$f":"IFERROR(INDEX('Early Retirement'!$BG$4:$CG$32,$BF59,$BJ59),0)","v":0},{"$f":"IFERROR(HLOOKUP($BJ59,'Early Retirement'!$BH$4:$CH$5,2,FALSE),0)","v":0},0,"COP","Yes",0,0,"kW/ton",0,"COP",0,0,"kW/ton",0,"COP",null,"cfaac28",10,"EER",10,"EER",1.2,1.2,"kW/ton",3.9,"COP",3.9,"COP"]
[null,null,null,null,null,null,null,null,null,null,null,null,null,null,null,null,null,null,null,null,null,58,{"$f":"IF(Inventory!$C67=\"\",\"a\",VLOOKUP(Inventory!$C67,$B$3:$C$6,2,FALSE))","v":"a"},{"$f":"IF(AND($W60=\"b\",Inventory!$I67=\"\"),\"a\",IF(AND($W60=\"b\",Inventory!$I67<>\"\"),VLOOKUP(Inventory!$I67,$E$3:$F$12,2,FALSE),IF(AND(OR($W60=\"c\",$W60=\"d\"),Inventory!$AB67=\"\"),\"a\",IF(AND(OR($W60=\"c\",$W60=\"d\"),Inventory!$AB67<>\"\"),VLOOKUP(Inventory!$AB67,$E$3:$F$12,2,FALSE),\"a\"))))","v":"a"},{"$f":"IF(OR(AND($X60<>\"b\",$X60<>\"c\"),$AB60=0,$AB60>=(65000/12000),Inventory!$AC67=\"\"),\"a\",VLOOKUP(Inventory!$AC67,$H$3:$I$5,2,FALSE))","v":"a"},{"$f":"IF(AND($X60<>\"i\",$X60<>\"j\"),\"a\",IF(AND($W60=\"b\",Inventory!$L67=\"\"),\"a\",IF(AND($W60=\"b\",Inventory!$L67<>\"\"),VLOOKUP(Inventory!$L67,$K$3:$L$6,2,FALSE),IF(AND(OR($W60=\"c\",$W60=\"d\"),Inventory!$AD67=\"\"),\"a\",IF(AND(OR($W60=\"c\",$W60=\"d\"),Inventory!$AD67<>\"\"),VLOOKUP(Inventory!$AD67,$K$3:$L$6,2,FALSE),\"a\")))))","v":"a"},{"$f":"IF(OR(AND($X60<>\"e\",$X60<>\"f\"),$AB60=0,Inventory!$AF67=\"\"),\"a\",VLOOKUP(Inventory!$AF67,$N$3:$O$5,2,FALSE))","v":"a"},{"$f":"IF(OR(Inventory!C67=\"New Construction\",Inventory!C67=\"Replace-on-Burnout\"),Inventory!AS67,IF(Inventory!C67=\"Early Retirement\",Inventory!AR67,0))","v":0},"","","","","","","","","","","","",0,"aaaaa0","No","No",{"$f":"IF($W60=\"a\",0,IF($W60=\"b\",Inventory!$M67,Inventory!$AG67))","v":0},{"$f":"IF(OR($W60=\"a\",AND($AQ60=\"No\",$AR60=\"No\")),0,IF(AND($W60=\"b\",Inventory!$O67=\"Btu/hr\"),Inventory!$N67,IF(AND($W60=\"b\",Inventory!$O67=\"Tons\"),Inventory!$N67*12000,IF(AND(OR($W60=\"c\",$W60=\"d\"),Inventory!$AI67=\"Btu/hr\"),Inventory!$AH67,IF(AND(OR($W60=\"c\",$W60=\"d\"),Inventory!$AI67=\"Tons\"),Inventory!$AH67*12000,0)))))","v":0},0,0,"EER",0,"kW/ton",{"$f":"IF(OR($W60=\"a\",$AR60=\"No\"),0,IF(AND($W60=\"b\",Inventory!$Q67=\"Btu/hr\"),Inventory!$P67,IF(AND($W60=\"b\",Inventory!$Q67=\"Tons\"),Inventory!$P67*12000,IF(AND(OR($W60=\"c\",$W60=\"d\"),Inventory!$AK67=\"Btu/hr\"),Inventory!$AJ67,IF(AND(OR($W60=\"c\",$W60=\"d\"),Inventory!$AK67=\"Tons\"),Inventory!$AJ67*12000,0)))))","v":0},0,0,"COP","No",{"$f":"IF(OR(Inventory!$J67=\"\",$BD60=\"No\"),\"-\",Inventory!$J67)","v":"-"},{"$f":"IFERROR(VLOOKUP($BE60,'Early Retirement'!$B$6:$C$32,2,FALSE),\"-\")","v":"-"},{"$f":"IF(OR($W60<>\"b\",AND($X60<>\"b\",$X60<>\"c\")),\"n\",IF(AND($AO60<>1,$AO60<>2,$AO60<>7,$AO60<>8),\"n\",IF(Inventory!$K67=\"Split\",\"s\",IF(Inventory!$K67=\"Packaged\",\"p\",\"n\"))))","v":"n"},{"$f":"IF(AND($X60<>\"i\",$X60<>\"j\"),\"n\",IF(Inventory!$L67=\"Centrifugal\",\"c\",\"n\"))","v":"n"},"-","-",{"$f":"IFERROR(INDEX('Early Retirement'!$C$4:$AC$32,$BF60,$BJ60),0)","v":0},{"$f":"IFERROR(HLOOKUP($BJ60,'Early Retirement'!$D$4:$AC$5,2,FALSE),0)","v":0},{"$f":"IFERROR(INDEX('Early Retirement'!$AE$4:$BE$32,$BF60,$BJ60),0)","v":0},{"$f":"IFERROR(HLOOKUP($BJ60,'Early Retirement'!$AF$4:$BE$5,2,FALSE),0)","v":0},0,0,"kW/ton",{"$f":"IFERROR(INDEX('Early Retirement'!$BG$4:$CG$32,$BF60,$BJ60),0)","v":0},{"$f":"IFERROR(HLOOKUP($BJ60,'Early Retirement'!$BH$4:$CH$5,2,FALSE),0)","v":0},0,"COP","Yes",0,0,"kW/ton",0,"COP",0,0,"kW/ton",0,"COP",null,"cfaab28",9.8000000000000007,"EER",9.8000000000000007,"EER",1.2244897959183672,1.2244897959183672,"kW/ton",3.9,"COP",3.9,"COP"]
[null,null,null,null,null,null,null,null,null,null,null,null,null,null,null,null,null,null,null,null,null,59,{"$f":"IF(Inventory!$C68=\"\",\"a\",VLOOKUP(Inventory!$C68,$B$3:$C$6,2,FALSE))","v":"a"},{"$f":"IF(AND($W61=\"b\",Inventory!$I68=\"\"),\"a\",IF(AND($W61=\"b\",Inventory!$I68<>\"\"),VLOOKUP(Inventory!$I68,$E$3:$F$12,2,FALSE),IF(AND(OR($W61=\"c\",$W61=\"d\"),Inventory!$AB68=\"\"),\"a\",IF(AND(OR($W61=\"c\",$W61=\"d\"),Inventory!$AB68<>\"\"),VLOOKUP(Inventory!$AB68,$E$3:$F$12,2,FALSE),\"a\"))))","v":"a"},{"$f":"IF(OR(AND($X61<>\"b\",$X61<>\"c\"),$AB61=0,$AB61>=(65000/12000),Inventory!$AC68=\"\"),\"a\",VLOOKUP(Inventory!$AC68,$H$3:$I$5,2,FALSE))","v":"a"},{"$f":"IF(AND($X61<>\"i\",$X61<>\"j\"),\"a\",IF(AND($W61=\"b\",Inventory!$L68=\"\"),\"a\",IF(AND($W61=\"b\",Inventory!$L68<>\"\"),VLOOKUP(Inventory!$L68,$K$3:$L$6,2,FALSE),IF(AND(OR($W61=\"c\",$W61=\"d\"),Inventory!$AD68=\"\"),\"a\",IF(AND(OR($W61=\"c\",$W61=\"d\"),Inventory!$AD68<>\"\"),VLOOKUP(Inventory!$AD68,$K$3:$L$6,2,FALSE),\"a\")))))","v":"a"},{"$f":"IF(OR(AND($X61<>\"e\",$X61<>\"f\"),$AB61=0,Inventory!$AF68=\"\"),\"a\",VLOOKUP(Inventory!$AF68,$N$3:$O$5,2,FALSE))","v":"a"},{"$f":"IF(OR(Inventory!C68=\"New Construction\",Inventory!C68=\"Replace-on-Burnout\"),Inventory!AS68,IF(Inventory!C68=\"Early Retirement\",Inventory!AR68,0))","v":0},"","","","","","","","","","","","",0,"aaaaa0","No","No",{"$f":"IF($W61=\"a\",0,IF($W61=\"b\",Inventory!$M68,Inventory!$AG68))","v":0},{"$f":"IF(OR($W61=\"a\",AND($AQ61=\"No\",$AR61=\"No\")),0,IF(AND($W61=\"b\",Inventory!$O68=\"Btu/hr\"),Inventory!$N68,IF(AND($W61=\"b\",Inventory!$O68=\"Tons\"),Inventory!$N68*12000,IF(AND(OR($W61=\"c\",$W61=\"d\"),Inventory!$AI68=\"Btu/hr\"),Inventory!$AH68,IF(AND(OR($W61=\"c\",$W61=\"d\"),Inventory!$AI68=\"Tons\"),Inventory!$AH68*12000,0)))))","v":0},0,0,"EER",0,"kW/ton",{"$f":"IF(OR($W61=\"a\",$AR61=\"No\"),0,IF(AND($W61=\"b\",Inventory!$Q68=\"Btu/hr\"),Inventory!$P68,IF(AND($W61=\"b\",Inventory!$Q68=\"Tons\"),Inventory!$P68*12000,IF(AND(OR($W61=\"c\",$W61=\"d\"),Inventory!$AK68=\"Btu/hr\"),Inventory!$AJ68,IF(AND(OR($W61=\"c\",$W61=\"d\"),Inventory!$AK68=\"Tons\"),Inventory!$AJ68*12000,0)))))","v":0},0,0,"COP","No",{"$f":"IF(OR(Inventory!$J68=\"\",$BD61=\"No\"),\"-\",Inventory!$J68)","v":"-"},{"$f":"IFERROR(VLOOKUP($BE61,'Early Retirement'!$B$6:$C$32,2,FALSE),\"-\")","v":"-"},{"$f":"IF(OR($W61<>\"b\",AND($X61<>\"b\",$X61<>\"c\")),\"n\",IF(AND($AO61<>1,$AO61<>2,$AO61<>7,$AO61<>8),\"n\",IF(Inventory!$K68=\"Split\",\"s\",IF(Inventory!$K68=\"Packaged\",\"p\",\"n\"))))","v":"n"},{"$f":"IF(AND($X61<>\"i\",$X61<>\"j\"),\"n\",IF(Inventory!$L68=\"Centrifugal\",\"c\",\"n\"))","v":"n"},"-","-",{"$f":"IFERROR(INDEX('Early Retirement'!$C$4:$AC$32,$BF61,$BJ61),0)","v":0},{"$f":"IFERROR(HLOOKUP($BJ61,'Early Retirement'!$D$4:$AC$5,2,FALSE),0)","v":0},{"$f":"IFERROR(INDEX('Early Retirement'!$AE$4:$BE$32,$BF61,$BJ61),0)","v":0},{"$f":"IFERROR(HLOOKUP($BJ61,'Early Retirement'!$AF$4:$BE$5,2,FALSE),0)","v":0},0,0,"kW/ton",{"$f":"IFERROR(INDEX('Early Retirement'!$BG$4:$CG$32,$BF61,$BJ61),0)","v":0},{"$f":"IFERROR(HLOOKUP($BJ61,'Early Retirement'!$BH$4:$CH$5,2,FALSE),0)","v":0},0,"COP","Yes",0,0,"kW/ton",0,"COP",0,0,"kW/ton",0,"COP",null,"cfaac29",10,"EER",10,"EER",1.2,1.2,"kW/ton",3.9,"COP",3.9,"COP"]
[null,null,null,null,null,null,null,null,null,null,null,null,null,null,null,null,null,null,null,null,null,60,{"$f":"IF(Inventory!$C69=\"\",\"a\",VLOOKUP(Inventory!$C69,$B$3:$C$6,2,FALSE))","v":"a"},{"$f":"IF(AND($W62=\"b\",Inventory!$I69=\"\"),\"a\",IF(AND($W62=\"b\",Inventory!$I69<>\"\"),VLOOKUP(Inventory!$I69,$E$3:$F$12,2,FALSE),IF(AND(OR($W62=\"c\",$W62=\"d\"),Inventory!$AB69=\"\"),\"a\",IF(AND(OR($W62=\"c\",$W62=\"d\"),Inventory!$AB69<>\"\"),VLOOKUP(Inventory!$AB69,$E$3:$F$12,2,FALSE),\"a\"))))","v":"a"},{"$f":"IF(OR(AND($X62<>\"b\",$X62<>\"c\"),$AB62=0,$AB62>=(65000/12000),Inventory!$AC69=\"\"),\"a\",VLOOKUP(Inventory!$AC69,$H$3:$I$5,2,FALSE))","v":"a"},{"$f":"IF(AND($X62<>\"i\",$X62<>\"j\"),\"a\",IF(AND($W62=\"b\",Inventory!$L69=\"\"),\"a\",IF(AND($W62=\"b\",Inventory!$L69<>\"\"),VLOOKUP(Inventory!$L69,$K$3:$L$6,2,FALSE),IF(AND(OR($W62=\"c\",$W62=\"d\"),Inventory!$AD69=\"\"),\"a\",IF(AND(OR($W62=\"c\",$W62=\"d\"),Inventory!$AD69<>\"\"),VLOOKUP(Inventory!$AD69,$K$3:$L$6,2,FALSE),\"a\")))))","v":"a"},{"$f":"IF(OR(AND($X62<>\"e\",$X62<>\"f\"),$AB62=0,Inventory!$AF69=\"\"),\"a\",VLOOKUP(Inventory!$AF69,$N$3:$O$5,2,FALSE))","v":"a"},{"$f":"IF(OR(Inventory!C69=\"New Construction\",Inventory!C69=\"Replace-on-Burnout\"),Inventory!AS69,IF(Inventory!C69=\"Early Retirement\",Inventory!AR69,0))","v":0},"","","","","","","","","","","","",0,"aaaaa0","No","No",{"$f":"IF($W62=\"a\",0,IF($W62=\"b\",Inventory!$M69,Inventory!$AG69))","v":0},{"$f":"IF(OR($W62=\"a\",AND($AQ62=\"No\",$AR62=\"No\")),0,IF(AND($W62=\"b\",Inventory!$O69=\"Btu/hr\"),Inventory!$N69,IF(AND($W62=\"b\",Inventory!$O69=\"Tons\"),Inventory!$N69*12000,IF(AND(OR($W62=\"c\",$W62=\"d\"),Inventory!$AI69=\"Btu/hr\"),Inventory!$AH69,IF(AND(OR($W62=\"c\",$W62=\"d\"),Inventory!$AI69=\"Tons\"),Inventory!$AH69*12000,0)))))","v":0},0,0,"EER",0,"kW/ton",{"$f":"IF(OR($W62=\"a\",$AR62=\"No\"),0,IF(AND($W62=\"b\",Inventory!$Q69=\"Btu/hr\"),Inventory!$P69,IF(AND($W62=\"b\",Inventory!$Q69=\"Tons\"),Inventory!$P69*12000,IF(AND(OR($W62=\"c\",$W62=\"d\"),Inventory!$AK69=\"Btu/hr\"),Inventory!$AJ69,IF(AND(OR($W62=\"c\",$W62=\"d\"),Inventory!$AK69=\"Tons\"),Inventory!$AJ69*12000,0)))))","v":0},0,0,"COP","No",{"$f":"IF(OR(Inventory!$J69=\"\",$BD62=\"No\"),\"-\",Inventory!$J69)","v":"-"},{"$f":"IFERROR(VLOOKUP($BE62,'Early Retirement'!$B$6:$C$32,2,FALSE),\"-\")","v":"-"},{"$f":"IF(OR($W62<>\"b\",AND($X62<>\"b\",$X62<>\"c\")),\"n\",IF(AND($AO62<>1,$AO62<>2,$AO62<>7,$AO62<>8),\"n\",IF(Inventory!$K69=\"Split\",\"s\",IF(Inventory!$K69=\"Packaged\",\"p\",\"n\"))))","v":"n"},{"$f":"IF(AND($X62<>\"i\",$X62<>\"j\"),\"n\",IF(Inventory!$L69=\"Centrifugal\",\"c\",\"n\"))","v":"n"},"-","-",{"$f":"IFERROR(INDEX('Early Retirement'!$C$4:$AC$32,$BF62,$BJ62),0)","v":0},{"$f":"IFERROR(HLOOKUP($BJ62,'Early Retirement'!$D$4:$AC$5,2,FALSE),0)","v":0},{"$f":"IFERROR(INDEX('Early Retirement'!$AE$4:$BE$32,$BF62,$BJ62),0)","v":0},{"$f":"IFERROR(HLOOKUP($BJ62,'Early Retirement'!$AF$4:$BE$5,2,FALSE),0)","v":0},0,0,"kW/ton",{"$f":"IFERROR(INDEX('Early Retirement'!$BG$4:$CG$32,$BF62,$BJ62),0)","v":0},{"$f":"IFERROR(HLOOKUP($BJ62,'Early Retirement'!$BH$4:$CH$5,2,FALSE),0)","v":0},0,"COP","Yes",0,0,"kW/ton",0,"COP",0,0,"kW/ton",0,"COP",null,"cfaab29",9.8000000000000007,"EER",9.8000000000000007,"EER",1.2244897959183672,1.2244897959183672,"kW/ton",3.9,"COP",3.9,"COP"]
[null,null,null,null,null,null,null,null,null,null,null,null,null,null,null,null,null,null,null,null,null,61,{"$f":"IF(Inventory!$C70=\"\",\"a\",VLOOKUP(Inventory!$C70,$B$3:$C$6,2,FALSE))","v":"a"},{"$f":"IF(AND($W63=\"b\",Inventory!$I70=\"\"),\"a\",IF(AND($W63=\"b\",Inventory!$I70<>\"\"),VLOOKUP(Inventory!$I70,$E$3:$F$12,2,FALSE),IF(AND(OR($W63=\"c\",$W63=\"d\"),Inventory!$AB70=\"\"),\"a\",IF(AND(OR($W63=\"c\",$W63=\"d\"),Inventory!$AB70<>\"\"),VLOOKUP(Inventory!$AB70,$E$3:$F$12,2,FALSE),\"a\"))))","v":"a"},{"$f":"IF(OR(AND($X63<>\"b\",$X63<>\"c\"),$AB63=0,$AB63>=(65000/12000),Inventory!$AC70=\"\"),\"a\",VLOOKUP(Inventory!$AC70,$H$3:$I$5,2,FALSE))","v":"a"},{"$f":"IF(AND($X63<>\"i\",$X63<>\"j\"),\"a\",IF(AND($W63=\"b\",Inventory!$L70=\"\"),\"a\",IF(AND($W63=\"b\",Inventory!$L70<>\"\"),VLOOKUP(Inventory!$L70,$K$3:$L$6,2,FALSE),IF(AND(OR($W63=\"c\",$W63=\"d\"),Inventory!$AD70=\"\"),\"a\",IF(AND(OR($W63=\"c\",$W63=\"d\"),Inventory!$AD70<>\"\"),VLOOKUP(Inventory!$AD70,$K$3:$L$6,2,FALSE),\"a\")))))","v":"a"},{"$f":"IF(OR(AND($X63<>\"e\",$X63<>\"f\"),$AB63=0,Inventory!$AF70=\"\"),\"a\",VLOOKUP(Inventory!$AF70,$N$3:$O$5,2,FALSE))","v":"a"},{"$f":"IF(OR(Inventory!C70=\"New Construction\",Inventory!C70=\"Replace-on-Burnout\"),Inventory!AS70,IF(Inventory!C70=\"Early Retirement\",Inventory!AR70,0))","v":0},"","","","","","","","","","","","",0,"aaaaa0","No","No",{"$f":"IF($W63=\"a\",0,IF($W63=\"b\",Inventory!$M70,Inventory!$AG70))","v":0},{"$f":"IF(OR($W63=\"a\",AND($AQ63=\"No\",$AR63=\"No\")),0,IF(AND($W63=\"b\",Inventory!$O70=\"Btu/hr\"),Inventory!$N70,IF(AND($W63=\"b\",Inventory!$O70=\"Tons\"),Inventory!$N70*12000,IF(AND(OR($W63=\"c\",$W63=\"d\"),Inventory!$AI70=\"Btu/hr\"),Inventory!$AH70,IF(AND(OR($W63=\"c\",$W63=\"d\"),Inventory!$AI70=\"Tons\"),Inventory!$AH70*12000,0)))))","v":0},0,0,"EER",0,"kW/ton",{"$f":"IF(OR($W63=\"a\",$AR63=\"No\"),0,IF(AND($W63=\"b\",Inventory!$Q70=\"Btu/hr\"),Inventory!$P70,IF(AND($W63=\"b\",Inventory!$Q70=\"Tons\"),Inventory!$P70*12000,IF(AND(OR($W63=\"c\",$W63=\"d\"),Inventory!$AK70=\"Btu/hr\"),Inventory!$AJ70,IF(AND(OR($W63=\"c\",$W63=\"d\"),Inventory!$AK70=\"Tons\"),Inventory!$AJ70*12000,0)))))","v":0},0,0,"COP","No",{"$f":"IF(OR(Inventory!$J70=\"\",$BD63=\"No\"),\"-\",Inventory!$J70)","v":"-"},{"$f":"IFERROR(VLOOKUP($BE63,'Early Retirement'!$B$6:$C$32,2,FALSE),\"-\")","v":"-"},{"$f":"IF(OR($W63<>\"b\",AND($X63<>\"b\",$X63<>\"c\")),\"n\",IF(AND($AO63<>1,$AO63<>2,$AO63<>7,$AO63<>8),\"n\",IF(Inventory!$K70=\"Split\",\"s\",IF(Inventory!$K70=\"Packaged\",\"p\",\"n\"))))","v":"n"},{"$f":"IF(AND($X63<>\"i\",$X63<>\"j\"),\"n\",IF(Inventory!$L70=\"Centrifugal\",\"c\",\"n\"))","v":"n"},"-","-",{"$f":"IFERROR(INDEX('Early Retirement'!$C$4:$AC$32,$BF63,$BJ63),0)","v":0},{"$f":"IFERROR(HLOOKUP($BJ63,'Early Retirement'!$D$4:$AC$5,2,FALSE),0)","v":0},{"$f":"IFERROR(INDEX('Early Retirement'!$AE$4:$BE$32,$BF63,$BJ63),0)","v":0},{"$f":"IFERROR(HLOOKUP($BJ63,'Early Retirement'!$AF$4:$BE$5,2,FALSE),0)","v":0},0,0,"kW/ton",{"$f":"IFERROR(INDEX('Early Retirement'!$BG$4:$CG$32,$BF63,$BJ63),0)","v":0},{"$f":"IFERROR(HLOOKUP($BJ63,'Early Retirement'!$BH$4:$CH$5,2,FALSE),0)","v":0},0,"COP","Yes",0,0,"kW/ton",0,"COP",0,0,"kW/ton",0,"COP",null,"cfaac30",10,"EER",10,"EER",1.2,1.2,"kW/ton",3.9,"COP",3.9,"COP"]
[null,null,null,null,null,null,null,null,null,null,null,null,null,null,null,null,null,null,null,null,null,62,{"$f":"IF(Inventory!$C71=\"\",\"a\",VLOOKUP(Inventory!$C71,$B$3:$C$6,2,FALSE))","v":"a"},{"$f":"IF(AND($W64=\"b\",Inventory!$I71=\"\"),\"a\",IF(AND($W64=\"b\",Inventory!$I71<>\"\"),VLOOKUP(Inventory!$I71,$E$3:$F$12,2,FALSE),IF(AND(OR($W64=\"c\",$W64=\"d\"),Inventory!$AB71=\"\"),\"a\",IF(AND(OR($W64=\"c\",$W64=\"d\"),Inventory!$AB71<>\"\"),VLOOKUP(Inventory!$AB71,$E$3:$F$12,2,FALSE),\"a\"))))","v":"a"},{"$f":"IF(OR(AND($X64<>\"b\",$X64<>\"c\"),$AB64=0,$AB64>=(65000/12000),Inventory!$AC71=\"\"),\"a\",VLOOKUP(Inventory!$AC71,$H$3:$I$5,2,FALSE))","v":"a"},{"$f":"IF(AND($X64<>\"i\",$X64<>\"j\"),\"a\",IF(AND($W64=\"b\",Inventory!$L71=\"\"),\"a\",IF(AND($W64=\"b\",Inventory!$L71<>\"\"),VLOOKUP(Inventory!$L71,$K$3:$L$6,2,FALSE),IF(AND(OR($W64=\"c\",$W64=\"d\"),Inventory!$AD71=\"\"),\"a\",IF(AND(OR($W64=\"c\",$W64=\"d\"),Inventory!$AD71<>\"\"),VLOOKUP(Inventory!$AD71,$K$3:$L$6,2,FALSE),\"a\")))))","v":"a"},{"$f":"IF(OR(AND($X64<>\"e\",$X64<>\"f\"),$AB64=0,Inventory!$AF71=\"\"),\"a\",VLOOKUP(Inventory!$AF71,$N$3:$O$5,2,FALSE))","v":"a"},{"$f":"IF(OR(Inventory!C71=\"New Construction\",Inventory!C71=\"Replace-on-Burnout\"),Inventory!AS71,IF(Inventory!C71=\"Early Retirement\",Inventory!AR71,0))","v":0},"","","","","","","","","","","","",0,"aaaaa0","No","No",{"$f":"IF($W64=\"a\",0,IF($W64=\"b\",Inventory!$M71,Inventory!$AG71))","v":0},{"$f":"IF(OR($W64=\"a\",AND($AQ64=\"No\",$AR64=\"No\")),0,IF(AND($W64=\"b\",Inventory!$O71=\"Btu/hr\"),Inventory!$N71,IF(AND($W64=\"b\",Inventory!$O71=\"Tons\"),Inventory!$N71*12000,IF(AND(OR($W64=\"c\",$W64=\"d\"),Inventory!$AI71=\"Btu/hr\"),Inventory!$AH71,IF(AND(OR($W64=\"c\",$W64=\"d\"),Inventory!$AI71=\"Tons\"),Inventory!$AH71*12000,0)))))","v":0},0,0,"EER",0,"kW/ton",{"$f":"IF(OR($W64=\"a\",$AR64=\"No\"),0,IF(AND($W64=\"b\",Inventory!$Q71=\"Btu/hr\"),Inventory!$P71,IF(AND($W64=\"b\",Inventory!$Q71=\"Tons\"),Inventory!$P71*12000,IF(AND(OR($W64=\"c\",$W64=\"d\"),Inventory!$AK71=\"Btu/hr\"),Inventory!$AJ71,IF(AND(OR($W64=\"c\",$W64=\"d\"),Inventory!$AK71=\"Tons\"),Inventory!$AJ71*12000,0)))))","v":0},0,0,"COP","No",{"$f":"IF(OR(Inventory!$J71=\"\",$BD64=\"No\"),\"-\",Inventory!$J71)","v":"-"},{"$f":"IFERROR(VLOOKUP($BE64,'Early Retirement'!$B$6:$C$32,2,FALSE),\"-\")","v":"-"},{"$f":"IF(OR($W64<>\"b\",AND($X64<>\"b\",$X64<>\"c\")),\"n\",IF(AND($AO64<>1,$AO64<>2,$AO64<>7,$AO64<>8),\"n\",IF(Inventory!$K71=\"Split\",\"s\",IF(Inventory!$K71=\"Packaged\",\"p\",\"n\"))))","v":"n"},{"$f":"IF(AND($X64<>\"i\",$X64<>\"j\"),\"n\",IF(Inventory!$L71=\"Centrifugal\",\"c\",\"n\"))","v":"n"},"-","-",{"$f":"IFERROR(INDEX('Early Retirement'!$C$4:$AC$32,$BF64,$BJ64),0)","v":0},{"$f":"IFERROR(HLOOKUP($BJ64,'Early Retirement'!$D$4:$AC$5,2,FALSE),0)","v":0},{"$f":"IFERROR(INDEX('Early Retirement'!$AE$4:$BE$32,$BF64,$BJ64),0)","v":0},{"$f":"IFERROR(HLOOKUP($BJ64,'Early Retirement'!$AF$4:$BE$5,2,FALSE),0)","v":0},0,0,"kW/ton",{"$f":"IFERROR(INDEX('Early Retirement'!$BG$4:$CG$32,$BF64,$BJ64),0)","v":0},{"$f":"IFERROR(HLOOKUP($BJ64,'Early Retirement'!$BH$4:$CH$5,2,FALSE),0)","v":0},0,"COP","Yes",0,0,"kW/ton",0,"COP",0,0,"kW/ton",0,"COP",null,"cfaab30",9.8000000000000007,"EER",9.8000000000000007,"EER",1.2244897959183672,1.2244897959183672,"kW/ton",3.9,"COP",3.9,"COP"]
[null,null,null,null,null,null,null,null,null,null,null,null,null,null,null,null,null,null,null,null,null,63,{"$f":"IF(Inventory!$C72=\"\",\"a\",VLOOKUP(Inventory!$C72,$B$3:$C$6,2,FALSE))","v":"a"},{"$f":"IF(AND($W65=\"b\",Inventory!$I72=\"\"),\"a\",IF(AND($W65=\"b\",Inventory!$I72<>\"\"),VLOOKUP(Inventory!$I72,$E$3:$F$12,2,FALSE),IF(AND(OR($W65=\"c\",$W65=\"d\"),Inventory!$AB72=\"\"),\"a\",IF(AND(OR($W65=\"c\",$W65=\"d\"),Inventory!$AB72<>\"\"),VLOOKUP(Inventory!$AB72,$E$3:$F$12,2,FALSE),\"a\"))))","v":"a"},{"$f":"IF(OR(AND($X65<>\"b\",$X65<>\"c\"),$AB65=0,$AB65>=(65000/12000),Inventory!$AC72=\"\"),\"a\",VLOOKUP(Inventory!$AC72,$H$3:$I$5,2,FALSE))","v":"a"},{"$f":"IF(AND($X65<>\"i\",$X65<>\"j\"),\"a\",IF(AND($W65=\"b\",Inventory!$L72=\"\"),\"a\",IF(AND($W65=\"b\",Inventory!$L72<>\"\"),VLOOKUP(Inventory!$L72,$K$3:$L$6,2,FALSE),IF(AND(OR($W65=\"c\",$W65=\"d\"),Inventory!$AD72=\"\"),\"a\",IF(AND(OR($W65=\"c\",$W65=\"d\"),Inventory!$AD72<>\"\"),VLOOKUP(Inventory!$AD72,$K$3:$L$6,2,FALSE),\"a\")))))","v":"a"},{"$f":"IF(OR(AND($X65<>\"e\",$X65<>\"f\"),$AB65=0,Inventory!$AF72=\"\"),\"a\",VLOOKUP(Inventory!$AF72,$N$3:$O$5,2,FALSE))","v":"a"},{"$f":"IF(OR(Inventory!C72=\"New Construction\",Inventory!C72=\"Replace-on-Burnout\"),Inventory!AS72,IF(Inventory!C72=\"Early Retirement\",Inventory!AR72,0))","v":0},"","","","","","","","","","","","",0,"aaaaa0","No","No",{"$f":"IF($W65=\"a\",0,IF($W65=\"b\",Inventory!$M72,Inventory!$AG72))","v":0},{"$f":"IF(OR($W65=\"a\",AND($AQ65=\"No\",$AR65=\"No\")),0,IF(AND($W65=\"b\",Inventory!$O72=\"Btu/hr\"),Inventory!$N72,IF(AND($W65=\"b\",Inventory!$O72=\"Tons\"),Inventory!$N72*12000,IF(AND(OR($W65=\"c\",$W65=\"d\"),Inventory!$AI72=\"Btu/hr\"),Inventory!$AH72,IF(AND(OR($W65=\"c\",$W65=\"d\"),Inventory!$AI72=\"Tons\"),Inventory!$AH72*12000,0)))))","v":0},0,0,"EER",0,"kW/ton",{"$f":"IF(OR($W65=\"a\",$AR65=\"No\"),0,IF(AND($W65=\"b\",Inventory!$Q72=\"Btu/hr\"),Inventory!$P72,IF(AND($W65=\"b\",Inventory!$Q72=\"Tons\"),Inventory!$P72*12000,IF(AND(OR($W65=\"c\",$W65=\"d\"),Inventory!$AK72=\"Btu/hr\"),Inventory!$AJ72,IF(AND(OR($W65=\"c\",$W65=\"d\"),Inventory!$AK72=\"Tons\"),Inventory!$AJ72*12000,0)))))","v":0},0,0,"COP","No",{"$f":"IF(OR(Inventory!$J72=\"\",$BD65=\"No\"),\"-\",Inventory!$J72)","v":"-"},{"$f":"IFERROR(VLOOKUP($BE65,'Early Retirement'!$B$6:$C$32,2,FALSE),\"-\")","v":"-"},{"$f":"IF(OR($W65<>\"b\",AND($X65<>\"b\",$X65<>\"c\")),\"n\",IF(AND($AO65<>1,$AO65<>2,$AO65<>7,$AO65<>8),\"n\",IF(Inventory!$K72=\"Split\",\"s\",IF(Inventory!$K72=\"Packaged\",\"p\",\"n\"))))","v":"n"},{"$f":"IF(AND($X65<>\"i\",$X65<>\"j\"),\"n\",IF(Inventory!$L72=\"Centrifugal\",\"c\",\"n\"))","v":"n"},"-","-",{"$f":"IFERROR(INDEX('Early Retirement'!$C$4:$AC$32,$BF65,$BJ65),0)","v":0},{"$f":"IFERROR(HLOOKUP($BJ65,'Early Retirement'!$D$4:$AC$5,2,FALSE),0)","v":0},{"$f":"IFERROR(INDEX('Early Retirement'!$AE$4:$BE$32,$BF65,$BJ65),0)","v":0},{"$f":"IFERROR(HLOOKUP($BJ65,'Early Retirement'!$AF$4:$BE$5,2,FALSE),0)","v":0},0,0,"kW/ton",{"$f":"IFERROR(INDEX('Early Retirement'!$BG$4:$CG$32,$BF65,$BJ65),0)","v":0},{"$f":"IFERROR(HLOOKUP($BJ65,'Early Retirement'!$BH$4:$CH$5,2,FALSE),0)","v":0},0,"COP","Yes",0,0,"kW/ton",0,"COP",0,0,"kW/ton",0,"COP",null,"ddaaa13",11.2,"EER2",13,"SEER2",1.0714285714285714,0.92307692307692313,"kW/ton"]
[null,null,null,null,null,null,null,null,null,null,null,null,null,null,null,null,null,null,null,null,null,64,{"$f":"IF(Inventory!$C73=\"\",\"a\",VLOOKUP(Inventory!$C73,$B$3:$C$6,2,FALSE))","v":"a"},{"$f":"IF(AND($W66=\"b\",Inventory!$I73=\"\"),\"a\",IF(AND($W66=\"b\",Inventory!$I73<>\"\"),VLOOKUP(Inventory!$I73,$E$3:$F$12,2,FALSE),IF(AND(OR($W66=\"c\",$W66=\"d\"),Inventory!$AB73=\"\"),\"a\",IF(AND(OR($W66=\"c\",$W66=\"d\"),Inventory!$AB73<>\"\"),VLOOKUP(Inventory!$AB73,$E$3:$F$12,2,FALSE),\"a\"))))","v":"a"},{"$f":"IF(OR(AND($X66<>\"b\",$X66<>\"c\"),$AB66=0,$AB66>=(65000/12000),Inventory!$AC73=\"\"),\"a\",VLOOKUP(Inventory!$AC73,$H$3:$I$5,2,FALSE))","v":"a"},{"$f":"IF(AND($X66<>\"i\",$X66<>\"j\"),\"a\",IF(AND($W66=\"b\",Inventory!$L73=\"\"),\"a\",IF(AND($W66=\"b\",Inventory!$L73<>\"\"),VLOOKUP(Inventory!$L73,$K$3:$L$6,2,FALSE),IF(AND(OR($W66=\"c\",$W66=\"d\"),Inventory!$AD73=\"\"),\"a\",IF(AND(OR($W66=\"c\",$W66=\"d\"),Inventory!$AD73<>\"\"),VLOOKUP(Inventory!$AD73,$K$3:$L$6,2,FALSE),\"a\")))))","v":"a"},{"$f":"IF(OR(AND($X66<>\"e\",$X66<>\"f\"),$AB66=0,Inventory!$AF73=\"\"),\"a\",VLOOKUP(Inventory!$AF73,$N$3:$O$5,2,FALSE))","v":"a"},{"$f":"IF(OR(Inventory!C73=\"New Construction\",Inventory!C73=\"Replace-on-Burnout\"),Inventory!AS73,IF(Inventory!C73=\"Early Retirement\",Inventory!AR73,0))","v":0},"","","","","","","","","","","","",0,"aaaaa0","No","No",{"$f":"IF($W66=\"a\",0,IF($W66=\"b\",Inventory!$M73,Inventory!$AG73))","v":0},{"$f":"IF(OR($W66=\"a\",AND($AQ66=\"No\",$AR66=\"No\")),0,IF(AND($W66=\"b\",Inventory!$O73=\"Btu/hr\"),Inventory!$N73,IF(AND($W66=\"b\",Inventory!$O73=\"Tons\"),Inventory!$N73*12000,IF(AND(OR($W66=\"c\",$W66=\"d\"),Inventory!$AI73=\"Btu/hr\"),Inventory!$AH73,IF(AND(OR($W66=\"c\",$W66=\"d\"),Inventory!$AI73=\"Tons\"),Inventory!$AH73*12000,0)))))","v":0},0,0,"EER",0,"kW/ton",{"$f":"IF(OR($W66=\"a\",$AR66=\"No\"),0,IF(AND($W66=\"b\",Inventory!$Q73=\"Btu/hr\"),Inventory!$P73,IF(AND($W66=\"b\",Inventory!$Q73=\"Tons\"),Inventory!$P73*12000,IF(AND(OR($W66=\"c\",$W66=\"d\"),Inventory!$AK73=\"Btu/hr\"),Inventory!$AJ73,IF(AND(OR($W66=\"c\",$W66=\"d\"),Inventory!$AK73=\"Tons\"),Inventory!$AJ73*12000,0)))))","v":0},0,0,"COP","No",{"$f":"IF(OR(Inventory!$J73=\"\",$BD66=\"No\"),\"-\",Inventory!$J73)","v":"-"},{"$f":"IFERROR(VLOOKUP($BE66,'Early Retirement'!$B$6:$C$32,2,FALSE),\"-\")","v":"-"},{"$f":"IF(OR($W66<>\"b\",AND($X66<>\"b\",$X66<>\"c\")),\"n\",IF(AND($AO66<>1,$AO66<>2,$AO66<>7,$AO66<>8),\"n\",IF(Inventory!$K73=\"Split\",\"s\",IF(Inventory!$K73=\"Packaged\",\"p\",\"n\"))))","v":"n"},{"$f":"IF(AND($X66<>\"i\",$X66<>\"j\"),\"n\",IF(Inventory!$L73=\"Centrifugal\",\"c\",\"n\"))","v":"n"},"-","-",{"$f":"IFERROR(INDEX('Early Retirement'!$C$4:$AC$32,$BF66,$BJ66),0)","v":0},{"$f":"IFERROR(HLOOKUP($BJ66,'Early Retirement'!$D$4:$AC$5,2,FALSE),0)","v":0},{"$f":"IFERROR(INDEX('Early Retirement'!$AE$4:$BE$32,$BF66,$BJ66),0)","v":0},{"$f":"IFERROR(HLOOKUP($BJ66,'Early Retirement'!$AF$4:$BE$5,2,FALSE),0)","v":0},0,0,"kW/ton",{"$f":"IFERROR(INDEX('Early Retirement'!$BG$4:$CG$32,$BF66,$BJ66),0)","v":0},{"$f":"IFERROR(HLOOKUP($BJ66,'Early Retirement'!$BH$4:$CH$5,2,FALSE),0)","v":0},0,"COP","Yes",0,0,"kW/ton",0,"COP",0,0,"kW/ton",0,"COP",null,"ddaaa14",11.2,"EER2",13,"SEER2",1.0714285714285714,0.92307692307692313,"kW/ton"]
[null,null,null,null,null,null,null,null,null,null,null,null,null,null,null,null,null,null,null,null,null,65,{"$f":"IF(Inventory!$C74=\"\",\"a\",VLOOKUP(Inventory!$C74,$B$3:$C$6,2,FALSE))","v":"a"},{"$f":"IF(AND($W67=\"b\",Inventory!$I74=\"\"),\"a\",IF(AND($W67=\"b\",Inventory!$I74<>\"\"),VLOOKUP(Inventory!$I74,$E$3:$F$12,2,FALSE),IF(AND(OR($W67=\"c\",$W67=\"d\"),Inventory!$AB74=\"\"),\"a\",IF(AND(OR($W67=\"c\",$W67=\"d\"),Inventory!$AB74<>\"\"),VLOOKUP(Inventory!$AB74,$E$3:$F$12,2,FALSE),\"a\"))))","v":"a"},{"$f":"IF(OR(AND($X67<>\"b\",$X67<>\"c\"),$AB67=0,$AB67>=(65000/12000),Inventory!$AC74=\"\"),\"a\",VLOOKUP(Inventory!$AC74,$H$3:$I$5,2,FALSE))","v":"a"},{"$f":"IF(AND($X67<>\"i\",$X67<>\"j\"),\"a\",IF(AND($W67=\"b\",Inventory!$L74=\"\"),\"a\",IF(AND($W67=\"b\",Inventory!$L74<>\"\"),VLOOKUP(Inventory!$L74,$K$3:$L$6,2,FALSE),IF(AND(OR($W67=\"c\",$W67=\"d\"),Inventory!$AD74=\"\"),\"a\",IF(AND(OR($W67=\"c\",$W67=\"d\"),Inventory!$AD74<>\"\"),VLOOKUP(Inventory!$AD74,$K$3:$L$6,2,FALSE),\"a\")))))","v":"a"},{"$f":"IF(OR(AND($X67<>\"e\",$X67<>\"f\"),$AB67=0,Inventory!$AF74=\"\"),\"a\",VLOOKUP(Inventory!$AF74,$N$3:$O$5,2,FALSE))","v":"a"},{"$f":"IF(OR(Inventory!C74=\"New Construction\",Inventory!C74=\"Replace-on-Burnout\"),Inventory!AS74,IF(Inventory!C74=\"Early Retirement\",Inventory!AR74,0))","v":0},"","","","","","","","","","","","",0,"aaaaa0","No","No",{"$f":"IF($W67=\"a\",0,IF($W67=\"b\",Inventory!$M74,Inventory!$AG74))","v":0},{"$f":"IF(OR($W67=\"a\",AND($AQ67=\"No\",$AR67=\"No\")),0,IF(AND($W67=\"b\",Inventory!$O74=\"Btu/hr\"),Inventory!$N74,IF(AND($W67=\"b\",Inventory!$O74=\"Tons\"),Inventory!$N74*12000,IF(AND(OR($W67=\"c\",$W67=\"d\"),Inventory!$AI74=\"Btu/hr\"),Inventory!$AH74,IF(AND(OR($W67=\"c\",$W67=\"d\"),Inventory!$AI74=\"Tons\"),Inventory!$AH74*12000,0)))))","v":0},0,0,"EER",{"$f":"IFERROR(12/$AV67,0)","v":0},"kW/ton",{"$f":"IF(OR($W67=\"a\",$AR67=\"No\"),0,IF(AND($W67=\"b\",Inventory!$Q74=\"Btu/hr\"),Inventory!$P74,IF(AND($W67=\"b\",Inventory!$Q74=\"Tons\"),Inventory!$P74*12000,IF(AND(OR($W67=\"c\",$W67=\"d\"),Inventory!$AK74=\"Btu/hr\"),Inventory!$AJ74,IF(AND(OR($W67=\"c\",$W67=\"d\"),Inventory!$AK74=\"Tons\"),Inventory!$AJ74*12000,0)))))","v":0},0,0,"COP",{"$f":"IF($W67=\"b\",\"Yes\",\"No\")","v":"No"},{"$f":"IF(OR(Inventory!$J74=\"\",$BD67=\"No\"),\"-\",Inventory!$J74)","v":"-"},{"$f":"IFERROR(VLOOKUP($BE67,'Early Retirement'!$B$6:$C$32,2,FALSE),\"-\")","v":"-"},{"$f":"IF(OR($W67<>\"b\",AND($X67<>\"b\",$X67<>\"c\")),\"n\",IF(AND($AO67<>1,$AO67<>2,$AO67<>7,$AO67<>8),\"n\",IF(Inventory!$K74=\"Split\",\"s\",IF(Inventory!$K74=\"Packaged\",\"p\",\"n\"))))","v":"n"},{"$f":"IF(AND($X67<>\"i\",$X67<>\"j\"),\"n\",IF(Inventory!$L74=\"Centrifugal\",\"c\",\"n\"))","v":"n"},"-",{"$f":"IFERROR(VLOOKUP($BI67,$BI$506:$BJ$541,2,FALSE),\"-\")","v":"-"},{"$f":"IFERROR(INDEX('Early Retirement'!$C$4:$AC$32,$BF67,$BJ67),0)","v":0},{"$f":"IFERROR(HLOOKUP($BJ67,'Early Retirement'!$D$4:$AC$5,2,FALSE),0)","v":0},{"$f":"IFERROR(INDEX('Early Retirement'!$AE$4:$BE$32,$BF67,$BJ67),0)","v":0},{"$f":"IFERROR(HLOOKUP($BJ67,'Early Retirement'!$AF$4:$BE$5,2,FALSE),0)","v":0},0,0,"kW/ton",{"$f":"IFERROR(INDEX('Early Retirement'!$BG$4:$CG$32,$BF67,$BJ67),0)","v":0},{"$f":"IFERROR(HLOOKUP($BJ67,'Early Retirement'!$BH$4:$CH$5,2,FALSE),0)","v":0},0,"COP","Yes",{"$f":"IF($BV67=\"Yes\",IFERROR(VLOOKUP($AP67,$CH:$CO,6,FALSE),0),0)","v":0},{"$f":"IF($BV67=\"Yes\",IFERROR(VLOOKUP($AP67,$CH:$CO,7,FALSE),0),0)","v":0},"kW/ton",{"$f":"IF($BV67=\"Yes\",IFERROR(VLOOKUP($AP67,$CH:$CS,11,FALSE),0),0)","v":0},"COP",0,0,"kW/ton",0,"COP",null,"ddaaa15",11.2,"EER",13.1,"IEER",1.0714285714285714,0.91603053435114501,"kW/ton"]
[null,null,null,null,null,null,null,null,null,null,null,null,null,null,null,null,null,null,null,null,null,66,{"$f":"IF(Inventory!$C75=\"\",\"a\",VLOOKUP(Inventory!$C75,$B$3:$C$6,2,FALSE))","v":"a"},{"$f":"IF(AND($W68=\"b\",Inventory!$I75=\"\"),\"a\",IF(AND($W68=\"b\",Inventory!$I75<>\"\"),VLOOKUP(Inventory!$I75,$E$3:$F$12,2,FALSE),IF(AND(OR($W68=\"c\",$W68=\"d\"),Inventory!$AB75=\"\"),\"a\",IF(AND(OR($W68=\"c\",$W68=\"d\"),Inventory!$AB75<>\"\"),VLOOKUP(Inventory!$AB75,$E$3:$F$12,2,FALSE),\"a\"))))","v":"a"},{"$f":"IF(OR(AND($X68<>\"b\",$X68<>\"c\"),$AB68=0,$AB68>=(65000/12000),Inventory!$AC75=\"\"),\"a\",VLOOKUP(Inventory!$AC75,$H$3:$I$5,2,FALSE))","v":"a"},{"$f":"IF(AND($X68<>\"i\",$X68<>\"j\"),\"a\",IF(AND($W68=\"b\",Inventory!$L75=\"\"),\"a\",IF(AND($W68=\"b\",Inventory!$L75<>\"\"),VLOOKUP(Inventory!$L75,$K$3:$L$6,2,FALSE),IF(AND(OR($W68=\"c\",$W68=\"d\"),Inventory!$AD75=\"\"),\"a\",IF(AND(OR($W68=\"c\",$W68=\"d\"),Inventory!$AD75<>\"\"),VLOOKUP(Inventory!$AD75,$K$3:$L$6,2,FALSE),\"a\")))))","v":"a"},{"$f":"IF(OR(AND($X68<>\"e\",$X68<>\"f\"),$AB68=0,Inventory!$AF75=\"\"),\"a\",VLOOKUP(Inventory!$AF75,$N$3:$O$5,2,FALSE))","v":"a"},{"$f":"IF(OR(Inventory!C75=\"New Construction\",Inventory!C75=\"Replace-on-Burnout\"),Inventory!AS75,IF(Inventory!C75=\"Early Retirement\",Inventory!AR75,0))","v":0},{"$f":"IF(AND($X68<>\"b\",$X68<>\"c\",$X68<>\"d\",$X68<>\"e\",$X68<>\"f\"),\"\",IF(AND($AB68>=$AC$2,$X68=\"b\"),6,IF(AND($AB68>=$AC$2,$X68=\"c\"),12,IF(AND($AB68>=$AC$2,$X68=\"d\"),18,IF(AND($AB68>=$AC$2,$X68=\"e\"),24,IF(AND($AB68>=$AC$2,$X68=\"f\"),30,0))))))","v":""},{"$f":"IF(OR(AND($X68<>\"b\",$X68<>\"c\",$X68<>\"d\",$X68<>\"e\",$X68<>\"f\"),$AC68<>0),\"\",IF(AND($AB68>=$AD$2,$X68=\"b\"),5,IF(AND($AB68>=$AD$2,$X68=\"c\"),11,IF(AND($AB68>=$AD$2,$X68=\"d\"),17,IF(AND($AB68>=$AD$2,$X68=\"e\"),23,IF(AND($AB68>=$AD$2,$X68=\"f\"),29,0))))))","v":""},{"$f":"IF(OR(AND($X68<>\"b\",$X68<>\"c\",$X68<>\"d\",$X68<>\"e\",$X68<>\"f\"),$AD68<>0),\"\",IF(AND($AB68>=$AE$2,$X68=\"b\"),4,IF(AND($AB68>=$AE$2,$X68=\"c\"),10,IF(AND($AB68>=$AE$2,$X68=\"d\"),16,IF(AND($AB68>=$AE$2,$X68=\"e\"),22,IF(AND($AB68>=$AE$2,$X68=\"f\"),28,0))))))","v":""},{"$f":"IF(OR(AND($X68<>\"b\",$X68<>\"c\",$X68<>\"d\",$X68<>\"e\",$X68<>\"f\"),$AE68<>0),\"\",IF(AND($AB68>=$AF$2,$X68=\"b\"),3,IF(AND($AB68>=$AF$2,$X68=\"c\"),9,IF(AND($AB68>=$AF$2,$X68=\"d\"),15,IF(AND($AB68>=$AF$2,$X68=\"e\"),21,IF(AND($AB68>=$AF$2,$X68=\"f\"),27,0))))))","v":""},{"$f":"IF(OR(AND($X68<>\"b\",$X68<>\"c\",$X68<>\"d\",$X68<>\"e\",$X68<>\"f\"),$AF68<>0),\"\",IF(AND($AB68>=$AG$2,$X68=\"b\"),2,IF(AND($AB68>=$AG$2,$X68=\"c\"),8,IF(AND($AB68>=$AG$2,$X68=\"d\"),14,IF(AND($AB68>=$AG$2,$X68=\"e\"),20,IF(AND($AB68>=$AG$2,$X68=\"f\"),26,0))))))","v":""},{"$f":"IF(OR(AND($X68<>\"b\",$X68<>\"c\",$X68<>\"d\",$X68<>\"e\",$X68<>\"f\"),$AG68<>0),\"\",IF(AND($AB68>=$AH$2,$X68=\"b\"),1,IF(AND($AB68>=$AH$2,$X68=\"c\"),7,IF(AND($AB68>=$AH$2,$X68=\"d\"),13,IF(AND($AB68>=$AH$2,$X68=\"e\"),19,IF(AND($AB68>=$AH$2,$X68=\"f\"),25,0))))))","v":""},{"$f":"IF(AND($X68<>\"i\",$X68<>\"j\"),\"\",IF(AND($AB68>=$AI$2,$X68=\"i\"),39,IF(AND($AB68>=$AI$2,$X68=\"j\",$Z68=\"b\"),44,IF(AND($AB68>=$AI$2,$X68=\"j\",$Z68<>\"b\"),49,0))))","v":""},{"$f":"IF(OR(AND($X68<>\"i\",$X68<>\"j\"),$AI68<>0),\"\",IF(AND($AB68>=$AJ$2,$X68=\"i\"),38,IF(AND($AB68>=$AJ$2,$X68=\"j\",$Z68=\"b\"),43,IF(AND($AB68>=$AJ$2,$X68=\"j\",$Z68<>\"b\"),48,0))))","v":""},{"$f":"IF(OR(AND($X68<>\"i\",$X68<>\"j\"),$AJ68<>0),\"\",IF(AND($AB68>=$AK$2,$X68=\"i\"),37,IF(AND($AB68>=$AK$2,$X68=\"j\",$Z68=\"b\"),42,IF(AND($AB68>=$AK$2,$X68=\"j\",$Z68<>\"b\"),47,0))))","v":""},{"$f":"IF(OR(AND($X68<>\"i\",$X68<>\"j\"),$AK68<>0),\"\",IF(AND($AB68>=$AL$2,$X68=\"i\"),36,IF(AND($AB68>=$AL$2,$X68=\"j\",$Z68=\"b\"),41,IF(AND($AB68>=$AL$2,$X68=\"j\",$Z68<>\"b\"),46,0))))","v":""},{"$f":"IF(OR(AND($X68<>\"i\",$X68<>\"j\"),$AL68<>0),\"\",IF(AND($AB68>=$AM$2,$X68=\"i\"),35,IF(AND($AB68>=$AM$2,$X68=\"j\",$Z68=\"b\"),40,IF(AND($AB68>=$AM$2,$X68=\"j\",$Z68<>\"b\"),45,0))))","v":""},{"$f":"IF(AND($X68<>\"g\",$X68<>\"h\"),\"\",IF(AND($W68=\"d\",$X68=\"g\"),31,IF(AND($W68=\"c\",$X68=\"g\"),32,IF(AND($W68=\"d\",$X68=\"h\"),33,IF(AND($W68=\"c\",$X68=\"h\"),34,\"\")))))","v":""},{"$f":"SUM($AC68:$AN68)","v":0},{"$f":"CONCATENATE($W68,$X68,$Y68,$Z68,$AA68,$AO68)","v":"aaaaa0"},{"$f":"IF($X68=\"g\",\"Yes\",\"No\")","v":"No"},{"$f":"IF($X68=\"h\",\"Yes\",\"No\")","v":"No"},{"$f":"IF($W68=\"a\",0,IF($W68=\"b\",Inventory!$M75,Inventory!$AG75))","v":0},{"$f":"IF(OR($W68=\"a\",AND($AQ68=\"No\",$AR68=\"No\")),0,IF(AND($W68=\"b\",Inventory!$O75=\"Btu/hr\"),Inventory!$N75,IF(AND($W68=\"b\",Inventory!$O75=\"Tons\"),Inventory!$N75*12000,IF(AND(OR($W68=\"c\",$W68=\"d\"),Inventory!$AI75=\"Btu/hr\"),Inventory!$AH75,IF(AND(OR($W68=\"c\",$W68=\"d\"),Inventory!$AI75=\"Tons\"),Inventory!$AH75*12000,0)))))","v":0},{"$f":"IF(AT68=0,0,IF($AT68<7000,7000,IF($AT68>15000,15000,$AT68)))","v":0},{"$f":"IF(OR($W68=\"a\",AND($AQ68=\"No\",$AR68=\"No\"),$AT68=0),0,IF(AND($W68<>\"b\",$AQ68=\"Yes\",$AS68=\"Yes\"),13.8-(0.3*$AU68/1000),IF(AND($W68<>\"b\",$AQ68=\"Yes\",$AS68=\"No\"),10.9-(0.213*$AU68/1000),IF(AND($W68=\"b\",$AQ68=\"Yes\"),10.9-(0.213*$AU68/1000),IF(AND($W68<>\"b\",$AR68=\"Yes\",$AS68=\"Yes\"),14-(0.3*$AU68/1000),IF(AND($W68<>\"b\",$AR68=\"Yes\",$AS68=\"No\"),10.8-(0.213*$AU68/1000),IF(AND($W68=\"b\",$AR68=\"Yes\"),10.8-(0.213*$AU68/1000),0)))))))","v":0},"EER",0,"kW/ton",{"$f":"IF(OR($W68=\"a\",$AR68=\"No\"),0,IF(AND($W68=\"b\",Inventory!$Q75=\"Btu/hr\"),Inventory!$P75,IF(AND($W68=\"b\",Inventory!$Q75=\"Tons\"),Inventory!$P75*12000,IF(AND(OR($W68=\"c\",$W68=\"d\"),Inventory!$AK75=\"Btu/hr\"),Inventory!$AJ75,IF(AND(OR($W68=\"c\",$W68=\"d\"),Inventory!$AK75=\"Tons\"),Inventory!$AJ75*12000,0)))))","v":0},{"$f":"IF(AZ68=0,0,IF($AZ68<7000,7000,IF($AZ68>15000,15000,$AZ68)))","v":0},{"$f":"IF(OR($W68=\"a\",$AR68=\"No\",$AZ68=0),0,IF(AND($W68<>\"b\",$AR68=\"Yes\",$AS68=\"Yes\"),3.7-(0.052*$BA68/1000),IF(AND($W68<>\"b\",$AR68=\"Yes\",$AS68=\"No\"),2.9-(0.026*$BA68/1000),IF(AND($W68=\"b\",$AR68=\"Yes\"),2.9-(0.026*$BA68/1000),0))))","v":0},"COP","No",{"$f":"IF(OR(Inventory!$J75=\"\",$BD68=\"No\"),\"-\",Inventory!$J75)","v":"-"},{"$f":"IFERROR(VLOOKUP($BE68,'Early Retirement'!$B$6:$C$32,2,FALSE),\"-\")","v":"-"},{"$f":"IF(OR($W68<>\"b\",AND($X68<>\"b\",$X68<>\"c\")),\"n\",IF(AND($AO68<>1,$AO68<>2,$AO68<>7,$AO68<>8),\"n\",IF(Inventory!$K75=\"Split\",\"s\",IF(Inventory!$K75=\"Packaged\",\"p\",\"n\"))))","v":"n"},{"$f":"IF(AND($X68<>\"i\",$X68<>\"j\"),\"n\",IF(Inventory!$L75=\"Centrifugal\",\"c\",\"n\"))","v":"n"},{"$f":"IF(OR($BD68=\"No\",$X68=\"a\"),\"-\",CONCATENATE($AO68,$BG68,$BH68))","v":"-"},"-",{"$f":"IFERROR(INDEX('Early Retirement'!$C$4:$AC$32,$BF68,$BJ68),0)","v":0},{"$f":"IFERROR(HLOOKUP($BJ68,'Early Retirement'!$D$4:$AC$5,2,FALSE),0)","v":0},{"$f":"IFERROR(INDEX('Early Retirement'!$AE$4:$BE$32,$BF68,$BJ68),0)","v":0},{"$f":"IFERROR(HLOOKUP($BJ68,'Early Retirement'!$AF$4:$BE$5,2,FALSE),0)","v":0},{"$f":"IF(LEFT($BL68,3)=\"EER\",12/$BK68,IF($BL68=\"kW/ton\",$BK68,0))","v":0},{"$f":"IF(OR(LEFT($BN68,4)=\"SEER\",$BN68=\"IEER\",$BN68=\"IPLV (EER)\"),12/$BM68,IF($BN68=\"IPLV (kW/ton)\",$BM68,0))","v":0},"kW/ton",{"$f":"IFERROR(INDEX('Early Retirement'!$BG$4:$CG$32,$BF68,$BJ68),0)","v":0},{"$f":"IFERROR(HLOOKUP($BJ68,'Early Retirement'!$BH$4:$CH$5,2,FALSE),0)","v":0},{"$f":"IF(LEFT($BS68,4)=\"HSPF\",$BR68/3.412,IF($BS68=\"COP\",$BR68,0))","v":0},"COP",{"$f":"IF(AND($AQ68=\"No\",$AR68=\"No\",$BD68=\"No\"),\"Yes\",\"No\")","v":"Yes"},0,0,"kW/ton",0,"COP",{"$f":"MAX($AX68,$BO68,$BW68)","v":0},{"$f":"MAX($AX68,$BP68,$BX68)","v":0},"kW/ton",{"$f":"MAX($BB68,$BT68,$BZ68)","v":0},"COP",null,"ddaaa16",11,"EER",12.9,"IEER",1.0909090909090908,0.93023255813953487,"kW/ton"]
[null,null,null,null,null,null,null,null,null,null,null,null,null,null,null,null,null,null,null,null,null,67,{"$f":"IF(Inventory!$C76=\"\",\"a\",VLOOKUP(Inventory!$C76,$B$3:$C$6,2,FALSE))","v":"a"},{"$f":"IF(AND($W69=\"b\",Inventory!$I76=\"\"),\"a\",IF(AND($W69=\"b\",Inventory!$I76<>\"\"),VLOOKUP(Inventory!$I76,$E$3:$F$12,2,FALSE),IF(AND(OR($W69=\"c\",$W69=\"d\"),Inventory!$AB76=\"\"),\"a\",IF(AND(OR($W69=\"c\",$W69=\"d\"),Inventory!$AB76<>\"\"),VLOOKUP(Inventory!$AB76,$E$3:$F$12,2,FALSE),\"a\"))))","v":"a"},{"$f":"IF(OR(AND($X69<>\"b\",$X69<>\"c\"),$AB69=0,$AB69>=(65000/12000),Inventory!$AC76=\"\"),\"a\",VLOOKUP(Inventory!$AC76,$H$3:$I$5,2,FALSE))","v":"a"},{"$f":"IF(AND($X69<>\"i\",$X69<>\"j\"),\"a\",IF(AND($W69=\"b\",Inventory!$L76=\"\"),\"a\",IF(AND($W69=\"b\",Inventory!$L76<>\"\"),VLOOKUP(Inventory!$L76,$K$3:$L$6,2,FALSE),IF(AND(OR($W69=\"c\",$W69=\"d\"),Inventory!$AD76=\"\"),\"a\",IF(AND(OR($W69=\"c\",$W69=\"d\"),Inventory!$AD76<>\"\"),VLOOKUP(Inventory!$AD76,$K$3:$L$6,2,FALSE),\"a\")))))","v":"a"},{"$f":"IF(OR(AND($X69<>\"e\",$X69<>\"f\"),$AB69=0,Inventory!$AF76=\"\"),\"a\",VLOOKUP(Inventory!$AF76,$N$3:$O$5,2,FALSE))","v":"a"},{"$f":"IF(OR(Inventory!C76=\"New Construction\",Inventory!C76=\"Replace-on-Burnout\"),Inventory!AS76,IF(Inventory!C76=\"Early Retirement\",Inventory!AR76,0))","v":0},"","","","","","","","","","","","",0,"aaaaa0","No","No",{"$f":"IF($W69=\"a\",0,IF($W69=\"b\",Inventory!$M76,Inventory!$AG76))","v":0},{"$f":"IF(OR($W69=\"a\",AND($AQ69=\"No\",$AR69=\"No\")),0,IF(AND($W69=\"b\",Inventory!$O76=\"Btu/hr\"),Inventory!$N76,IF(AND($W69=\"b\",Inventory!$O76=\"Tons\"),Inventory!$N76*12000,IF(AND(OR($W69=\"c\",$W69=\"d\"),Inventory!$AI76=\"Btu/hr\"),Inventory!$AH76,IF(AND(OR($W69=\"c\",$W69=\"d\"),Inventory!$AI76=\"Tons\"),Inventory!$AH76*12000,0)))))","v":0},0,0,"EER",0,"kW/ton",{"$f":"IF(OR($W69=\"a\",$AR69=\"No\"),0,IF(AND($W69=\"b\",Inventory!$Q76=\"Btu/hr\"),Inventory!$P76,IF(AND($W69=\"b\",Inventory!$Q76=\"Tons\"),Inventory!$P76*12000,IF(AND(OR($W69=\"c\",$W69=\"d\"),Inventory!$AK76=\"Btu/hr\"),Inventory!$AJ76,IF(AND(OR($W69=\"c\",$W69=\"d\"),Inventory!$AK76=\"Tons\"),Inventory!$AJ76*12000,0)))))","v":0},0,0,"COP","No",{"$f":"IF(OR(Inventory!$J76=\"\",$BD69=\"No\"),\"-\",Inventory!$J76)","v":"-"},{"$f":"IFERROR(VLOOKUP($BE69,'Early Retirement'!$B$6:$C$32,2,FALSE),\"-\")","v":"-"},{"$f":"IF(OR($W69<>\"b\",AND($X69<>\"b\",$X69<>\"c\")),\"n\",IF(AND($AO69<>1,$AO69<>2,$AO69<>7,$AO69<>8),\"n\",IF(Inventory!$K76=\"Split\",\"s\",IF(Inventory!$K76=\"Packaged\",\"p\",\"n\"))))","v":"n"},{"$f":"IF(AND($X69<>\"i\",$X69<>\"j\"),\"n\",IF(Inventory!$L76=\"Centrifugal\",\"c\",\"n\"))","v":"n"},"-","-",{"$f":"IFERROR(INDEX('Early Retirement'!$C$4:$AC$32,$BF69,$BJ69),0)","v":0},{"$f":"IFERROR(HLOOKUP($BJ69,'Early Retirement'!$D$4:$AC$5,2,FALSE),0)","v":0},{"$f":"IFERROR(INDEX('Early Retirement'!$AE$4:$BE$32,$BF69,$BJ69),0)","v":0},{"$f":"IFERROR(HLOOKUP($BJ69,'Early Retirement'!$AF$4:$BE$5,2,FALSE),0)","v":0},0,0,"kW/ton",{"$f":"IFERROR(INDEX('Early Retirement'!$BG$4:$CG$32,$BF69,$BJ69),0)","v":0},{"$f":"IFERROR(HLOOKUP($BJ69,'Early Retirement'!$BH$4:$CH$5,2,FALSE),0)","v":0},0,"COP","Yes",0,0,"kW/ton",0,"COP",0,0,"kW/ton",0,"COP",null,"ddaaa17",10,"EER",11.6,"IEER",{"$f":"12/$CI69","v":1.2},{"$f":"12/$CK69","v":1.0344827586206897},"kW/ton"]
[null,null,null,null,null,null,null,null,null,null,null,null,null,null,null,null,null,null,null,null,null,68,{"$f":"IF(Inventory!$C77=\"\",\"a\",VLOOKUP(Inventory!$C77,$B$3:$C$6,2,FALSE))","v":"a"},{"$f":"IF(AND($W70=\"b\",Inventory!$I77=\"\"),\"a\",IF(AND($W70=\"b\",Inventory!$I77<>\"\"),VLOOKUP(Inventory!$I77,$E$3:$F$12,2,FALSE),IF(AND(OR($W70=\"c\",$W70=\"d\"),Inventory!$AB77=\"\"),\"a\",IF(AND(OR($W70=\"c\",$W70=\"d\"),Inventory!$AB77<>\"\"),VLOOKUP(Inventory!$AB77,$E$3:$F$12,2,FALSE),\"a\"))))","v":"a"},{"$f":"IF(OR(AND($X70<>\"b\",$X70<>\"c\"),$AB70=0,$AB70>=(65000/12000),Inventory!$AC77=\"\"),\"a\",VLOOKUP(Inventory!$AC77,$H$3:$I$5,2,FALSE))","v":"a"},{"$f":"IF(AND($X70<>\"i\",$X70<>\"j\"),\"a\",IF(AND($W70=\"b\",Inventory!$L77=\"\"),\"a\",IF(AND($W70=\"b\",Inventory!$L77<>\"\"),VLOOKUP(Inventory!$L77,$K$3:$L$6,2,FALSE),IF(AND(OR($W70=\"c\",$W70=\"d\"),Inventory!$AD77=\"\"),\"a\",IF(AND(OR($W70=\"c\",$W70=\"d\"),Inventory!$AD77<>\"\"),VLOOKUP(Inventory!$AD77,$K$3:$L$6,2,FALSE),\"a\")))))","v":"a"},{"$f":"IF(OR(AND($X70<>\"e\",$X70<>\"f\"),$AB70=0,Inventory!$AF77=\"\"),\"a\",VLOOKUP(Inventory!$AF77,$N$3:$O$5,2,FALSE))","v":"a"},{"$f":"IF(OR(Inventory!C77=\"New Construction\",Inventory!C77=\"Replace-on-Burnout\"),Inventory!AS77,IF(Inventory!C77=\"Early Retirement\",Inventory!AR77,0))","v":0},"","","","","","","","","","","","",0,"aaaaa0","No","No",{"$f":"IF($W70=\"a\",0,IF($W70=\"b\",Inventory!$M77,Inventory!$AG77))","v":0},{"$f":"IF(OR($W70=\"a\",AND($AQ70=\"No\",$AR70=\"No\")),0,IF(AND($W70=\"b\",Inventory!$O77=\"Btu/hr\"),Inventory!$N77,IF(AND($W70=\"b\",Inventory!$O77=\"Tons\"),Inventory!$N77*12000,IF(AND(OR($W70=\"c\",$W70=\"d\"),Inventory!$AI77=\"Btu/hr\"),Inventory!$AH77,IF(AND(OR($W70=\"c\",$W70=\"d\"),Inventory!$AI77=\"Tons\"),Inventory!$AH77*12000,0)))))","v":0},0,0,"EER",0,"kW/ton",{"$f":"IF(OR($W70=\"a\",$AR70=\"No\"),0,IF(AND($W70=\"b\",Inventory!$Q77=\"Btu/hr\"),Inventory!$P77,IF(AND($W70=\"b\",Inventory!$Q77=\"Tons\"),Inventory!$P77*12000,IF(AND(OR($W70=\"c\",$W70=\"d\"),Inventory!$AK77=\"Btu/hr\"),Inventory!$AJ77,IF(AND(OR($W70=\"c\",$W70=\"d\"),Inventory!$AK77=\"Tons\"),Inventory!$AJ77*12000,0)))))","v":0},0,0,"COP","No",{"$f":"IF(OR(Inventory!$J77=\"\",$BD70=\"No\"),\"-\",Inventory!$J77)","v":"-"},{"$f":"IFERROR(VLOOKUP($BE70,'Early Retirement'!$B$6:$C$32,2,FALSE),\"-\")","v":"-"},{"$f":"IF(OR($W70<>\"b\",AND($X70<>\"b\",$X70<>\"c\")),\"n\",IF(AND($AO70<>1,$AO70<>2,$AO70<>7,$AO70<>8),\"n\",IF(Inventory!$K77=\"Split\",\"s\",IF(Inventory!$K77=\"Packaged\",\"p\",\"n\"))))","v":"n"},{"$f":"IF(AND($X70<>\"i\",$X70<>\"j\"),\"n\",IF(Inventory!$L77=\"Centrifugal\",\"c\",\"n\"))","v":"n"},"-","-",{"$f":"IFERROR(INDEX('Early Retirement'!$C$4:$AC$32,$BF70,$BJ70),0)","v":0},{"$f":"IFERROR(HLOOKUP($BJ70,'Early Retirement'!$D$4:$AC$5,2,FALSE),0)","v":0},{"$f":"IFERROR(INDEX('Early Retirement'!$AE$4:$BE$32,$BF70,$BJ70),0)","v":0},{"$f":"IFERROR(HLOOKUP($BJ70,'Early Retirement'!$AF$4:$BE$5,2,FALSE),0)","v":0},0,0,"kW/ton",{"$f":"IFERROR(INDEX('Early Retirement'!$BG$4:$CG$32,$BF70,$BJ70),0)","v":0},{"$f":"IFERROR(HLOOKUP($BJ70,'Early Retirement'!$BH$4:$CH$5,2,FALSE),0)","v":0},0,"COP","Yes",0,0,"kW/ton",0,"COP",0,0,"kW/ton",0,"COP",null,"ddaaa18",10,"EER",11.6,"IEER",1.2,1.0344827586206897,"kW/ton"]
[null,null,null,null,null,null,null,null,null,null,null,null,null,null,null,null,null,null,null,null,null,69,{"$f":"IF(Inventory!$C78=\"\",\"a\",VLOOKUP(Inventory!$C78,$B$3:$C$6,2,FALSE))","v":"a"},{"$f":"IF(AND($W71=\"b\",Inventory!$I78=\"\"),\"a\",IF(AND($W71=\"b\",Inventory!$I78<>\"\"),VLOOKUP(Inventory!$I78,$E$3:$F$12,2,FALSE),IF(AND(OR($W71=\"c\",$W71=\"d\"),Inventory!$AB78=\"\"),\"a\",IF(AND(OR($W71=\"c\",$W71=\"d\"),Inventory!$AB78<>\"\"),VLOOKUP(Inventory!$AB78,$E$3:$F$12,2,FALSE),\"a\"))))","v":"a"},{"$f":"IF(OR(AND($X71<>\"b\",$X71<>\"c\"),$AB71=0,$AB71>=(65000/12000),Inventory!$AC78=\"\"),\"a\",VLOOKUP(Inventory!$AC78,$H$3:$I$5,2,FALSE))","v":"a"},{"$f":"IF(AND($X71<>\"i\",$X71<>\"j\"),\"a\",IF(AND($W71=\"b\",Inventory!$L78=\"\"),\"a\",IF(AND($W71=\"b\",Inventory!$L78<>\"\"),VLOOKUP(Inventory!$L78,$K$3:$L$6,2,FALSE),IF(AND(OR($W71=\"c\",$W71=\"d\"),Inventory!$AD78=\"\"),\"a\",IF(AND(OR($W71=\"c\",$W71=\"d\"),Inventory!$AD78<>\"\"),VLOOKUP(Inventory!$AD78,$K$3:$L$6,2,FALSE),\"a\")))))","v":"a"},{"$f":"IF(OR(AND($X71<>\"e\",$X71<>\"f\"),$AB71=0,Inventory!$AF78=\"\"),\"a\",VLOOKUP(Inventory!$AF78,$N$3:$O$5,2,FALSE))","v":"a"},{"$f":"IF(OR(Inventory!C78=\"New Construction\",Inventory!C78=\"Replace-on-Burnout\"),Inventory!AS78,IF(Inventory!C78=\"Early Retirement\",Inventory!AR78,0))","v":0},"","","","","","","","","","","","",0,"aaaaa0","No","No",{"$f":"IF($W71=\"a\",0,IF($W71=\"b\",Inventory!$M78,Inventory!$AG78))","v":0},{"$f":"IF(OR($W71=\"a\",AND($AQ71=\"No\",$AR71=\"No\")),0,IF(AND($W71=\"b\",Inventory!$O78=\"Btu/hr\"),Inventory!$N78,IF(AND($W71=\"b\",Inventory!$O78=\"Tons\"),Inventory!$N78*12000,IF(AND(OR($W71=\"c\",$W71=\"d\"),Inventory!$AI78=\"Btu/hr\"),Inventory!$AH78,IF(AND(OR($W71=\"c\",$W71=\"d\"),Inventory!$AI78=\"Tons\"),Inventory!$AH78*12000,0)))))","v":0},0,0,"EER",0,"kW/ton",{"$f":"IF(OR($W71=\"a\",$AR71=\"No\"),0,IF(AND($W71=\"b\",Inventory!$Q78=\"Btu/hr\"),Inventory!$P78,IF(AND($W71=\"b\",Inventory!$Q78=\"Tons\"),Inventory!$P78*12000,IF(AND(OR($W71=\"c\",$W71=\"d\"),Inventory!$AK78=\"Btu/hr\"),Inventory!$AJ78,IF(AND(OR($W71=\"c\",$W71=\"d\"),Inventory!$AK78=\"Tons\"),Inventory!$AJ78*12000,0)))))","v":0},0,0,"COP","No",{"$f":"IF(OR(Inventory!$J78=\"\",$BD71=\"No\"),\"-\",Inventory!$J78)","v":"-"},{"$f":"IFERROR(VLOOKUP($BE71,'Early Retirement'!$B$6:$C$32,2,FALSE),\"-\")","v":"-"},{"$f":"IF(OR($W71<>\"b\",AND($X71<>\"b\",$X71<>\"c\")),\"n\",IF(AND($AO71<>1,$AO71<>2,$AO71<>7,$AO71<>8),\"n\",IF(Inventory!$K78=\"Split\",\"s\",IF(Inventory!$K78=\"Packaged\",\"p\",\"n\"))))","v":"n"},{"$f":"IF(AND($X71<>\"i\",$X71<>\"j\"),\"n\",IF(Inventory!$L78=\"Centrifugal\",\"c\",\"n\"))","v":"n"},"-","-",{"$f":"IFERROR(INDEX('Early Retirement'!$C$4:$AC$32,$BF71,$BJ71),0)","v":0},{"$f":"IFERROR(HLOOKUP($BJ71,'Early Retirement'!$D$4:$AC$5,2,FALSE),0)","v":0},{"$f":"IFERROR(INDEX('Early Retirement'!$AE$4:$BE$32,$BF71,$BJ71),0)","v":0},{"$f":"IFERROR(HLOOKUP($BJ71,'Early Retirement'!$AF$4:$BE$5,2,FALSE),0)","v":0},0,0,"kW/ton",{"$f":"IFERROR(INDEX('Early Retirement'!$BG$4:$CG$32,$BF71,$BJ71),0)","v":0},{"$f":"IFERROR(HLOOKUP($BJ71,'Early Retirement'!$BH$4:$CH$5,2,FALSE),0)","v":0},0,"COP","Yes",0,0,"kW/ton",0,"COP",0,0,"kW/ton",0,"COP",null,"deaac19",11.2,"EER2",13,"SEER2",1.0714285714285714,0.92307692307692313,"kW/ton",7.7,"HSPF2",{"$f":"CP71/3.412","v":2.2567409144196953},"COP"]
[null,null,null,null,null,null,null,null,null,null,null,null,null,null,null,null,null,null,null,null,null,70,{"$f":"IF(Inventory!$C79=\"\",\"a\",VLOOKUP(Inventory!$C79,$B$3:$C$6,2,FALSE))","v":"a"},{"$f":"IF(AND($W72=\"b\",Inventory!$I79=\"\"),\"a\",IF(AND($W72=\"b\",Inventory!$I79<>\"\"),VLOOKUP(Inventory!$I79,$E$3:$F$12,2,FALSE),IF(AND(OR($W72=\"c\",$W72=\"d\"),Inventory!$AB79=\"\"),\"a\",IF(AND(OR($W72=\"c\",$W72=\"d\"),Inventory!$AB79<>\"\"),VLOOKUP(Inventory!$AB79,$E$3:$F$12,2,FALSE),\"a\"))))","v":"a"},{"$f":"IF(OR(AND($X72<>\"b\",$X72<>\"c\"),$AB72=0,$AB72>=(65000/12000),Inventory!$AC79=\"\"),\"a\",VLOOKUP(Inventory!$AC79,$H$3:$I$5,2,FALSE))","v":"a"},{"$f":"IF(AND($X72<>\"i\",$X72<>\"j\"),\"a\",IF(AND($W72=\"b\",Inventory!$L79=\"\"),\"a\",IF(AND($W72=\"b\",Inventory!$L79<>\"\"),VLOOKUP(Inventory!$L79,$K$3:$L$6,2,FALSE),IF(AND(OR($W72=\"c\",$W72=\"d\"),Inventory!$AD79=\"\"),\"a\",IF(AND(OR($W72=\"c\",$W72=\"d\"),Inventory!$AD79<>\"\"),VLOOKUP(Inventory!$AD79,$K$3:$L$6,2,FALSE),\"a\")))))","v":"a"},{"$f":"IF(OR(AND($X72<>\"e\",$X72<>\"f\"),$AB72=0,Inventory!$AF79=\"\"),\"a\",VLOOKUP(Inventory!$AF79,$N$3:$O$5,2,FALSE))","v":"a"},{"$f":"IF(OR(Inventory!C79=\"New Construction\",Inventory!C79=\"Replace-on-Burnout\"),Inventory!AS79,IF(Inventory!C79=\"Early Retirement\",Inventory!AR79,0))","v":0},"","","","","","","","","","","","",0,"aaaaa0","No","No",{"$f":"IF($W72=\"a\",0,IF($W72=\"b\",Inventory!$M79,Inventory!$AG79))","v":0},{"$f":"IF(OR($W72=\"a\",AND($AQ72=\"No\",$AR72=\"No\")),0,IF(AND($W72=\"b\",Inventory!$O79=\"Btu/hr\"),Inventory!$N79,IF(AND($W72=\"b\",Inventory!$O79=\"Tons\"),Inventory!$N79*12000,IF(AND(OR($W72=\"c\",$W72=\"d\"),Inventory!$AI79=\"Btu/hr\"),Inventory!$AH79,IF(AND(OR($W72=\"c\",$W72=\"d\"),Inventory!$AI79=\"Tons\"),Inventory!$AH79*12000,0)))))","v":0},0,0,"EER",0,"kW/ton",{"$f":"IF(OR($W72=\"a\",$AR72=\"No\"),0,IF(AND($W72=\"b\",Inventory!$Q79=\"Btu/hr\"),Inventory!$P79,IF(AND($W72=\"b\",Inventory!$Q79=\"Tons\"),Inventory!$P79*12000,IF(AND(OR($W72=\"c\",$W72=\"d\"),Inventory!$AK79=\"Btu/hr\"),Inventory!$AJ79,IF(AND(OR($W72=\"c\",$W72=\"d\"),Inventory!$AK79=\"Tons\"),Inventory!$AJ79*12000,0)))))","v":0},0,0,"COP","No",{"$f":"IF(OR(Inventory!$J79=\"\",$BD72=\"No\"),\"-\",Inventory!$J79)","v":"-"},{"$f":"IFERROR(VLOOKUP($BE72,'Early Retirement'!$B$6:$C$32,2,FALSE),\"-\")","v":"-"},{"$f":"IF(OR($W72<>\"b\",AND($X72<>\"b\",$X72<>\"c\")),\"n\",IF(AND($AO72<>1,$AO72<>2,$AO72<>7,$AO72<>8),\"n\",IF(Inventory!$K79=\"Split\",\"s\",IF(Inventory!$K79=\"Packaged\",\"p\",\"n\"))))","v":"n"},{"$f":"IF(AND($X72<>\"i\",$X72<>\"j\"),\"n\",IF(Inventory!$L79=\"Centrifugal\",\"c\",\"n\"))","v":"n"},"-","-",{"$f":"IFERROR(INDEX('Early Retirement'!$C$4:$AC$32,$BF72,$BJ72),0)","v":0},{"$f":"IFERROR(HLOOKUP($BJ72,'Early Retirement'!$D$4:$AC$5,2,FALSE),0)","v":0},{"$f":"IFERROR(INDEX('Early Retirement'!$AE$4:$BE$32,$BF72,$BJ72),0)","v":0},{"$f":"IFERROR(HLOOKUP($BJ72,'Early Retirement'!$AF$4:$BE$5,2,FALSE),0)","v":0},0,0,"kW/ton",{"$f":"IFERROR(INDEX('Early Retirement'!$BG$4:$CG$32,$BF72,$BJ72),0)","v":0},{"$f":"IFERROR(HLOOKUP($BJ72,'Early Retirement'!$BH$4:$CH$5,2,FALSE),0)","v":0},0,"COP","Yes",0,0,"kW/ton",0,"COP",0,0,"kW/ton",0,"COP",null,"deaab19",11.2,"EER2",13,"SEER2",1.0714285714285714,0.92307692307692313,"kW/ton",7.7,"HSPF2",{"$f":"CP72/3.412","v":2.2567409144196953},"COP"]
[null,null,null,null,null,null,null,null,null,null,null,null,null,null,null,null,null,null,null,null,null,71,{"$f":"IF(Inventory!$C80=\"\",\"a\",VLOOKUP(Inventory!$C80,$B$3:$C$6,2,FALSE))","v":"a"},{"$f":"IF(AND($W73=\"b\",Inventory!$I80=\"\"),\"a\",IF(AND($W73=\"b\",Inventory!$I80<>\"\"),VLOOKUP(Inventory!$I80,$E$3:$F$12,2,FALSE),IF(AND(OR($W73=\"c\",$W73=\"d\"),Inventory!$AB80=\"\"),\"a\",IF(AND(OR($W73=\"c\",$W73=\"d\"),Inventory!$AB80<>\"\"),VLOOKUP(Inventory!$AB80,$E$3:$F$12,2,FALSE),\"a\"))))","v":"a"},{"$f":"IF(OR(AND($X73<>\"b\",$X73<>\"c\"),$AB73=0,$AB73>=(65000/12000),Inventory!$AC80=\"\"),\"a\",VLOOKUP(Inventory!$AC80,$H$3:$I$5,2,FALSE))","v":"a"},{"$f":"IF(AND($X73<>\"i\",$X73<>\"j\"),\"a\",IF(AND($W73=\"b\",Inventory!$L80=\"\"),\"a\",IF(AND($W73=\"b\",Inventory!$L80<>\"\"),VLOOKUP(Inventory!$L80,$K$3:$L$6,2,FALSE),IF(AND(OR($W73=\"c\",$W73=\"d\"),Inventory!$AD80=\"\"),\"a\",IF(AND(OR($W73=\"c\",$W73=\"d\"),Inventory!$AD80<>\"\"),VLOOKUP(Inventory!$AD80,$K$3:$L$6,2,FALSE),\"a\")))))","v":"a"},{"$f":"IF(OR(AND($X73<>\"e\",$X73<>\"f\"),$AB73=0,Inventory!$AF80=\"\"),\"a\",VLOOKUP(Inventory!$AF80,$N$3:$O$5,2,FALSE))","v":"a"},{"$f":"IF(OR(Inventory!C80=\"New Construction\",Inventory!C80=\"Replace-on-Burnout\"),Inventory!AS80,IF(Inventory!C80=\"Early Retirement\",Inventory!AR80,0))","v":0},"","","","","","","","","","","","",0,"aaaaa0","No","No",{"$f":"IF($W73=\"a\",0,IF($W73=\"b\",Inventory!$M80,Inventory!$AG80))","v":0},{"$f":"IF(OR($W73=\"a\",AND($AQ73=\"No\",$AR73=\"No\")),0,IF(AND($W73=\"b\",Inventory!$O80=\"Btu/hr\"),Inventory!$N80,IF(AND($W73=\"b\",Inventory!$O80=\"Tons\"),Inventory!$N80*12000,IF(AND(OR($W73=\"c\",$W73=\"d\"),Inventory!$AI80=\"Btu/hr\"),Inventory!$AH80,IF(AND(OR($W73=\"c\",$W73=\"d\"),Inventory!$AI80=\"Tons\"),Inventory!$AH80*12000,0)))))","v":0},0,0,"EER",0,"kW/ton",{"$f":"IF(OR($W73=\"a\",$AR73=\"No\"),0,IF(AND($W73=\"b\",Inventory!$Q80=\"Btu/hr\"),Inventory!$P80,IF(AND($W73=\"b\",Inventory!$Q80=\"Tons\"),Inventory!$P80*12000,IF(AND(OR($W73=\"c\",$W73=\"d\"),Inventory!$AK80=\"Btu/hr\"),Inventory!$AJ80,IF(AND(OR($W73=\"c\",$W73=\"d\"),Inventory!$AK80=\"Tons\"),Inventory!$AJ80*12000,0)))))","v":0},0,0,"COP","No",{"$f":"IF(OR(Inventory!$J80=\"\",$BD73=\"No\"),\"-\",Inventory!$J80)","v":"-"},{"$f":"IFERROR(VLOOKUP($BE73,'Early Retirement'!$B$6:$C$32,2,FALSE),\"-\")","v":"-"},{"$f":"IF(OR($W73<>\"b\",AND($X73<>\"b\",$X73<>\"c\")),\"n\",IF(AND($AO73<>1,$AO73<>2,$AO73<>7,$AO73<>8),\"n\",IF(Inventory!$K80=\"Split\",\"s\",IF(Inventory!$K80=\"Packaged\",\"p\",\"n\"))))","v":"n"},{"$f":"IF(AND($X73<>\"i\",$X73<>\"j\"),\"n\",IF(Inventory!$L80=\"Centrifugal\",\"c\",\"n\"))","v":"n"},"-","-",{"$f":"IFERROR(INDEX('Early Retirement'!$C$4:$AC$32,$BF73,$BJ73),0)","v":0},{"$f":"IFERROR(HLOOKUP($BJ73,'Early Retirement'!$D$4:$AC$5,2,FALSE),0)","v":0},{"$f":"IFERROR(INDEX('Early Retirement'!$AE$4:$BE$32,$BF73,$BJ73),0)","v":0},{"$f":"IFERROR(HLOOKUP($BJ73,'Early Retirement'!$AF$4:$BE$5,2,FALSE),0)","v":0},0,0,"kW/ton",{"$f":"IFERROR(INDEX('Early Retirement'!$BG$4:$CG$32,$BF73,$BJ73),0)","v":0},{"$f":"IFERROR(HLOOKUP($BJ73,'Early Retirement'!$BH$4:$CH$5,2,FALSE),0)","v":0},0,"COP","Yes",0,0,"kW/ton",0,"COP",0,0,"kW/ton",0,"COP",null,"deaac20",11.2,"EER2",13,"SEER2",1.0714285714285714,0.92307692307692313,"kW/ton",7.7,"HSPF2",{"$f":"CP73/3.412","v":2.2567409144196953},"COP"]
[null,null,null,null,null,null,null,null,null,null,null,null,null,null,null,null,null,null,null,null,null,72,{"$f":"IF(Inventory!$C81=\"\",\"a\",VLOOKUP(Inventory!$C81,$B$3:$C$6,2,FALSE))","v":"a"},{"$f":"IF(AND($W74=\"b\",Inventory!$I81=\"\"),\"a\",IF(AND($W74=\"b\",Inventory!$I81<>\"\"),VLOOKUP(Inventory!$I81,$E$3:$F$12,2,FALSE),IF(AND(OR($W74=\"c\",$W74=\"d\"),Inventory!$AB81=\"\"),\"a\",IF(AND(OR($W74=\"c\",$W74=\"d\"),Inventory!$AB81<>\"\"),VLOOKUP(Inventory!$AB81,$E$3:$F$12,2,FALSE),\"a\"))))","v":"a"},{"$f":"IF(OR(AND($X74<>\"b\",$X74<>\"c\"),$AB74=0,$AB74>=(65000/12000),Inventory!$AC81=\"\"),\"a\",VLOOKUP(Inventory!$AC81,$H$3:$I$5,2,FALSE))","v":"a"},{"$f":"IF(AND($X74<>\"i\",$X74<>\"j\"),\"a\",IF(AND($W74=\"b\",Inventory!$L81=\"\"),\"a\",IF(AND($W74=\"b\",Inventory!$L81<>\"\"),VLOOKUP(Inventory!$L81,$K$3:$L$6,2,FALSE),IF(AND(OR($W74=\"c\",$W74=\"d\"),Inventory!$AD81=\"\"),\"a\",IF(AND(OR($W74=\"c\",$W74=\"d\"),Inventory!$AD81<>\"\"),VLOOKUP(Inventory!$AD81,$K$3:$L$6,2,FALSE),\"a\")))))","v":"a"},{"$f":"IF(OR(AND($X74<>\"e\",$X74<>\"f\"),$AB74=0,Inventory!$AF81=\"\"),\"a\",VLOOKUP(Inventory!$AF81,$N$3:$O$5,2,FALSE))","v":"a"},{"$f":"IF(OR(Inventory!C81=\"New Construction\",Inventory!C81=\"Replace-on-Burnout\"),Inventory!AS81,IF(Inventory!C81=\"Early Retirement\",Inventory!AR81,0))","v":0},"","","","","","","","","","","","",0,"aaaaa0","No","No",{"$f":"IF($W74=\"a\",0,IF($W74=\"b\",Inventory!$M81,Inventory!$AG81))","v":0},{"$f":"IF(OR($W74=\"a\",AND($AQ74=\"No\",$AR74=\"No\")),0,IF(AND($W74=\"b\",Inventory!$O81=\"Btu/hr\"),Inventory!$N81,IF(AND($W74=\"b\",Inventory!$O81=\"Tons\"),Inventory!$N81*12000,IF(AND(OR($W74=\"c\",$W74=\"d\"),Inventory!$AI81=\"Btu/hr\"),Inventory!$AH81,IF(AND(OR($W74=\"c\",$W74=\"d\"),Inventory!$AI81=\"Tons\"),Inventory!$AH81*12000,0)))))","v":0},0,0,"EER",0,"kW/ton",{"$f":"IF(OR($W74=\"a\",$AR74=\"No\"),0,IF(AND($W74=\"b\",Inventory!$Q81=\"Btu/hr\"),Inventory!$P81,IF(AND($W74=\"b\",Inventory!$Q81=\"Tons\"),Inventory!$P81*12000,IF(AND(OR($W74=\"c\",$W74=\"d\"),Inventory!$AK81=\"Btu/hr\"),Inventory!$AJ81,IF(AND(OR($W74=\"c\",$W74=\"d\"),Inventory!$AK81=\"Tons\"),Inventory!$AJ81*12000,0)))))","v":0},0,0,"COP","No",{"$f":"IF(OR(Inventory!$J81=\"\",$BD74=\"No\"),\"-\",Inventory!$J81)","v":"-"},{"$f":"IFERROR(VLOOKUP($BE74,'Early Retirement'!$B$6:$C$32,2,FALSE),\"-\")","v":"-"},{"$f":"IF(OR($W74<>\"b\",AND($X74<>\"b\",$X74<>\"c\")),\"n\",IF(AND($AO74<>1,$AO74<>2,$AO74<>7,$AO74<>8),\"n\",IF(Inventory!$K81=\"Split\",\"s\",IF(Inventory!$K81=\"Packaged\",\"p\",\"n\"))))","v":"n"},{"$f":"IF(AND($X74<>\"i\",$X74<>\"j\"),\"n\",IF(Inventory!$L81=\"Centrifugal\",\"c\",\"n\"))","v":"n"},"-","-",{"$f":"IFERROR(INDEX('Early Retirement'!$C$4:$AC$32,$BF74,$BJ74),0)","v":0},{"$f":"IFERROR(HLOOKUP($BJ74,'Early Retirement'!$D$4:$AC$5,2,FALSE),0)","v":0},{"$f":"IFERROR(INDEX('Early Retirement'!$AE$4:$BE$32,$BF74,$BJ74),0)","v":0},{"$f":"IFERROR(HLOOKUP($BJ74,'Early Retirement'!$AF$4:$BE$5,2,FALSE),0)","v":0},0,0,"kW/ton",{"$f":"IFERROR(INDEX('Early Retirement'!$BG$4:$CG$32,$BF74,$BJ74),0)","v":0},{"$f":"IFERROR(HLOOKUP($BJ74,'Early Retirement'!$BH$4:$CH$5,2,FALSE),0)","v":0},0,"COP","Yes",0,0,"kW/ton",0,"COP",0,0,"kW/ton",0,"COP",null,"deaab20",11.2,"EER2",13,"SEER2",1.0714285714285714,0.92307692307692313,"kW/ton",7.7,"HSPF2",{"$f":"CP74/3.412","v":2.2567409144196953},"COP"]
[null,null,null,null,null,null,null,null,null,null,null,null,null,null,null,null,null,null,null,null,null,73,{"$f":"IF(Inventory!$C82=\"\",\"a\",VLOOKUP(Inventory!$C82,$B$3:$C$6,2,FALSE))","v":"a"},{"$f":"IF(AND($W75=\"b\",Inventory!$I82=\"\"),\"a\",IF(AND($W75=\"b\",Inventory!$I82<>\"\"),VLOOKUP(Inventory!$I82,$E$3:$F$12,2,FALSE),IF(AND(OR($W75=\"c\",$W75=\"d\"),Inventory!$AB82=\"\"),\"a\",IF(AND(OR($W75=\"c\",$W75=\"d\"),Inventory!$AB82<>\"\"),VLOOKUP(Inventory!$AB82,$E$3:$F$12,2,FALSE),\"a\"))))","v":"a"},{"$f":"IF(OR(AND($X75<>\"b\",$X75<>\"c\"),$AB75=0,$AB75>=(65000/12000),Inventory!$AC82=\"\"),\"a\",VLOOKUP(Inventory!$AC82,$H$3:$I$5,2,FALSE))","v":"a"},{"$f":"IF(AND($X75<>\"i\",$X75<>\"j\"),\"a\",IF(AND($W75=\"b\",Inventory!$L82=\"\"),\"a\",IF(AND($W75=\"b\",Inventory!$L82<>\"\"),VLOOKUP(Inventory!$L82,$K$3:$L$6,2,FALSE),IF(AND(OR($W75=\"c\",$W75=\"d\"),Inventory!$AD82=\"\"),\"a\",IF(AND(OR($W75=\"c\",$W75=\"d\"),Inventory!$AD82<>\"\"),VLOOKUP(Inventory!$AD82,$K$3:$L$6,2,FALSE),\"a\")))))","v":"a"},{"$f":"IF(OR(AND($X75<>\"e\",$X75<>\"f\"),$AB75=0,Inventory!$AF82=\"\"),\"a\",VLOOKUP(Inventory!$AF82,$N$3:$O$5,2,FALSE))","v":"a"},{"$f":"IF(OR(Inventory!C82=\"New Construction\",Inventory!C82=\"Replace-on-Burnout\"),Inventory!AS82,IF(Inventory!C82=\"Early Retirement\",Inventory!AR82,0))","v":0},"","","","","","","","","","","","",0,"aaaaa0","No","No",{"$f":"IF($W75=\"a\",0,IF($W75=\"b\",Inventory!$M82,Inventory!$AG82))","v":0},{"$f":"IF(OR($W75=\"a\",AND($AQ75=\"No\",$AR75=\"No\")),0,IF(AND($W75=\"b\",Inventory!$O82=\"Btu/hr\"),Inventory!$N82,IF(AND($W75=\"b\",Inventory!$O82=\"Tons\"),Inventory!$N82*12000,IF(AND(OR($W75=\"c\",$W75=\"d\"),Inventory!$AI82=\"Btu/hr\"),Inventory!$AH82,IF(AND(OR($W75=\"c\",$W75=\"d\"),Inventory!$AI82=\"Tons\"),Inventory!$AH82*12000,0)))))","v":0},0,0,"EER",0,"kW/ton",{"$f":"IF(OR($W75=\"a\",$AR75=\"No\"),0,IF(AND($W75=\"b\",Inventory!$Q82=\"Btu/hr\"),Inventory!$P82,IF(AND($W75=\"b\",Inventory!$Q82=\"Tons\"),Inventory!$P82*12000,IF(AND(OR($W75=\"c\",$W75=\"d\"),Inventory!$AK82=\"Btu/hr\"),Inventory!$AJ82,IF(AND(OR($W75=\"c\",$W75=\"d\"),Inventory!$AK82=\"Tons\"),Inventory!$AJ82*12000,0)))))","v":0},0,0,"COP","No",{"$f":"IF(OR(Inventory!$J82=\"\",$BD75=\"No\"),\"-\",Inventory!$J82)","v":"-"},{"$f":"IFERROR(VLOOKUP($BE75,'Early Retirement'!$B$6:$C$32,2,FALSE),\"-\")","v":"-"},{"$f":"IF(OR($W75<>\"b\",AND($X75<>\"b\",$X75<>\"c\")),\"n\",IF(AND($AO75<>1,$AO75<>2,$AO75<>7,$AO75<>8),\"n\",IF(Inventory!$K82=\"Split\",\"s\",IF(Inventory!$K82=\"Packaged\",\"p\",\"n\"))))","v":"n"},{"$f":"IF(AND($X75<>\"i\",$X75<>\"j\"),\"n\",IF(Inventory!$L82=\"Centrifugal\",\"c\",\"n\"))","v":"n"},"-","-",{"$f":"IFERROR(INDEX('Early Retirement'!$C$4:$AC$32,$BF75,$BJ75),0)","v":0},{"$f":"IFERROR(HLOOKUP($BJ75,'Early Retirement'!$D$4:$AC$5,2,FALSE),0)","v":0},{"$f":"IFERROR(INDEX('Early Retirement'!$AE$4:$BE$32,$BF75,$BJ75),0)","v":0},{"$f":"IFERROR(HLOOKUP($BJ75,'Early Retirement'!$AF$4:$BE$5,2,FALSE),0)","v":0},0,0,"kW/ton",{"$f":"IFERROR(INDEX('Early Retirement'!$BG$4:$CG$32,$BF75,$BJ75),0)","v":0},{"$f":"IFERROR(HLOOKUP($BJ75,'Early Retirement'!$BH$4:$CH$5,2,FALSE),0)","v":0},0,"COP","Yes",0,0,"kW/ton",0,"COP",0,0,"kW/ton",0,"COP",null,"deaac21",11,"EER",12.3,"IEER",1.0909090909090908,0.97560975609756095,"kW/ton",3.3,"COP",{"$f":"CP75","v":3.3},"COP"]
[null,null,null,null,null,null,null,null,null,null,null,null,null,null,null,null,null,null,null,null,null,74,{"$f":"IF(Inventory!$C83=\"\",\"a\",VLOOKUP(Inventory!$C83,$B$3:$C$6,2,FALSE))","v":"a"},{"$f":"IF(AND($W76=\"b\",Inventory!$I83=\"\"),\"a\",IF(AND($W76=\"b\",Inventory!$I83<>\"\"),VLOOKUP(Inventory!$I83,$E$3:$F$12,2,FALSE),IF(AND(OR($W76=\"c\",$W76=\"d\"),Inventory!$AB83=\"\"),\"a\",IF(AND(OR($W76=\"c\",$W76=\"d\"),Inventory!$AB83<>\"\"),VLOOKUP(Inventory!$AB83,$E$3:$F$12,2,FALSE),\"a\"))))","v":"a"},{"$f":"IF(OR(AND($X76<>\"b\",$X76<>\"c\"),$AB76=0,$AB76>=(65000/12000),Inventory!$AC83=\"\"),\"a\",VLOOKUP(Inventory!$AC83,$H$3:$I$5,2,FALSE))","v":"a"},{"$f":"IF(AND($X76<>\"i\",$X76<>\"j\"),\"a\",IF(AND($W76=\"b\",Inventory!$L83=\"\"),\"a\",IF(AND($W76=\"b\",Inventory!$L83<>\"\"),VLOOKUP(Inventory!$L83,$K$3:$L$6,2,FALSE),IF(AND(OR($W76=\"c\",$W76=\"d\"),Inventory!$AD83=\"\"),\"a\",IF(AND(OR($W76=\"c\",$W76=\"d\"),Inventory!$AD83<>\"\"),VLOOKUP(Inventory!$AD83,$K$3:$L$6,2,FALSE),\"a\")))))","v":"a"},{"$f":"IF(OR(AND($X76<>\"e\",$X76<>\"f\"),$AB76=0,Inventory!$AF83=\"\"),\"a\",VLOOKUP(Inventory!$AF83,$N$3:$O$5,2,FALSE))","v":"a"},{"$f":"IF(OR(Inventory!C83=\"New Construction\",Inventory!C83=\"Replace-on-Burnout\"),Inventory!AS83,IF(Inventory!C83=\"Early Retirement\",Inventory!AR83,0))","v":0},"","","","","","","","","","","","",0,"aaaaa0","No","No",{"$f":"IF($W76=\"a\",0,IF($W76=\"b\",Inventory!$M83,Inventory!$AG83))","v":0},{"$f":"IF(OR($W76=\"a\",AND($AQ76=\"No\",$AR76=\"No\")),0,IF(AND($W76=\"b\",Inventory!$O83=\"Btu/hr\"),Inventory!$N83,IF(AND($W76=\"b\",Inventory!$O83=\"Tons\"),Inventory!$N83*12000,IF(AND(OR($W76=\"c\",$W76=\"d\"),Inventory!$AI83=\"Btu/hr\"),Inventory!$AH83,IF(AND(OR($W76=\"c\",$W76=\"d\"),Inventory!$AI83=\"Tons\"),Inventory!$AH83*12000,0)))))","v":0},0,0,"EER",0,"kW/ton",{"$f":"IF(OR($W76=\"a\",$AR76=\"No\"),0,IF(AND($W76=\"b\",Inventory!$Q83=\"Btu/hr\"),Inventory!$P83,IF(AND($W76=\"b\",Inventory!$Q83=\"Tons\"),Inventory!$P83*12000,IF(AND(OR($W76=\"c\",$W76=\"d\"),Inventory!$AK83=\"Btu/hr\"),Inventory!$AJ83,IF(AND(OR($W76=\"c\",$W76=\"d\"),Inventory!$AK83=\"Tons\"),Inventory!$AJ83*12000,0)))))","v":0},0,0,"COP","No",{"$f":"IF(OR(Inventory!$J83=\"\",$BD76=\"No\"),\"-\",Inventory!$J83)","v":"-"},{"$f":"IFERROR(VLOOKUP($BE76,'Early Retirement'!$B$6:$C$32,2,FALSE),\"-\")","v":"-"},{"$f":"IF(OR($W76<>\"b\",AND($X76<>\"b\",$X76<>\"c\")),\"n\",IF(AND($AO76<>1,$AO76<>2,$AO76<>7,$AO76<>8),\"n\",IF(Inventory!$K83=\"Split\",\"s\",IF(Inventory!$K83=\"Packaged\",\"p\",\"n\"))))","v":"n"},{"$f":"IF(AND($X76<>\"i\",$X76<>\"j\"),\"n\",IF(Inventory!$L83=\"Centrifugal\",\"c\",\"n\"))","v":"n"},"-","-",{"$f":"IFERROR(INDEX('Early Retirement'!$C$4:$AC$32,$BF76,$BJ76),0)","v":0},{"$f":"IFERROR(HLOOKUP($BJ76,'Early Retirement'!$D$4:$AC$5,2,FALSE),0)","v":0},{"$f":"IFERROR(INDEX('Early Retirement'!$AE$4:$BE$32,$BF76,$BJ76),0)","v":0},{"$f":"IFERROR(HLOOKUP($BJ76,'Early Retirement'!$AF$4:$BE$5,2,FALSE),0)","v":0},0,0,"kW/ton",{"$f":"IFERROR(INDEX('Early Retirement'!$BG$4:$CG$32,$BF76,$BJ76),0)","v":0},{"$f":"IFERROR(HLOOKUP($BJ76,'Early Retirement'!$BH$4:$CH$5,2,FALSE),0)","v":0},0,"COP","Yes",0,0,"kW/ton",0,"COP",0,0,"kW/ton",0,"COP",null,"deaab21",10.8,"EER",12.1,"IEER",1.1111111111111109,0.99173553719008267,"kW/ton",3.3,"COP",3.3,"COP"]
[null,null,null,null,null,null,null,null,null,null,null,null,null,null,null,null,null,null,null,null,null,75,{"$f":"IF(Inventory!$C84=\"\",\"a\",VLOOKUP(Inventory!$C84,$B$3:$C$6,2,FALSE))","v":"a"},{"$f":"IF(AND($W77=\"b\",Inventory!$I84=\"\"),\"a\",IF(AND($W77=\"b\",Inventory!$I84<>\"\"),VLOOKUP(Inventory!$I84,$E$3:$F$12,2,FALSE),IF(AND(OR($W77=\"c\",$W77=\"d\"),Inventory!$AB84=\"\"),\"a\",IF(AND(OR($W77=\"c\",$W77=\"d\"),Inventory!$AB84<>\"\"),VLOOKUP(Inventory!$AB84,$E$3:$F$12,2,FALSE),\"a\"))))","v":"a"},{"$f":"IF(OR(AND($X77<>\"b\",$X77<>\"c\"),$AB77=0,$AB77>=(65000/12000),Inventory!$AC84=\"\"),\"a\",VLOOKUP(Inventory!$AC84,$H$3:$I$5,2,FALSE))","v":"a"},{"$f":"IF(AND($X77<>\"i\",$X77<>\"j\"),\"a\",IF(AND($W77=\"b\",Inventory!$L84=\"\"),\"a\",IF(AND($W77=\"b\",Inventory!$L84<>\"\"),VLOOKUP(Inventory!$L84,$K$3:$L$6,2,FALSE),IF(AND(OR($W77=\"c\",$W77=\"d\"),Inventory!$AD84=\"\"),\"a\",IF(AND(OR($W77=\"c\",$W77=\"d\"),Inventory!$AD84<>\"\"),VLOOKUP(Inventory!$AD84,$K$3:$L$6,2,FALSE),\"a\")))))","v":"a"},{"$f":"IF(OR(AND($X77<>\"e\",$X77<>\"f\"),$AB77=0,Inventory!$AF84=\"\"),\"a\",VLOOKUP(Inventory!$AF84,$N$3:$O$5,2,FALSE))","v":"a"},{"$f":"IF(OR(Inventory!C84=\"New Construction\",Inventory!C84=\"Replace-on-Burnout\"),Inventory!AS84,IF(Inventory!C84=\"Early Retirement\",Inventory!AR84,0))","v":0},"","","","","","","","","","","","",0,"aaaaa0","No","No",{"$f":"IF($W77=\"a\",0,IF($W77=\"b\",Inventory!$M84,Inventory!$AG84))","v":0},{"$f":"IF(OR($W77=\"a\",AND($AQ77=\"No\",$AR77=\"No\")),0,IF(AND($W77=\"b\",Inventory!$O84=\"Btu/hr\"),Inventory!$N84,IF(AND($W77=\"b\",Inventory!$O84=\"Tons\"),Inventory!$N84*12000,IF(AND(OR($W77=\"c\",$W77=\"d\"),Inventory!$AI84=\"Btu/hr\"),Inventory!$AH84,IF(AND(OR($W77=\"c\",$W77=\"d\"),Inventory!$AI84=\"Tons\"),Inventory!$AH84*12000,0)))))","v":0},0,0,"EER",0,"kW/ton",{"$f":"IF(OR($W77=\"a\",$AR77=\"No\"),0,IF(AND($W77=\"b\",Inventory!$Q84=\"Btu/hr\"),Inventory!$P84,IF(AND($W77=\"b\",Inventory!$Q84=\"Tons\"),Inventory!$P84*12000,IF(AND(OR($W77=\"c\",$W77=\"d\"),Inventory!$AK84=\"Btu/hr\"),Inventory!$AJ84,IF(AND(OR($W77=\"c\",$W77=\"d\"),Inventory!$AK84=\"Tons\"),Inventory!$AJ84*12000,0)))))","v":0},0,0,"COP","No",{"$f":"IF(OR(Inventory!$J84=\"\",$BD77=\"No\"),\"-\",Inventory!$J84)","v":"-"},{"$f":"IFERROR(VLOOKUP($BE77,'Early Retirement'!$B$6:$C$32,2,FALSE),\"-\")","v":"-"},{"$f":"IF(OR($W77<>\"b\",AND($X77<>\"b\",$X77<>\"c\")),\"n\",IF(AND($AO77<>1,$AO77<>2,$AO77<>7,$AO77<>8),\"n\",IF(Inventory!$K84=\"Split\",\"s\",IF(Inventory!$K84=\"Packaged\",\"p\",\"n\"))))","v":"n"},{"$f":"IF(AND($X77<>\"i\",$X77<>\"j\"),\"n\",IF(Inventory!$L84=\"Centrifugal\",\"c\",\"n\"))","v":"n"},"-","-",{"$f":"IFERROR(INDEX('Early Retirement'!$C$4:$AC$32,$BF77,$BJ77),0)","v":0},{"$f":"IFERROR(HLOOKUP($BJ77,'Early Retirement'!$D$4:$AC$5,2,FALSE),0)","v":0},{"$f":"IFERROR(INDEX('Early Retirement'!$AE$4:$BE$32,$BF77,$BJ77),0)","v":0},{"$f":"IFERROR(HLOOKUP($BJ77,'Early Retirement'!$AF$4:$BE$5,2,FALSE),0)","v":0},0,0,"kW/ton",{"$f":"IFERROR(INDEX('Early Retirement'!$BG$4:$CG$32,$BF77,$BJ77),0)","v":0},{"$f":"IFERROR(HLOOKUP($BJ77,'Early Retirement'!$BH$4:$CH$5,2,FALSE),0)","v":0},0,"COP","Yes",0,0,"kW/ton",0,"COP",0,0,"kW/ton",0,"COP",null,"deaac22",10.6,"EER",11.8,"IEER",1.1320754716981132,1.0169491525423728,"kW/ton",3.2,"COP",3.2,"COP"]
[null,null,null,null,null,null,null,null,null,null,null,null,null,null,null,null,null,null,null,null,null,76,{"$f":"IF(Inventory!$C85=\"\",\"a\",VLOOKUP(Inventory!$C85,$B$3:$C$6,2,FALSE))","v":"a"},{"$f":"IF(AND($W78=\"b\",Inventory!$I85=\"\"),\"a\",IF(AND($W78=\"b\",Inventory!$I85<>\"\"),VLOOKUP(Inventory!$I85,$E$3:$F$12,2,FALSE),IF(AND(OR($W78=\"c\",$W78=\"d\"),Inventory!$AB85=\"\"),\"a\",IF(AND(OR($W78=\"c\",$W78=\"d\"),Inventory!$AB85<>\"\"),VLOOKUP(Inventory!$AB85,$E$3:$F$12,2,FALSE),\"a\"))))","v":"a"},{"$f":"IF(OR(AND($X78<>\"b\",$X78<>\"c\"),$AB78=0,$AB78>=(65000/12000),Inventory!$AC85=\"\"),\"a\",VLOOKUP(Inventory!$AC85,$H$3:$I$5,2,FALSE))","v":"a"},{"$f":"IF(AND($X78<>\"i\",$X78<>\"j\"),\"a\",IF(AND($W78=\"b\",Inventory!$L85=\"\"),\"a\",IF(AND($W78=\"b\",Inventory!$L85<>\"\"),VLOOKUP(Inventory!$L85,$K$3:$L$6,2,FALSE),IF(AND(OR($W78=\"c\",$W78=\"d\"),Inventory!$AD85=\"\"),\"a\",IF(AND(OR($W78=\"c\",$W78=\"d\"),Inventory!$AD85<>\"\"),VLOOKUP(Inventory!$AD85,$K$3:$L$6,2,FALSE),\"a\")))))","v":"a"},{"$f":"IF(OR(AND($X78<>\"e\",$X78<>\"f\"),$AB78=0,Inventory!$AF85=\"\"),\"a\",VLOOKUP(Inventory!$AF85,$N$3:$O$5,2,FALSE))","v":"a"},{"$f":"IF(OR(Inventory!C85=\"New Construction\",Inventory!C85=\"Replace-on-Burnout\"),Inventory!AS85,IF(Inventory!C85=\"Early Retirement\",Inventory!AR85,0))","v":0},"","","","","","","","","","","","",0,"aaaaa0","No","No",{"$f":"IF($W78=\"a\",0,IF($W78=\"b\",Inventory!$M85,Inventory!$AG85))","v":0},{"$f":"IF(OR($W78=\"a\",AND($AQ78=\"No\",$AR78=\"No\")),0,IF(AND($W78=\"b\",Inventory!$O85=\"Btu/hr\"),Inventory!$N85,IF(AND($W78=\"b\",Inventory!$O85=\"Tons\"),Inventory!$N85*12000,IF(AND(OR($W78=\"c\",$W78=\"d\"),Inventory!$AI85=\"Btu/hr\"),Inventory!$AH85,IF(AND(OR($W78=\"c\",$W78=\"d\"),Inventory!$AI85=\"Tons\"),Inventory!$AH85*12000,0)))))","v":0},0,0,"EER",0,"kW/ton",{"$f":"IF(OR($W78=\"a\",$AR78=\"No\"),0,IF(AND($W78=\"b\",Inventory!$Q85=\"Btu/hr\"),Inventory!$P85,IF(AND($W78=\"b\",Inventory!$Q85=\"Tons\"),Inventory!$P85*12000,IF(AND(OR($W78=\"c\",$W78=\"d\"),Inventory!$AK85=\"Btu/hr\"),Inventory!$AJ85,IF(AND(OR($W78=\"c\",$W78=\"d\"),Inventory!$AK85=\"Tons\"),Inventory!$AJ85*12000,0)))))","v":0},0,0,"COP","No",{"$f":"IF(OR(Inventory!$J85=\"\",$BD78=\"No\"),\"-\",Inventory!$J85)","v":"-"},{"$f":"IFERROR(VLOOKUP($BE78,'Early Retirement'!$B$6:$C$32,2,FALSE),\"-\")","v":"-"},{"$f":"IF(OR($W78<>\"b\",AND($X78<>\"b\",$X78<>\"c\")),\"n\",IF(AND($AO78<>1,$AO78<>2,$AO78<>7,$AO78<>8),\"n\",IF(Inventory!$K85=\"Split\",\"s\",IF(Inventory!$K85=\"Packaged\",\"p\",\"n\"))))","v":"n"},{"$f":"IF(AND($X78<>\"i\",$X78<>\"j\"),\"n\",IF(Inventory!$L85=\"Centrifugal\",\"c\",\"n\"))","v":"n"},"-","-",{"$f":"IFERROR(INDEX('Early Retirement'!$C$4:$AC$32,$BF78,$BJ78),0)","v":0},{"$f":"IFERROR(HLOOKUP($BJ78,'Early Retirement'!$D$4:$AC$5,2,FALSE),0)","v":0},{"$f":"IFERROR(INDEX('Early Retirement'!$AE$4:$BE$32,$BF78,$BJ78),0)","v":0},{"$f":"IFERROR(HLOOKUP($BJ78,'Early Retirement'!$AF$4:$BE$5,2,FALSE),0)","v":0},0,0,"kW/ton",{"$f":"IFERROR(INDEX('Early Retirement'!$BG$4:$CG$32,$BF78,$BJ78),0)","v":0},{"$f":"IFERROR(HLOOKUP($BJ78,'Early Retirement'!$BH$4:$CH$5,2,FALSE),0)","v":0},0,"COP","Yes",0,0,"kW/ton",0,"COP",0,0,"kW/ton",0,"COP",null,"deaab22",10.4,"EER",11.6,"IEER",1.1538461538461537,1.0344827586206897,"kW/ton",3.2,"COP",3.2,"COP"]
[null,null,null,null,null,null,null,null,null,null,null,null,null,null,null,null,null,null,null,null,null,77,{"$f":"IF(Inventory!$C86=\"\",\"a\",VLOOKUP(Inventory!$C86,$B$3:$C$6,2,FALSE))","v":"a"},{"$f":"IF(AND($W79=\"b\",Inventory!$I86=\"\"),\"a\",IF(AND($W79=\"b\",Inventory!$I86<>\"\"),VLOOKUP(Inventory!$I86,$E$3:$F$12,2,FALSE),IF(AND(OR($W79=\"c\",$W79=\"d\"),Inventory!$AB86=\"\"),\"a\",IF(AND(OR($W79=\"c\",$W79=\"d\"),Inventory!$AB86<>\"\"),VLOOKUP(Inventory!$AB86,$E$3:$F$12,2,FALSE),\"a\"))))","v":"a"},{"$f":"IF(OR(AND($X79<>\"b\",$X79<>\"c\"),$AB79=0,$AB79>=(65000/12000),Inventory!$AC86=\"\"),\"a\",VLOOKUP(Inventory!$AC86,$H$3:$I$5,2,FALSE))","v":"a"},{"$f":"IF(AND($X79<>\"i\",$X79<>\"j\"),\"a\",IF(AND($W79=\"b\",Inventory!$L86=\"\"),\"a\",IF(AND($W79=\"b\",Inventory!$L86<>\"\"),VLOOKUP(Inventory!$L86,$K$3:$L$6,2,FALSE),IF(AND(OR($W79=\"c\",$W79=\"d\"),Inventory!$AD86=\"\"),\"a\",IF(AND(OR($W79=\"c\",$W79=\"d\"),Inventory!$AD86<>\"\"),VLOOKUP(Inventory!$AD86,$K$3:$L$6,2,FALSE),\"a\")))))","v":"a"},{"$f":"IF(OR(AND($X79<>\"e\",$X79<>\"f\"),$AB79=0,Inventory!$AF86=\"\"),\"a\",VLOOKUP(Inventory!$AF86,$N$3:$O$5,2,FALSE))","v":"a"},{"$f":"IF(OR(Inventory!C86=\"New Construction\",Inventory!C86=\"Replace-on-Burnout\"),Inventory!AS86,IF(Inventory!C86=\"Early Retirement\",Inventory!AR86,0))","v":0},"","","","","","","","","","","","",0,"aaaaa0","No","No",{"$f":"IF($W79=\"a\",0,IF($W79=\"b\",Inventory!$M86,Inventory!$AG86))","v":0},{"$f":"IF(OR($W79=\"a\",AND($AQ79=\"No\",$AR79=\"No\")),0,IF(AND($W79=\"b\",Inventory!$O86=\"Btu/hr\"),Inventory!$N86,IF(AND($W79=\"b\",Inventory!$O86=\"Tons\"),Inventory!$N86*12000,IF(AND(OR($W79=\"c\",$W79=\"d\"),Inventory!$AI86=\"Btu/hr\"),Inventory!$AH86,IF(AND(OR($W79=\"c\",$W79=\"d\"),Inventory!$AI86=\"Tons\"),Inventory!$AH86*12000,0)))))","v":0},0,0,"EER",0,"kW/ton",{"$f":"IF(OR($W79=\"a\",$AR79=\"No\"),0,IF(AND($W79=\"b\",Inventory!$Q86=\"Btu/hr\"),Inventory!$P86,IF(AND($W79=\"b\",Inventory!$Q86=\"Tons\"),Inventory!$P86*12000,IF(AND(OR($W79=\"c\",$W79=\"d\"),Inventory!$AK86=\"Btu/hr\"),Inventory!$AJ86,IF(AND(OR($W79=\"c\",$W79=\"d\"),Inventory!$AK86=\"Tons\"),Inventory!$AJ86*12000,0)))))","v":0},0,0,"COP","No",{"$f":"IF(OR(Inventory!$J86=\"\",$BD79=\"No\"),\"-\",Inventory!$J86)","v":"-"},{"$f":"IFERROR(VLOOKUP($BE79,'Early Retirement'!$B$6:$C$32,2,FALSE),\"-\")","v":"-"},{"$f":"IF(OR($W79<>\"b\",AND($X79<>\"b\",$X79<>\"c\")),\"n\",IF(AND($AO79<>1,$AO79<>2,$AO79<>7,$AO79<>8),\"n\",IF(Inventory!$K86=\"Split\",\"s\",IF(Inventory!$K86=\"Packaged\",\"p\",\"n\"))))","v":"n"},{"$f":"IF(AND($X79<>\"i\",$X79<>\"j\"),\"n\",IF(Inventory!$L86=\"Centrifugal\",\"c\",\"n\"))","v":"n"},"-","-",{"$f":"IFERROR(INDEX('Early Retirement'!$C$4:$AC$32,$BF79,$BJ79),0)","v":0},{"$f":"IFERROR(HLOOKUP($BJ79,'Early Retirement'!$D$4:$AC$5,2,FALSE),0)","v":0},{"$f":"IFERROR(INDEX('Early Retirement'!$AE$4:$BE$32,$BF79,$BJ79),0)","v":0},{"$f":"IFERROR(HLOOKUP($BJ79,'Early Retirement'!$AF$4:$BE$5,2,FALSE),0)","v":0},0,0,"kW/ton",{"$f":"IFERROR(INDEX('Early Retirement'!$BG$4:$CG$32,$BF79,$BJ79),0)","v":0},{"$f":"IFERROR(HLOOKUP($BJ79,'Early Retirement'!$BH$4:$CH$5,2,FALSE),0)","v":0},0,"COP","Yes",0,0,"kW/ton",0,"COP",0,0,"kW/ton",0,"COP",null,"deaac23",9.5,"EER",10.6,"IEER",1.263157894736842,1.1320754716981132,"kW/ton",3.2,"COP",3.2,"COP"]
[null,null,null,null,null,null,null,null,null,null,null,null,null,null,null,null,null,null,null,null,null,78,{"$f":"IF(Inventory!$C87=\"\",\"a\",VLOOKUP(Inventory!$C87,$B$3:$C$6,2,FALSE))","v":"a"},{"$f":"IF(AND($W80=\"b\",Inventory!$I87=\"\"),\"a\",IF(AND($W80=\"b\",Inventory!$I87<>\"\"),VLOOKUP(Inventory!$I87,$E$3:$F$12,2,FALSE),IF(AND(OR($W80=\"c\",$W80=\"d\"),Inventory!$AB87=\"\"),\"a\",IF(AND(OR($W80=\"c\",$W80=\"d\"),Inventory!$AB87<>\"\"),VLOOKUP(Inventory!$AB87,$E$3:$F$12,2,FALSE),\"a\"))))","v":"a"},{"$f":"IF(OR(AND($X80<>\"b\",$X80<>\"c\"),$AB80=0,$AB80>=(65000/12000),Inventory!$AC87=\"\"),\"a\",VLOOKUP(Inventory!$AC87,$H$3:$I$5,2,FALSE))","v":"a"},{"$f":"IF(AND($X80<>\"i\",$X80<>\"j\"),\"a\",IF(AND($W80=\"b\",Inventory!$L87=\"\"),\"a\",IF(AND($W80=\"b\",Inventory!$L87<>\"\"),VLOOKUP(Inventory!$L87,$K$3:$L$6,2,FALSE),IF(AND(OR($W80=\"c\",$W80=\"d\"),Inventory!$AD87=\"\"),\"a\",IF(AND(OR($W80=\"c\",$W80=\"d\"),Inventory!$AD87<>\"\"),VLOOKUP(Inventory!$AD87,$K$3:$L$6,2,FALSE),\"a\")))))","v":"a"},{"$f":"IF(OR(AND($X80<>\"e\",$X80<>\"f\"),$AB80=0,Inventory!$AF87=\"\"),\"a\",VLOOKUP(Inventory!$AF87,$N$3:$O$5,2,FALSE))","v":"a"},{"$f":"IF(OR(Inventory!C87=\"New Construction\",Inventory!C87=\"Replace-on-Burnout\"),Inventory!AS87,IF(Inventory!C87=\"Early Retirement\",Inventory!AR87,0))","v":0},"","","","","","","","","","","","",0,"aaaaa0","No","No",{"$f":"IF($W80=\"a\",0,IF($W80=\"b\",Inventory!$M87,Inventory!$AG87))","v":0},{"$f":"IF(OR($W80=\"a\",AND($AQ80=\"No\",$AR80=\"No\")),0,IF(AND($W80=\"b\",Inventory!$O87=\"Btu/hr\"),Inventory!$N87,IF(AND($W80=\"b\",Inventory!$O87=\"Tons\"),Inventory!$N87*12000,IF(AND(OR($W80=\"c\",$W80=\"d\"),Inventory!$AI87=\"Btu/hr\"),Inventory!$AH87,IF(AND(OR($W80=\"c\",$W80=\"d\"),Inventory!$AI87=\"Tons\"),Inventory!$AH87*12000,0)))))","v":0},0,0,"EER",0,"kW/ton",{"$f":"IF(OR($W80=\"a\",$AR80=\"No\"),0,IF(AND($W80=\"b\",Inventory!$Q87=\"Btu/hr\"),Inventory!$P87,IF(AND($W80=\"b\",Inventory!$Q87=\"Tons\"),Inventory!$P87*12000,IF(AND(OR($W80=\"c\",$W80=\"d\"),Inventory!$AK87=\"Btu/hr\"),Inventory!$AJ87,IF(AND(OR($W80=\"c\",$W80=\"d\"),Inventory!$AK87=\"Tons\"),Inventory!$AJ87*12000,0)))))","v":0},0,0,"COP","No",{"$f":"IF(OR(Inventory!$J87=\"\",$BD80=\"No\"),\"-\",Inventory!$J87)","v":"-"},{"$f":"IFERROR(VLOOKUP($BE80,'Early Retirement'!$B$6:$C$32,2,FALSE),\"-\")","v":"-"},{"$f":"IF(OR($W80<>\"b\",AND($X80<>\"b\",$X80<>\"c\")),\"n\",IF(AND($AO80<>1,$AO80<>2,$AO80<>7,$AO80<>8),\"n\",IF(Inventory!$K87=\"Split\",\"s\",IF(Inventory!$K87=\"Packaged\",\"p\",\"n\"))))","v":"n"},{"$f":"IF(AND($X80<>\"i\",$X80<>\"j\"),\"n\",IF(Inventory!$L87=\"Centrifugal\",\"c\",\"n\"))","v":"n"},"-","-",{"$f":"IFERROR(INDEX('Early Retirement'!$C$4:$AC$32,$BF80,$BJ80),0)","v":0},{"$f":"IFERROR(HLOOKUP($BJ80,'Early Retirement'!$D$4:$AC$5,2,FALSE),0)","v":0},{"$f":"IFERROR(INDEX('Early Retirement'!$AE$4:$BE$32,$BF80,$BJ80),0)","v":0},{"$f":"IFERROR(HLOOKUP($BJ80,'Early Retirement'!$AF$4:$BE$5,2,FALSE),0)","v":0},0,0,"kW/ton",{"$f":"IFERROR(INDEX('Early Retirement'!$BG$4:$CG$32,$BF80,$BJ80),0)","v":0},{"$f":"IFERROR(HLOOKUP($BJ80,'Early Retirement'!$BH$4:$CH$5,2,FALSE),0)","v":0},0,"COP","Yes",0,0,"kW/ton",0,"COP",0,0,"kW/ton",0,"COP",null,"deaab23",9.3000000000000007,"EER",10.4,"IEER",1.2903225806451613,1.1538461538461537,"kW/ton",3.2,"COP",3.2,"COP"]
[null,null,null,null,null,null,null,null,null,null,null,null,null,null,null,null,null,null,null,null,null,79,{"$f":"IF(Inventory!$C88=\"\",\"a\",VLOOKUP(Inventory!$C88,$B$3:$C$6,2,FALSE))","v":"a"},{"$f":"IF(AND($W81=\"b\",Inventory!$I88=\"\"),\"a\",IF(AND($W81=\"b\",Inventory!$I88<>\"\"),VLOOKUP(Inventory!$I88,$E$3:$F$12,2,FALSE),IF(AND(OR($W81=\"c\",$W81=\"d\"),Inventory!$AB88=\"\"),\"a\",IF(AND(OR($W81=\"c\",$W81=\"d\"),Inventory!$AB88<>\"\"),VLOOKUP(Inventory!$AB88,$E$3:$F$12,2,FALSE),\"a\"))))","v":"a"},{"$f":"IF(OR(AND($X81<>\"b\",$X81<>\"c\"),$AB81=0,$AB81>=(65000/12000),Inventory!$AC88=\"\"),\"a\",VLOOKUP(Inventory!$AC88,$H$3:$I$5,2,FALSE))","v":"a"},{"$f":"IF(AND($X81<>\"i\",$X81<>\"j\"),\"a\",IF(AND($W81=\"b\",Inventory!$L88=\"\"),\"a\",IF(AND($W81=\"b\",Inventory!$L88<>\"\"),VLOOKUP(Inventory!$L88,$K$3:$L$6,2,FALSE),IF(AND(OR($W81=\"c\",$W81=\"d\"),Inventory!$AD88=\"\"),\"a\",IF(AND(OR($W81=\"c\",$W81=\"d\"),Inventory!$AD88<>\"\"),VLOOKUP(Inventory!$AD88,$K$3:$L$6,2,FALSE),\"a\")))))","v":"a"},{"$f":"IF(OR(AND($X81<>\"e\",$X81<>\"f\"),$AB81=0,Inventory!$AF88=\"\"),\"a\",VLOOKUP(Inventory!$AF88,$N$3:$O$5,2,FALSE))","v":"a"},{"$f":"IF(OR(Inventory!C88=\"New Construction\",Inventory!C88=\"Replace-on-Burnout\"),Inventory!AS88,IF(Inventory!C88=\"Early Retirement\",Inventory!AR88,0))","v":0},"","","","","","","","","","","","",0,"aaaaa0","No","No",{"$f":"IF($W81=\"a\",0,IF($W81=\"b\",Inventory!$M88,Inventory!$AG88))","v":0},{"$f":"IF(OR($W81=\"a\",AND($AQ81=\"No\",$AR81=\"No\")),0,IF(AND($W81=\"b\",Inventory!$O88=\"Btu/hr\"),Inventory!$N88,IF(AND($W81=\"b\",Inventory!$O88=\"Tons\"),Inventory!$N88*12000,IF(AND(OR($W81=\"c\",$W81=\"d\"),Inventory!$AI88=\"Btu/hr\"),Inventory!$AH88,IF(AND(OR($W81=\"c\",$W81=\"d\"),Inventory!$AI88=\"Tons\"),Inventory!$AH88*12000,0)))))","v":0},0,0,"EER",0,"kW/ton",{"$f":"IF(OR($W81=\"a\",$AR81=\"No\"),0,IF(AND($W81=\"b\",Inventory!$Q88=\"Btu/hr\"),Inventory!$P88,IF(AND($W81=\"b\",Inventory!$Q88=\"Tons\"),Inventory!$P88*12000,IF(AND(OR($W81=\"c\",$W81=\"d\"),Inventory!$AK88=\"Btu/hr\"),Inventory!$AJ88,IF(AND(OR($W81=\"c\",$W81=\"d\"),Inventory!$AK88=\"Tons\"),Inventory!$AJ88*12000,0)))))","v":0},0,0,"COP","No",{"$f":"IF(OR(Inventory!$J88=\"\",$BD81=\"No\"),\"-\",Inventory!$J88)","v":"-"},{"$f":"IFERROR(VLOOKUP($BE81,'Early Retirement'!$B$6:$C$32,2,FALSE),\"-\")","v":"-"},{"$f":"IF(OR($W81<>\"b\",AND($X81<>\"b\",$X81<>\"c\")),\"n\",IF(AND($AO81<>1,$AO81<>2,$AO81<>7,$AO81<>8),\"n\",IF(Inventory!$K88=\"Split\",\"s\",IF(Inventory!$K88=\"Packaged\",\"p\",\"n\"))))","v":"n"},{"$f":"IF(AND($X81<>\"i\",$X81<>\"j\"),\"n\",IF(Inventory!$L88=\"Centrifugal\",\"c\",\"n\"))","v":"n"},"-","-",{"$f":"IFERROR(INDEX('Early Retirement'!$C$4:$AC$32,$BF81,$BJ81),0)","v":0},{"$f":"IFERROR(HLOOKUP($BJ81,'Early Retirement'!$D$4:$AC$5,2,FALSE),0)","v":0},{"$f":"IFERROR(INDEX('Early Retirement'!$AE$4:$BE$32,$BF81,$BJ81),0)","v":0},{"$f":"IFERROR(HLOOKUP($BJ81,'Early Retirement'!$AF$4:$BE$5,2,FALSE),0)","v":0},0,0,"kW/ton",{"$f":"IFERROR(INDEX('Early Retirement'!$BG$4:$CG$32,$BF81,$BJ81),0)","v":0},{"$f":"IFERROR(HLOOKUP($BJ81,'Early Retirement'!$BH$4:$CH$5,2,FALSE),0)","v":0},0,"COP","Yes",0,0,"kW/ton",0,"COP",0,0,"kW/ton",0,"COP",null,"deaac24",9.5,"EER",10.6,"IEER",1.263157894736842,1.1320754716981132,"kW/ton",3.2,"COP",3.2,"COP"]
[null,null,null,null,null,null,null,null,null,null,null,null,null,null,null,null,null,null,null,null,null,80,{"$f":"IF(Inventory!$C89=\"\",\"a\",VLOOKUP(Inventory!$C89,$B$3:$C$6,2,FALSE))","v":"a"},{"$f":"IF(AND($W82=\"b\",Inventory!$I89=\"\"),\"a\",IF(AND($W82=\"b\",Inventory!$I89<>\"\"),VLOOKUP(Inventory!$I89,$E$3:$F$12,2,FALSE),IF(AND(OR($W82=\"c\",$W82=\"d\"),Inventory!$AB89=\"\"),\"a\",IF(AND(OR($W82=\"c\",$W82=\"d\"),Inventory!$AB89<>\"\"),VLOOKUP(Inventory!$AB89,$E$3:$F$12,2,FALSE),\"a\"))))","v":"a"},{"$f":"IF(OR(AND($X82<>\"b\",$X82<>\"c\"),$AB82=0,$AB82>=(65000/12000),Inventory!$AC89=\"\"),\"a\",VLOOKUP(Inventory!$AC89,$H$3:$I$5,2,FALSE))","v":"a"},{"$f":"IF(AND($X82<>\"i\",$X82<>\"j\"),\"a\",IF(AND($W82=\"b\",Inventory!$L89=\"\"),\"a\",IF(AND($W82=\"b\",Inventory!$L89<>\"\"),VLOOKUP(Inventory!$L89,$K$3:$L$6,2,FALSE),IF(AND(OR($W82=\"c\",$W82=\"d\"),Inventory!$AD89=\"\"),\"a\",IF(AND(OR($W82=\"c\",$W82=\"d\"),Inventory!$AD89<>\"\"),VLOOKUP(Inventory!$AD89,$K$3:$L$6,2,FALSE),\"a\")))))","v":"a"},{"$f":"IF(OR(AND($X82<>\"e\",$X82<>\"f\"),$AB82=0,Inventory!$AF89=\"\"),\"a\",VLOOKUP(Inventory!$AF89,$N$3:$O$5,2,FALSE))","v":"a"},{"$f":"IF(OR(Inventory!C89=\"New Construction\",Inventory!C89=\"Replace-on-Burnout\"),Inventory!AS89,IF(Inventory!C89=\"Early Retirement\",Inventory!AR89,0))","v":0},"","","","","","","","","","","","",0,"aaaaa0","No","No",{"$f":"IF($W82=\"a\",0,IF($W82=\"b\",Inventory!$M89,Inventory!$AG89))","v":0},{"$f":"IF(OR($W82=\"a\",AND($AQ82=\"No\",$AR82=\"No\")),0,IF(AND($W82=\"b\",Inventory!$O89=\"Btu/hr\"),Inventory!$N89,IF(AND($W82=\"b\",Inventory!$O89=\"Tons\"),Inventory!$N89*12000,IF(AND(OR($W82=\"c\",$W82=\"d\"),Inventory!$AI89=\"Btu/hr\"),Inventory!$AH89,IF(AND(OR($W82=\"c\",$W82=\"d\"),Inventory!$AI89=\"Tons\"),Inventory!$AH89*12000,0)))))","v":0},0,0,"EER",0,"kW/ton",{"$f":"IF(OR($W82=\"a\",$AR82=\"No\"),0,IF(AND($W82=\"b\",Inventory!$Q89=\"Btu/hr\"),Inventory!$P89,IF(AND($W82=\"b\",Inventory!$Q89=\"Tons\"),Inventory!$P89*12000,IF(AND(OR($W82=\"c\",$W82=\"d\"),Inventory!$AK89=\"Btu/hr\"),Inventory!$AJ89,IF(AND(OR($W82=\"c\",$W82=\"d\"),Inventory!$AK89=\"Tons\"),Inventory!$AJ89*12000,0)))))","v":0},0,0,"COP","No",{"$f":"IF(OR(Inventory!$J89=\"\",$BD82=\"No\"),\"-\",Inventory!$J89)","v":"-"},{"$f":"IFERROR(VLOOKUP($BE82,'Early Retirement'!$B$6:$C$32,2,FALSE),\"-\")","v":"-"},{"$f":"IF(OR($W82<>\"b\",AND($X82<>\"b\",$X82<>\"c\")),\"n\",IF(AND($AO82<>1,$AO82<>2,$AO82<>7,$AO82<>8),\"n\",IF(Inventory!$K89=\"Split\",\"s\",IF(Inventory!$K89=\"Packaged\",\"p\",\"n\"))))","v":"n"},{"$f":"IF(AND($X82<>\"i\",$X82<>\"j\"),\"n\",IF(Inventory!$L89=\"Centrifugal\",\"c\",\"n\"))","v":"n"},"-","-",{"$f":"IFERROR(INDEX('Early Retirement'!$C$4:$AC$32,$BF82,$BJ82),0)","v":0},{"$f":"IFERROR(HLOOKUP($BJ82,'Early Retirement'!$D$4:$AC$5,2,FALSE),0)","v":0},{"$f":"IFERROR(INDEX('Early Retirement'!$AE$4:$BE$32,$BF82,$BJ82),0)","v":0},{"$f":"IFERROR(HLOOKUP($BJ82,'Early Retirement'!$AF$4:$BE$5,2,FALSE),0)","v":0},0,0,"kW/ton",{"$f":"IFERROR(INDEX('Early Retirement'!$BG$4:$CG$32,$BF82,$BJ82),0)","v":0},{"$f":"IFERROR(HLOOKUP($BJ82,'Early Retirement'!$BH$4:$CH$5,2,FALSE),0)","v":0},0,"COP","Yes",0,0,"kW/ton",0,"COP",0,0,"kW/ton",0,"COP",null,"deaab24",9.3000000000000007,"EER",10.4,"IEER",1.2903225806451613,1.1538461538461537,"kW/ton",3.2,"COP",3.2,"COP"]
[null,null,null,null,null,null,null,null,null,null,null,null,null,null,null,null,null,null,null,null,null,81,{"$f":"IF(Inventory!$C90=\"\",\"a\",VLOOKUP(Inventory!$C90,$B$3:$C$6,2,FALSE))","v":"a"},{"$f":"IF(AND($W83=\"b\",Inventory!$I90=\"\"),\"a\",IF(AND($W83=\"b\",Inventory!$I90<>\"\"),VLOOKUP(Inventory!$I90,$E$3:$F$12,2,FALSE),IF(AND(OR($W83=\"c\",$W83=\"d\"),Inventory!$AB90=\"\"),\"a\",IF(AND(OR($W83=\"c\",$W83=\"d\"),Inventory!$AB90<>\"\"),VLOOKUP(Inventory!$AB90,$E$3:$F$12,2,FALSE),\"a\"))))","v":"a"},{"$f":"IF(OR(AND($X83<>\"b\",$X83<>\"c\"),$AB83=0,$AB83>=(65000/12000),Inventory!$AC90=\"\"),\"a\",VLOOKUP(Inventory!$AC90,$H$3:$I$5,2,FALSE))","v":"a"},{"$f":"IF(AND($X83<>\"i\",$X83<>\"j\"),\"a\",IF(AND($W83=\"b\",Inventory!$L90=\"\"),\"a\",IF(AND($W83=\"b\",Inventory!$L90<>\"\"),VLOOKUP(Inventory!$L90,$K$3:$L$6,2,FALSE),IF(AND(OR($W83=\"c\",$W83=\"d\"),Inventory!$AD90=\"\"),\"a\",IF(AND(OR($W83=\"c\",$W83=\"d\"),Inventory!$AD90<>\"\"),VLOOKUP(Inventory!$AD90,$K$3:$L$6,2,FALSE),\"a\")))))","v":"a"},{"$f":"IF(OR(AND($X83<>\"e\",$X83<>\"f\"),$AB83=0,Inventory!$AF90=\"\"),\"a\",VLOOKUP(Inventory!$AF90,$N$3:$O$5,2,FALSE))","v":"a"},{"$f":"IF(OR(Inventory!C90=\"New Construction\",Inventory!C90=\"Replace-on-Burnout\"),Inventory!AS90,IF(Inventory!C90=\"Early Retirement\",Inventory!AR90,0))","v":0},"","","","","","","","","","","","",0,"aaaaa0","No","No",{"$f":"IF($W83=\"a\",0,IF($W83=\"b\",Inventory!$M90,Inventory!$AG90))","v":0},{"$f":"IF(OR($W83=\"a\",AND($AQ83=\"No\",$AR83=\"No\")),0,IF(AND($W83=\"b\",Inventory!$O90=\"Btu/hr\"),Inventory!$N90,IF(AND($W83=\"b\",Inventory!$O90=\"Tons\"),Inventory!$N90*12000,IF(AND(OR($W83=\"c\",$W83=\"d\"),Inventory!$AI90=\"Btu/hr\"),Inventory!$AH90,IF(AND(OR($W83=\"c\",$W83=\"d\"),Inventory!$AI90=\"Tons\"),Inventory!$AH90*12000,0)))))","v":0},0,0,"EER",0,"kW/ton",{"$f":"IF(OR($W83=\"a\",$AR83=\"No\"),0,IF(AND($W83=\"b\",Inventory!$Q90=\"Btu/hr\"),Inventory!$P90,IF(AND($W83=\"b\",Inventory!$Q90=\"Tons\"),Inventory!$P90*12000,IF(AND(OR($W83=\"c\",$W83=\"d\"),Inventory!$AK90=\"Btu/hr\"),Inventory!$AJ90,IF(AND(OR($W83=\"c\",$W83=\"d\"),Inventory!$AK90=\"Tons\"),Inventory!$AJ90*12000,0)))))","v":0},0,0,"COP","No",{"$f":"IF(OR(Inventory!$J90=\"\",$BD83=\"No\"),\"-\",Inventory!$J90)","v":"-"},{"$f":"IFERROR(VLOOKUP($BE83,'Early Retirement'!$B$6:$C$32,2,FALSE),\"-\")","v":"-"},{"$f":"IF(OR($W83<>\"b\",AND($X83<>\"b\",$X83<>\"c\")),\"n\",IF(AND($AO83<>1,$AO83<>2,$AO83<>7,$AO83<>8),\"n\",IF(Inventory!$K90=\"Split\",\"s\",IF(Inventory!$K90=\"Packaged\",\"p\",\"n\"))))","v":"n"},{"$f":"IF(AND($X83<>\"i\",$X83<>\"j\"),\"n\",IF(Inventory!$L90=\"Centrifugal\",\"c\",\"n\"))","v":"n"},"-","-",{"$f":"IFERROR(INDEX('Early Retirement'!$C$4:$AC$32,$BF83,$BJ83),0)","v":0},{"$f":"IFERROR(HLOOKUP($BJ83,'Early Retirement'!$D$4:$AC$5,2,FALSE),0)","v":0},{"$f":"IFERROR(INDEX('Early Retirement'!$AE$4:$BE$32,$BF83,$BJ83),0)","v":0},{"$f":"IFERROR(HLOOKUP($BJ83,'Early Retirement'!$AF$4:$BE$5,2,FALSE),0)","v":0},0,0,"kW/ton",{"$f":"IFERROR(INDEX('Early Retirement'!$BG$4:$CG$32,$BF83,$BJ83),0)","v":0},{"$f":"IFERROR(HLOOKUP($BJ83,'Early Retirement'!$BH$4:$CH$5,2,FALSE),0)","v":0},0,"COP","Yes",0,0,"kW/ton",0,"COP",0,0,"kW/ton",0,"COP",null,"dfaac25",12,"EER",12,"EER",1,1,"kW/ton",4.2,"COP",4.2,"COP"]
[null,null,null,null,null,null,null,null,null,null,null,null,null,null,null,null,null,null,null,null,null,82,{"$f":"IF(Inventory!$C91=\"\",\"a\",VLOOKUP(Inventory!$C91,$B$3:$C$6,2,FALSE))","v":"a"},{"$f":"IF(AND($W84=\"b\",Inventory!$I91=\"\"),\"a\",IF(AND($W84=\"b\",Inventory!$I91<>\"\"),VLOOKUP(Inventory!$I91,$E$3:$F$12,2,FALSE),IF(AND(OR($W84=\"c\",$W84=\"d\"),Inventory!$AB91=\"\"),\"a\",IF(AND(OR($W84=\"c\",$W84=\"d\"),Inventory!$AB91<>\"\"),VLOOKUP(Inventory!$AB91,$E$3:$F$12,2,FALSE),\"a\"))))","v":"a"},{"$f":"IF(OR(AND($X84<>\"b\",$X84<>\"c\"),$AB84=0,$AB84>=(65000/12000),Inventory!$AC91=\"\"),\"a\",VLOOKUP(Inventory!$AC91,$H$3:$I$5,2,FALSE))","v":"a"},{"$f":"IF(AND($X84<>\"i\",$X84<>\"j\"),\"a\",IF(AND($W84=\"b\",Inventory!$L91=\"\"),\"a\",IF(AND($W84=\"b\",Inventory!$L91<>\"\"),VLOOKUP(Inventory!$L91,$K$3:$L$6,2,FALSE),IF(AND(OR($W84=\"c\",$W84=\"d\"),Inventory!$AD91=\"\"),\"a\",IF(AND(OR($W84=\"c\",$W84=\"d\"),Inventory!$AD91<>\"\"),VLOOKUP(Inventory!$AD91,$K$3:$L$6,2,FALSE),\"a\")))))","v":"a"},{"$f":"IF(OR(AND($X84<>\"e\",$X84<>\"f\"),$AB84=0,Inventory!$AF91=\"\"),\"a\",VLOOKUP(Inventory!$AF91,$N$3:$O$5,2,FALSE))","v":"a"},{"$f":"IF(OR(Inventory!C91=\"New Construction\",Inventory!C91=\"Replace-on-Burnout\"),Inventory!AS91,IF(Inventory!C91=\"Early Retirement\",Inventory!AR91,0))","v":0},"","","","","","","","","","","","",0,"aaaaa0","No","No",{"$f":"IF($W84=\"a\",0,IF($W84=\"b\",Inventory!$M91,Inventory!$AG91))","v":0},{"$f":"IF(OR($W84=\"a\",AND($AQ84=\"No\",$AR84=\"No\")),0,IF(AND($W84=\"b\",Inventory!$O91=\"Btu/hr\"),Inventory!$N91,IF(AND($W84=\"b\",Inventory!$O91=\"Tons\"),Inventory!$N91*12000,IF(AND(OR($W84=\"c\",$W84=\"d\"),Inventory!$AI91=\"Btu/hr\"),Inventory!$AH91,IF(AND(OR($W84=\"c\",$W84=\"d\"),Inventory!$AI91=\"Tons\"),Inventory!$AH91*12000,0)))))","v":0},0,0,"EER",0,"kW/ton",{"$f":"IF(OR($W84=\"a\",$AR84=\"No\"),0,IF(AND($W84=\"b\",Inventory!$Q91=\"Btu/hr\"),Inventory!$P91,IF(AND($W84=\"b\",Inventory!$Q91=\"Tons\"),Inventory!$P91*12000,IF(AND(OR($W84=\"c\",$W84=\"d\"),Inventory!$AK91=\"Btu/hr\"),Inventory!$AJ91,IF(AND(OR($W84=\"c\",$W84=\"d\"),Inventory!$AK91=\"Tons\"),Inventory!$AJ91*12000,0)))))","v":0},0,0,"COP","No",{"$f":"IF(OR(Inventory!$J91=\"\",$BD84=\"No\"),\"-\",Inventory!$J91)","v":"-"},{"$f":"IFERROR(VLOOKUP($BE84,'Early Retirement'!$B$6:$C$32,2,FALSE),\"-\")","v":"-"},{"$f":"IF(OR($W84<>\"b\",AND($X84<>\"b\",$X84<>\"c\")),\"n\",IF(AND($AO84<>1,$AO84<>2,$AO84<>7,$AO84<>8),\"n\",IF(Inventory!$K91=\"Split\",\"s\",IF(Inventory!$K91=\"Packaged\",\"p\",\"n\"))))","v":"n"},{"$f":"IF(AND($X84<>\"i\",$X84<>\"j\"),\"n\",IF(Inventory!$L91=\"Centrifugal\",\"c\",\"n\"))","v":"n"},"-","-",{"$f":"IFERROR(INDEX('Early Retirement'!$C$4:$AC$32,$BF84,$BJ84),0)","v":0},{"$f":"IFERROR(HLOOKUP($BJ84,'Early Retirement'!$D$4:$AC$5,2,FALSE),0)","v":0},{"$f":"IFERROR(INDEX('Early Retirement'!$AE$4:$BE$32,$BF84,$BJ84),0)","v":0},{"$f":"IFERROR(HLOOKUP($BJ84,'Early Retirement'!$AF$4:$BE$5,2,FALSE),0)","v":0},0,0,"kW/ton",{"$f":"IFERROR(INDEX('Early Retirement'!$BG$4:$CG$32,$BF84,$BJ84),0)","v":0},{"$f":"IFERROR(HLOOKUP($BJ84,'Early Retirement'!$BH$4:$CH$5,2,FALSE),0)","v":0},0,"COP","Yes",0,0,"kW/ton",0,"COP",0,0,"kW/ton",0,"COP",null,"dfaab25",11.8,"EER",11.8,"EER",1.0169491525423728,1.0169491525423728,"kW/ton",4.2,"COP",4.2,"COP"]
[null,null,null,null,null,null,null,null,null,null,null,null,null,null,null,null,null,null,null,null,null,83,{"$f":"IF(Inventory!$C92=\"\",\"a\",VLOOKUP(Inventory!$C92,$B$3:$C$6,2,FALSE))","v":"a"},{"$f":"IF(AND($W85=\"b\",Inventory!$I92=\"\"),\"a\",IF(AND($W85=\"b\",Inventory!$I92<>\"\"),VLOOKUP(Inventory!$I92,$E$3:$F$12,2,FALSE),IF(AND(OR($W85=\"c\",$W85=\"d\"),Inventory!$AB92=\"\"),\"a\",IF(AND(OR($W85=\"c\",$W85=\"d\"),Inventory!$AB92<>\"\"),VLOOKUP(Inventory!$AB92,$E$3:$F$12,2,FALSE),\"a\"))))","v":"a"},{"$f":"IF(OR(AND($X85<>\"b\",$X85<>\"c\"),$AB85=0,$AB85>=(65000/12000),Inventory!$AC92=\"\"),\"a\",VLOOKUP(Inventory!$AC92,$H$3:$I$5,2,FALSE))","v":"a"},{"$f":"IF(AND($X85<>\"i\",$X85<>\"j\"),\"a\",IF(AND($W85=\"b\",Inventory!$L92=\"\"),\"a\",IF(AND($W85=\"b\",Inventory!$L92<>\"\"),VLOOKUP(Inventory!$L92,$K$3:$L$6,2,FALSE),IF(AND(OR($W85=\"c\",$W85=\"d\"),Inventory!$AD92=\"\"),\"a\",IF(AND(OR($W85=\"c\",$W85=\"d\"),Inventory!$AD92<>\"\"),VLOOKUP(Inventory!$AD92,$K$3:$L$6,2,FALSE),\"a\")))))","v":"a"},{"$f":"IF(OR(AND($X85<>\"e\",$X85<>\"f\"),$AB85=0,Inventory!$AF92=\"\"),\"a\",VLOOKUP(Inventory!$AF92,$N$3:$O$5,2,FALSE))","v":"a"},{"$f":"IF(OR(Inventory!C92=\"New Construction\",Inventory!C92=\"Replace-on-Burnout\"),Inventory!AS92,IF(Inventory!C92=\"Early Retirement\",Inventory!AR92,0))","v":0},"","","","","","","","","","","","",0,"aaaaa0","No","No",{"$f":"IF($W85=\"a\",0,IF($W85=\"b\",Inventory!$M92,Inventory!$AG92))","v":0},{"$f":"IF(OR($W85=\"a\",AND($AQ85=\"No\",$AR85=\"No\")),0,IF(AND($W85=\"b\",Inventory!$O92=\"Btu/hr\"),Inventory!$N92,IF(AND($W85=\"b\",Inventory!$O92=\"Tons\"),Inventory!$N92*12000,IF(AND(OR($W85=\"c\",$W85=\"d\"),Inventory!$AI92=\"Btu/hr\"),Inventory!$AH92,IF(AND(OR($W85=\"c\",$W85=\"d\"),Inventory!$AI92=\"Tons\"),Inventory!$AH92*12000,0)))))","v":0},0,0,"EER",0,"kW/ton",{"$f":"IF(OR($W85=\"a\",$AR85=\"No\"),0,IF(AND($W85=\"b\",Inventory!$Q92=\"Btu/hr\"),Inventory!$P92,IF(AND($W85=\"b\",Inventory!$Q92=\"Tons\"),Inventory!$P92*12000,IF(AND(OR($W85=\"c\",$W85=\"d\"),Inventory!$AK92=\"Btu/hr\"),Inventory!$AJ92,IF(AND(OR($W85=\"c\",$W85=\"d\"),Inventory!$AK92=\"Tons\"),Inventory!$AJ92*12000,0)))))","v":0},0,0,"COP","No",{"$f":"IF(OR(Inventory!$J92=\"\",$BD85=\"No\"),\"-\",Inventory!$J92)","v":"-"},{"$f":"IFERROR(VLOOKUP($BE85,'Early Retirement'!$B$6:$C$32,2,FALSE),\"-\")","v":"-"},{"$f":"IF(OR($W85<>\"b\",AND($X85<>\"b\",$X85<>\"c\")),\"n\",IF(AND($AO85<>1,$AO85<>2,$AO85<>7,$AO85<>8),\"n\",IF(Inventory!$K92=\"Split\",\"s\",IF(Inventory!$K92=\"Packaged\",\"p\",\"n\"))))","v":"n"},{"$f":"IF(AND($X85<>\"i\",$X85<>\"j\"),\"n\",IF(Inventory!$L92=\"Centrifugal\",\"c\",\"n\"))","v":"n"},"-","-",{"$f":"IFERROR(INDEX('Early Retirement'!$C$4:$AC$32,$BF85,$BJ85),0)","v":0},{"$f":"IFERROR(HLOOKUP($BJ85,'Early Retirement'!$D$4:$AC$5,2,FALSE),0)","v":0},{"$f":"IFERROR(INDEX('Early Retirement'!$AE$4:$BE$32,$BF85,$BJ85),0)","v":0},{"$f":"IFERROR(HLOOKUP($BJ85,'Early Retirement'!$AF$4:$BE$5,2,FALSE),0)","v":0},0,0,"kW/ton",{"$f":"IFERROR(INDEX('Early Retirement'!$BG$4:$CG$32,$BF85,$BJ85),0)","v":0},{"$f":"IFERROR(HLOOKUP($BJ85,'Early Retirement'!$BH$4:$CH$5,2,FALSE),0)","v":0},0,"COP","Yes",0,0,"kW/ton",0,"COP",0,0,"kW/ton",0,"COP",null,"dfaac26",12,"EER",12,"EER",1,1,"kW/ton",4.2,"COP",{"$f":"CP85","v":4.2},"COP"]
[null,null,null,null,null,null,null,null,null,null,null,null,null,null,null,null,null,null,null,null,null,84,{"$f":"IF(Inventory!$C93=\"\",\"a\",VLOOKUP(Inventory!$C93,$B$3:$C$6,2,FALSE))","v":"a"},{"$f":"IF(AND($W86=\"b\",Inventory!$I93=\"\"),\"a\",IF(AND($W86=\"b\",Inventory!$I93<>\"\"),VLOOKUP(Inventory!$I93,$E$3:$F$12,2,FALSE),IF(AND(OR($W86=\"c\",$W86=\"d\"),Inventory!$AB93=\"\"),\"a\",IF(AND(OR($W86=\"c\",$W86=\"d\"),Inventory!$AB93<>\"\"),VLOOKUP(Inventory!$AB93,$E$3:$F$12,2,FALSE),\"a\"))))","v":"a"},{"$f":"IF(OR(AND($X86<>\"b\",$X86<>\"c\"),$AB86=0,$AB86>=(65000/12000),Inventory!$AC93=\"\"),\"a\",VLOOKUP(Inventory!$AC93,$H$3:$I$5,2,FALSE))","v":"a"},{"$f":"IF(AND($X86<>\"i\",$X86<>\"j\"),\"a\",IF(AND($W86=\"b\",Inventory!$L93=\"\"),\"a\",IF(AND($W86=\"b\",Inventory!$L93<>\"\"),VLOOKUP(Inventory!$L93,$K$3:$L$6,2,FALSE),IF(AND(OR($W86=\"c\",$W86=\"d\"),Inventory!$AD93=\"\"),\"a\",IF(AND(OR($W86=\"c\",$W86=\"d\"),Inventory!$AD93<>\"\"),VLOOKUP(Inventory!$AD93,$K$3:$L$6,2,FALSE),\"a\")))))","v":"a"},{"$f":"IF(OR(AND($X86<>\"e\",$X86<>\"f\"),$AB86=0,Inventory!$AF93=\"\"),\"a\",VLOOKUP(Inventory!$AF93,$N$3:$O$5,2,FALSE))","v":"a"},{"$f":"IF(OR(Inventory!C93=\"New Construction\",Inventory!C93=\"Replace-on-Burnout\"),Inventory!AS93,IF(Inventory!C93=\"Early Retirement\",Inventory!AR93,0))","v":0},"","","","","","","","","","","","",0,"aaaaa0","No","No",{"$f":"IF($W86=\"a\",0,IF($W86=\"b\",Inventory!$M93,Inventory!$AG93))","v":0},{"$f":"IF(OR($W86=\"a\",AND($AQ86=\"No\",$AR86=\"No\")),0,IF(AND($W86=\"b\",Inventory!$O93=\"Btu/hr\"),Inventory!$N93,IF(AND($W86=\"b\",Inventory!$O93=\"Tons\"),Inventory!$N93*12000,IF(AND(OR($W86=\"c\",$W86=\"d\"),Inventory!$AI93=\"Btu/hr\"),Inventory!$AH93,IF(AND(OR($W86=\"c\",$W86=\"d\"),Inventory!$AI93=\"Tons\"),Inventory!$AH93*12000,0)))))","v":0},0,0,"EER",0,"kW/ton",{"$f":"IF(OR($W86=\"a\",$AR86=\"No\"),0,IF(AND($W86=\"b\",Inventory!$Q93=\"Btu/hr\"),Inventory!$P93,IF(AND($W86=\"b\",Inventory!$Q93=\"Tons\"),Inventory!$P93*12000,IF(AND(OR($W86=\"c\",$W86=\"d\"),Inventory!$AK93=\"Btu/hr\"),Inventory!$AJ93,IF(AND(OR($W86=\"c\",$W86=\"d\"),Inventory!$AK93=\"Tons\"),Inventory!$AJ93*12000,0)))))","v":0},0,0,"COP","No",{"$f":"IF(OR(Inventory!$J93=\"\",$BD86=\"No\"),\"-\",Inventory!$J93)","v":"-"},{"$f":"IFERROR(VLOOKUP($BE86,'Early Retirement'!$B$6:$C$32,2,FALSE),\"-\")","v":"-"},{"$f":"IF(OR($W86<>\"b\",AND($X86<>\"b\",$X86<>\"c\")),\"n\",IF(AND($AO86<>1,$AO86<>2,$AO86<>7,$AO86<>8),\"n\",IF(Inventory!$K93=\"Split\",\"s\",IF(Inventory!$K93=\"Packaged\",\"p\",\"n\"))))","v":"n"},{"$f":"IF(AND($X86<>\"i\",$X86<>\"j\"),\"n\",IF(Inventory!$L93=\"Centrifugal\",\"c\",\"n\"))","v":"n"},"-","-",{"$f":"IFERROR(INDEX('Early Retirement'!$C$4:$AC$32,$BF86,$BJ86),0)","v":0},{"$f":"IFERROR(HLOOKUP($BJ86,'Early Retirement'!$D$4:$AC$5,2,FALSE),0)","v":0},{"$f":"IFERROR(INDEX('Early Retirement'!$AE$4:$BE$32,$BF86,$BJ86),0)","v":0},{"$f":"IFERROR(HLOOKUP($BJ86,'Early Retirement'!$AF$4:$BE$5,2,FALSE),0)","v":0},0,0,"kW/ton",{"$f":"IFERROR(INDEX('Early Retirement'!$BG$4:$CG$32,$BF86,$BJ86),0)","v":0},{"$f":"IFERROR(HLOOKUP($BJ86,'Early Retirement'!$BH$4:$CH$5,2,FALSE),0)","v":0},0,"COP","Yes",0,0,"kW/ton",0,"COP",0,0,"kW/ton",0,"COP",null,"dfaab26",11.8,"EER",11.8,"EER",1.0169491525423728,1.0169491525423728,"kW/ton",4.2,"COP",4.2,"COP"]
[null,null,null,null,null,null,null,null,null,null,null,null,null,null,null,null,null,null,null,null,null,85,{"$f":"IF(Inventory!$C94=\"\",\"a\",VLOOKUP(Inventory!$C94,$B$3:$C$6,2,FALSE))","v":"a"},{"$f":"IF(AND($W87=\"b\",Inventory!$I94=\"\"),\"a\",IF(AND($W87=\"b\",Inventory!$I94<>\"\"),VLOOKUP(Inventory!$I94,$E$3:$F$12,2,FALSE),IF(AND(OR($W87=\"c\",$W87=\"d\"),Inventory!$AB94=\"\"),\"a\",IF(AND(OR($W87=\"c\",$W87=\"d\"),Inventory!$AB94<>\"\"),VLOOKUP(Inventory!$AB94,$E$3:$F$12,2,FALSE),\"a\"))))","v":"a"},{"$f":"IF(OR(AND($X87<>\"b\",$X87<>\"c\"),$AB87=0,$AB87>=(65000/12000),Inventory!$AC94=\"\"),\"a\",VLOOKUP(Inventory!$AC94,$H$3:$I$5,2,FALSE))","v":"a"},{"$f":"IF(AND($X87<>\"i\",$X87<>\"j\"),\"a\",IF(AND($W87=\"b\",Inventory!$L94=\"\"),\"a\",IF(AND($W87=\"b\",Inventory!$L94<>\"\"),VLOOKUP(Inventory!$L94,$K$3:$L$6,2,FALSE),IF(AND(OR($W87=\"c\",$W87=\"d\"),Inventory!$AD94=\"\"),\"a\",IF(AND(OR($W87=\"c\",$W87=\"d\"),Inventory!$AD94<>\"\"),VLOOKUP(Inventory!$AD94,$K$3:$L$6,2,FALSE),\"a\")))))","v":"a"},{"$f":"IF(OR(AND($X87<>\"e\",$X87<>\"f\"),$AB87=0,Inventory!$AF94=\"\"),\"a\",VLOOKUP(Inventory!$AF94,$N$3:$O$5,2,FALSE))","v":"a"},{"$f":"IF(OR(Inventory!C94=\"New Construction\",Inventory!C94=\"Replace-on-Burnout\"),Inventory!AS94,IF(Inventory!C94=\"Early Retirement\",Inventory!AR94,0))","v":0},"","","","","","","","","","","","",0,"aaaaa0","No","No",{"$f":"IF($W87=\"a\",0,IF($W87=\"b\",Inventory!$M94,Inventory!$AG94))","v":0},{"$f":"IF(OR($W87=\"a\",AND($AQ87=\"No\",$AR87=\"No\")),0,IF(AND($W87=\"b\",Inventory!$O94=\"Btu/hr\"),Inventory!$N94,IF(AND($W87=\"b\",Inventory!$O94=\"Tons\"),Inventory!$N94*12000,IF(AND(OR($W87=\"c\",$W87=\"d\"),Inventory!$AI94=\"Btu/hr\"),Inventory!$AH94,IF(AND(OR($W87=\"c\",$W87=\"d\"),Inventory!$AI94=\"Tons\"),Inventory!$AH94*12000,0)))))","v":0},0,0,"EER",0,"kW/ton",{"$f":"IF(OR($W87=\"a\",$AR87=\"No\"),0,IF(AND($W87=\"b\",Inventory!$Q94=\"Btu/hr\"),Inventory!$P94,IF(AND($W87=\"b\",Inventory!$Q94=\"Tons\"),Inventory!$P94*12000,IF(AND(OR($W87=\"c\",$W87=\"d\"),Inventory!$AK94=\"Btu/hr\"),Inventory!$AJ94,IF(AND(OR($W87=\"c\",$W87=\"d\"),Inventory!$AK94=\"Tons\"),Inventory!$AJ94*12000,0)))))","v":0},0,0,"COP","No",{"$f":"IF(OR(Inventory!$J94=\"\",$BD87=\"No\"),\"-\",Inventory!$J94)","v":"-"},{"$f":"IFERROR(VLOOKUP($BE87,'Early Retirement'!$B$6:$C$32,2,FALSE),\"-\")","v":"-"},{"$f":"IF(OR($W87<>\"b\",AND($X87<>\"b\",$X87<>\"c\")),\"n\",IF(AND($AO87<>1,$AO87<>2,$AO87<>7,$AO87<>8),\"n\",IF(Inventory!$K94=\"Split\",\"s\",IF(Inventory!$K94=\"Packaged\",\"p\",\"n\"))))","v":"n"},{"$f":"IF(AND($X87<>\"i\",$X87<>\"j\"),\"n\",IF(Inventory!$L94=\"Centrifugal\",\"c\",\"n\"))","v":"n"},"-","-",{"$f":"IFERROR(INDEX('Early Retirement'!$C$4:$AC$32,$BF87,$BJ87),0)","v":0},{"$f":"IFERROR(HLOOKUP($BJ87,'Early Retirement'!$D$4:$AC$5,2,FALSE),0)","v":0},{"$f":"IFERROR(INDEX('Early Retirement'!$AE$4:$BE$32,$BF87,$BJ87),0)","v":0},{"$f":"IFERROR(HLOOKUP($BJ87,'Early Retirement'!$AF$4:$BE$5,2,FALSE),0)","v":0},0,0,"kW/ton",{"$f":"IFERROR(INDEX('Early Retirement'!$BG$4:$CG$32,$BF87,$BJ87),0)","v":0},{"$f":"IFERROR(HLOOKUP($BJ87,'Early Retirement'!$BH$4:$CH$5,2,FALSE),0)","v":0},0,"COP","Yes",0,0,"kW/ton",0,"COP",0,0,"kW/ton",0,"COP",null,"dfaac27",12,"EER",12,"EER",1,1,"kW/ton",4.2,"COP",{"$f":"CP87","v":4.2},"COP"]
[null,null,null,null,null,null,null,null,null,null,null,null,null,null,null,null,null,null,null,null,null,86,{"$f":"IF(Inventory!$C95=\"\",\"a\",VLOOKUP(Inventory!$C95,$B$3:$C$6,2,FALSE))","v":"a"},{"$f":"IF(AND($W88=\"b\",Inventory!$I95=\"\"),\"a\",IF(AND($W88=\"b\",Inventory!$I95<>\"\"),VLOOKUP(Inventory!$I95,$E$3:$F$12,2,FALSE),IF(AND(OR($W88=\"c\",$W88=\"d\"),Inventory!$AB95=\"\"),\"a\",IF(AND(OR($W88=\"c\",$W88=\"d\"),Inventory!$AB95<>\"\"),VLOOKUP(Inventory!$AB95,$E$3:$F$12,2,FALSE),\"a\"))))","v":"a"},{"$f":"IF(OR(AND($X88<>\"b\",$X88<>\"c\"),$AB88=0,$AB88>=(65000/12000),Inventory!$AC95=\"\"),\"a\",VLOOKUP(Inventory!$AC95,$H$3:$I$5,2,FALSE))","v":"a"},{"$f":"IF(AND($X88<>\"i\",$X88<>\"j\"),\"a\",IF(AND($W88=\"b\",Inventory!$L95=\"\"),\"a\",IF(AND($W88=\"b\",Inventory!$L95<>\"\"),VLOOKUP(Inventory!$L95,$K$3:$L$6,2,FALSE),IF(AND(OR($W88=\"c\",$W88=\"d\"),Inventory!$AD95=\"\"),\"a\",IF(AND(OR($W88=\"c\",$W88=\"d\"),Inventory!$AD95<>\"\"),VLOOKUP(Inventory!$AD95,$K$3:$L$6,2,FALSE),\"a\")))))","v":"a"},{"$f":"IF(OR(AND($X88<>\"e\",$X88<>\"f\"),$AB88=0,Inventory!$AF95=\"\"),\"a\",VLOOKUP(Inventory!$AF95,$N$3:$O$5,2,FALSE))","v":"a"},{"$f":"IF(OR(Inventory!C95=\"New Construction\",Inventory!C95=\"Replace-on-Burnout\"),Inventory!AS95,IF(Inventory!C95=\"Early Retirement\",Inventory!AR95,0))","v":0},"","","","","","","","","","","","",0,"aaaaa0","No","No",{"$f":"IF($W88=\"a\",0,IF($W88=\"b\",Inventory!$M95,Inventory!$AG95))","v":0},{"$f":"IF(OR($W88=\"a\",AND($AQ88=\"No\",$AR88=\"No\")),0,IF(AND($W88=\"b\",Inventory!$O95=\"Btu/hr\"),Inventory!$N95,IF(AND($W88=\"b\",Inventory!$O95=\"Tons\"),Inventory!$N95*12000,IF(AND(OR($W88=\"c\",$W88=\"d\"),Inventory!$AI95=\"Btu/hr\"),Inventory!$AH95,IF(AND(OR($W88=\"c\",$W88=\"d\"),Inventory!$AI95=\"Tons\"),Inventory!$AH95*12000,0)))))","v":0},0,0,"EER",0,"kW/ton",{"$f":"IF(OR($W88=\"a\",$AR88=\"No\"),0,IF(AND($W88=\"b\",Inventory!$Q95=\"Btu/hr\"),Inventory!$P95,IF(AND($W88=\"b\",Inventory!$Q95=\"Tons\"),Inventory!$P95*12000,IF(AND(OR($W88=\"c\",$W88=\"d\"),Inventory!$AK95=\"Btu/hr\"),Inventory!$AJ95,IF(AND(OR($W88=\"c\",$W88=\"d\"),Inventory!$AK95=\"Tons\"),Inventory!$AJ95*12000,0)))))","v":0},0,0,"COP","No",{"$f":"IF(OR(Inventory!$J95=\"\",$BD88=\"No\"),\"-\",Inventory!$J95)","v":"-"},{"$f":"IFERROR(VLOOKUP($BE88,'Early Retirement'!$B$6:$C$32,2,FALSE),\"-\")","v":"-"},{"$f":"IF(OR($W88<>\"b\",AND($X88<>\"b\",$X88<>\"c\")),\"n\",IF(AND($AO88<>1,$AO88<>2,$AO88<>7,$AO88<>8),\"n\",IF(Inventory!$K95=\"Split\",\"s\",IF(Inventory!$K95=\"Packaged\",\"p\",\"n\"))))","v":"n"},{"$f":"IF(AND($X88<>\"i\",$X88<>\"j\"),\"n\",IF(Inventory!$L95=\"Centrifugal\",\"c\",\"n\"))","v":"n"},"-","-",{"$f":"IFERROR(INDEX('Early Retirement'!$C$4:$AC$32,$BF88,$BJ88),0)","v":0},{"$f":"IFERROR(HLOOKUP($BJ88,'Early Retirement'!$D$4:$AC$5,2,FALSE),0)","v":0},{"$f":"IFERROR(INDEX('Early Retirement'!$AE$4:$BE$32,$BF88,$BJ88),0)","v":0},{"$f":"IFERROR(HLOOKUP($BJ88,'Early Retirement'!$AF$4:$BE$5,2,FALSE),0)","v":0},0,0,"kW/ton",{"$f":"IFERROR(INDEX('Early Retirement'!$BG$4:$CG$32,$BF88,$BJ88),0)","v":0},{"$f":"IFERROR(HLOOKUP($BJ88,'Early Retirement'!$BH$4:$CH$5,2,FALSE),0)","v":0},0,"COP","Yes",0,0,"kW/ton",0,"COP",0,0,"kW/ton",0,"COP",null,"dfaab27",11.8,"EER",11.8,"EER",1.0169491525423728,1.0169491525423728,"kW/ton",4.2,"COP",4.2,"COP"]
[null,null,null,null,null,null,null,null,null,null,null,null,null,null,null,null,null,null,null,null,null,87,{"$f":"IF(Inventory!$C96=\"\",\"a\",VLOOKUP(Inventory!$C96,$B$3:$C$6,2,FALSE))","v":"a"},{"$f":"IF(AND($W89=\"b\",Inventory!$I96=\"\"),\"a\",IF(AND($W89=\"b\",Inventory!$I96<>\"\"),VLOOKUP(Inventory!$I96,$E$3:$F$12,2,FALSE),IF(AND(OR($W89=\"c\",$W89=\"d\"),Inventory!$AB96=\"\"),\"a\",IF(AND(OR($W89=\"c\",$W89=\"d\"),Inventory!$AB96<>\"\"),VLOOKUP(Inventory!$AB96,$E$3:$F$12,2,FALSE),\"a\"))))","v":"a"},{"$f":"IF(OR(AND($X89<>\"b\",$X89<>\"c\"),$AB89=0,$AB89>=(65000/12000),Inventory!$AC96=\"\"),\"a\",VLOOKUP(Inventory!$AC96,$H$3:$I$5,2,FALSE))","v":"a"},{"$f":"IF(AND($X89<>\"i\",$X89<>\"j\"),\"a\",IF(AND($W89=\"b\",Inventory!$L96=\"\"),\"a\",IF(AND($W89=\"b\",Inventory!$L96<>\"\"),VLOOKUP(Inventory!$L96,$K$3:$L$6,2,FALSE),IF(AND(OR($W89=\"c\",$W89=\"d\"),Inventory!$AD96=\"\"),\"a\",IF(AND(OR($W89=\"c\",$W89=\"d\"),Inventory!$AD96<>\"\"),VLOOKUP(Inventory!$AD96,$K$3:$L$6,2,FALSE),\"a\")))))","v":"a"},{"$f":"IF(OR(AND($X89<>\"e\",$X89<>\"f\"),$AB89=0,Inventory!$AF96=\"\"),\"a\",VLOOKUP(Inventory!$AF96,$N$3:$O$5,2,FALSE))","v":"a"},{"$f":"IF(OR(Inventory!C96=\"New Construction\",Inventory!C96=\"Replace-on-Burnout\"),Inventory!AS96,IF(Inventory!C96=\"Early Retirement\",Inventory!AR96,0))","v":0},"","","","","","","","","","","","",0,"aaaaa0","No","No",{"$f":"IF($W89=\"a\",0,IF($W89=\"b\",Inventory!$M96,Inventory!$AG96))","v":0},{"$f":"IF(OR($W89=\"a\",AND($AQ89=\"No\",$AR89=\"No\")),0,IF(AND($W89=\"b\",Inventory!$O96=\"Btu/hr\"),Inventory!$N96,IF(AND($W89=\"b\",Inventory!$O96=\"Tons\"),Inventory!$N96*12000,IF(AND(OR($W89=\"c\",$W89=\"d\"),Inventory!$AI96=\"Btu/hr\"),Inventory!$AH96,IF(AND(OR($W89=\"c\",$W89=\"d\"),Inventory!$AI96=\"Tons\"),Inventory!$AH96*12000,0)))))","v":0},0,0,"EER",0,"kW/ton",{"$f":"IF(OR($W89=\"a\",$AR89=\"No\"),0,IF(AND($W89=\"b\",Inventory!$Q96=\"Btu/hr\"),Inventory!$P96,IF(AND($W89=\"b\",Inventory!$Q96=\"Tons\"),Inventory!$P96*12000,IF(AND(OR($W89=\"c\",$W89=\"d\"),Inventory!$AK96=\"Btu/hr\"),Inventory!$AJ96,IF(AND(OR($W89=\"c\",$W89=\"d\"),Inventory!$AK96=\"Tons\"),Inventory!$AJ96*12000,0)))))","v":0},0,0,"COP","No",{"$f":"IF(OR(Inventory!$J96=\"\",$BD89=\"No\"),\"-\",Inventory!$J96)","v":"-"},{"$f":"IFERROR(VLOOKUP($BE89,'Early Retirement'!$B$6:$C$32,2,FALSE),\"-\")","v":"-"},{"$f":"IF(OR($W89<>\"b\",AND($X89<>\"b\",$X89<>\"c\")),\"n\",IF(AND($AO89<>1,$AO89<>2,$AO89<>7,$AO89<>8),\"n\",IF(Inventory!$K96=\"Split\",\"s\",IF(Inventory!$K96=\"Packaged\",\"p\",\"n\"))))","v":"n"},{"$f":"IF(AND($X89<>\"i\",$X89<>\"j\"),\"n\",IF(Inventory!$L96=\"Centrifugal\",\"c\",\"n\"))","v":"n"},"-","-",{"$f":"IFERROR(INDEX('Early Retirement'!$C$4:$AC$32,$BF89,$BJ89),0)","v":0},{"$f":"IFERROR(HLOOKUP($BJ89,'Early Retirement'!$D$4:$AC$5,2,FALSE),0)","v":0},{"$f":"IFERROR(INDEX('Early Retirement'!$AE$4:$BE$32,$BF89,$BJ89),0)","v":0},{"$f":"IFERROR(HLOOKUP($BJ89,'Early Retirement'!$AF$4:$BE$5,2,FALSE),0)","v":0},0,0,"kW/ton",{"$f":"IFERROR(INDEX('Early Retirement'!$BG$4:$CG$32,$BF89,$BJ89),0)","v":0},{"$f":"IFERROR(HLOOKUP($BJ89,'Early Retirement'!$BH$4:$CH$5,2,FALSE),0)","v":0},0,"COP","Yes",0,0,"kW/ton",0,"COP",0,0,"kW/ton",0,"COP",null,"dfaac28",10,"EER",10,"EER",1.2,1.2,"kW/ton",3.9,"COP",3.9,"COP"]
[null,null,null,null,null,null,null,null,null,null,null,null,null,null,null,null,null,null,null,null,null,88,{"$f":"IF(Inventory!$C97=\"\",\"a\",VLOOKUP(Inventory!$C97,$B$3:$C$6,2,FALSE))","v":"a"},{"$f":"IF(AND($W90=\"b\",Inventory!$I97=\"\"),\"a\",IF(AND($W90=\"b\",Inventory!$I97<>\"\"),VLOOKUP(Inventory!$I97,$E$3:$F$12,2,FALSE),IF(AND(OR($W90=\"c\",$W90=\"d\"),Inventory!$AB97=\"\"),\"a\",IF(AND(OR($W90=\"c\",$W90=\"d\"),Inventory!$AB97<>\"\"),VLOOKUP(Inventory!$AB97,$E$3:$F$12,2,FALSE),\"a\"))))","v":"a"},{"$f":"IF(OR(AND($X90<>\"b\",$X90<>\"c\"),$AB90=0,$AB90>=(65000/12000),Inventory!$AC97=\"\"),\"a\",VLOOKUP(Inventory!$AC97,$H$3:$I$5,2,FALSE))","v":"a"},{"$f":"IF(AND($X90<>\"i\",$X90<>\"j\"),\"a\",IF(AND($W90=\"b\",Inventory!$L97=\"\"),\"a\",IF(AND($W90=\"b\",Inventory!$L97<>\"\"),VLOOKUP(Inventory!$L97,$K$3:$L$6,2,FALSE),IF(AND(OR($W90=\"c\",$W90=\"d\"),Inventory!$AD97=\"\"),\"a\",IF(AND(OR($W90=\"c\",$W90=\"d\"),Inventory!$AD97<>\"\"),VLOOKUP(Inventory!$AD97,$K$3:$L$6,2,FALSE),\"a\")))))","v":"a"},{"$f":"IF(OR(AND($X90<>\"e\",$X90<>\"f\"),$AB90=0,Inventory!$AF97=\"\"),\"a\",VLOOKUP(Inventory!$AF97,$N$3:$O$5,2,FALSE))","v":"a"},{"$f":"IF(OR(Inventory!C97=\"New Construction\",Inventory!C97=\"Replace-on-Burnout\"),Inventory!AS97,IF(Inventory!C97=\"Early Retirement\",Inventory!AR97,0))","v":0},"","","","","","","","","","","","",0,"aaaaa0","No","No",{"$f":"IF($W90=\"a\",0,IF($W90=\"b\",Inventory!$M97,Inventory!$AG97))","v":0},{"$f":"IF(OR($W90=\"a\",AND($AQ90=\"No\",$AR90=\"No\")),0,IF(AND($W90=\"b\",Inventory!$O97=\"Btu/hr\"),Inventory!$N97,IF(AND($W90=\"b\",Inventory!$O97=\"Tons\"),Inventory!$N97*12000,IF(AND(OR($W90=\"c\",$W90=\"d\"),Inventory!$AI97=\"Btu/hr\"),Inventory!$AH97,IF(AND(OR($W90=\"c\",$W90=\"d\"),Inventory!$AI97=\"Tons\"),Inventory!$AH97*12000,0)))))","v":0},0,0,"EER",0,"kW/ton",{"$f":"IF(OR($W90=\"a\",$AR90=\"No\"),0,IF(AND($W90=\"b\",Inventory!$Q97=\"Btu/hr\"),Inventory!$P97,IF(AND($W90=\"b\",Inventory!$Q97=\"Tons\"),Inventory!$P97*12000,IF(AND(OR($W90=\"c\",$W90=\"d\"),Inventory!$AK97=\"Btu/hr\"),Inventory!$AJ97,IF(AND(OR($W90=\"c\",$W90=\"d\"),Inventory!$AK97=\"Tons\"),Inventory!$AJ97*12000,0)))))","v":0},0,0,"COP","No",{"$f":"IF(OR(Inventory!$J97=\"\",$BD90=\"No\"),\"-\",Inventory!$J97)","v":"-"},{"$f":"IFERROR(VLOOKUP($BE90,'Early Retirement'!$B$6:$C$32,2,FALSE),\"-\")","v":"-"},{"$f":"IF(OR($W90<>\"b\",AND($X90<>\"b\",$X90<>\"c\")),\"n\",IF(AND($AO90<>1,$AO90<>2,$AO90<>7,$AO90<>8),\"n\",IF(Inventory!$K97=\"Split\",\"s\",IF(Inventory!$K97=\"Packaged\",\"p\",\"n\"))))","v":"n"},{"$f":"IF(AND($X90<>\"i\",$X90<>\"j\"),\"n\",IF(Inventory!$L97=\"Centrifugal\",\"c\",\"n\"))","v":"n"},"-","-",{"$f":"IFERROR(INDEX('Early Retirement'!$C$4:$AC$32,$BF90,$BJ90),0)","v":0},{"$f":"IFERROR(HLOOKUP($BJ90,'Early Retirement'!$D$4:$AC$5,2,FALSE),0)","v":0},{"$f":"IFERROR(INDEX('Early Retirement'!$AE$4:$BE$32,$BF90,$BJ90),0)","v":0},{"$f":"IFERROR(HLOOKUP($BJ90,'Early Retirement'!$AF$4:$BE$5,2,FALSE),0)","v":0},0,0,"kW/ton",{"$f":"IFERROR(INDEX('Early Retirement'!$BG$4:$CG$32,$BF90,$BJ90),0)","v":0},{"$f":"IFERROR(HLOOKUP($BJ90,'Early Retirement'!$BH$4:$CH$5,2,FALSE),0)","v":0},0,"COP","Yes",0,0,"kW/ton",0,"COP",0,0,"kW/ton",0,"COP",null,"dfaab28",9.8000000000000007,"EER",9.8000000000000007,"EER",1.2244897959183672,1.2244897959183672,"kW/ton",3.9,"COP",3.9,"COP"]
[null,null,null,null,null,null,null,null,null,null,null,null,null,null,null,null,null,null,null,null,null,89,{"$f":"IF(Inventory!$C98=\"\",\"a\",VLOOKUP(Inventory!$C98,$B$3:$C$6,2,FALSE))","v":"a"},{"$f":"IF(AND($W91=\"b\",Inventory!$I98=\"\"),\"a\",IF(AND($W91=\"b\",Inventory!$I98<>\"\"),VLOOKUP(Inventory!$I98,$E$3:$F$12,2,FALSE),IF(AND(OR($W91=\"c\",$W91=\"d\"),Inventory!$AB98=\"\"),\"a\",IF(AND(OR($W91=\"c\",$W91=\"d\"),Inventory!$AB98<>\"\"),VLOOKUP(Inventory!$AB98,$E$3:$F$12,2,FALSE),\"a\"))))","v":"a"},{"$f":"IF(OR(AND($X91<>\"b\",$X91<>\"c\"),$AB91=0,$AB91>=(65000/12000),Inventory!$AC98=\"\"),\"a\",VLOOKUP(Inventory!$AC98,$H$3:$I$5,2,FALSE))","v":"a"},{"$f":"IF(AND($X91<>\"i\",$X91<>\"j\"),\"a\",IF(AND($W91=\"b\",Inventory!$L98=\"\"),\"a\",IF(AND($W91=\"b\",Inventory!$L98<>\"\"),VLOOKUP(Inventory!$L98,$K$3:$L$6,2,FALSE),IF(AND(OR($W91=\"c\",$W91=\"d\"),Inventory!$AD98=\"\"),\"a\",IF(AND(OR($W91=\"c\",$W91=\"d\"),Inventory!$AD98<>\"\"),VLOOKUP(Inventory!$AD98,$K$3:$L$6,2,FALSE),\"a\")))))","v":"a"},{"$f":"IF(OR(AND($X91<>\"e\",$X91<>\"f\"),$AB91=0,Inventory!$AF98=\"\"),\"a\",VLOOKUP(Inventory!$AF98,$N$3:$O$5,2,FALSE))","v":"a"},{"$f":"IF(OR(Inventory!C98=\"New Construction\",Inventory!C98=\"Replace-on-Burnout\"),Inventory!AS98,IF(Inventory!C98=\"Early Retirement\",Inventory!AR98,0))","v":0},"","","","","","","","","","","","",0,"aaaaa0","No","No",{"$f":"IF($W91=\"a\",0,IF($W91=\"b\",Inventory!$M98,Inventory!$AG98))","v":0},{"$f":"IF(OR($W91=\"a\",AND($AQ91=\"No\",$AR91=\"No\")),0,IF(AND($W91=\"b\",Inventory!$O98=\"Btu/hr\"),Inventory!$N98,IF(AND($W91=\"b\",Inventory!$O98=\"Tons\"),Inventory!$N98*12000,IF(AND(OR($W91=\"c\",$W91=\"d\"),Inventory!$AI98=\"Btu/hr\"),Inventory!$AH98,IF(AND(OR($W91=\"c\",$W91=\"d\"),Inventory!$AI98=\"Tons\"),Inventory!$AH98*12000,0)))))","v":0},0,0,"EER",0,"kW/ton",{"$f":"IF(OR($W91=\"a\",$AR91=\"No\"),0,IF(AND($W91=\"b\",Inventory!$Q98=\"Btu/hr\"),Inventory!$P98,IF(AND($W91=\"b\",Inventory!$Q98=\"Tons\"),Inventory!$P98*12000,IF(AND(OR($W91=\"c\",$W91=\"d\"),Inventory!$AK98=\"Btu/hr\"),Inventory!$AJ98,IF(AND(OR($W91=\"c\",$W91=\"d\"),Inventory!$AK98=\"Tons\"),Inventory!$AJ98*12000,0)))))","v":0},0,0,"COP","No",{"$f":"IF(OR(Inventory!$J98=\"\",$BD91=\"No\"),\"-\",Inventory!$J98)","v":"-"},{"$f":"IFERROR(VLOOKUP($BE91,'Early Retirement'!$B$6:$C$32,2,FALSE),\"-\")","v":"-"},{"$f":"IF(OR($W91<>\"b\",AND($X91<>\"b\",$X91<>\"c\")),\"n\",IF(AND($AO91<>1,$AO91<>2,$AO91<>7,$AO91<>8),\"n\",IF(Inventory!$K98=\"Split\",\"s\",IF(Inventory!$K98=\"Packaged\",\"p\",\"n\"))))","v":"n"},{"$f":"IF(AND($X91<>\"i\",$X91<>\"j\"),\"n\",IF(Inventory!$L98=\"Centrifugal\",\"c\",\"n\"))","v":"n"},"-","-",{"$f":"IFERROR(INDEX('Early Retirement'!$C$4:$AC$32,$BF91,$BJ91),0)","v":0},{"$f":"IFERROR(HLOOKUP($BJ91,'Early Retirement'!$D$4:$AC$5,2,FALSE),0)","v":0},{"$f":"IFERROR(INDEX('Early Retirement'!$AE$4:$BE$32,$BF91,$BJ91),0)","v":0},{"$f":"IFERROR(HLOOKUP($BJ91,'Early Retirement'!$AF$4:$BE$5,2,FALSE),0)","v":0},0,0,"kW/ton",{"$f":"IFERROR(INDEX('Early Retirement'!$BG$4:$CG$32,$BF91,$BJ91),0)","v":0},{"$f":"IFERROR(HLOOKUP($BJ91,'Early Retirement'!$BH$4:$CH$5,2,FALSE),0)","v":0},0,"COP","Yes",0,0,"kW/ton",0,"COP",0,0,"kW/ton",0,"COP",null,"dfaac29",10,"EER",10,"EER",1.2,1.2,"kW/ton",3.9,"COP",3.9,"COP"]
[null,null,null,null,null,null,null,null,null,null,null,null,null,null,null,null,null,null,null,null,null,90,{"$f":"IF(Inventory!$C99=\"\",\"a\",VLOOKUP(Inventory!$C99,$B$3:$C$6,2,FALSE))","v":"a"},{"$f":"IF(AND($W92=\"b\",Inventory!$I99=\"\"),\"a\",IF(AND($W92=\"b\",Inventory!$I99<>\"\"),VLOOKUP(Inventory!$I99,$E$3:$F$12,2,FALSE),IF(AND(OR($W92=\"c\",$W92=\"d\"),Inventory!$AB99=\"\"),\"a\",IF(AND(OR($W92=\"c\",$W92=\"d\"),Inventory!$AB99<>\"\"),VLOOKUP(Inventory!$AB99,$E$3:$F$12,2,FALSE),\"a\"))))","v":"a"},{"$f":"IF(OR(AND($X92<>\"b\",$X92<>\"c\"),$AB92=0,$AB92>=(65000/12000),Inventory!$AC99=\"\"),\"a\",VLOOKUP(Inventory!$AC99,$H$3:$I$5,2,FALSE))","v":"a"},{"$f":"IF(AND($X92<>\"i\",$X92<>\"j\"),\"a\",IF(AND($W92=\"b\",Inventory!$L99=\"\"),\"a\",IF(AND($W92=\"b\",Inventory!$L99<>\"\"),VLOOKUP(Inventory!$L99,$K$3:$L$6,2,FALSE),IF(AND(OR($W92=\"c\",$W92=\"d\"),Inventory!$AD99=\"\"),\"a\",IF(AND(OR($W92=\"c\",$W92=\"d\"),Inventory!$AD99<>\"\"),VLOOKUP(Inventory!$AD99,$K$3:$L$6,2,FALSE),\"a\")))))","v":"a"},{"$f":"IF(OR(AND($X92<>\"e\",$X92<>\"f\"),$AB92=0,Inventory!$AF99=\"\"),\"a\",VLOOKUP(Inventory!$AF99,$N$3:$O$5,2,FALSE))","v":"a"},{"$f":"IF(OR(Inventory!C99=\"New Construction\",Inventory!C99=\"Replace-on-Burnout\"),Inventory!AS99,IF(Inventory!C99=\"Early Retirement\",Inventory!AR99,0))","v":0},"","","","","","","","","","","","",0,"aaaaa0","No","No",{"$f":"IF($W92=\"a\",0,IF($W92=\"b\",Inventory!$M99,Inventory!$AG99))","v":0},{"$f":"IF(OR($W92=\"a\",AND($AQ92=\"No\",$AR92=\"No\")),0,IF(AND($W92=\"b\",Inventory!$O99=\"Btu/hr\"),Inventory!$N99,IF(AND($W92=\"b\",Inventory!$O99=\"Tons\"),Inventory!$N99*12000,IF(AND(OR($W92=\"c\",$W92=\"d\"),Inventory!$AI99=\"Btu/hr\"),Inventory!$AH99,IF(AND(OR($W92=\"c\",$W92=\"d\"),Inventory!$AI99=\"Tons\"),Inventory!$AH99*12000,0)))))","v":0},0,0,"EER",0,"kW/ton",{"$f":"IF(OR($W92=\"a\",$AR92=\"No\"),0,IF(AND($W92=\"b\",Inventory!$Q99=\"Btu/hr\"),Inventory!$P99,IF(AND($W92=\"b\",Inventory!$Q99=\"Tons\"),Inventory!$P99*12000,IF(AND(OR($W92=\"c\",$W92=\"d\"),Inventory!$AK99=\"Btu/hr\"),Inventory!$AJ99,IF(AND(OR($W92=\"c\",$W92=\"d\"),Inventory!$AK99=\"Tons\"),Inventory!$AJ99*12000,0)))))","v":0},0,0,"COP","No",{"$f":"IF(OR(Inventory!$J99=\"\",$BD92=\"No\"),\"-\",Inventory!$J99)","v":"-"},{"$f":"IFERROR(VLOOKUP($BE92,'Early Retirement'!$B$6:$C$32,2,FALSE),\"-\")","v":"-"},{"$f":"IF(OR($W92<>\"b\",AND($X92<>\"b\",$X92<>\"c\")),\"n\",IF(AND($AO92<>1,$AO92<>2,$AO92<>7,$AO92<>8),\"n\",IF(Inventory!$K99=\"Split\",\"s\",IF(Inventory!$K99=\"Packaged\",\"p\",\"n\"))))","v":"n"},{"$f":"IF(AND($X92<>\"i\",$X92<>\"j\"),\"n\",IF(Inventory!$L99=\"Centrifugal\",\"c\",\"n\"))","v":"n"},"-","-",{"$f":"IFERROR(INDEX('Early Retirement'!$C$4:$AC$32,$BF92,$BJ92),0)","v":0},{"$f":"IFERROR(HLOOKUP($BJ92,'Early Retirement'!$D$4:$AC$5,2,FALSE),0)","v":0},{"$f":"IFERROR(INDEX('Early Retirement'!$AE$4:$BE$32,$BF92,$BJ92),0)","v":0},{"$f":"IFERROR(HLOOKUP($BJ92,'Early Retirement'!$AF$4:$BE$5,2,FALSE),0)","v":0},0,0,"kW/ton",{"$f":"IFERROR(INDEX('Early Retirement'!$BG$4:$CG$32,$BF92,$BJ92),0)","v":0},{"$f":"IFERROR(HLOOKUP($BJ92,'Early Retirement'!$BH$4:$CH$5,2,FALSE),0)","v":0},0,"COP","Yes",0,0,"kW/ton",0,"COP",0,0,"kW/ton",0,"COP",null,"dfaab29",9.8000000000000007,"EER",9.8000000000000007,"EER",1.2244897959183672,1.2244897959183672,"kW/ton",3.9,"COP",3.9,"COP"]
[null,null,null,null,null,null,null,null,null,null,null,null,null,null,null,null,null,null,null,null,null,91,{"$f":"IF(Inventory!$C100=\"\",\"a\",VLOOKUP(Inventory!$C100,$B$3:$C$6,2,FALSE))","v":"a"},{"$f":"IF(AND($W93=\"b\",Inventory!$I100=\"\"),\"a\",IF(AND($W93=\"b\",Inventory!$I100<>\"\"),VLOOKUP(Inventory!$I100,$E$3:$F$12,2,FALSE),IF(AND(OR($W93=\"c\",$W93=\"d\"),Inventory!$AB100=\"\"),\"a\",IF(AND(OR($W93=\"c\",$W93=\"d\"),Inventory!$AB100<>\"\"),VLOOKUP(Inventory!$AB100,$E$3:$F$12,2,FALSE),\"a\"))))","v":"a"},{"$f":"IF(OR(AND($X93<>\"b\",$X93<>\"c\"),$AB93=0,$AB93>=(65000/12000),Inventory!$AC100=\"\"),\"a\",VLOOKUP(Inventory!$AC100,$H$3:$I$5,2,FALSE))","v":"a"},{"$f":"IF(AND($X93<>\"i\",$X93<>\"j\"),\"a\",IF(AND($W93=\"b\",Inventory!$L100=\"\"),\"a\",IF(AND($W93=\"b\",Inventory!$L100<>\"\"),VLOOKUP(Inventory!$L100,$K$3:$L$6,2,FALSE),IF(AND(OR($W93=\"c\",$W93=\"d\"),Inventory!$AD100=\"\"),\"a\",IF(AND(OR($W93=\"c\",$W93=\"d\"),Inventory!$AD100<>\"\"),VLOOKUP(Inventory!$AD100,$K$3:$L$6,2,FALSE),\"a\")))))","v":"a"},{"$f":"IF(OR(AND($X93<>\"e\",$X93<>\"f\"),$AB93=0,Inventory!$AF100=\"\"),\"a\",VLOOKUP(Inventory!$AF100,$N$3:$O$5,2,FALSE))","v":"a"},{"$f":"IF(OR(Inventory!C100=\"New Construction\",Inventory!C100=\"Replace-on-Burnout\"),Inventory!AS100,IF(Inventory!C100=\"Early Retirement\",Inventory!AR100,0))","v":0},"","","","","","","","","","","","",0,"aaaaa0","No","No",{"$f":"IF($W93=\"a\",0,IF($W93=\"b\",Inventory!$M100,Inventory!$AG100))","v":0},{"$f":"IF(OR($W93=\"a\",AND($AQ93=\"No\",$AR93=\"No\")),0,IF(AND($W93=\"b\",Inventory!$O100=\"Btu/hr\"),Inventory!$N100,IF(AND($W93=\"b\",Inventory!$O100=\"Tons\"),Inventory!$N100*12000,IF(AND(OR($W93=\"c\",$W93=\"d\"),Inventory!$AI100=\"Btu/hr\"),Inventory!$AH100,IF(AND(OR($W93=\"c\",$W93=\"d\"),Inventory!$AI100=\"Tons\"),Inventory!$AH100*12000,0)))))","v":0},0,0,"EER",0,"kW/ton",{"$f":"IF(OR($W93=\"a\",$AR93=\"No\"),0,IF(AND($W93=\"b\",Inventory!$Q100=\"Btu/hr\"),Inventory!$P100,IF(AND($W93=\"b\",Inventory!$Q100=\"Tons\"),Inventory!$P100*12000,IF(AND(OR($W93=\"c\",$W93=\"d\"),Inventory!$AK100=\"Btu/hr\"),Inventory!$AJ100,IF(AND(OR($W93=\"c\",$W93=\"d\"),Inventory!$AK100=\"Tons\"),Inventory!$AJ100*12000,0)))))","v":0},0,0,"COP","No",{"$f":"IF(OR(Inventory!$J100=\"\",$BD93=\"No\"),\"-\",Inventory!$J100)","v":"-"},{"$f":"IFERROR(VLOOKUP($BE93,'Early Retirement'!$B$6:$C$32,2,FALSE),\"-\")","v":"-"},{"$f":"IF(OR($W93<>\"b\",AND($X93<>\"b\",$X93<>\"c\")),\"n\",IF(AND($AO93<>1,$AO93<>2,$AO93<>7,$AO93<>8),\"n\",IF(Inventory!$K100=\"Split\",\"s\",IF(Inventory!$K100=\"Packaged\",\"p\",\"n\"))))","v":"n"},{"$f":"IF(AND($X93<>\"i\",$X93<>\"j\"),\"n\",IF(Inventory!$L100=\"Centrifugal\",\"c\",\"n\"))","v":"n"},"-","-",{"$f":"IFERROR(INDEX('Early Retirement'!$C$4:$AC$32,$BF93,$BJ93),0)","v":0},{"$f":"IFERROR(HLOOKUP($BJ93,'Early Retirement'!$D$4:$AC$5,2,FALSE),0)","v":0},{"$f":"IFERROR(INDEX('Early Retirement'!$AE$4:$BE$32,$BF93,$BJ93),0)","v":0},{"$f":"IFERROR(HLOOKUP($BJ93,'Early Retirement'!$AF$4:$BE$5,2,FALSE),0)","v":0},0,0,"kW/ton",{"$f":"IFERROR(INDEX('Early Retirement'!$BG$4:$CG$32,$BF93,$BJ93),0)","v":0},{"$f":"IFERROR(HLOOKUP($BJ93,'Early Retirement'!$BH$4:$CH$5,2,FALSE),0)","v":0},0,"COP","Yes",0,0,"kW/ton",0,"COP",0,0,"kW/ton",0,"COP",null,"dfaac30",10,"EER",10,"EER",1.2,1.2,"kW/ton",3.9,"COP",3.9,"COP"]
[null,null,null,null,null,null,null,null,null,null,null,null,null,null,null,null,null,null,null,null,null,92,{"$f":"IF(Inventory!$C101=\"\",\"a\",VLOOKUP(Inventory!$C101,$B$3:$C$6,2,FALSE))","v":"a"},{"$f":"IF(AND($W94=\"b\",Inventory!$I101=\"\"),\"a\",IF(AND($W94=\"b\",Inventory!$I101<>\"\"),VLOOKUP(Inventory!$I101,$E$3:$F$12,2,FALSE),IF(AND(OR($W94=\"c\",$W94=\"d\"),Inventory!$AB101=\"\"),\"a\",IF(AND(OR($W94=\"c\",$W94=\"d\"),Inventory!$AB101<>\"\"),VLOOKUP(Inventory!$AB101,$E$3:$F$12,2,FALSE),\"a\"))))","v":"a"},{"$f":"IF(OR(AND($X94<>\"b\",$X94<>\"c\"),$AB94=0,$AB94>=(65000/12000),Inventory!$AC101=\"\"),\"a\",VLOOKUP(Inventory!$AC101,$H$3:$I$5,2,FALSE))","v":"a"},{"$f":"IF(AND($X94<>\"i\",$X94<>\"j\"),\"a\",IF(AND($W94=\"b\",Inventory!$L101=\"\"),\"a\",IF(AND($W94=\"b\",Inventory!$L101<>\"\"),VLOOKUP(Inventory!$L101,$K$3:$L$6,2,FALSE),IF(AND(OR($W94=\"c\",$W94=\"d\"),Inventory!$AD101=\"\"),\"a\",IF(AND(OR($W94=\"c\",$W94=\"d\"),Inventory!$AD101<>\"\"),VLOOKUP(Inventory!$AD101,$K$3:$L$6,2,FALSE),\"a\")))))","v":"a"},{"$f":"IF(OR(AND($X94<>\"e\",$X94<>\"f\"),$AB94=0,Inventory!$AF101=\"\"),\"a\",VLOOKUP(Inventory!$AF101,$N$3:$O$5,2,FALSE))","v":"a"},{"$f":"IF(OR(Inventory!C101=\"New Construction\",Inventory!C101=\"Replace-on-Burnout\"),Inventory!AS101,IF(Inventory!C101=\"Early Retirement\",Inventory!AR101,0))","v":0},"","","","","","","","","","","","",0,"aaaaa0","No","No",{"$f":"IF($W94=\"a\",0,IF($W94=\"b\",Inventory!$M101,Inventory!$AG101))","v":0},{"$f":"IF(OR($W94=\"a\",AND($AQ94=\"No\",$AR94=\"No\")),0,IF(AND($W94=\"b\",Inventory!$O101=\"Btu/hr\"),Inventory!$N101,IF(AND($W94=\"b\",Inventory!$O101=\"Tons\"),Inventory!$N101*12000,IF(AND(OR($W94=\"c\",$W94=\"d\"),Inventory!$AI101=\"Btu/hr\"),Inventory!$AH101,IF(AND(OR($W94=\"c\",$W94=\"d\"),Inventory!$AI101=\"Tons\"),Inventory!$AH101*12000,0)))))","v":0},0,0,"EER",0,"kW/ton",{"$f":"IF(OR($W94=\"a\",$AR94=\"No\"),0,IF(AND($W94=\"b\",Inventory!$Q101=\"Btu/hr\"),Inventory!$P101,IF(AND($W94=\"b\",Inventory!$Q101=\"Tons\"),Inventory!$P101*12000,IF(AND(OR($W94=\"c\",$W94=\"d\"),Inventory!$AK101=\"Btu/hr\"),Inventory!$AJ101,IF(AND(OR($W94=\"c\",$W94=\"d\"),Inventory!$AK101=\"Tons\"),Inventory!$AJ101*12000,0)))))","v":0},0,0,"COP","No",{"$f":"IF(OR(Inventory!$J101=\"\",$BD94=\"No\"),\"-\",Inventory!$J101)","v":"-"},{"$f":"IFERROR(VLOOKUP($BE94,'Early Retirement'!$B$6:$C$32,2,FALSE),\"-\")","v":"-"},{"$f":"IF(OR($W94<>\"b\",AND($X94<>\"b\",$X94<>\"c\")),\"n\",IF(AND($AO94<>1,$AO94<>2,$AO94<>7,$AO94<>8),\"n\",IF(Inventory!$K101=\"Split\",\"s\",IF(Inventory!$K101=\"Packaged\",\"p\",\"n\"))))","v":"n"},{"$f":"IF(AND($X94<>\"i\",$X94<>\"j\"),\"n\",IF(Inventory!$L101=\"Centrifugal\",\"c\",\"n\"))","v":"n"},"-","-",{"$f":"IFERROR(INDEX('Early Retirement'!$C$4:$AC$32,$BF94,$BJ94),0)","v":0},{"$f":"IFERROR(HLOOKUP($BJ94,'Early Retirement'!$D$4:$AC$5,2,FALSE),0)","v":0},{"$f":"IFERROR(INDEX('Early Retirement'!$AE$4:$BE$32,$BF94,$BJ94),0)","v":0},{"$f":"IFERROR(HLOOKUP($BJ94,'Early Retirement'!$AF$4:$BE$5,2,FALSE),0)","v":0},0,0,"kW/ton",{"$f":"IFERROR(INDEX('Early Retirement'!$BG$4:$CG$32,$BF94,$BJ94),0)","v":0},{"$f":"IFERROR(HLOOKUP($BJ94,'Early Retirement'!$BH$4:$CH$5,2,FALSE),0)","v":0},0,"COP","Yes",0,0,"kW/ton",0,"COP",0,0,"kW/ton",0,"COP",null,"dfaab30",9.8000000000000007,"EER",9.8000000000000007,"EER",1.2244897959183672,1.2244897959183672,"kW/ton",3.9,"COP",3.9,"COP"]
[null,null,null,null,null,null,null,null,null,null,null,null,null,null,null,null,null,null,null,null,null,93,{"$f":"IF(Inventory!$C102=\"\",\"a\",VLOOKUP(Inventory!$C102,$B$3:$C$6,2,FALSE))","v":"a"},{"$f":"IF(AND($W95=\"b\",Inventory!$I102=\"\"),\"a\",IF(AND($W95=\"b\",Inventory!$I102<>\"\"),VLOOKUP(Inventory!$I102,$E$3:$F$12,2,FALSE),IF(AND(OR($W95=\"c\",$W95=\"d\"),Inventory!$AB102=\"\"),\"a\",IF(AND(OR($W95=\"c\",$W95=\"d\"),Inventory!$AB102<>\"\"),VLOOKUP(Inventory!$AB102,$E$3:$F$12,2,FALSE),\"a\"))))","v":"a"},{"$f":"IF(OR(AND($X95<>\"b\",$X95<>\"c\"),$AB95=0,$AB95>=(65000/12000),Inventory!$AC102=\"\"),\"a\",VLOOKUP(Inventory!$AC102,$H$3:$I$5,2,FALSE))","v":"a"},{"$f":"IF(AND($X95<>\"i\",$X95<>\"j\"),\"a\",IF(AND($W95=\"b\",Inventory!$L102=\"\"),\"a\",IF(AND($W95=\"b\",Inventory!$L102<>\"\"),VLOOKUP(Inventory!$L102,$K$3:$L$6,2,FALSE),IF(AND(OR($W95=\"c\",$W95=\"d\"),Inventory!$AD102=\"\"),\"a\",IF(AND(OR($W95=\"c\",$W95=\"d\"),Inventory!$AD102<>\"\"),VLOOKUP(Inventory!$AD102,$K$3:$L$6,2,FALSE),\"a\")))))","v":"a"},{"$f":"IF(OR(AND($X95<>\"e\",$X95<>\"f\"),$AB95=0,Inventory!$AF102=\"\"),\"a\",VLOOKUP(Inventory!$AF102,$N$3:$O$5,2,FALSE))","v":"a"},{"$f":"IF(OR(Inventory!C102=\"New Construction\",Inventory!C102=\"Replace-on-Burnout\"),Inventory!AS102,IF(Inventory!C102=\"Early Retirement\",Inventory!AR102,0))","v":0},"","","","","","","","","","","","",0,"aaaaa0","No","No",{"$f":"IF($W95=\"a\",0,IF($W95=\"b\",Inventory!$M102,Inventory!$AG102))","v":0},{"$f":"IF(OR($W95=\"a\",AND($AQ95=\"No\",$AR95=\"No\")),0,IF(AND($W95=\"b\",Inventory!$O102=\"Btu/hr\"),Inventory!$N102,IF(AND($W95=\"b\",Inventory!$O102=\"Tons\"),Inventory!$N102*12000,IF(AND(OR($W95=\"c\",$W95=\"d\"),Inventory!$AI102=\"Btu/hr\"),Inventory!$AH102,IF(AND(OR($W95=\"c\",$W95=\"d\"),Inventory!$AI102=\"Tons\"),Inventory!$AH102*12000,0)))))","v":0},0,0,"EER",0,"kW/ton",{"$f":"IF(OR($W95=\"a\",$AR95=\"No\"),0,IF(AND($W95=\"b\",Inventory!$Q102=\"Btu/hr\"),Inventory!$P102,IF(AND($W95=\"b\",Inventory!$Q102=\"Tons\"),Inventory!$P102*12000,IF(AND(OR($W95=\"c\",$W95=\"d\"),Inventory!$AK102=\"Btu/hr\"),Inventory!$AJ102,IF(AND(OR($W95=\"c\",$W95=\"d\"),Inventory!$AK102=\"Tons\"),Inventory!$AJ102*12000,0)))))","v":0},0,0,"COP","No",{"$f":"IF(OR(Inventory!$J102=\"\",$BD95=\"No\"),\"-\",Inventory!$J102)","v":"-"},{"$f":"IFERROR(VLOOKUP($BE95,'Early Retirement'!$B$6:$C$32,2,FALSE),\"-\")","v":"-"},{"$f":"IF(OR($W95<>\"b\",AND($X95<>\"b\",$X95<>\"c\")),\"n\",IF(AND($AO95<>1,$AO95<>2,$AO95<>7,$AO95<>8),\"n\",IF(Inventory!$K102=\"Split\",\"s\",IF(Inventory!$K102=\"Packaged\",\"p\",\"n\"))))","v":"n"},{"$f":"IF(AND($X95<>\"i\",$X95<>\"j\"),\"n\",IF(Inventory!$L102=\"Centrifugal\",\"c\",\"n\"))","v":"n"},"-","-",{"$f":"IFERROR(INDEX('Early Retirement'!$C$4:$AC$32,$BF95,$BJ95),0)","v":0},{"$f":"IFERROR(HLOOKUP($BJ95,'Early Retirement'!$D$4:$AC$5,2,FALSE),0)","v":0},{"$f":"IFERROR(INDEX('Early Retirement'!$AE$4:$BE$32,$BF95,$BJ95),0)","v":0},{"$f":"IFERROR(HLOOKUP($BJ95,'Early Retirement'!$AF$4:$BE$5,2,FALSE),0)","v":0},0,0,"kW/ton",{"$f":"IFERROR(INDEX('Early Retirement'!$BG$4:$CG$32,$BF95,$BJ95),0)","v":0},{"$f":"IFERROR(HLOOKUP($BJ95,'Early Retirement'!$BH$4:$CH$5,2,FALSE),0)","v":0},0,"COP","Yes",0,0,"kW/ton",0,"COP",0,0,"kW/ton",0,"COP",null,"ciaba35",9.5619999999999994,"EER",12.5,"IPLV",1.2549675800041833,0.96,"kW/ton"]
[null,null,null,null,null,null,null,null,null,null,null,null,null,null,null,null,null,null,null,null,null,94,{"$f":"IF(Inventory!$C103=\"\",\"a\",VLOOKUP(Inventory!$C103,$B$3:$C$6,2,FALSE))","v":"a"},{"$f":"IF(AND($W96=\"b\",Inventory!$I103=\"\"),\"a\",IF(AND($W96=\"b\",Inventory!$I103<>\"\"),VLOOKUP(Inventory!$I103,$E$3:$F$12,2,FALSE),IF(AND(OR($W96=\"c\",$W96=\"d\"),Inventory!$AB103=\"\"),\"a\",IF(AND(OR($W96=\"c\",$W96=\"d\"),Inventory!$AB103<>\"\"),VLOOKUP(Inventory!$AB103,$E$3:$F$12,2,FALSE),\"a\"))))","v":"a"},{"$f":"IF(OR(AND($X96<>\"b\",$X96<>\"c\"),$AB96=0,$AB96>=(65000/12000),Inventory!$AC103=\"\"),\"a\",VLOOKUP(Inventory!$AC103,$H$3:$I$5,2,FALSE))","v":"a"},{"$f":"IF(AND($X96<>\"i\",$X96<>\"j\"),\"a\",IF(AND($W96=\"b\",Inventory!$L103=\"\"),\"a\",IF(AND($W96=\"b\",Inventory!$L103<>\"\"),VLOOKUP(Inventory!$L103,$K$3:$L$6,2,FALSE),IF(AND(OR($W96=\"c\",$W96=\"d\"),Inventory!$AD103=\"\"),\"a\",IF(AND(OR($W96=\"c\",$W96=\"d\"),Inventory!$AD103<>\"\"),VLOOKUP(Inventory!$AD103,$K$3:$L$6,2,FALSE),\"a\")))))","v":"a"},{"$f":"IF(OR(AND($X96<>\"e\",$X96<>\"f\"),$AB96=0,Inventory!$AF103=\"\"),\"a\",VLOOKUP(Inventory!$AF103,$N$3:$O$5,2,FALSE))","v":"a"},{"$f":"IF(OR(Inventory!C103=\"New Construction\",Inventory!C103=\"Replace-on-Burnout\"),Inventory!AS103,IF(Inventory!C103=\"Early Retirement\",Inventory!AR103,0))","v":0},"","","","","","","","","","","","",0,"aaaaa0","No","No",{"$f":"IF($W96=\"a\",0,IF($W96=\"b\",Inventory!$M103,Inventory!$AG103))","v":0},{"$f":"IF(OR($W96=\"a\",AND($AQ96=\"No\",$AR96=\"No\")),0,IF(AND($W96=\"b\",Inventory!$O103=\"Btu/hr\"),Inventory!$N103,IF(AND($W96=\"b\",Inventory!$O103=\"Tons\"),Inventory!$N103*12000,IF(AND(OR($W96=\"c\",$W96=\"d\"),Inventory!$AI103=\"Btu/hr\"),Inventory!$AH103,IF(AND(OR($W96=\"c\",$W96=\"d\"),Inventory!$AI103=\"Tons\"),Inventory!$AH103*12000,0)))))","v":0},0,0,"EER",0,"kW/ton",{"$f":"IF(OR($W96=\"a\",$AR96=\"No\"),0,IF(AND($W96=\"b\",Inventory!$Q103=\"Btu/hr\"),Inventory!$P103,IF(AND($W96=\"b\",Inventory!$Q103=\"Tons\"),Inventory!$P103*12000,IF(AND(OR($W96=\"c\",$W96=\"d\"),Inventory!$AK103=\"Btu/hr\"),Inventory!$AJ103,IF(AND(OR($W96=\"c\",$W96=\"d\"),Inventory!$AK103=\"Tons\"),Inventory!$AJ103*12000,0)))))","v":0},0,0,"COP","No",{"$f":"IF(OR(Inventory!$J103=\"\",$BD96=\"No\"),\"-\",Inventory!$J103)","v":"-"},{"$f":"IFERROR(VLOOKUP($BE96,'Early Retirement'!$B$6:$C$32,2,FALSE),\"-\")","v":"-"},{"$f":"IF(OR($W96<>\"b\",AND($X96<>\"b\",$X96<>\"c\")),\"n\",IF(AND($AO96<>1,$AO96<>2,$AO96<>7,$AO96<>8),\"n\",IF(Inventory!$K103=\"Split\",\"s\",IF(Inventory!$K103=\"Packaged\",\"p\",\"n\"))))","v":"n"},{"$f":"IF(AND($X96<>\"i\",$X96<>\"j\"),\"n\",IF(Inventory!$L103=\"Centrifugal\",\"c\",\"n\"))","v":"n"},"-","-",{"$f":"IFERROR(INDEX('Early Retirement'!$C$4:$AC$32,$BF96,$BJ96),0)","v":0},{"$f":"IFERROR(HLOOKUP($BJ96,'Early Retirement'!$D$4:$AC$5,2,FALSE),0)","v":0},{"$f":"IFERROR(INDEX('Early Retirement'!$AE$4:$BE$32,$BF96,$BJ96),0)","v":0},{"$f":"IFERROR(HLOOKUP($BJ96,'Early Retirement'!$AF$4:$BE$5,2,FALSE),0)","v":0},0,0,"kW/ton",{"$f":"IFERROR(INDEX('Early Retirement'!$BG$4:$CG$32,$BF96,$BJ96),0)","v":0},{"$f":"IFERROR(HLOOKUP($BJ96,'Early Retirement'!$BH$4:$CH$5,2,FALSE),0)","v":0},0,"COP","Yes",0,0,"kW/ton",0,"COP",0,0,"kW/ton",0,"COP",null,"ciaba36",9.5619999999999994,"EER",12.5,"IPLV",1.2549675800041833,0.96,"kW/ton"]
[null,null,null,null,null,null,null,null,null,null,null,null,null,null,null,null,null,null,null,null,null,95,{"$f":"IF(Inventory!$C104=\"\",\"a\",VLOOKUP(Inventory!$C104,$B$3:$C$6,2,FALSE))","v":"a"},{"$f":"IF(AND($W97=\"b\",Inventory!$I104=\"\"),\"a\",IF(AND($W97=\"b\",Inventory!$I104<>\"\"),VLOOKUP(Inventory!$I104,$E$3:$F$12,2,FALSE),IF(AND(OR($W97=\"c\",$W97=\"d\"),Inventory!$AB104=\"\"),\"a\",IF(AND(OR($W97=\"c\",$W97=\"d\"),Inventory!$AB104<>\"\"),VLOOKUP(Inventory!$AB104,$E$3:$F$12,2,FALSE),\"a\"))))","v":"a"},{"$f":"IF(OR(AND($X97<>\"b\",$X97<>\"c\"),$AB97=0,$AB97>=(65000/12000),Inventory!$AC104=\"\"),\"a\",VLOOKUP(Inventory!$AC104,$H$3:$I$5,2,FALSE))","v":"a"},{"$f":"IF(AND($X97<>\"i\",$X97<>\"j\"),\"a\",IF(AND($W97=\"b\",Inventory!$L104=\"\"),\"a\",IF(AND($W97=\"b\",Inventory!$L104<>\"\"),VLOOKUP(Inventory!$L104,$K$3:$L$6,2,FALSE),IF(AND(OR($W97=\"c\",$W97=\"d\"),Inventory!$AD104=\"\"),\"a\",IF(AND(OR($W97=\"c\",$W97=\"d\"),Inventory!$AD104<>\"\"),VLOOKUP(Inventory!$AD104,$K$3:$L$6,2,FALSE),\"a\")))))","v":"a"},{"$f":"IF(OR(AND($X97<>\"e\",$X97<>\"f\"),$AB97=0,Inventory!$AF104=\"\"),\"a\",VLOOKUP(Inventory!$AF104,$N$3:$O$5,2,FALSE))","v":"a"},{"$f":"IF(OR(Inventory!C104=\"New Construction\",Inventory!C104=\"Replace-on-Burnout\"),Inventory!AS104,IF(Inventory!C104=\"Early Retirement\",Inventory!AR104,0))","v":0},"","","","","","","","","","","","",0,"aaaaa0","No","No",{"$f":"IF($W97=\"a\",0,IF($W97=\"b\",Inventory!$M104,Inventory!$AG104))","v":0},{"$f":"IF(OR($W97=\"a\",AND($AQ97=\"No\",$AR97=\"No\")),0,IF(AND($W97=\"b\",Inventory!$O104=\"Btu/hr\"),Inventory!$N104,IF(AND($W97=\"b\",Inventory!$O104=\"Tons\"),Inventory!$N104*12000,IF(AND(OR($W97=\"c\",$W97=\"d\"),Inventory!$AI104=\"Btu/hr\"),Inventory!$AH104,IF(AND(OR($W97=\"c\",$W97=\"d\"),Inventory!$AI104=\"Tons\"),Inventory!$AH104*12000,0)))))","v":0},0,0,"EER",0,"kW/ton",{"$f":"IF(OR($W97=\"a\",$AR97=\"No\"),0,IF(AND($W97=\"b\",Inventory!$Q104=\"Btu/hr\"),Inventory!$P104,IF(AND($W97=\"b\",Inventory!$Q104=\"Tons\"),Inventory!$P104*12000,IF(AND(OR($W97=\"c\",$W97=\"d\"),Inventory!$AK104=\"Btu/hr\"),Inventory!$AJ104,IF(AND(OR($W97=\"c\",$W97=\"d\"),Inventory!$AK104=\"Tons\"),Inventory!$AJ104*12000,0)))))","v":0},0,0,"COP","No",{"$f":"IF(OR(Inventory!$J104=\"\",$BD97=\"No\"),\"-\",Inventory!$J104)","v":"-"},{"$f":"IFERROR(VLOOKUP($BE97,'Early Retirement'!$B$6:$C$32,2,FALSE),\"-\")","v":"-"},{"$f":"IF(OR($W97<>\"b\",AND($X97<>\"b\",$X97<>\"c\")),\"n\",IF(AND($AO97<>1,$AO97<>2,$AO97<>7,$AO97<>8),\"n\",IF(Inventory!$K104=\"Split\",\"s\",IF(Inventory!$K104=\"Packaged\",\"p\",\"n\"))))","v":"n"},{"$f":"IF(AND($X97<>\"i\",$X97<>\"j\"),\"n\",IF(Inventory!$L104=\"Centrifugal\",\"c\",\"n\"))","v":"n"},"-","-",{"$f":"IFERROR(INDEX('Early Retirement'!$C$4:$AC$32,$BF97,$BJ97),0)","v":0},{"$f":"IFERROR(HLOOKUP($BJ97,'Early Retirement'!$D$4:$AC$5,2,FALSE),0)","v":0},{"$f":"IFERROR(INDEX('Early Retirement'!$AE$4:$BE$32,$BF97,$BJ97),0)","v":0},{"$f":"IFERROR(HLOOKUP($BJ97,'Early Retirement'!$AF$4:$BE$5,2,FALSE),0)","v":0},0,0,"kW/ton",{"$f":"IFERROR(INDEX('Early Retirement'!$BG$4:$CG$32,$BF97,$BJ97),0)","v":0},{"$f":"IFERROR(HLOOKUP($BJ97,'Early Retirement'!$BH$4:$CH$5,2,FALSE),0)","v":0},0,"COP","Yes",0,0,"kW/ton",0,"COP",0,0,"kW/ton",0,"COP",null,"ciaba37",9.5619999999999994,"EER",12.75,"IPLV",1.2549675800041833,0.94117647058823528,"kW/ton"]
[null,null,null,null,null,null,null,null,null,null,null,null,null,null,null,null,null,null,null,null,null,96,{"$f":"IF(Inventory!$C105=\"\",\"a\",VLOOKUP(Inventory!$C105,$B$3:$C$6,2,FALSE))","v":"a"},{"$f":"IF(AND($W98=\"b\",Inventory!$I105=\"\"),\"a\",IF(AND($W98=\"b\",Inventory!$I105<>\"\"),VLOOKUP(Inventory!$I105,$E$3:$F$12,2,FALSE),IF(AND(OR($W98=\"c\",$W98=\"d\"),Inventory!$AB105=\"\"),\"a\",IF(AND(OR($W98=\"c\",$W98=\"d\"),Inventory!$AB105<>\"\"),VLOOKUP(Inventory!$AB105,$E$3:$F$12,2,FALSE),\"a\"))))","v":"a"},{"$f":"IF(OR(AND($X98<>\"b\",$X98<>\"c\"),$AB98=0,$AB98>=(65000/12000),Inventory!$AC105=\"\"),\"a\",VLOOKUP(Inventory!$AC105,$H$3:$I$5,2,FALSE))","v":"a"},{"$f":"IF(AND($X98<>\"i\",$X98<>\"j\"),\"a\",IF(AND($W98=\"b\",Inventory!$L105=\"\"),\"a\",IF(AND($W98=\"b\",Inventory!$L105<>\"\"),VLOOKUP(Inventory!$L105,$K$3:$L$6,2,FALSE),IF(AND(OR($W98=\"c\",$W98=\"d\"),Inventory!$AD105=\"\"),\"a\",IF(AND(OR($W98=\"c\",$W98=\"d\"),Inventory!$AD105<>\"\"),VLOOKUP(Inventory!$AD105,$K$3:$L$6,2,FALSE),\"a\")))))","v":"a"},{"$f":"IF(OR(AND($X98<>\"e\",$X98<>\"f\"),$AB98=0,Inventory!$AF105=\"\"),\"a\",VLOOKUP(Inventory!$AF105,$N$3:$O$5,2,FALSE))","v":"a"},{"$f":"IF(OR(Inventory!C105=\"New Construction\",Inventory!C105=\"Replace-on-Burnout\"),Inventory!AS105,IF(Inventory!C105=\"Early Retirement\",Inventory!AR105,0))","v":0},"","","","","","","","","","","","",0,"aaaaa0","No","No",{"$f":"IF($W98=\"a\",0,IF($W98=\"b\",Inventory!$M105,Inventory!$AG105))","v":0},{"$f":"IF(OR($W98=\"a\",AND($AQ98=\"No\",$AR98=\"No\")),0,IF(AND($W98=\"b\",Inventory!$O105=\"Btu/hr\"),Inventory!$N105,IF(AND($W98=\"b\",Inventory!$O105=\"Tons\"),Inventory!$N105*12000,IF(AND(OR($W98=\"c\",$W98=\"d\"),Inventory!$AI105=\"Btu/hr\"),Inventory!$AH105,IF(AND(OR($W98=\"c\",$W98=\"d\"),Inventory!$AI105=\"Tons\"),Inventory!$AH105*12000,0)))))","v":0},0,0,"EER",0,"kW/ton",{"$f":"IF(OR($W98=\"a\",$AR98=\"No\"),0,IF(AND($W98=\"b\",Inventory!$Q105=\"Btu/hr\"),Inventory!$P105,IF(AND($W98=\"b\",Inventory!$Q105=\"Tons\"),Inventory!$P105*12000,IF(AND(OR($W98=\"c\",$W98=\"d\"),Inventory!$AK105=\"Btu/hr\"),Inventory!$AJ105,IF(AND(OR($W98=\"c\",$W98=\"d\"),Inventory!$AK105=\"Tons\"),Inventory!$AJ105*12000,0)))))","v":0},0,0,"COP","No",{"$f":"IF(OR(Inventory!$J105=\"\",$BD98=\"No\"),\"-\",Inventory!$J105)","v":"-"},{"$f":"IFERROR(VLOOKUP($BE98,'Early Retirement'!$B$6:$C$32,2,FALSE),\"-\")","v":"-"},{"$f":"IF(OR($W98<>\"b\",AND($X98<>\"b\",$X98<>\"c\")),\"n\",IF(AND($AO98<>1,$AO98<>2,$AO98<>7,$AO98<>8),\"n\",IF(Inventory!$K105=\"Split\",\"s\",IF(Inventory!$K105=\"Packaged\",\"p\",\"n\"))))","v":"n"},{"$f":"IF(AND($X98<>\"i\",$X98<>\"j\"),\"n\",IF(Inventory!$L105=\"Centrifugal\",\"c\",\"n\"))","v":"n"},"-","-",{"$f":"IFERROR(INDEX('Early Retirement'!$C$4:$AC$32,$BF98,$BJ98),0)","v":0},{"$f":"IFERROR(HLOOKUP($BJ98,'Early Retirement'!$D$4:$AC$5,2,FALSE),0)","v":0},{"$f":"IFERROR(INDEX('Early Retirement'!$AE$4:$BE$32,$BF98,$BJ98),0)","v":0},{"$f":"IFERROR(HLOOKUP($BJ98,'Early Retirement'!$AF$4:$BE$5,2,FALSE),0)","v":0},0,0,"kW/ton",{"$f":"IFERROR(INDEX('Early Retirement'!$BG$4:$CG$32,$BF98,$BJ98),0)","v":0},{"$f":"IFERROR(HLOOKUP($BJ98,'Early Retirement'!$BH$4:$CH$5,2,FALSE),0)","v":0},0,"COP","Yes",0,0,"kW/ton",0,"COP",0,0,"kW/ton",0,"COP",null,"ciaba38",9.5619999999999994,"EER",12.75,"IPLV",1.2549675800041833,0.94117647058823528,"kW/ton"]
[null,null,null,null,null,null,null,null,null,null,null,null,null,null,null,null,null,null,null,null,null,97,{"$f":"IF(Inventory!$C106=\"\",\"a\",VLOOKUP(Inventory!$C106,$B$3:$C$6,2,FALSE))","v":"a"},{"$f":"IF(AND($W99=\"b\",Inventory!$I106=\"\"),\"a\",IF(AND($W99=\"b\",Inventory!$I106<>\"\"),VLOOKUP(Inventory!$I106,$E$3:$F$12,2,FALSE),IF(AND(OR($W99=\"c\",$W99=\"d\"),Inventory!$AB106=\"\"),\"a\",IF(AND(OR($W99=\"c\",$W99=\"d\"),Inventory!$AB106<>\"\"),VLOOKUP(Inventory!$AB106,$E$3:$F$12,2,FALSE),\"a\"))))","v":"a"},{"$f":"IF(OR(AND($X99<>\"b\",$X99<>\"c\"),$AB99=0,$AB99>=(65000/12000),Inventory!$AC106=\"\"),\"a\",VLOOKUP(Inventory!$AC106,$H$3:$I$5,2,FALSE))","v":"a"},{"$f":"IF(AND($X99<>\"i\",$X99<>\"j\"),\"a\",IF(AND($W99=\"b\",Inventory!$L106=\"\"),\"a\",IF(AND($W99=\"b\",Inventory!$L106<>\"\"),VLOOKUP(Inventory!$L106,$K$3:$L$6,2,FALSE),IF(AND(OR($W99=\"c\",$W99=\"d\"),Inventory!$AD106=\"\"),\"a\",IF(AND(OR($W99=\"c\",$W99=\"d\"),Inventory!$AD106<>\"\"),VLOOKUP(Inventory!$AD106,$K$3:$L$6,2,FALSE),\"a\")))))","v":"a"},{"$f":"IF(OR(AND($X99<>\"e\",$X99<>\"f\"),$AB99=0,Inventory!$AF106=\"\"),\"a\",VLOOKUP(Inventory!$AF106,$N$3:$O$5,2,FALSE))","v":"a"},{"$f":"IF(OR(Inventory!C106=\"New Construction\",Inventory!C106=\"Replace-on-Burnout\"),Inventory!AS106,IF(Inventory!C106=\"Early Retirement\",Inventory!AR106,0))","v":0},"","","","","","","","","","","","",0,"aaaaa0","No","No",{"$f":"IF($W99=\"a\",0,IF($W99=\"b\",Inventory!$M106,Inventory!$AG106))","v":0},{"$f":"IF(OR($W99=\"a\",AND($AQ99=\"No\",$AR99=\"No\")),0,IF(AND($W99=\"b\",Inventory!$O106=\"Btu/hr\"),Inventory!$N106,IF(AND($W99=\"b\",Inventory!$O106=\"Tons\"),Inventory!$N106*12000,IF(AND(OR($W99=\"c\",$W99=\"d\"),Inventory!$AI106=\"Btu/hr\"),Inventory!$AH106,IF(AND(OR($W99=\"c\",$W99=\"d\"),Inventory!$AI106=\"Tons\"),Inventory!$AH106*12000,0)))))","v":0},0,0,"EER",0,"kW/ton",{"$f":"IF(OR($W99=\"a\",$AR99=\"No\"),0,IF(AND($W99=\"b\",Inventory!$Q106=\"Btu/hr\"),Inventory!$P106,IF(AND($W99=\"b\",Inventory!$Q106=\"Tons\"),Inventory!$P106*12000,IF(AND(OR($W99=\"c\",$W99=\"d\"),Inventory!$AK106=\"Btu/hr\"),Inventory!$AJ106,IF(AND(OR($W99=\"c\",$W99=\"d\"),Inventory!$AK106=\"Tons\"),Inventory!$AJ106*12000,0)))))","v":0},0,0,"COP","No",{"$f":"IF(OR(Inventory!$J106=\"\",$BD99=\"No\"),\"-\",Inventory!$J106)","v":"-"},{"$f":"IFERROR(VLOOKUP($BE99,'Early Retirement'!$B$6:$C$32,2,FALSE),\"-\")","v":"-"},{"$f":"IF(OR($W99<>\"b\",AND($X99<>\"b\",$X99<>\"c\")),\"n\",IF(AND($AO99<>1,$AO99<>2,$AO99<>7,$AO99<>8),\"n\",IF(Inventory!$K106=\"Split\",\"s\",IF(Inventory!$K106=\"Packaged\",\"p\",\"n\"))))","v":"n"},{"$f":"IF(AND($X99<>\"i\",$X99<>\"j\"),\"n\",IF(Inventory!$L106=\"Centrifugal\",\"c\",\"n\"))","v":"n"},"-","-",{"$f":"IFERROR(INDEX('Early Retirement'!$C$4:$AC$32,$BF99,$BJ99),0)","v":0},{"$f":"IFERROR(HLOOKUP($BJ99,'Early Retirement'!$D$4:$AC$5,2,FALSE),0)","v":0},{"$f":"IFERROR(INDEX('Early Retirement'!$AE$4:$BE$32,$BF99,$BJ99),0)","v":0},{"$f":"IFERROR(HLOOKUP($BJ99,'Early Retirement'!$AF$4:$BE$5,2,FALSE),0)","v":0},0,0,"kW/ton",{"$f":"IFERROR(INDEX('Early Retirement'!$BG$4:$CG$32,$BF99,$BJ99),0)","v":0},{"$f":"IFERROR(HLOOKUP($BJ99,'Early Retirement'!$BH$4:$CH$5,2,FALSE),0)","v":0},0,"COP","Yes",0,0,"kW/ton",0,"COP",0,0,"kW/ton",0,"COP",null,"ciaba39",9.5619999999999994,"EER",12.75,"IPLV",1.2549675800041833,0.94117647058823528,"kW/ton"]
[null,null,null,null,null,null,null,null,null,null,null,null,null,null,null,null,null,null,null,null,null,98,{"$f":"IF(Inventory!$C107=\"\",\"a\",VLOOKUP(Inventory!$C107,$B$3:$C$6,2,FALSE))","v":"a"},{"$f":"IF(AND($W100=\"b\",Inventory!$I107=\"\"),\"a\",IF(AND($W100=\"b\",Inventory!$I107<>\"\"),VLOOKUP(Inventory!$I107,$E$3:$F$12,2,FALSE),IF(AND(OR($W100=\"c\",$W100=\"d\"),Inventory!$AB107=\"\"),\"a\",IF(AND(OR($W100=\"c\",$W100=\"d\"),Inventory!$AB107<>\"\"),VLOOKUP(Inventory!$AB107,$E$3:$F$12,2,FALSE),\"a\"))))","v":"a"},{"$f":"IF(OR(AND($X100<>\"b\",$X100<>\"c\"),$AB100=0,$AB100>=(65000/12000),Inventory!$AC107=\"\"),\"a\",VLOOKUP(Inventory!$AC107,$H$3:$I$5,2,FALSE))","v":"a"},{"$f":"IF(AND($X100<>\"i\",$X100<>\"j\"),\"a\",IF(AND($W100=\"b\",Inventory!$L107=\"\"),\"a\",IF(AND($W100=\"b\",Inventory!$L107<>\"\"),VLOOKUP(Inventory!$L107,$K$3:$L$6,2,FALSE),IF(AND(OR($W100=\"c\",$W100=\"d\"),Inventory!$AD107=\"\"),\"a\",IF(AND(OR($W100=\"c\",$W100=\"d\"),Inventory!$AD107<>\"\"),VLOOKUP(Inventory!$AD107,$K$3:$L$6,2,FALSE),\"a\")))))","v":"a"},{"$f":"IF(OR(AND($X100<>\"e\",$X100<>\"f\"),$AB100=0,Inventory!$AF107=\"\"),\"a\",VLOOKUP(Inventory!$AF107,$N$3:$O$5,2,FALSE))","v":"a"},{"$f":"IF(OR(Inventory!C107=\"New Construction\",Inventory!C107=\"Replace-on-Burnout\"),Inventory!AS107,IF(Inventory!C107=\"Early Retirement\",Inventory!AR107,0))","v":0},"","","","","","","","","","","","",0,"aaaaa0","No","No",{"$f":"IF($W100=\"a\",0,IF($W100=\"b\",Inventory!$M107,Inventory!$AG107))","v":0},{"$f":"IF(OR($W100=\"a\",AND($AQ100=\"No\",$AR100=\"No\")),0,IF(AND($W100=\"b\",Inventory!$O107=\"Btu/hr\"),Inventory!$N107,IF(AND($W100=\"b\",Inventory!$O107=\"Tons\"),Inventory!$N107*12000,IF(AND(OR($W100=\"c\",$W100=\"d\"),Inventory!$AI107=\"Btu/hr\"),Inventory!$AH107,IF(AND(OR($W100=\"c\",$W100=\"d\"),Inventory!$AI107=\"Tons\"),Inventory!$AH107*12000,0)))))","v":0},0,0,"EER",0,"kW/ton",{"$f":"IF(OR($W100=\"a\",$AR100=\"No\"),0,IF(AND($W100=\"b\",Inventory!$Q107=\"Btu/hr\"),Inventory!$P107,IF(AND($W100=\"b\",Inventory!$Q107=\"Tons\"),Inventory!$P107*12000,IF(AND(OR($W100=\"c\",$W100=\"d\"),Inventory!$AK107=\"Btu/hr\"),Inventory!$AJ107,IF(AND(OR($W100=\"c\",$W100=\"d\"),Inventory!$AK107=\"Tons\"),Inventory!$AJ107*12000,0)))))","v":0},0,0,"COP","No",{"$f":"IF(OR(Inventory!$J107=\"\",$BD100=\"No\"),\"-\",Inventory!$J107)","v":"-"},{"$f":"IFERROR(VLOOKUP($BE100,'Early Retirement'!$B$6:$C$32,2,FALSE),\"-\")","v":"-"},{"$f":"IF(OR($W100<>\"b\",AND($X100<>\"b\",$X100<>\"c\")),\"n\",IF(AND($AO100<>1,$AO100<>2,$AO100<>7,$AO100<>8),\"n\",IF(Inventory!$K107=\"Split\",\"s\",IF(Inventory!$K107=\"Packaged\",\"p\",\"n\"))))","v":"n"},{"$f":"IF(AND($X100<>\"i\",$X100<>\"j\"),\"n\",IF(Inventory!$L107=\"Centrifugal\",\"c\",\"n\"))","v":"n"},"-","-",{"$f":"IFERROR(INDEX('Early Retirement'!$C$4:$AC$32,$BF100,$BJ100),0)","v":0},{"$f":"IFERROR(HLOOKUP($BJ100,'Early Retirement'!$D$4:$AC$5,2,FALSE),0)","v":0},{"$f":"IFERROR(INDEX('Early Retirement'!$AE$4:$BE$32,$BF100,$BJ100),0)","v":0},{"$f":"IFERROR(HLOOKUP($BJ100,'Early Retirement'!$AF$4:$BE$5,2,FALSE),0)","v":0},0,0,"kW/ton",{"$f":"IFERROR(INDEX('Early Retirement'!$BG$4:$CG$32,$BF100,$BJ100),0)","v":0},{"$f":"IFERROR(HLOOKUP($BJ100,'Early Retirement'!$BH$4:$CH$5,2,FALSE),0)","v":0},0,"COP","Yes",0,0,"kW/ton",0,"COP",0,0,"kW/ton",0,"COP",null,"ciaca35",9.5619999999999994,"EER",12.5,"IPLV",1.2549675800041833,0.96,"kW/ton"]
[null,null,null,null,null,null,null,null,null,null,null,null,null,null,null,null,null,null,null,null,null,99,{"$f":"IF(Inventory!$C108=\"\",\"a\",VLOOKUP(Inventory!$C108,$B$3:$C$6,2,FALSE))","v":"a"},{"$f":"IF(AND($W101=\"b\",Inventory!$I108=\"\"),\"a\",IF(AND($W101=\"b\",Inventory!$I108<>\"\"),VLOOKUP(Inventory!$I108,$E$3:$F$12,2,FALSE),IF(AND(OR($W101=\"c\",$W101=\"d\"),Inventory!$AB108=\"\"),\"a\",IF(AND(OR($W101=\"c\",$W101=\"d\"),Inventory!$AB108<>\"\"),VLOOKUP(Inventory!$AB108,$E$3:$F$12,2,FALSE),\"a\"))))","v":"a"},{"$f":"IF(OR(AND($X101<>\"b\",$X101<>\"c\"),$AB101=0,$AB101>=(65000/12000),Inventory!$AC108=\"\"),\"a\",VLOOKUP(Inventory!$AC108,$H$3:$I$5,2,FALSE))","v":"a"},{"$f":"IF(AND($X101<>\"i\",$X101<>\"j\"),\"a\",IF(AND($W101=\"b\",Inventory!$L108=\"\"),\"a\",IF(AND($W101=\"b\",Inventory!$L108<>\"\"),VLOOKUP(Inventory!$L108,$K$3:$L$6,2,FALSE),IF(AND(OR($W101=\"c\",$W101=\"d\"),Inventory!$AD108=\"\"),\"a\",IF(AND(OR($W101=\"c\",$W101=\"d\"),Inventory!$AD108<>\"\"),VLOOKUP(Inventory!$AD108,$K$3:$L$6,2,FALSE),\"a\")))))","v":"a"},{"$f":"IF(OR(AND($X101<>\"e\",$X101<>\"f\"),$AB101=0,Inventory!$AF108=\"\"),\"a\",VLOOKUP(Inventory!$AF108,$N$3:$O$5,2,FALSE))","v":"a"},{"$f":"IF(OR(Inventory!C108=\"New Construction\",Inventory!C108=\"Replace-on-Burnout\"),Inventory!AS108,IF(Inventory!C108=\"Early Retirement\",Inventory!AR108,0))","v":0},"","","","","","","","","","","","",0,"aaaaa0","No","No",{"$f":"IF($W101=\"a\",0,IF($W101=\"b\",Inventory!$M108,Inventory!$AG108))","v":0},{"$f":"IF(OR($W101=\"a\",AND($AQ101=\"No\",$AR101=\"No\")),0,IF(AND($W101=\"b\",Inventory!$O108=\"Btu/hr\"),Inventory!$N108,IF(AND($W101=\"b\",Inventory!$O108=\"Tons\"),Inventory!$N108*12000,IF(AND(OR($W101=\"c\",$W101=\"d\"),Inventory!$AI108=\"Btu/hr\"),Inventory!$AH108,IF(AND(OR($W101=\"c\",$W101=\"d\"),Inventory!$AI108=\"Tons\"),Inventory!$AH108*12000,0)))))","v":0},0,0,"EER",0,"kW/ton",{"$f":"IF(OR($W101=\"a\",$AR101=\"No\"),0,IF(AND($W101=\"b\",Inventory!$Q108=\"Btu/hr\"),Inventory!$P108,IF(AND($W101=\"b\",Inventory!$Q108=\"Tons\"),Inventory!$P108*12000,IF(AND(OR($W101=\"c\",$W101=\"d\"),Inventory!$AK108=\"Btu/hr\"),Inventory!$AJ108,IF(AND(OR($W101=\"c\",$W101=\"d\"),Inventory!$AK108=\"Tons\"),Inventory!$AJ108*12000,0)))))","v":0},0,0,"COP","No",{"$f":"IF(OR(Inventory!$J108=\"\",$BD101=\"No\"),\"-\",Inventory!$J108)","v":"-"},{"$f":"IFERROR(VLOOKUP($BE101,'Early Retirement'!$B$6:$C$32,2,FALSE),\"-\")","v":"-"},{"$f":"IF(OR($W101<>\"b\",AND($X101<>\"b\",$X101<>\"c\")),\"n\",IF(AND($AO101<>1,$AO101<>2,$AO101<>7,$AO101<>8),\"n\",IF(Inventory!$K108=\"Split\",\"s\",IF(Inventory!$K108=\"Packaged\",\"p\",\"n\"))))","v":"n"},{"$f":"IF(AND($X101<>\"i\",$X101<>\"j\"),\"n\",IF(Inventory!$L108=\"Centrifugal\",\"c\",\"n\"))","v":"n"},"-","-",{"$f":"IFERROR(INDEX('Early Retirement'!$C$4:$AC$32,$BF101,$BJ101),0)","v":0},{"$f":"IFERROR(HLOOKUP($BJ101,'Early Retirement'!$D$4:$AC$5,2,FALSE),0)","v":0},{"$f":"IFERROR(INDEX('Early Retirement'!$AE$4:$BE$32,$BF101,$BJ101),0)","v":0},{"$f":"IFERROR(HLOOKUP($BJ101,'Early Retirement'!$AF$4:$BE$5,2,FALSE),0)","v":0},0,0,"kW/ton",{"$f":"IFERROR(INDEX('Early Retirement'!$BG$4:$CG$32,$BF101,$BJ101),0)","v":0},{"$f":"IFERROR(HLOOKUP($BJ101,'Early Retirement'!$BH$4:$CH$5,2,FALSE),0)","v":0},0,"COP","Yes",0,0,"kW/ton",0,"COP",0,0,"kW/ton",0,"COP",null,"ciaca36",9.5619999999999994,"EER",12.5,"IPLV",{"$f":"12/$CI101","v":1.2549675800041833},{"$f":"12/$CK101","v":0.96},"kW/ton"]
[null,null,null,null,null,null,null,null,null,null,null,null,null,null,null,null,null,null,null,null,null,100,{"$f":"IF(Inventory!$C109=\"\",\"a\",VLOOKUP(Inventory!$C109,$B$3:$C$6,2,FALSE))","v":"a"},{"$f":"IF(AND($W102=\"b\",Inventory!$I109=\"\"),\"a\",IF(AND($W102=\"b\",Inventory!$I109<>\"\"),VLOOKUP(Inventory!$I109,$E$3:$F$12,2,FALSE),IF(AND(OR($W102=\"c\",$W102=\"d\"),Inventory!$AB109=\"\"),\"a\",IF(AND(OR($W102=\"c\",$W102=\"d\"),Inventory!$AB109<>\"\"),VLOOKUP(Inventory!$AB109,$E$3:$F$12,2,FALSE),\"a\"))))","v":"a"},{"$f":"IF(OR(AND($X102<>\"b\",$X102<>\"c\"),$AB102=0,$AB102>=(65000/12000),Inventory!$AC109=\"\"),\"a\",VLOOKUP(Inventory!$AC109,$H$3:$I$5,2,FALSE))","v":"a"},{"$f":"IF(AND($X102<>\"i\",$X102<>\"j\"),\"a\",IF(AND($W102=\"b\",Inventory!$L109=\"\"),\"a\",IF(AND($W102=\"b\",Inventory!$L109<>\"\"),VLOOKUP(Inventory!$L109,$K$3:$L$6,2,FALSE),IF(AND(OR($W102=\"c\",$W102=\"d\"),Inventory!$AD109=\"\"),\"a\",IF(AND(OR($W102=\"c\",$W102=\"d\"),Inventory!$AD109<>\"\"),VLOOKUP(Inventory!$AD109,$K$3:$L$6,2,FALSE),\"a\")))))","v":"a"},{"$f":"IF(OR(AND($X102<>\"e\",$X102<>\"f\"),$AB102=0,Inventory!$AF109=\"\"),\"a\",VLOOKUP(Inventory!$AF109,$N$3:$O$5,2,FALSE))","v":"a"},{"$f":"IF(OR(Inventory!C109=\"New Construction\",Inventory!C109=\"Replace-on-Burnout\"),Inventory!AS109,IF(Inventory!C109=\"Early Retirement\",Inventory!AR109,0))","v":0},"","","","","","","","","","","","",0,"aaaaa0","No","No",{"$f":"IF($W102=\"a\",0,IF($W102=\"b\",Inventory!$M109,Inventory!$AG109))","v":0},{"$f":"IF(OR($W102=\"a\",AND($AQ102=\"No\",$AR102=\"No\")),0,IF(AND($W102=\"b\",Inventory!$O109=\"Btu/hr\"),Inventory!$N109,IF(AND($W102=\"b\",Inventory!$O109=\"Tons\"),Inventory!$N109*12000,IF(AND(OR($W102=\"c\",$W102=\"d\"),Inventory!$AI109=\"Btu/hr\"),Inventory!$AH109,IF(AND(OR($W102=\"c\",$W102=\"d\"),Inventory!$AI109=\"Tons\"),Inventory!$AH109*12000,0)))))","v":0},0,0,"EER",0,"kW/ton",{"$f":"IF(OR($W102=\"a\",$AR102=\"No\"),0,IF(AND($W102=\"b\",Inventory!$Q109=\"Btu/hr\"),Inventory!$P109,IF(AND($W102=\"b\",Inventory!$Q109=\"Tons\"),Inventory!$P109*12000,IF(AND(OR($W102=\"c\",$W102=\"d\"),Inventory!$AK109=\"Btu/hr\"),Inventory!$AJ109,IF(AND(OR($W102=\"c\",$W102=\"d\"),Inventory!$AK109=\"Tons\"),Inventory!$AJ109*12000,0)))))","v":0},0,0,"COP","No",{"$f":"IF(OR(Inventory!$J109=\"\",$BD102=\"No\"),\"-\",Inventory!$J109)","v":"-"},{"$f":"IFERROR(VLOOKUP($BE102,'Early Retirement'!$B$6:$C$32,2,FALSE),\"-\")","v":"-"},{"$f":"IF(OR($W102<>\"b\",AND($X102<>\"b\",$X102<>\"c\")),\"n\",IF(AND($AO102<>1,$AO102<>2,$AO102<>7,$AO102<>8),\"n\",IF(Inventory!$K109=\"Split\",\"s\",IF(Inventory!$K109=\"Packaged\",\"p\",\"n\"))))","v":"n"},{"$f":"IF(AND($X102<>\"i\",$X102<>\"j\"),\"n\",IF(Inventory!$L109=\"Centrifugal\",\"c\",\"n\"))","v":"n"},"-","-",{"$f":"IFERROR(INDEX('Early Retirement'!$C$4:$AC$32,$BF102,$BJ102),0)","v":0},{"$f":"IFERROR(HLOOKUP($BJ102,'Early Retirement'!$D$4:$AC$5,2,FALSE),0)","v":0},{"$f":"IFERROR(INDEX('Early Retirement'!$AE$4:$BE$32,$BF102,$BJ102),0)","v":0},{"$f":"IFERROR(HLOOKUP($BJ102,'Early Retirement'!$AF$4:$BE$5,2,FALSE),0)","v":0},0,0,"kW/ton",{"$f":"IFERROR(INDEX('Early Retirement'!$BG$4:$CG$32,$BF102,$BJ102),0)","v":0},{"$f":"IFERROR(HLOOKUP($BJ102,'Early Retirement'!$BH$4:$CH$5,2,FALSE),0)","v":0},0,"COP","Yes",0,0,"kW/ton",0,"COP",0,0,"kW/ton",0,"COP",null,"ciaca37",9.5619999999999994,"EER",12.75,"IPLV",1.2549675800041833,0.94117647058823528,"kW/ton"]
[null,null,null,null,null,null,null,null,null,null,null,null,null,null,null,null,null,null,null,null,null,101,{"$f":"IF(Inventory!$C110=\"\",\"a\",VLOOKUP(Inventory!$C110,$B$3:$C$6,2,FALSE))","v":"a"},{"$f":"IF(AND($W103=\"b\",Inventory!$I110=\"\"),\"a\",IF(AND($W103=\"b\",Inventory!$I110<>\"\"),VLOOKUP(Inventory!$I110,$E$3:$F$12,2,FALSE),IF(AND(OR($W103=\"c\",$W103=\"d\"),Inventory!$AB110=\"\"),\"a\",IF(AND(OR($W103=\"c\",$W103=\"d\"),Inventory!$AB110<>\"\"),VLOOKUP(Inventory!$AB110,$E$3:$F$12,2,FALSE),\"a\"))))","v":"a"},{"$f":"IF(OR(AND($X103<>\"b\",$X103<>\"c\"),$AB103=0,$AB103>=(65000/12000),Inventory!$AC110=\"\"),\"a\",VLOOKUP(Inventory!$AC110,$H$3:$I$5,2,FALSE))","v":"a"},{"$f":"IF(AND($X103<>\"i\",$X103<>\"j\"),\"a\",IF(AND($W103=\"b\",Inventory!$L110=\"\"),\"a\",IF(AND($W103=\"b\",Inventory!$L110<>\"\"),VLOOKUP(Inventory!$L110,$K$3:$L$6,2,FALSE),IF(AND(OR($W103=\"c\",$W103=\"d\"),Inventory!$AD110=\"\"),\"a\",IF(AND(OR($W103=\"c\",$W103=\"d\"),Inventory!$AD110<>\"\"),VLOOKUP(Inventory!$AD110,$K$3:$L$6,2,FALSE),\"a\")))))","v":"a"},{"$f":"IF(OR(AND($X103<>\"e\",$X103<>\"f\"),$AB103=0,Inventory!$AF110=\"\"),\"a\",VLOOKUP(Inventory!$AF110,$N$3:$O$5,2,FALSE))","v":"a"},{"$f":"IF(OR(Inventory!C110=\"New Construction\",Inventory!C110=\"Replace-on-Burnout\"),Inventory!AS110,IF(Inventory!C110=\"Early Retirement\",Inventory!AR110,0))","v":0},"","","","","","","","","","","","",0,"aaaaa0","No","No",{"$f":"IF($W103=\"a\",0,IF($W103=\"b\",Inventory!$M110,Inventory!$AG110))","v":0},{"$f":"IF(OR($W103=\"a\",AND($AQ103=\"No\",$AR103=\"No\")),0,IF(AND($W103=\"b\",Inventory!$O110=\"Btu/hr\"),Inventory!$N110,IF(AND($W103=\"b\",Inventory!$O110=\"Tons\"),Inventory!$N110*12000,IF(AND(OR($W103=\"c\",$W103=\"d\"),Inventory!$AI110=\"Btu/hr\"),Inventory!$AH110,IF(AND(OR($W103=\"c\",$W103=\"d\"),Inventory!$AI110=\"Tons\"),Inventory!$AH110*12000,0)))))","v":0},0,0,"EER",0,"kW/ton",{"$f":"IF(OR($W103=\"a\",$AR103=\"No\"),0,IF(AND($W103=\"b\",Inventory!$Q110=\"Btu/hr\"),Inventory!$P110,IF(AND($W103=\"b\",Inventory!$Q110=\"Tons\"),Inventory!$P110*12000,IF(AND(OR($W103=\"c\",$W103=\"d\"),Inventory!$AK110=\"Btu/hr\"),Inventory!$AJ110,IF(AND(OR($W103=\"c\",$W103=\"d\"),Inventory!$AK110=\"Tons\"),Inventory!$AJ110*12000,0)))))","v":0},0,0,"COP","No",{"$f":"IF(OR(Inventory!$J110=\"\",$BD103=\"No\"),\"-\",Inventory!$J110)","v":"-"},{"$f":"IFERROR(VLOOKUP($BE103,'Early Retirement'!$B$6:$C$32,2,FALSE),\"-\")","v":"-"},{"$f":"IF(OR($W103<>\"b\",AND($X103<>\"b\",$X103<>\"c\")),\"n\",IF(AND($AO103<>1,$AO103<>2,$AO103<>7,$AO103<>8),\"n\",IF(Inventory!$K110=\"Split\",\"s\",IF(Inventory!$K110=\"Packaged\",\"p\",\"n\"))))","v":"n"},{"$f":"IF(AND($X103<>\"i\",$X103<>\"j\"),\"n\",IF(Inventory!$L110=\"Centrifugal\",\"c\",\"n\"))","v":"n"},"-","-",{"$f":"IFERROR(INDEX('Early Retirement'!$C$4:$AC$32,$BF103,$BJ103),0)","v":0},{"$f":"IFERROR(HLOOKUP($BJ103,'Early Retirement'!$D$4:$AC$5,2,FALSE),0)","v":0},{"$f":"IFERROR(INDEX('Early Retirement'!$AE$4:$BE$32,$BF103,$BJ103),0)","v":0},{"$f":"IFERROR(HLOOKUP($BJ103,'Early Retirement'!$AF$4:$BE$5,2,FALSE),0)","v":0},0,0,"kW/ton",{"$f":"IFERROR(INDEX('Early Retirement'!$BG$4:$CG$32,$BF103,$BJ103),0)","v":0},{"$f":"IFERROR(HLOOKUP($BJ103,'Early Retirement'!$BH$4:$CH$5,2,FALSE),0)","v":0},0,"COP","Yes",0,0,"kW/ton",0,"COP",0,0,"kW/ton",0,"COP",null,"ciaca38",9.5619999999999994,"EER",12.75,"IPLV",1.2549675800041833,0.94117647058823528,"kW/ton"]
[null,null,null,null,null,null,null,null,null,null,null,null,null,null,null,null,null,null,null,null,null,102,{"$f":"IF(Inventory!$C111=\"\",\"a\",VLOOKUP(Inventory!$C111,$B$3:$C$6,2,FALSE))","v":"a"},{"$f":"IF(AND($W104=\"b\",Inventory!$I111=\"\"),\"a\",IF(AND($W104=\"b\",Inventory!$I111<>\"\"),VLOOKUP(Inventory!$I111,$E$3:$F$12,2,FALSE),IF(AND(OR($W104=\"c\",$W104=\"d\"),Inventory!$AB111=\"\"),\"a\",IF(AND(OR($W104=\"c\",$W104=\"d\"),Inventory!$AB111<>\"\"),VLOOKUP(Inventory!$AB111,$E$3:$F$12,2,FALSE),\"a\"))))","v":"a"},{"$f":"IF(OR(AND($X104<>\"b\",$X104<>\"c\"),$AB104=0,$AB104>=(65000/12000),Inventory!$AC111=\"\"),\"a\",VLOOKUP(Inventory!$AC111,$H$3:$I$5,2,FALSE))","v":"a"},{"$f":"IF(AND($X104<>\"i\",$X104<>\"j\"),\"a\",IF(AND($W104=\"b\",Inventory!$L111=\"\"),\"a\",IF(AND($W104=\"b\",Inventory!$L111<>\"\"),VLOOKUP(Inventory!$L111,$K$3:$L$6,2,FALSE),IF(AND(OR($W104=\"c\",$W104=\"d\"),Inventory!$AD111=\"\"),\"a\",IF(AND(OR($W104=\"c\",$W104=\"d\"),Inventory!$AD111<>\"\"),VLOOKUP(Inventory!$AD111,$K$3:$L$6,2,FALSE),\"a\")))))","v":"a"},{"$f":"IF(OR(AND($X104<>\"e\",$X104<>\"f\"),$AB104=0,Inventory!$AF111=\"\"),\"a\",VLOOKUP(Inventory!$AF111,$N$3:$O$5,2,FALSE))","v":"a"},{"$f":"IF(OR(Inventory!C111=\"New Construction\",Inventory!C111=\"Replace-on-Burnout\"),Inventory!AS111,IF(Inventory!C111=\"Early Retirement\",Inventory!AR111,0))","v":0},"","","","","","","","","","","","",0,"aaaaa0","No","No",{"$f":"IF($W104=\"a\",0,IF($W104=\"b\",Inventory!$M111,Inventory!$AG111))","v":0},{"$f":"IF(OR($W104=\"a\",AND($AQ104=\"No\",$AR104=\"No\")),0,IF(AND($W104=\"b\",Inventory!$O111=\"Btu/hr\"),Inventory!$N111,IF(AND($W104=\"b\",Inventory!$O111=\"Tons\"),Inventory!$N111*12000,IF(AND(OR($W104=\"c\",$W104=\"d\"),Inventory!$AI111=\"Btu/hr\"),Inventory!$AH111,IF(AND(OR($W104=\"c\",$W104=\"d\"),Inventory!$AI111=\"Tons\"),Inventory!$AH111*12000,0)))))","v":0},0,0,"EER",0,"kW/ton",{"$f":"IF(OR($W104=\"a\",$AR104=\"No\"),0,IF(AND($W104=\"b\",Inventory!$Q111=\"Btu/hr\"),Inventory!$P111,IF(AND($W104=\"b\",Inventory!$Q111=\"Tons\"),Inventory!$P111*12000,IF(AND(OR($W104=\"c\",$W104=\"d\"),Inventory!$AK111=\"Btu/hr\"),Inventory!$AJ111,IF(AND(OR($W104=\"c\",$W104=\"d\"),Inventory!$AK111=\"Tons\"),Inventory!$AJ111*12000,0)))))","v":0},0,0,"COP","No",{"$f":"IF(OR(Inventory!$J111=\"\",$BD104=\"No\"),\"-\",Inventory!$J111)","v":"-"},{"$f":"IFERROR(VLOOKUP($BE104,'Early Retirement'!$B$6:$C$32,2,FALSE),\"-\")","v":"-"},{"$f":"IF(OR($W104<>\"b\",AND($X104<>\"b\",$X104<>\"c\")),\"n\",IF(AND($AO104<>1,$AO104<>2,$AO104<>7,$AO104<>8),\"n\",IF(Inventory!$K111=\"Split\",\"s\",IF(Inventory!$K111=\"Packaged\",\"p\",\"n\"))))","v":"n"},{"$f":"IF(AND($X104<>\"i\",$X104<>\"j\"),\"n\",IF(Inventory!$L111=\"Centrifugal\",\"c\",\"n\"))","v":"n"},"-","-",{"$f":"IFERROR(INDEX('Early Retirement'!$C$4:$AC$32,$BF104,$BJ104),0)","v":0},{"$f":"IFERROR(HLOOKUP($BJ104,'Early Retirement'!$D$4:$AC$5,2,FALSE),0)","v":0},{"$f":"IFERROR(INDEX('Early Retirement'!$AE$4:$BE$32,$BF104,$BJ104),0)","v":0},{"$f":"IFERROR(HLOOKUP($BJ104,'Early Retirement'!$AF$4:$BE$5,2,FALSE),0)","v":0},0,0,"kW/ton",{"$f":"IFERROR(INDEX('Early Retirement'!$BG$4:$CG$32,$BF104,$BJ104),0)","v":0},{"$f":"IFERROR(HLOOKUP($BJ104,'Early Retirement'!$BH$4:$CH$5,2,FALSE),0)","v":0},0,"COP","Yes",0,0,"kW/ton",0,"COP",0,0,"kW/ton",0,"COP",null,"ciaca39",9.5619999999999994,"EER",12.75,"IPLV",1.2549675800041833,0.94117647058823528,"kW/ton"]
[null,null,null,null,null,null,null,null,null,null,null,null,null,null,null,null,null,null,null,null,null,103,{"$f":"IF(Inventory!$C112=\"\",\"a\",VLOOKUP(Inventory!$C112,$B$3:$C$6,2,FALSE))","v":"a"},{"$f":"IF(AND($W105=\"b\",Inventory!$I112=\"\"),\"a\",IF(AND($W105=\"b\",Inventory!$I112<>\"\"),VLOOKUP(Inventory!$I112,$E$3:$F$12,2,FALSE),IF(AND(OR($W105=\"c\",$W105=\"d\"),Inventory!$AB112=\"\"),\"a\",IF(AND(OR($W105=\"c\",$W105=\"d\"),Inventory!$AB112<>\"\"),VLOOKUP(Inventory!$AB112,$E$3:$F$12,2,FALSE),\"a\"))))","v":"a"},{"$f":"IF(OR(AND($X105<>\"b\",$X105<>\"c\"),$AB105=0,$AB105>=(65000/12000),Inventory!$AC112=\"\"),\"a\",VLOOKUP(Inventory!$AC112,$H$3:$I$5,2,FALSE))","v":"a"},{"$f":"IF(AND($X105<>\"i\",$X105<>\"j\"),\"a\",IF(AND($W105=\"b\",Inventory!$L112=\"\"),\"a\",IF(AND($W105=\"b\",Inventory!$L112<>\"\"),VLOOKUP(Inventory!$L112,$K$3:$L$6,2,FALSE),IF(AND(OR($W105=\"c\",$W105=\"d\"),Inventory!$AD112=\"\"),\"a\",IF(AND(OR($W105=\"c\",$W105=\"d\"),Inventory!$AD112<>\"\"),VLOOKUP(Inventory!$AD112,$K$3:$L$6,2,FALSE),\"a\")))))","v":"a"},{"$f":"IF(OR(AND($X105<>\"e\",$X105<>\"f\"),$AB105=0,Inventory!$AF112=\"\"),\"a\",VLOOKUP(Inventory!$AF112,$N$3:$O$5,2,FALSE))","v":"a"},{"$f":"IF(OR(Inventory!C112=\"New Construction\",Inventory!C112=\"Replace-on-Burnout\"),Inventory!AS112,IF(Inventory!C112=\"Early Retirement\",Inventory!AR112,0))","v":0},"","","","","","","","","","","","",0,"aaaaa0","No","No",{"$f":"IF($W105=\"a\",0,IF($W105=\"b\",Inventory!$M112,Inventory!$AG112))","v":0},{"$f":"IF(OR($W105=\"a\",AND($AQ105=\"No\",$AR105=\"No\")),0,IF(AND($W105=\"b\",Inventory!$O112=\"Btu/hr\"),Inventory!$N112,IF(AND($W105=\"b\",Inventory!$O112=\"Tons\"),Inventory!$N112*12000,IF(AND(OR($W105=\"c\",$W105=\"d\"),Inventory!$AI112=\"Btu/hr\"),Inventory!$AH112,IF(AND(OR($W105=\"c\",$W105=\"d\"),Inventory!$AI112=\"Tons\"),Inventory!$AH112*12000,0)))))","v":0},0,0,"EER",0,"kW/ton",{"$f":"IF(OR($W105=\"a\",$AR105=\"No\"),0,IF(AND($W105=\"b\",Inventory!$Q112=\"Btu/hr\"),Inventory!$P112,IF(AND($W105=\"b\",Inventory!$Q112=\"Tons\"),Inventory!$P112*12000,IF(AND(OR($W105=\"c\",$W105=\"d\"),Inventory!$AK112=\"Btu/hr\"),Inventory!$AJ112,IF(AND(OR($W105=\"c\",$W105=\"d\"),Inventory!$AK112=\"Tons\"),Inventory!$AJ112*12000,0)))))","v":0},0,0,"COP","No",{"$f":"IF(OR(Inventory!$J112=\"\",$BD105=\"No\"),\"-\",Inventory!$J112)","v":"-"},{"$f":"IFERROR(VLOOKUP($BE105,'Early Retirement'!$B$6:$C$32,2,FALSE),\"-\")","v":"-"},{"$f":"IF(OR($W105<>\"b\",AND($X105<>\"b\",$X105<>\"c\")),\"n\",IF(AND($AO105<>1,$AO105<>2,$AO105<>7,$AO105<>8),\"n\",IF(Inventory!$K112=\"Split\",\"s\",IF(Inventory!$K112=\"Packaged\",\"p\",\"n\"))))","v":"n"},{"$f":"IF(AND($X105<>\"i\",$X105<>\"j\"),\"n\",IF(Inventory!$L112=\"Centrifugal\",\"c\",\"n\"))","v":"n"},"-","-",{"$f":"IFERROR(INDEX('Early Retirement'!$C$4:$AC$32,$BF105,$BJ105),0)","v":0},{"$f":"IFERROR(HLOOKUP($BJ105,'Early Retirement'!$D$4:$AC$5,2,FALSE),0)","v":0},{"$f":"IFERROR(INDEX('Early Retirement'!$AE$4:$BE$32,$BF105,$BJ105),0)","v":0},{"$f":"IFERROR(HLOOKUP($BJ105,'Early Retirement'!$AF$4:$BE$5,2,FALSE),0)","v":0},0,0,"kW/ton",{"$f":"IFERROR(INDEX('Early Retirement'!$BG$4:$CG$32,$BF105,$BJ105),0)","v":0},{"$f":"IFERROR(HLOOKUP($BJ105,'Early Retirement'!$BH$4:$CH$5,2,FALSE),0)","v":0},0,"COP","Yes",0,0,"kW/ton",0,"COP",0,0,"kW/ton",0,"COP",null,"ciada35",9.5619999999999994,"EER",12.5,"IPLV",1.2549675800041833,0.96,"kW/ton"]
[null,null,null,null,null,null,null,null,null,null,null,null,null,null,null,null,null,null,null,null,null,104,{"$f":"IF(Inventory!$C113=\"\",\"a\",VLOOKUP(Inventory!$C113,$B$3:$C$6,2,FALSE))","v":"a"},{"$f":"IF(AND($W106=\"b\",Inventory!$I113=\"\"),\"a\",IF(AND($W106=\"b\",Inventory!$I113<>\"\"),VLOOKUP(Inventory!$I113,$E$3:$F$12,2,FALSE),IF(AND(OR($W106=\"c\",$W106=\"d\"),Inventory!$AB113=\"\"),\"a\",IF(AND(OR($W106=\"c\",$W106=\"d\"),Inventory!$AB113<>\"\"),VLOOKUP(Inventory!$AB113,$E$3:$F$12,2,FALSE),\"a\"))))","v":"a"},{"$f":"IF(OR(AND($X106<>\"b\",$X106<>\"c\"),$AB106=0,$AB106>=(65000/12000),Inventory!$AC113=\"\"),\"a\",VLOOKUP(Inventory!$AC113,$H$3:$I$5,2,FALSE))","v":"a"},{"$f":"IF(AND($X106<>\"i\",$X106<>\"j\"),\"a\",IF(AND($W106=\"b\",Inventory!$L113=\"\"),\"a\",IF(AND($W106=\"b\",Inventory!$L113<>\"\"),VLOOKUP(Inventory!$L113,$K$3:$L$6,2,FALSE),IF(AND(OR($W106=\"c\",$W106=\"d\"),Inventory!$AD113=\"\"),\"a\",IF(AND(OR($W106=\"c\",$W106=\"d\"),Inventory!$AD113<>\"\"),VLOOKUP(Inventory!$AD113,$K$3:$L$6,2,FALSE),\"a\")))))","v":"a"},{"$f":"IF(OR(AND($X106<>\"e\",$X106<>\"f\"),$AB106=0,Inventory!$AF113=\"\"),\"a\",VLOOKUP(Inventory!$AF113,$N$3:$O$5,2,FALSE))","v":"a"},{"$f":"IF(OR(Inventory!C113=\"New Construction\",Inventory!C113=\"Replace-on-Burnout\"),Inventory!AS113,IF(Inventory!C113=\"Early Retirement\",Inventory!AR113,0))","v":0},"","","","","","","","","","","","",0,"aaaaa0","No","No",{"$f":"IF($W106=\"a\",0,IF($W106=\"b\",Inventory!$M113,Inventory!$AG113))","v":0},{"$f":"IF(OR($W106=\"a\",AND($AQ106=\"No\",$AR106=\"No\")),0,IF(AND($W106=\"b\",Inventory!$O113=\"Btu/hr\"),Inventory!$N113,IF(AND($W106=\"b\",Inventory!$O113=\"Tons\"),Inventory!$N113*12000,IF(AND(OR($W106=\"c\",$W106=\"d\"),Inventory!$AI113=\"Btu/hr\"),Inventory!$AH113,IF(AND(OR($W106=\"c\",$W106=\"d\"),Inventory!$AI113=\"Tons\"),Inventory!$AH113*12000,0)))))","v":0},0,0,"EER",0,"kW/ton",{"$f":"IF(OR($W106=\"a\",$AR106=\"No\"),0,IF(AND($W106=\"b\",Inventory!$Q113=\"Btu/hr\"),Inventory!$P113,IF(AND($W106=\"b\",Inventory!$Q113=\"Tons\"),Inventory!$P113*12000,IF(AND(OR($W106=\"c\",$W106=\"d\"),Inventory!$AK113=\"Btu/hr\"),Inventory!$AJ113,IF(AND(OR($W106=\"c\",$W106=\"d\"),Inventory!$AK113=\"Tons\"),Inventory!$AJ113*12000,0)))))","v":0},0,0,"COP","No",{"$f":"IF(OR(Inventory!$J113=\"\",$BD106=\"No\"),\"-\",Inventory!$J113)","v":"-"},{"$f":"IFERROR(VLOOKUP($BE106,'Early Retirement'!$B$6:$C$32,2,FALSE),\"-\")","v":"-"},{"$f":"IF(OR($W106<>\"b\",AND($X106<>\"b\",$X106<>\"c\")),\"n\",IF(AND($AO106<>1,$AO106<>2,$AO106<>7,$AO106<>8),\"n\",IF(Inventory!$K113=\"Split\",\"s\",IF(Inventory!$K113=\"Packaged\",\"p\",\"n\"))))","v":"n"},{"$f":"IF(AND($X106<>\"i\",$X106<>\"j\"),\"n\",IF(Inventory!$L113=\"Centrifugal\",\"c\",\"n\"))","v":"n"},"-","-",{"$f":"IFERROR(INDEX('Early Retirement'!$C$4:$AC$32,$BF106,$BJ106),0)","v":0},{"$f":"IFERROR(HLOOKUP($BJ106,'Early Retirement'!$D$4:$AC$5,2,FALSE),0)","v":0},{"$f":"IFERROR(INDEX('Early Retirement'!$AE$4:$BE$32,$BF106,$BJ106),0)","v":0},{"$f":"IFERROR(HLOOKUP($BJ106,'Early Retirement'!$AF$4:$BE$5,2,FALSE),0)","v":0},0,0,"kW/ton",{"$f":"IFERROR(INDEX('Early Retirement'!$BG$4:$CG$32,$BF106,$BJ106),0)","v":0},{"$f":"IFERROR(HLOOKUP($BJ106,'Early Retirement'!$BH$4:$CH$5,2,FALSE),0)","v":0},0,"COP","Yes",0,0,"kW/ton",0,"COP",0,0,"kW/ton",0,"COP",null,"ciada36",9.5619999999999994,"EER",12.5,"IPLV",1.2549675800041833,0.96,"kW/ton"]
[null,null,null,null,null,null,null,null,null,null,null,null,null,null,null,null,null,null,null,null,null,105,{"$f":"IF(Inventory!$C114=\"\",\"a\",VLOOKUP(Inventory!$C114,$B$3:$C$6,2,FALSE))","v":"a"},{"$f":"IF(AND($W107=\"b\",Inventory!$I114=\"\"),\"a\",IF(AND($W107=\"b\",Inventory!$I114<>\"\"),VLOOKUP(Inventory!$I114,$E$3:$F$12,2,FALSE),IF(AND(OR($W107=\"c\",$W107=\"d\"),Inventory!$AB114=\"\"),\"a\",IF(AND(OR($W107=\"c\",$W107=\"d\"),Inventory!$AB114<>\"\"),VLOOKUP(Inventory!$AB114,$E$3:$F$12,2,FALSE),\"a\"))))","v":"a"},{"$f":"IF(OR(AND($X107<>\"b\",$X107<>\"c\"),$AB107=0,$AB107>=(65000/12000),Inventory!$AC114=\"\"),\"a\",VLOOKUP(Inventory!$AC114,$H$3:$I$5,2,FALSE))","v":"a"},{"$f":"IF(AND($X107<>\"i\",$X107<>\"j\"),\"a\",IF(AND($W107=\"b\",Inventory!$L114=\"\"),\"a\",IF(AND($W107=\"b\",Inventory!$L114<>\"\"),VLOOKUP(Inventory!$L114,$K$3:$L$6,2,FALSE),IF(AND(OR($W107=\"c\",$W107=\"d\"),Inventory!$AD114=\"\"),\"a\",IF(AND(OR($W107=\"c\",$W107=\"d\"),Inventory!$AD114<>\"\"),VLOOKUP(Inventory!$AD114,$K$3:$L$6,2,FALSE),\"a\")))))","v":"a"},{"$f":"IF(OR(AND($X107<>\"e\",$X107<>\"f\"),$AB107=0,Inventory!$AF114=\"\"),\"a\",VLOOKUP(Inventory!$AF114,$N$3:$O$5,2,FALSE))","v":"a"},{"$f":"IF(OR(Inventory!C114=\"New Construction\",Inventory!C114=\"Replace-on-Burnout\"),Inventory!AS114,IF(Inventory!C114=\"Early Retirement\",Inventory!AR114,0))","v":0},"","","","","","","","","","","","",0,"aaaaa0","No","No",{"$f":"IF($W107=\"a\",0,IF($W107=\"b\",Inventory!$M114,Inventory!$AG114))","v":0},{"$f":"IF(OR($W107=\"a\",AND($AQ107=\"No\",$AR107=\"No\")),0,IF(AND($W107=\"b\",Inventory!$O114=\"Btu/hr\"),Inventory!$N114,IF(AND($W107=\"b\",Inventory!$O114=\"Tons\"),Inventory!$N114*12000,IF(AND(OR($W107=\"c\",$W107=\"d\"),Inventory!$AI114=\"Btu/hr\"),Inventory!$AH114,IF(AND(OR($W107=\"c\",$W107=\"d\"),Inventory!$AI114=\"Tons\"),Inventory!$AH114*12000,0)))))","v":0},0,0,"EER",0,"kW/ton",{"$f":"IF(OR($W107=\"a\",$AR107=\"No\"),0,IF(AND($W107=\"b\",Inventory!$Q114=\"Btu/hr\"),Inventory!$P114,IF(AND($W107=\"b\",Inventory!$Q114=\"Tons\"),Inventory!$P114*12000,IF(AND(OR($W107=\"c\",$W107=\"d\"),Inventory!$AK114=\"Btu/hr\"),Inventory!$AJ114,IF(AND(OR($W107=\"c\",$W107=\"d\"),Inventory!$AK114=\"Tons\"),Inventory!$AJ114*12000,0)))))","v":0},0,0,"COP","No",{"$f":"IF(OR(Inventory!$J114=\"\",$BD107=\"No\"),\"-\",Inventory!$J114)","v":"-"},{"$f":"IFERROR(VLOOKUP($BE107,'Early Retirement'!$B$6:$C$32,2,FALSE),\"-\")","v":"-"},{"$f":"IF(OR($W107<>\"b\",AND($X107<>\"b\",$X107<>\"c\")),\"n\",IF(AND($AO107<>1,$AO107<>2,$AO107<>7,$AO107<>8),\"n\",IF(Inventory!$K114=\"Split\",\"s\",IF(Inventory!$K114=\"Packaged\",\"p\",\"n\"))))","v":"n"},{"$f":"IF(AND($X107<>\"i\",$X107<>\"j\"),\"n\",IF(Inventory!$L114=\"Centrifugal\",\"c\",\"n\"))","v":"n"},"-","-",{"$f":"IFERROR(INDEX('Early Retirement'!$C$4:$AC$32,$BF107,$BJ107),0)","v":0},{"$f":"IFERROR(HLOOKUP($BJ107,'Early Retirement'!$D$4:$AC$5,2,FALSE),0)","v":0},{"$f":"IFERROR(INDEX('Early Retirement'!$AE$4:$BE$32,$BF107,$BJ107),0)","v":0},{"$f":"IFERROR(HLOOKUP($BJ107,'Early Retirement'!$AF$4:$BE$5,2,FALSE),0)","v":0},0,0,"kW/ton",{"$f":"IFERROR(INDEX('Early Retirement'!$BG$4:$CG$32,$BF107,$BJ107),0)","v":0},{"$f":"IFERROR(HLOOKUP($BJ107,'Early Retirement'!$BH$4:$CH$5,2,FALSE),0)","v":0},0,"COP","Yes",0,0,"kW/ton",0,"COP",0,0,"kW/ton",0,"COP",null,"ciada37",9.5619999999999994,"EER",12.75,"IPLV",1.2549675800041833,0.94117647058823528,"kW/ton"]
[null,null,null,null,null,null,null,null,null,null,null,null,null,null,null,null,null,null,null,null,null,106,{"$f":"IF(Inventory!$C115=\"\",\"a\",VLOOKUP(Inventory!$C115,$B$3:$C$6,2,FALSE))","v":"a"},{"$f":"IF(AND($W108=\"b\",Inventory!$I115=\"\"),\"a\",IF(AND($W108=\"b\",Inventory!$I115<>\"\"),VLOOKUP(Inventory!$I115,$E$3:$F$12,2,FALSE),IF(AND(OR($W108=\"c\",$W108=\"d\"),Inventory!$AB115=\"\"),\"a\",IF(AND(OR($W108=\"c\",$W108=\"d\"),Inventory!$AB115<>\"\"),VLOOKUP(Inventory!$AB115,$E$3:$F$12,2,FALSE),\"a\"))))","v":"a"},{"$f":"IF(OR(AND($X108<>\"b\",$X108<>\"c\"),$AB108=0,$AB108>=(65000/12000),Inventory!$AC115=\"\"),\"a\",VLOOKUP(Inventory!$AC115,$H$3:$I$5,2,FALSE))","v":"a"},{"$f":"IF(AND($X108<>\"i\",$X108<>\"j\"),\"a\",IF(AND($W108=\"b\",Inventory!$L115=\"\"),\"a\",IF(AND($W108=\"b\",Inventory!$L115<>\"\"),VLOOKUP(Inventory!$L115,$K$3:$L$6,2,FALSE),IF(AND(OR($W108=\"c\",$W108=\"d\"),Inventory!$AD115=\"\"),\"a\",IF(AND(OR($W108=\"c\",$W108=\"d\"),Inventory!$AD115<>\"\"),VLOOKUP(Inventory!$AD115,$K$3:$L$6,2,FALSE),\"a\")))))","v":"a"},{"$f":"IF(OR(AND($X108<>\"e\",$X108<>\"f\"),$AB108=0,Inventory!$AF115=\"\"),\"a\",VLOOKUP(Inventory!$AF115,$N$3:$O$5,2,FALSE))","v":"a"},{"$f":"IF(OR(Inventory!C115=\"New Construction\",Inventory!C115=\"Replace-on-Burnout\"),Inventory!AS115,IF(Inventory!C115=\"Early Retirement\",Inventory!AR115,0))","v":0},"","","","","","","","","","","","",0,"aaaaa0","No","No",{"$f":"IF($W108=\"a\",0,IF($W108=\"b\",Inventory!$M115,Inventory!$AG115))","v":0},{"$f":"IF(OR($W108=\"a\",AND($AQ108=\"No\",$AR108=\"No\")),0,IF(AND($W108=\"b\",Inventory!$O115=\"Btu/hr\"),Inventory!$N115,IF(AND($W108=\"b\",Inventory!$O115=\"Tons\"),Inventory!$N115*12000,IF(AND(OR($W108=\"c\",$W108=\"d\"),Inventory!$AI115=\"Btu/hr\"),Inventory!$AH115,IF(AND(OR($W108=\"c\",$W108=\"d\"),Inventory!$AI115=\"Tons\"),Inventory!$AH115*12000,0)))))","v":0},0,0,"EER",0,"kW/ton",{"$f":"IF(OR($W108=\"a\",$AR108=\"No\"),0,IF(AND($W108=\"b\",Inventory!$Q115=\"Btu/hr\"),Inventory!$P115,IF(AND($W108=\"b\",Inventory!$Q115=\"Tons\"),Inventory!$P115*12000,IF(AND(OR($W108=\"c\",$W108=\"d\"),Inventory!$AK115=\"Btu/hr\"),Inventory!$AJ115,IF(AND(OR($W108=\"c\",$W108=\"d\"),Inventory!$AK115=\"Tons\"),Inventory!$AJ115*12000,0)))))","v":0},0,0,"COP","No",{"$f":"IF(OR(Inventory!$J115=\"\",$BD108=\"No\"),\"-\",Inventory!$J115)","v":"-"},{"$f":"IFERROR(VLOOKUP($BE108,'Early Retirement'!$B$6:$C$32,2,FALSE),\"-\")","v":"-"},{"$f":"IF(OR($W108<>\"b\",AND($X108<>\"b\",$X108<>\"c\")),\"n\",IF(AND($AO108<>1,$AO108<>2,$AO108<>7,$AO108<>8),\"n\",IF(Inventory!$K115=\"Split\",\"s\",IF(Inventory!$K115=\"Packaged\",\"p\",\"n\"))))","v":"n"},{"$f":"IF(AND($X108<>\"i\",$X108<>\"j\"),\"n\",IF(Inventory!$L115=\"Centrifugal\",\"c\",\"n\"))","v":"n"},"-","-",{"$f":"IFERROR(INDEX('Early Retirement'!$C$4:$AC$32,$BF108,$BJ108),0)","v":0},{"$f":"IFERROR(HLOOKUP($BJ108,'Early Retirement'!$D$4:$AC$5,2,FALSE),0)","v":0},{"$f":"IFERROR(INDEX('Early Retirement'!$AE$4:$BE$32,$BF108,$BJ108),0)","v":0},{"$f":"IFERROR(HLOOKUP($BJ108,'Early Retirement'!$AF$4:$BE$5,2,FALSE),0)","v":0},0,0,"kW/ton",{"$f":"IFERROR(INDEX('Early Retirement'!$BG$4:$CG$32,$BF108,$BJ108),0)","v":0},{"$f":"IFERROR(HLOOKUP($BJ108,'Early Retirement'!$BH$4:$CH$5,2,FALSE),0)","v":0},0,"COP","Yes",0,0,"kW/ton",0,"COP",0,0,"kW/ton",0,"COP",null,"ciada38",9.5619999999999994,"EER",12.75,"IPLV",1.2549675800041833,0.94117647058823528,"kW/ton"]
[null,null,null,null,null,null,null,null,null,null,null,null,null,null,null,null,null,null,null,null,null,107,{"$f":"IF(Inventory!$C116=\"\",\"a\",VLOOKUP(Inventory!$C116,$B$3:$C$6,2,FALSE))","v":"a"},{"$f":"IF(AND($W109=\"b\",Inventory!$I116=\"\"),\"a\",IF(AND($W109=\"b\",Inventory!$I116<>\"\"),VLOOKUP(Inventory!$I116,$E$3:$F$12,2,FALSE),IF(AND(OR($W109=\"c\",$W109=\"d\"),Inventory!$AB116=\"\"),\"a\",IF(AND(OR($W109=\"c\",$W109=\"d\"),Inventory!$AB116<>\"\"),VLOOKUP(Inventory!$AB116,$E$3:$F$12,2,FALSE),\"a\"))))","v":"a"},{"$f":"IF(OR(AND($X109<>\"b\",$X109<>\"c\"),$AB109=0,$AB109>=(65000/12000),Inventory!$AC116=\"\"),\"a\",VLOOKUP(Inventory!$AC116,$H$3:$I$5,2,FALSE))","v":"a"},{"$f":"IF(AND($X109<>\"i\",$X109<>\"j\"),\"a\",IF(AND($W109=\"b\",Inventory!$L116=\"\"),\"a\",IF(AND($W109=\"b\",Inventory!$L116<>\"\"),VLOOKUP(Inventory!$L116,$K$3:$L$6,2,FALSE),IF(AND(OR($W109=\"c\",$W109=\"d\"),Inventory!$AD116=\"\"),\"a\",IF(AND(OR($W109=\"c\",$W109=\"d\"),Inventory!$AD116<>\"\"),VLOOKUP(Inventory!$AD116,$K$3:$L$6,2,FALSE),\"a\")))))","v":"a"},{"$f":"IF(OR(AND($X109<>\"e\",$X109<>\"f\"),$AB109=0,Inventory!$AF116=\"\"),\"a\",VLOOKUP(Inventory!$AF116,$N$3:$O$5,2,FALSE))","v":"a"},{"$f":"IF(OR(Inventory!C116=\"New Construction\",Inventory!C116=\"Replace-on-Burnout\"),Inventory!AS116,IF(Inventory!C116=\"Early Retirement\",Inventory!AR116,0))","v":0},"","","","","","","","","","","","",0,"aaaaa0","No","No",{"$f":"IF($W109=\"a\",0,IF($W109=\"b\",Inventory!$M116,Inventory!$AG116))","v":0},{"$f":"IF(OR($W109=\"a\",AND($AQ109=\"No\",$AR109=\"No\")),0,IF(AND($W109=\"b\",Inventory!$O116=\"Btu/hr\"),Inventory!$N116,IF(AND($W109=\"b\",Inventory!$O116=\"Tons\"),Inventory!$N116*12000,IF(AND(OR($W109=\"c\",$W109=\"d\"),Inventory!$AI116=\"Btu/hr\"),Inventory!$AH116,IF(AND(OR($W109=\"c\",$W109=\"d\"),Inventory!$AI116=\"Tons\"),Inventory!$AH116*12000,0)))))","v":0},0,0,"EER",0,"kW/ton",{"$f":"IF(OR($W109=\"a\",$AR109=\"No\"),0,IF(AND($W109=\"b\",Inventory!$Q116=\"Btu/hr\"),Inventory!$P116,IF(AND($W109=\"b\",Inventory!$Q116=\"Tons\"),Inventory!$P116*12000,IF(AND(OR($W109=\"c\",$W109=\"d\"),Inventory!$AK116=\"Btu/hr\"),Inventory!$AJ116,IF(AND(OR($W109=\"c\",$W109=\"d\"),Inventory!$AK116=\"Tons\"),Inventory!$AJ116*12000,0)))))","v":0},0,0,"COP","No",{"$f":"IF(OR(Inventory!$J116=\"\",$BD109=\"No\"),\"-\",Inventory!$J116)","v":"-"},{"$f":"IFERROR(VLOOKUP($BE109,'Early Retirement'!$B$6:$C$32,2,FALSE),\"-\")","v":"-"},{"$f":"IF(OR($W109<>\"b\",AND($X109<>\"b\",$X109<>\"c\")),\"n\",IF(AND($AO109<>1,$AO109<>2,$AO109<>7,$AO109<>8),\"n\",IF(Inventory!$K116=\"Split\",\"s\",IF(Inventory!$K116=\"Packaged\",\"p\",\"n\"))))","v":"n"},{"$f":"IF(AND($X109<>\"i\",$X109<>\"j\"),\"n\",IF(Inventory!$L116=\"Centrifugal\",\"c\",\"n\"))","v":"n"},"-","-",{"$f":"IFERROR(INDEX('Early Retirement'!$C$4:$AC$32,$BF109,$BJ109),0)","v":0},{"$f":"IFERROR(HLOOKUP($BJ109,'Early Retirement'!$D$4:$AC$5,2,FALSE),0)","v":0},{"$f":"IFERROR(INDEX('Early Retirement'!$AE$4:$BE$32,$BF109,$BJ109),0)","v":0},{"$f":"IFERROR(HLOOKUP($BJ109,'Early Retirement'!$AF$4:$BE$5,2,FALSE),0)","v":0},0,0,"kW/ton",{"$f":"IFERROR(INDEX('Early Retirement'!$BG$4:$CG$32,$BF109,$BJ109),0)","v":0},{"$f":"IFERROR(HLOOKUP($BJ109,'Early Retirement'!$BH$4:$CH$5,2,FALSE),0)","v":0},0,"COP","Yes",0,0,"kW/ton",0,"COP",0,0,"kW/ton",0,"COP",null,"ciada39",9.5619999999999994,"EER",12.75,"IPLV",1.2549675800041833,0.94117647058823528,"kW/ton"]
[null,null,null,null,null,null,null,null,null,null,null,null,null,null,null,null,null,null,null,null,null,108,{"$f":"IF(Inventory!$C117=\"\",\"a\",VLOOKUP(Inventory!$C117,$B$3:$C$6,2,FALSE))","v":"a"},{"$f":"IF(AND($W110=\"b\",Inventory!$I117=\"\"),\"a\",IF(AND($W110=\"b\",Inventory!$I117<>\"\"),VLOOKUP(Inventory!$I117,$E$3:$F$12,2,FALSE),IF(AND(OR($W110=\"c\",$W110=\"d\"),Inventory!$AB117=\"\"),\"a\",IF(AND(OR($W110=\"c\",$W110=\"d\"),Inventory!$AB117<>\"\"),VLOOKUP(Inventory!$AB117,$E$3:$F$12,2,FALSE),\"a\"))))","v":"a"},{"$f":"IF(OR(AND($X110<>\"b\",$X110<>\"c\"),$AB110=0,$AB110>=(65000/12000),Inventory!$AC117=\"\"),\"a\",VLOOKUP(Inventory!$AC117,$H$3:$I$5,2,FALSE))","v":"a"},{"$f":"IF(AND($X110<>\"i\",$X110<>\"j\"),\"a\",IF(AND($W110=\"b\",Inventory!$L117=\"\"),\"a\",IF(AND($W110=\"b\",Inventory!$L117<>\"\"),VLOOKUP(Inventory!$L117,$K$3:$L$6,2,FALSE),IF(AND(OR($W110=\"c\",$W110=\"d\"),Inventory!$AD117=\"\"),\"a\",IF(AND(OR($W110=\"c\",$W110=\"d\"),Inventory!$AD117<>\"\"),VLOOKUP(Inventory!$AD117,$K$3:$L$6,2,FALSE),\"a\")))))","v":"a"},{"$f":"IF(OR(AND($X110<>\"e\",$X110<>\"f\"),$AB110=0,Inventory!$AF117=\"\"),\"a\",VLOOKUP(Inventory!$AF117,$N$3:$O$5,2,FALSE))","v":"a"},{"$f":"IF(OR(Inventory!C117=\"New Construction\",Inventory!C117=\"Replace-on-Burnout\"),Inventory!AS117,IF(Inventory!C117=\"Early Retirement\",Inventory!AR117,0))","v":0},"","","","","","","","","","","","",0,"aaaaa0","No","No",{"$f":"IF($W110=\"a\",0,IF($W110=\"b\",Inventory!$M117,Inventory!$AG117))","v":0},{"$f":"IF(OR($W110=\"a\",AND($AQ110=\"No\",$AR110=\"No\")),0,IF(AND($W110=\"b\",Inventory!$O117=\"Btu/hr\"),Inventory!$N117,IF(AND($W110=\"b\",Inventory!$O117=\"Tons\"),Inventory!$N117*12000,IF(AND(OR($W110=\"c\",$W110=\"d\"),Inventory!$AI117=\"Btu/hr\"),Inventory!$AH117,IF(AND(OR($W110=\"c\",$W110=\"d\"),Inventory!$AI117=\"Tons\"),Inventory!$AH117*12000,0)))))","v":0},0,0,"EER",0,"kW/ton",{"$f":"IF(OR($W110=\"a\",$AR110=\"No\"),0,IF(AND($W110=\"b\",Inventory!$Q117=\"Btu/hr\"),Inventory!$P117,IF(AND($W110=\"b\",Inventory!$Q117=\"Tons\"),Inventory!$P117*12000,IF(AND(OR($W110=\"c\",$W110=\"d\"),Inventory!$AK117=\"Btu/hr\"),Inventory!$AJ117,IF(AND(OR($W110=\"c\",$W110=\"d\"),Inventory!$AK117=\"Tons\"),Inventory!$AJ117*12000,0)))))","v":0},0,0,"COP","No",{"$f":"IF(OR(Inventory!$J117=\"\",$BD110=\"No\"),\"-\",Inventory!$J117)","v":"-"},{"$f":"IFERROR(VLOOKUP($BE110,'Early Retirement'!$B$6:$C$32,2,FALSE),\"-\")","v":"-"},{"$f":"IF(OR($W110<>\"b\",AND($X110<>\"b\",$X110<>\"c\")),\"n\",IF(AND($AO110<>1,$AO110<>2,$AO110<>7,$AO110<>8),\"n\",IF(Inventory!$K117=\"Split\",\"s\",IF(Inventory!$K117=\"Packaged\",\"p\",\"n\"))))","v":"n"},{"$f":"IF(AND($X110<>\"i\",$X110<>\"j\"),\"n\",IF(Inventory!$L117=\"Centrifugal\",\"c\",\"n\"))","v":"n"},"-","-",{"$f":"IFERROR(INDEX('Early Retirement'!$C$4:$AC$32,$BF110,$BJ110),0)","v":0},{"$f":"IFERROR(HLOOKUP($BJ110,'Early Retirement'!$D$4:$AC$5,2,FALSE),0)","v":0},{"$f":"IFERROR(INDEX('Early Retirement'!$AE$4:$BE$32,$BF110,$BJ110),0)","v":0},{"$f":"IFERROR(HLOOKUP($BJ110,'Early Retirement'!$AF$4:$BE$5,2,FALSE),0)","v":0},0,0,"kW/ton",{"$f":"IFERROR(INDEX('Early Retirement'!$BG$4:$CG$32,$BF110,$BJ110),0)","v":0},{"$f":"IFERROR(HLOOKUP($BJ110,'Early Retirement'!$BH$4:$CH$5,2,FALSE),0)","v":0},0,"COP","Yes",0,0,"kW/ton",0,"COP",0,0,"kW/ton",0,"COP",null,"cjaba40",0.63400000000000001,"kW/ton",0.59599999999999997,"IPLV",{"$f":"$CI110","v":0.63400000000000001},{"$f":"$CK110","v":0.59599999999999997},"kW/ton"]
[null,null,null,null,null,null,null,null,null,null,null,null,null,null,null,null,null,null,null,null,null,109,{"$f":"IF(Inventory!$C118=\"\",\"a\",VLOOKUP(Inventory!$C118,$B$3:$C$6,2,FALSE))","v":"a"},{"$f":"IF(AND($W111=\"b\",Inventory!$I118=\"\"),\"a\",IF(AND($W111=\"b\",Inventory!$I118<>\"\"),VLOOKUP(Inventory!$I118,$E$3:$F$12,2,FALSE),IF(AND(OR($W111=\"c\",$W111=\"d\"),Inventory!$AB118=\"\"),\"a\",IF(AND(OR($W111=\"c\",$W111=\"d\"),Inventory!$AB118<>\"\"),VLOOKUP(Inventory!$AB118,$E$3:$F$12,2,FALSE),\"a\"))))","v":"a"},{"$f":"IF(OR(AND($X111<>\"b\",$X111<>\"c\"),$AB111=0,$AB111>=(65000/12000),Inventory!$AC118=\"\"),\"a\",VLOOKUP(Inventory!$AC118,$H$3:$I$5,2,FALSE))","v":"a"},{"$f":"IF(AND($X111<>\"i\",$X111<>\"j\"),\"a\",IF(AND($W111=\"b\",Inventory!$L118=\"\"),\"a\",IF(AND($W111=\"b\",Inventory!$L118<>\"\"),VLOOKUP(Inventory!$L118,$K$3:$L$6,2,FALSE),IF(AND(OR($W111=\"c\",$W111=\"d\"),Inventory!$AD118=\"\"),\"a\",IF(AND(OR($W111=\"c\",$W111=\"d\"),Inventory!$AD118<>\"\"),VLOOKUP(Inventory!$AD118,$K$3:$L$6,2,FALSE),\"a\")))))","v":"a"},{"$f":"IF(OR(AND($X111<>\"e\",$X111<>\"f\"),$AB111=0,Inventory!$AF118=\"\"),\"a\",VLOOKUP(Inventory!$AF118,$N$3:$O$5,2,FALSE))","v":"a"},{"$f":"IF(OR(Inventory!C118=\"New Construction\",Inventory!C118=\"Replace-on-Burnout\"),Inventory!AS118,IF(Inventory!C118=\"Early Retirement\",Inventory!AR118,0))","v":0},"","","","","","","","","","","","",0,"aaaaa0","No","No",{"$f":"IF($W111=\"a\",0,IF($W111=\"b\",Inventory!$M118,Inventory!$AG118))","v":0},{"$f":"IF(OR($W111=\"a\",AND($AQ111=\"No\",$AR111=\"No\")),0,IF(AND($W111=\"b\",Inventory!$O118=\"Btu/hr\"),Inventory!$N118,IF(AND($W111=\"b\",Inventory!$O118=\"Tons\"),Inventory!$N118*12000,IF(AND(OR($W111=\"c\",$W111=\"d\"),Inventory!$AI118=\"Btu/hr\"),Inventory!$AH118,IF(AND(OR($W111=\"c\",$W111=\"d\"),Inventory!$AI118=\"Tons\"),Inventory!$AH118*12000,0)))))","v":0},0,0,"EER",0,"kW/ton",{"$f":"IF(OR($W111=\"a\",$AR111=\"No\"),0,IF(AND($W111=\"b\",Inventory!$Q118=\"Btu/hr\"),Inventory!$P118,IF(AND($W111=\"b\",Inventory!$Q118=\"Tons\"),Inventory!$P118*12000,IF(AND(OR($W111=\"c\",$W111=\"d\"),Inventory!$AK118=\"Btu/hr\"),Inventory!$AJ118,IF(AND(OR($W111=\"c\",$W111=\"d\"),Inventory!$AK118=\"Tons\"),Inventory!$AJ118*12000,0)))))","v":0},0,0,"COP","No",{"$f":"IF(OR(Inventory!$J118=\"\",$BD111=\"No\"),\"-\",Inventory!$J118)","v":"-"},{"$f":"IFERROR(VLOOKUP($BE111,'Early Retirement'!$B$6:$C$32,2,FALSE),\"-\")","v":"-"},{"$f":"IF(OR($W111<>\"b\",AND($X111<>\"b\",$X111<>\"c\")),\"n\",IF(AND($AO111<>1,$AO111<>2,$AO111<>7,$AO111<>8),\"n\",IF(Inventory!$K118=\"Split\",\"s\",IF(Inventory!$K118=\"Packaged\",\"p\",\"n\"))))","v":"n"},{"$f":"IF(AND($X111<>\"i\",$X111<>\"j\"),\"n\",IF(Inventory!$L118=\"Centrifugal\",\"c\",\"n\"))","v":"n"},"-","-",{"$f":"IFERROR(INDEX('Early Retirement'!$C$4:$AC$32,$BF111,$BJ111),0)","v":0},{"$f":"IFERROR(HLOOKUP($BJ111,'Early Retirement'!$D$4:$AC$5,2,FALSE),0)","v":0},{"$f":"IFERROR(INDEX('Early Retirement'!$AE$4:$BE$32,$BF111,$BJ111),0)","v":0},{"$f":"IFERROR(HLOOKUP($BJ111,'Early Retirement'!$AF$4:$BE$5,2,FALSE),0)","v":0},0,0,"kW/ton",{"$f":"IFERROR(INDEX('Early Retirement'!$BG$4:$CG$32,$BF111,$BJ111),0)","v":0},{"$f":"IFERROR(HLOOKUP($BJ111,'Early Retirement'!$BH$4:$CH$5,2,FALSE),0)","v":0},0,"COP","Yes",0,0,"kW/ton",0,"COP",0,0,"kW/ton",0,"COP",null,"cjaba41",0.63400000000000001,"kW/ton",0.59599999999999997,"IPLV",0.63400000000000001,0.59599999999999997,"kW/ton"]
[null,null,null,null,null,null,null,null,null,null,null,null,null,null,null,null,null,null,null,null,null,110,{"$f":"IF(Inventory!$C119=\"\",\"a\",VLOOKUP(Inventory!$C119,$B$3:$C$6,2,FALSE))","v":"a"},{"$f":"IF(AND($W112=\"b\",Inventory!$I119=\"\"),\"a\",IF(AND($W112=\"b\",Inventory!$I119<>\"\"),VLOOKUP(Inventory!$I119,$E$3:$F$12,2,FALSE),IF(AND(OR($W112=\"c\",$W112=\"d\"),Inventory!$AB119=\"\"),\"a\",IF(AND(OR($W112=\"c\",$W112=\"d\"),Inventory!$AB119<>\"\"),VLOOKUP(Inventory!$AB119,$E$3:$F$12,2,FALSE),\"a\"))))","v":"a"},{"$f":"IF(OR(AND($X112<>\"b\",$X112<>\"c\"),$AB112=0,$AB112>=(65000/12000),Inventory!$AC119=\"\"),\"a\",VLOOKUP(Inventory!$AC119,$H$3:$I$5,2,FALSE))","v":"a"},{"$f":"IF(AND($X112<>\"i\",$X112<>\"j\"),\"a\",IF(AND($W112=\"b\",Inventory!$L119=\"\"),\"a\",IF(AND($W112=\"b\",Inventory!$L119<>\"\"),VLOOKUP(Inventory!$L119,$K$3:$L$6,2,FALSE),IF(AND(OR($W112=\"c\",$W112=\"d\"),Inventory!$AD119=\"\"),\"a\",IF(AND(OR($W112=\"c\",$W112=\"d\"),Inventory!$AD119<>\"\"),VLOOKUP(Inventory!$AD119,$K$3:$L$6,2,FALSE),\"a\")))))","v":"a"},{"$f":"IF(OR(AND($X112<>\"e\",$X112<>\"f\"),$AB112=0,Inventory!$AF119=\"\"),\"a\",VLOOKUP(Inventory!$AF119,$N$3:$O$5,2,FALSE))","v":"a"},{"$f":"IF(OR(Inventory!C119=\"New Construction\",Inventory!C119=\"Replace-on-Burnout\"),Inventory!AS119,IF(Inventory!C119=\"Early Retirement\",Inventory!AR119,0))","v":0},"","","","","","","","","","","","",0,"aaaaa0","No","No",{"$f":"IF($W112=\"a\",0,IF($W112=\"b\",Inventory!$M119,Inventory!$AG119))","v":0},{"$f":"IF(OR($W112=\"a\",AND($AQ112=\"No\",$AR112=\"No\")),0,IF(AND($W112=\"b\",Inventory!$O119=\"Btu/hr\"),Inventory!$N119,IF(AND($W112=\"b\",Inventory!$O119=\"Tons\"),Inventory!$N119*12000,IF(AND(OR($W112=\"c\",$W112=\"d\"),Inventory!$AI119=\"Btu/hr\"),Inventory!$AH119,IF(AND(OR($W112=\"c\",$W112=\"d\"),Inventory!$AI119=\"Tons\"),Inventory!$AH119*12000,0)))))","v":0},0,0,"EER",0,"kW/ton",{"$f":"IF(OR($W112=\"a\",$AR112=\"No\"),0,IF(AND($W112=\"b\",Inventory!$Q119=\"Btu/hr\"),Inventory!$P119,IF(AND($W112=\"b\",Inventory!$Q119=\"Tons\"),Inventory!$P119*12000,IF(AND(OR($W112=\"c\",$W112=\"d\"),Inventory!$AK119=\"Btu/hr\"),Inventory!$AJ119,IF(AND(OR($W112=\"c\",$W112=\"d\"),Inventory!$AK119=\"Tons\"),Inventory!$AJ119*12000,0)))))","v":0},0,0,"COP","No",{"$f":"IF(OR(Inventory!$J119=\"\",$BD112=\"No\"),\"-\",Inventory!$J119)","v":"-"},{"$f":"IFERROR(VLOOKUP($BE112,'Early Retirement'!$B$6:$C$32,2,FALSE),\"-\")","v":"-"},{"$f":"IF(OR($W112<>\"b\",AND($X112<>\"b\",$X112<>\"c\")),\"n\",IF(AND($AO112<>1,$AO112<>2,$AO112<>7,$AO112<>8),\"n\",IF(Inventory!$K119=\"Split\",\"s\",IF(Inventory!$K119=\"Packaged\",\"p\",\"n\"))))","v":"n"},{"$f":"IF(AND($X112<>\"i\",$X112<>\"j\"),\"n\",IF(Inventory!$L119=\"Centrifugal\",\"c\",\"n\"))","v":"n"},"-","-",{"$f":"IFERROR(INDEX('Early Retirement'!$C$4:$AC$32,$BF112,$BJ112),0)","v":0},{"$f":"IFERROR(HLOOKUP($BJ112,'Early Retirement'!$D$4:$AC$5,2,FALSE),0)","v":0},{"$f":"IFERROR(INDEX('Early Retirement'!$AE$4:$BE$32,$BF112,$BJ112),0)","v":0},{"$f":"IFERROR(HLOOKUP($BJ112,'Early Retirement'!$AF$4:$BE$5,2,FALSE),0)","v":0},0,0,"kW/ton",{"$f":"IFERROR(INDEX('Early Retirement'!$BG$4:$CG$32,$BF112,$BJ112),0)","v":0},{"$f":"IFERROR(HLOOKUP($BJ112,'Early Retirement'!$BH$4:$CH$5,2,FALSE),0)","v":0},0,"COP","Yes",0,0,"kW/ton",0,"COP",0,0,"kW/ton",0,"COP",null,"cjaba42",0.63400000000000001,"kW/ton",0.59599999999999997,"IPLV",0.63400000000000001,0.59599999999999997,"kW/ton"]
[null,null,null,null,null,null,null,null,null,null,null,null,null,null,null,null,null,null,null,null,null,111,{"$f":"IF(Inventory!$C120=\"\",\"a\",VLOOKUP(Inventory!$C120,$B$3:$C$6,2,FALSE))","v":"a"},{"$f":"IF(AND($W113=\"b\",Inventory!$I120=\"\"),\"a\",IF(AND($W113=\"b\",Inventory!$I120<>\"\"),VLOOKUP(Inventory!$I120,$E$3:$F$12,2,FALSE),IF(AND(OR($W113=\"c\",$W113=\"d\"),Inventory!$AB120=\"\"),\"a\",IF(AND(OR($W113=\"c\",$W113=\"d\"),Inventory!$AB120<>\"\"),VLOOKUP(Inventory!$AB120,$E$3:$F$12,2,FALSE),\"a\"))))","v":"a"},{"$f":"IF(OR(AND($X113<>\"b\",$X113<>\"c\"),$AB113=0,$AB113>=(65000/12000),Inventory!$AC120=\"\"),\"a\",VLOOKUP(Inventory!$AC120,$H$3:$I$5,2,FALSE))","v":"a"},{"$f":"IF(AND($X113<>\"i\",$X113<>\"j\"),\"a\",IF(AND($W113=\"b\",Inventory!$L120=\"\"),\"a\",IF(AND($W113=\"b\",Inventory!$L120<>\"\"),VLOOKUP(Inventory!$L120,$K$3:$L$6,2,FALSE),IF(AND(OR($W113=\"c\",$W113=\"d\"),Inventory!$AD120=\"\"),\"a\",IF(AND(OR($W113=\"c\",$W113=\"d\"),Inventory!$AD120<>\"\"),VLOOKUP(Inventory!$AD120,$K$3:$L$6,2,FALSE),\"a\")))))","v":"a"},{"$f":"IF(OR(AND($X113<>\"e\",$X113<>\"f\"),$AB113=0,Inventory!$AF120=\"\"),\"a\",VLOOKUP(Inventory!$AF120,$N$3:$O$5,2,FALSE))","v":"a"},{"$f":"IF(OR(Inventory!C120=\"New Construction\",Inventory!C120=\"Replace-on-Burnout\"),Inventory!AS120,IF(Inventory!C120=\"Early Retirement\",Inventory!AR120,0))","v":0},"","","","","","","","","","","","",0,"aaaaa0","No","No",{"$f":"IF($W113=\"a\",0,IF($W113=\"b\",Inventory!$M120,Inventory!$AG120))","v":0},{"$f":"IF(OR($W113=\"a\",AND($AQ113=\"No\",$AR113=\"No\")),0,IF(AND($W113=\"b\",Inventory!$O120=\"Btu/hr\"),Inventory!$N120,IF(AND($W113=\"b\",Inventory!$O120=\"Tons\"),Inventory!$N120*12000,IF(AND(OR($W113=\"c\",$W113=\"d\"),Inventory!$AI120=\"Btu/hr\"),Inventory!$AH120,IF(AND(OR($W113=\"c\",$W113=\"d\"),Inventory!$AI120=\"Tons\"),Inventory!$AH120*12000,0)))))","v":0},0,0,"EER",0,"kW/ton",{"$f":"IF(OR($W113=\"a\",$AR113=\"No\"),0,IF(AND($W113=\"b\",Inventory!$Q120=\"Btu/hr\"),Inventory!$P120,IF(AND($W113=\"b\",Inventory!$Q120=\"Tons\"),Inventory!$P120*12000,IF(AND(OR($W113=\"c\",$W113=\"d\"),Inventory!$AK120=\"Btu/hr\"),Inventory!$AJ120,IF(AND(OR($W113=\"c\",$W113=\"d\"),Inventory!$AK120=\"Tons\"),Inventory!$AJ120*12000,0)))))","v":0},0,0,"COP","No",{"$f":"IF(OR(Inventory!$J120=\"\",$BD113=\"No\"),\"-\",Inventory!$J120)","v":"-"},{"$f":"IFERROR(VLOOKUP($BE113,'Early Retirement'!$B$6:$C$32,2,FALSE),\"-\")","v":"-"},{"$f":"IF(OR($W113<>\"b\",AND($X113<>\"b\",$X113<>\"c\")),\"n\",IF(AND($AO113<>1,$AO113<>2,$AO113<>7,$AO113<>8),\"n\",IF(Inventory!$K120=\"Split\",\"s\",IF(Inventory!$K120=\"Packaged\",\"p\",\"n\"))))","v":"n"},{"$f":"IF(AND($X113<>\"i\",$X113<>\"j\"),\"n\",IF(Inventory!$L120=\"Centrifugal\",\"c\",\"n\"))","v":"n"},"-","-",{"$f":"IFERROR(INDEX('Early Retirement'!$C$4:$AC$32,$BF113,$BJ113),0)","v":0},{"$f":"IFERROR(HLOOKUP($BJ113,'Early Retirement'!$D$4:$AC$5,2,FALSE),0)","v":0},{"$f":"IFERROR(INDEX('Early Retirement'!$AE$4:$BE$32,$BF113,$BJ113),0)","v":0},{"$f":"IFERROR(HLOOKUP($BJ113,'Early Retirement'!$AF$4:$BE$5,2,FALSE),0)","v":0},0,0,"kW/ton",{"$f":"IFERROR(INDEX('Early Retirement'!$BG$4:$CG$32,$BF113,$BJ113),0)","v":0},{"$f":"IFERROR(HLOOKUP($BJ113,'Early Retirement'!$BH$4:$CH$5,2,FALSE),0)","v":0},0,"COP","Yes",0,0,"kW/ton",0,"COP",0,0,"kW/ton",0,"COP",null,"cjaba43",0.57599999999999996,"kW/ton",0.54900000000000004,"IPLV",0.57599999999999996,0.54900000000000004,"kW/ton"]
[null,null,null,null,null,null,null,null,null,null,null,null,null,null,null,null,null,null,null,null,null,112,{"$f":"IF(Inventory!$C121=\"\",\"a\",VLOOKUP(Inventory!$C121,$B$3:$C$6,2,FALSE))","v":"a"},{"$f":"IF(AND($W114=\"b\",Inventory!$I121=\"\"),\"a\",IF(AND($W114=\"b\",Inventory!$I121<>\"\"),VLOOKUP(Inventory!$I121,$E$3:$F$12,2,FALSE),IF(AND(OR($W114=\"c\",$W114=\"d\"),Inventory!$AB121=\"\"),\"a\",IF(AND(OR($W114=\"c\",$W114=\"d\"),Inventory!$AB121<>\"\"),VLOOKUP(Inventory!$AB121,$E$3:$F$12,2,FALSE),\"a\"))))","v":"a"},{"$f":"IF(OR(AND($X114<>\"b\",$X114<>\"c\"),$AB114=0,$AB114>=(65000/12000),Inventory!$AC121=\"\"),\"a\",VLOOKUP(Inventory!$AC121,$H$3:$I$5,2,FALSE))","v":"a"},{"$f":"IF(AND($X114<>\"i\",$X114<>\"j\"),\"a\",IF(AND($W114=\"b\",Inventory!$L121=\"\"),\"a\",IF(AND($W114=\"b\",Inventory!$L121<>\"\"),VLOOKUP(Inventory!$L121,$K$3:$L$6,2,FALSE),IF(AND(OR($W114=\"c\",$W114=\"d\"),Inventory!$AD121=\"\"),\"a\",IF(AND(OR($W114=\"c\",$W114=\"d\"),Inventory!$AD121<>\"\"),VLOOKUP(Inventory!$AD121,$K$3:$L$6,2,FALSE),\"a\")))))","v":"a"},{"$f":"IF(OR(AND($X114<>\"e\",$X114<>\"f\"),$AB114=0,Inventory!$AF121=\"\"),\"a\",VLOOKUP(Inventory!$AF121,$N$3:$O$5,2,FALSE))","v":"a"},{"$f":"IF(OR(Inventory!C121=\"New Construction\",Inventory!C121=\"Replace-on-Burnout\"),Inventory!AS121,IF(Inventory!C121=\"Early Retirement\",Inventory!AR121,0))","v":0},"","","","","","","","","","","","",0,"aaaaa0","No","No",{"$f":"IF($W114=\"a\",0,IF($W114=\"b\",Inventory!$M121,Inventory!$AG121))","v":0},{"$f":"IF(OR($W114=\"a\",AND($AQ114=\"No\",$AR114=\"No\")),0,IF(AND($W114=\"b\",Inventory!$O121=\"Btu/hr\"),Inventory!$N121,IF(AND($W114=\"b\",Inventory!$O121=\"Tons\"),Inventory!$N121*12000,IF(AND(OR($W114=\"c\",$W114=\"d\"),Inventory!$AI121=\"Btu/hr\"),Inventory!$AH121,IF(AND(OR($W114=\"c\",$W114=\"d\"),Inventory!$AI121=\"Tons\"),Inventory!$AH121*12000,0)))))","v":0},0,0,"EER",0,"kW/ton",{"$f":"IF(OR($W114=\"a\",$AR114=\"No\"),0,IF(AND($W114=\"b\",Inventory!$Q121=\"Btu/hr\"),Inventory!$P121,IF(AND($W114=\"b\",Inventory!$Q121=\"Tons\"),Inventory!$P121*12000,IF(AND(OR($W114=\"c\",$W114=\"d\"),Inventory!$AK121=\"Btu/hr\"),Inventory!$AJ121,IF(AND(OR($W114=\"c\",$W114=\"d\"),Inventory!$AK121=\"Tons\"),Inventory!$AJ121*12000,0)))))","v":0},0,0,"COP","No",{"$f":"IF(OR(Inventory!$J121=\"\",$BD114=\"No\"),\"-\",Inventory!$J121)","v":"-"},{"$f":"IFERROR(VLOOKUP($BE114,'Early Retirement'!$B$6:$C$32,2,FALSE),\"-\")","v":"-"},{"$f":"IF(OR($W114<>\"b\",AND($X114<>\"b\",$X114<>\"c\")),\"n\",IF(AND($AO114<>1,$AO114<>2,$AO114<>7,$AO114<>8),\"n\",IF(Inventory!$K121=\"Split\",\"s\",IF(Inventory!$K121=\"Packaged\",\"p\",\"n\"))))","v":"n"},{"$f":"IF(AND($X114<>\"i\",$X114<>\"j\"),\"n\",IF(Inventory!$L121=\"Centrifugal\",\"c\",\"n\"))","v":"n"},"-","-",{"$f":"IFERROR(INDEX('Early Retirement'!$C$4:$AC$32,$BF114,$BJ114),0)","v":0},{"$f":"IFERROR(HLOOKUP($BJ114,'Early Retirement'!$D$4:$AC$5,2,FALSE),0)","v":0},{"$f":"IFERROR(INDEX('Early Retirement'!$AE$4:$BE$32,$BF114,$BJ114),0)","v":0},{"$f":"IFERROR(HLOOKUP($BJ114,'Early Retirement'!$AF$4:$BE$5,2,FALSE),0)","v":0},0,0,"kW/ton",{"$f":"IFERROR(INDEX('Early Retirement'!$BG$4:$CG$32,$BF114,$BJ114),0)","v":0},{"$f":"IFERROR(HLOOKUP($BJ114,'Early Retirement'!$BH$4:$CH$5,2,FALSE),0)","v":0},0,"COP","Yes",0,0,"kW/ton",0,"COP",0,0,"kW/ton",0,"COP",null,"cjaba44",0.56999999999999995,"kW/ton",0.53900000000000003,"IPLV",0.56999999999999995,0.53900000000000003,"kW/ton"]
[null,null,null,null,null,null,null,null,null,null,null,null,null,null,null,null,null,null,null,null,null,113,{"$f":"IF(Inventory!$C122=\"\",\"a\",VLOOKUP(Inventory!$C122,$B$3:$C$6,2,FALSE))","v":"a"},{"$f":"IF(AND($W115=\"b\",Inventory!$I122=\"\"),\"a\",IF(AND($W115=\"b\",Inventory!$I122<>\"\"),VLOOKUP(Inventory!$I122,$E$3:$F$12,2,FALSE),IF(AND(OR($W115=\"c\",$W115=\"d\"),Inventory!$AB122=\"\"),\"a\",IF(AND(OR($W115=\"c\",$W115=\"d\"),Inventory!$AB122<>\"\"),VLOOKUP(Inventory!$AB122,$E$3:$F$12,2,FALSE),\"a\"))))","v":"a"},{"$f":"IF(OR(AND($X115<>\"b\",$X115<>\"c\"),$AB115=0,$AB115>=(65000/12000),Inventory!$AC122=\"\"),\"a\",VLOOKUP(Inventory!$AC122,$H$3:$I$5,2,FALSE))","v":"a"},{"$f":"IF(AND($X115<>\"i\",$X115<>\"j\"),\"a\",IF(AND($W115=\"b\",Inventory!$L122=\"\"),\"a\",IF(AND($W115=\"b\",Inventory!$L122<>\"\"),VLOOKUP(Inventory!$L122,$K$3:$L$6,2,FALSE),IF(AND(OR($W115=\"c\",$W115=\"d\"),Inventory!$AD122=\"\"),\"a\",IF(AND(OR($W115=\"c\",$W115=\"d\"),Inventory!$AD122<>\"\"),VLOOKUP(Inventory!$AD122,$K$3:$L$6,2,FALSE),\"a\")))))","v":"a"},{"$f":"IF(OR(AND($X115<>\"e\",$X115<>\"f\"),$AB115=0,Inventory!$AF122=\"\"),\"a\",VLOOKUP(Inventory!$AF122,$N$3:$O$5,2,FALSE))","v":"a"},{"$f":"IF(OR(Inventory!C122=\"New Construction\",Inventory!C122=\"Replace-on-Burnout\"),Inventory!AS122,IF(Inventory!C122=\"Early Retirement\",Inventory!AR122,0))","v":0},"","","","","","","","","","","","",0,"aaaaa0","No","No",{"$f":"IF($W115=\"a\",0,IF($W115=\"b\",Inventory!$M122,Inventory!$AG122))","v":0},{"$f":"IF(OR($W115=\"a\",AND($AQ115=\"No\",$AR115=\"No\")),0,IF(AND($W115=\"b\",Inventory!$O122=\"Btu/hr\"),Inventory!$N122,IF(AND($W115=\"b\",Inventory!$O122=\"Tons\"),Inventory!$N122*12000,IF(AND(OR($W115=\"c\",$W115=\"d\"),Inventory!$AI122=\"Btu/hr\"),Inventory!$AH122,IF(AND(OR($W115=\"c\",$W115=\"d\"),Inventory!$AI122=\"Tons\"),Inventory!$AH122*12000,0)))))","v":0},0,0,"EER",0,"kW/ton",{"$f":"IF(OR($W115=\"a\",$AR115=\"No\"),0,IF(AND($W115=\"b\",Inventory!$Q122=\"Btu/hr\"),Inventory!$P122,IF(AND($W115=\"b\",Inventory!$Q122=\"Tons\"),Inventory!$P122*12000,IF(AND(OR($W115=\"c\",$W115=\"d\"),Inventory!$AK122=\"Btu/hr\"),Inventory!$AJ122,IF(AND(OR($W115=\"c\",$W115=\"d\"),Inventory!$AK122=\"Tons\"),Inventory!$AJ122*12000,0)))))","v":0},0,0,"COP","No",{"$f":"IF(OR(Inventory!$J122=\"\",$BD115=\"No\"),\"-\",Inventory!$J122)","v":"-"},{"$f":"IFERROR(VLOOKUP($BE115,'Early Retirement'!$B$6:$C$32,2,FALSE),\"-\")","v":"-"},{"$f":"IF(OR($W115<>\"b\",AND($X115<>\"b\",$X115<>\"c\")),\"n\",IF(AND($AO115<>1,$AO115<>2,$AO115<>7,$AO115<>8),\"n\",IF(Inventory!$K122=\"Split\",\"s\",IF(Inventory!$K122=\"Packaged\",\"p\",\"n\"))))","v":"n"},{"$f":"IF(AND($X115<>\"i\",$X115<>\"j\"),\"n\",IF(Inventory!$L122=\"Centrifugal\",\"c\",\"n\"))","v":"n"},"-","-",{"$f":"IFERROR(INDEX('Early Retirement'!$C$4:$AC$32,$BF115,$BJ115),0)","v":0},{"$f":"IFERROR(HLOOKUP($BJ115,'Early Retirement'!$D$4:$AC$5,2,FALSE),0)","v":0},{"$f":"IFERROR(INDEX('Early Retirement'!$AE$4:$BE$32,$BF115,$BJ115),0)","v":0},{"$f":"IFERROR(HLOOKUP($BJ115,'Early Retirement'!$AF$4:$BE$5,2,FALSE),0)","v":0},0,0,"kW/ton",{"$f":"IFERROR(INDEX('Early Retirement'!$BG$4:$CG$32,$BF115,$BJ115),0)","v":0},{"$f":"IFERROR(HLOOKUP($BJ115,'Early Retirement'!$BH$4:$CH$5,2,FALSE),0)","v":0},0,"COP","Yes",0,0,"kW/ton",0,"COP",0,0,"kW/ton",0,"COP",null,"cjaca45",0.78,"kW/ton",0.63,"IPLV",0.78,0.63,"kW/ton"]
[null,null,null,null,null,null,null,null,null,null,null,null,null,null,null,null,null,null,null,null,null,114,{"$f":"IF(Inventory!$C123=\"\",\"a\",VLOOKUP(Inventory!$C123,$B$3:$C$6,2,FALSE))","v":"a"},{"$f":"IF(AND($W116=\"b\",Inventory!$I123=\"\"),\"a\",IF(AND($W116=\"b\",Inventory!$I123<>\"\"),VLOOKUP(Inventory!$I123,$E$3:$F$12,2,FALSE),IF(AND(OR($W116=\"c\",$W116=\"d\"),Inventory!$AB123=\"\"),\"a\",IF(AND(OR($W116=\"c\",$W116=\"d\"),Inventory!$AB123<>\"\"),VLOOKUP(Inventory!$AB123,$E$3:$F$12,2,FALSE),\"a\"))))","v":"a"},{"$f":"IF(OR(AND($X116<>\"b\",$X116<>\"c\"),$AB116=0,$AB116>=(65000/12000),Inventory!$AC123=\"\"),\"a\",VLOOKUP(Inventory!$AC123,$H$3:$I$5,2,FALSE))","v":"a"},{"$f":"IF(AND($X116<>\"i\",$X116<>\"j\"),\"a\",IF(AND($W116=\"b\",Inventory!$L123=\"\"),\"a\",IF(AND($W116=\"b\",Inventory!$L123<>\"\"),VLOOKUP(Inventory!$L123,$K$3:$L$6,2,FALSE),IF(AND(OR($W116=\"c\",$W116=\"d\"),Inventory!$AD123=\"\"),\"a\",IF(AND(OR($W116=\"c\",$W116=\"d\"),Inventory!$AD123<>\"\"),VLOOKUP(Inventory!$AD123,$K$3:$L$6,2,FALSE),\"a\")))))","v":"a"},{"$f":"IF(OR(AND($X116<>\"e\",$X116<>\"f\"),$AB116=0,Inventory!$AF123=\"\"),\"a\",VLOOKUP(Inventory!$AF123,$N$3:$O$5,2,FALSE))","v":"a"},{"$f":"IF(OR(Inventory!C123=\"New Construction\",Inventory!C123=\"Replace-on-Burnout\"),Inventory!AS123,IF(Inventory!C123=\"Early Retirement\",Inventory!AR123,0))","v":0},"","","","","","","","","","","","",0,"aaaaa0","No","No",{"$f":"IF($W116=\"a\",0,IF($W116=\"b\",Inventory!$M123,Inventory!$AG123))","v":0},{"$f":"IF(OR($W116=\"a\",AND($AQ116=\"No\",$AR116=\"No\")),0,IF(AND($W116=\"b\",Inventory!$O123=\"Btu/hr\"),Inventory!$N123,IF(AND($W116=\"b\",Inventory!$O123=\"Tons\"),Inventory!$N123*12000,IF(AND(OR($W116=\"c\",$W116=\"d\"),Inventory!$AI123=\"Btu/hr\"),Inventory!$AH123,IF(AND(OR($W116=\"c\",$W116=\"d\"),Inventory!$AI123=\"Tons\"),Inventory!$AH123*12000,0)))))","v":0},0,0,"EER",0,"kW/ton",{"$f":"IF(OR($W116=\"a\",$AR116=\"No\"),0,IF(AND($W116=\"b\",Inventory!$Q123=\"Btu/hr\"),Inventory!$P123,IF(AND($W116=\"b\",Inventory!$Q123=\"Tons\"),Inventory!$P123*12000,IF(AND(OR($W116=\"c\",$W116=\"d\"),Inventory!$AK123=\"Btu/hr\"),Inventory!$AJ123,IF(AND(OR($W116=\"c\",$W116=\"d\"),Inventory!$AK123=\"Tons\"),Inventory!$AJ123*12000,0)))))","v":0},0,0,"COP","No",{"$f":"IF(OR(Inventory!$J123=\"\",$BD116=\"No\"),\"-\",Inventory!$J123)","v":"-"},{"$f":"IFERROR(VLOOKUP($BE116,'Early Retirement'!$B$6:$C$32,2,FALSE),\"-\")","v":"-"},{"$f":"IF(OR($W116<>\"b\",AND($X116<>\"b\",$X116<>\"c\")),\"n\",IF(AND($AO116<>1,$AO116<>2,$AO116<>7,$AO116<>8),\"n\",IF(Inventory!$K123=\"Split\",\"s\",IF(Inventory!$K123=\"Packaged\",\"p\",\"n\"))))","v":"n"},{"$f":"IF(AND($X116<>\"i\",$X116<>\"j\"),\"n\",IF(Inventory!$L123=\"Centrifugal\",\"c\",\"n\"))","v":"n"},"-","-",{"$f":"IFERROR(INDEX('Early Retirement'!$C$4:$AC$32,$BF116,$BJ116),0)","v":0},{"$f":"IFERROR(HLOOKUP($BJ116,'Early Retirement'!$D$4:$AC$5,2,FALSE),0)","v":0},{"$f":"IFERROR(INDEX('Early Retirement'!$AE$4:$BE$32,$BF116,$BJ116),0)","v":0},{"$f":"IFERROR(HLOOKUP($BJ116,'Early Retirement'!$AF$4:$BE$5,2,FALSE),0)","v":0},0,0,"kW/ton",{"$f":"IFERROR(INDEX('Early Retirement'!$BG$4:$CG$32,$BF116,$BJ116),0)","v":0},{"$f":"IFERROR(HLOOKUP($BJ116,'Early Retirement'!$BH$4:$CH$5,2,FALSE),0)","v":0},0,"COP","Yes",0,0,"kW/ton",0,"COP",0,0,"kW/ton",0,"COP",null,"cjaca46",0.77500000000000002,"kW/ton",0.61499999999999999,"IPLV",0.77500000000000002,0.61499999999999999,"kW/ton"]
[null,null,null,null,null,null,null,null,null,null,null,null,null,null,null,null,null,null,null,null,null,115,{"$f":"IF(Inventory!$C124=\"\",\"a\",VLOOKUP(Inventory!$C124,$B$3:$C$6,2,FALSE))","v":"a"},{"$f":"IF(AND($W117=\"b\",Inventory!$I124=\"\"),\"a\",IF(AND($W117=\"b\",Inventory!$I124<>\"\"),VLOOKUP(Inventory!$I124,$E$3:$F$12,2,FALSE),IF(AND(OR($W117=\"c\",$W117=\"d\"),Inventory!$AB124=\"\"),\"a\",IF(AND(OR($W117=\"c\",$W117=\"d\"),Inventory!$AB124<>\"\"),VLOOKUP(Inventory!$AB124,$E$3:$F$12,2,FALSE),\"a\"))))","v":"a"},{"$f":"IF(OR(AND($X117<>\"b\",$X117<>\"c\"),$AB117=0,$AB117>=(65000/12000),Inventory!$AC124=\"\"),\"a\",VLOOKUP(Inventory!$AC124,$H$3:$I$5,2,FALSE))","v":"a"},{"$f":"IF(AND($X117<>\"i\",$X117<>\"j\"),\"a\",IF(AND($W117=\"b\",Inventory!$L124=\"\"),\"a\",IF(AND($W117=\"b\",Inventory!$L124<>\"\"),VLOOKUP(Inventory!$L124,$K$3:$L$6,2,FALSE),IF(AND(OR($W117=\"c\",$W117=\"d\"),Inventory!$AD124=\"\"),\"a\",IF(AND(OR($W117=\"c\",$W117=\"d\"),Inventory!$AD124<>\"\"),VLOOKUP(Inventory!$AD124,$K$3:$L$6,2,FALSE),\"a\")))))","v":"a"},{"$f":"IF(OR(AND($X117<>\"e\",$X117<>\"f\"),$AB117=0,Inventory!$AF124=\"\"),\"a\",VLOOKUP(Inventory!$AF124,$N$3:$O$5,2,FALSE))","v":"a"},{"$f":"IF(OR(Inventory!C124=\"New Construction\",Inventory!C124=\"Replace-on-Burnout\"),Inventory!AS124,IF(Inventory!C124=\"Early Retirement\",Inventory!AR124,0))","v":0},"","","","","","","","","","","","",0,"aaaaa0","No","No",{"$f":"IF($W117=\"a\",0,IF($W117=\"b\",Inventory!$M124,Inventory!$AG124))","v":0},{"$f":"IF(OR($W117=\"a\",AND($AQ117=\"No\",$AR117=\"No\")),0,IF(AND($W117=\"b\",Inventory!$O124=\"Btu/hr\"),Inventory!$N124,IF(AND($W117=\"b\",Inventory!$O124=\"Tons\"),Inventory!$N124*12000,IF(AND(OR($W117=\"c\",$W117=\"d\"),Inventory!$AI124=\"Btu/hr\"),Inventory!$AH124,IF(AND(OR($W117=\"c\",$W117=\"d\"),Inventory!$AI124=\"Tons\"),Inventory!$AH124*12000,0)))))","v":0},0,0,"EER",0,"kW/ton",{"$f":"IF(OR($W117=\"a\",$AR117=\"No\"),0,IF(AND($W117=\"b\",Inventory!$Q124=\"Btu/hr\"),Inventory!$P124,IF(AND($W117=\"b\",Inventory!$Q124=\"Tons\"),Inventory!$P124*12000,IF(AND(OR($W117=\"c\",$W117=\"d\"),Inventory!$AK124=\"Btu/hr\"),Inventory!$AJ124,IF(AND(OR($W117=\"c\",$W117=\"d\"),Inventory!$AK124=\"Tons\"),Inventory!$AJ124*12000,0)))))","v":0},0,0,"COP","No",{"$f":"IF(OR(Inventory!$J124=\"\",$BD117=\"No\"),\"-\",Inventory!$J124)","v":"-"},{"$f":"IFERROR(VLOOKUP($BE117,'Early Retirement'!$B$6:$C$32,2,FALSE),\"-\")","v":"-"},{"$f":"IF(OR($W117<>\"b\",AND($X117<>\"b\",$X117<>\"c\")),\"n\",IF(AND($AO117<>1,$AO117<>2,$AO117<>7,$AO117<>8),\"n\",IF(Inventory!$K124=\"Split\",\"s\",IF(Inventory!$K124=\"Packaged\",\"p\",\"n\"))))","v":"n"},{"$f":"IF(AND($X117<>\"i\",$X117<>\"j\"),\"n\",IF(Inventory!$L124=\"Centrifugal\",\"c\",\"n\"))","v":"n"},"-","-",{"$f":"IFERROR(INDEX('Early Retirement'!$C$4:$AC$32,$BF117,$BJ117),0)","v":0},{"$f":"IFERROR(HLOOKUP($BJ117,'Early Retirement'!$D$4:$AC$5,2,FALSE),0)","v":0},{"$f":"IFERROR(INDEX('Early Retirement'!$AE$4:$BE$32,$BF117,$BJ117),0)","v":0},{"$f":"IFERROR(HLOOKUP($BJ117,'Early Retirement'!$AF$4:$BE$5,2,FALSE),0)","v":0},0,0,"kW/ton",{"$f":"IFERROR(INDEX('Early Retirement'!$BG$4:$CG$32,$BF117,$BJ117),0)","v":0},{"$f":"IFERROR(HLOOKUP($BJ117,'Early Retirement'!$BH$4:$CH$5,2,FALSE),0)","v":0},0,"COP","Yes",0,0,"kW/ton",0,"COP",0,0,"kW/ton",0,"COP",null,"cjaca47",0.68,"kW/ton",0.57999999999999996,"IPLV",0.68,0.57999999999999996,"kW/ton"]
[null,null,null,null,null,null,null,null,null,null,null,null,null,null,null,null,null,null,null,null,null,116,{"$f":"IF(Inventory!$C125=\"\",\"a\",VLOOKUP(Inventory!$C125,$B$3:$C$6,2,FALSE))","v":"a"},{"$f":"IF(AND($W118=\"b\",Inventory!$I125=\"\"),\"a\",IF(AND($W118=\"b\",Inventory!$I125<>\"\"),VLOOKUP(Inventory!$I125,$E$3:$F$12,2,FALSE),IF(AND(OR($W118=\"c\",$W118=\"d\"),Inventory!$AB125=\"\"),\"a\",IF(AND(OR($W118=\"c\",$W118=\"d\"),Inventory!$AB125<>\"\"),VLOOKUP(Inventory!$AB125,$E$3:$F$12,2,FALSE),\"a\"))))","v":"a"},{"$f":"IF(OR(AND($X118<>\"b\",$X118<>\"c\"),$AB118=0,$AB118>=(65000/12000),Inventory!$AC125=\"\"),\"a\",VLOOKUP(Inventory!$AC125,$H$3:$I$5,2,FALSE))","v":"a"},{"$f":"IF(AND($X118<>\"i\",$X118<>\"j\"),\"a\",IF(AND($W118=\"b\",Inventory!$L125=\"\"),\"a\",IF(AND($W118=\"b\",Inventory!$L125<>\"\"),VLOOKUP(Inventory!$L125,$K$3:$L$6,2,FALSE),IF(AND(OR($W118=\"c\",$W118=\"d\"),Inventory!$AD125=\"\"),\"a\",IF(AND(OR($W118=\"c\",$W118=\"d\"),Inventory!$AD125<>\"\"),VLOOKUP(Inventory!$AD125,$K$3:$L$6,2,FALSE),\"a\")))))","v":"a"},{"$f":"IF(OR(AND($X118<>\"e\",$X118<>\"f\"),$AB118=0,Inventory!$AF125=\"\"),\"a\",VLOOKUP(Inventory!$AF125,$N$3:$O$5,2,FALSE))","v":"a"},{"$f":"IF(OR(Inventory!C125=\"New Construction\",Inventory!C125=\"Replace-on-Burnout\"),Inventory!AS125,IF(Inventory!C125=\"Early Retirement\",Inventory!AR125,0))","v":0},"","","","","","","","","","","","",0,"aaaaa0","No","No",{"$f":"IF($W118=\"a\",0,IF($W118=\"b\",Inventory!$M125,Inventory!$AG125))","v":0},{"$f":"IF(OR($W118=\"a\",AND($AQ118=\"No\",$AR118=\"No\")),0,IF(AND($W118=\"b\",Inventory!$O125=\"Btu/hr\"),Inventory!$N125,IF(AND($W118=\"b\",Inventory!$O125=\"Tons\"),Inventory!$N125*12000,IF(AND(OR($W118=\"c\",$W118=\"d\"),Inventory!$AI125=\"Btu/hr\"),Inventory!$AH125,IF(AND(OR($W118=\"c\",$W118=\"d\"),Inventory!$AI125=\"Tons\"),Inventory!$AH125*12000,0)))))","v":0},0,0,"EER",0,"kW/ton",{"$f":"IF(OR($W118=\"a\",$AR118=\"No\"),0,IF(AND($W118=\"b\",Inventory!$Q125=\"Btu/hr\"),Inventory!$P125,IF(AND($W118=\"b\",Inventory!$Q125=\"Tons\"),Inventory!$P125*12000,IF(AND(OR($W118=\"c\",$W118=\"d\"),Inventory!$AK125=\"Btu/hr\"),Inventory!$AJ125,IF(AND(OR($W118=\"c\",$W118=\"d\"),Inventory!$AK125=\"Tons\"),Inventory!$AJ125*12000,0)))))","v":0},0,0,"COP","No",{"$f":"IF(OR(Inventory!$J125=\"\",$BD118=\"No\"),\"-\",Inventory!$J125)","v":"-"},{"$f":"IFERROR(VLOOKUP($BE118,'Early Retirement'!$B$6:$C$32,2,FALSE),\"-\")","v":"-"},{"$f":"IF(OR($W118<>\"b\",AND($X118<>\"b\",$X118<>\"c\")),\"n\",IF(AND($AO118<>1,$AO118<>2,$AO118<>7,$AO118<>8),\"n\",IF(Inventory!$K125=\"Split\",\"s\",IF(Inventory!$K125=\"Packaged\",\"p\",\"n\"))))","v":"n"},{"$f":"IF(AND($X118<>\"i\",$X118<>\"j\"),\"n\",IF(Inventory!$L125=\"Centrifugal\",\"c\",\"n\"))","v":"n"},"-","-",{"$f":"IFERROR(INDEX('Early Retirement'!$C$4:$AC$32,$BF118,$BJ118),0)","v":0},{"$f":"IFERROR(HLOOKUP($BJ118,'Early Retirement'!$D$4:$AC$5,2,FALSE),0)","v":0},{"$f":"IFERROR(INDEX('Early Retirement'!$AE$4:$BE$32,$BF118,$BJ118),0)","v":0},{"$f":"IFERROR(HLOOKUP($BJ118,'Early Retirement'!$AF$4:$BE$5,2,FALSE),0)","v":0},0,0,"kW/ton",{"$f":"IFERROR(INDEX('Early Retirement'!$BG$4:$CG$32,$BF118,$BJ118),0)","v":0},{"$f":"IFERROR(HLOOKUP($BJ118,'Early Retirement'!$BH$4:$CH$5,2,FALSE),0)","v":0},0,"COP","Yes",0,0,"kW/ton",0,"COP",0,0,"kW/ton",0,"COP",null,"cjaca48",0.62,"kW/ton",0.54,"IPLV",0.62,0.54,"kW/ton"]
[null,null,null,null,null,null,null,null,null,null,null,null,null,null,null,null,null,null,null,null,null,117,{"$f":"IF(Inventory!$C126=\"\",\"a\",VLOOKUP(Inventory!$C126,$B$3:$C$6,2,FALSE))","v":"a"},{"$f":"IF(AND($W119=\"b\",Inventory!$I126=\"\"),\"a\",IF(AND($W119=\"b\",Inventory!$I126<>\"\"),VLOOKUP(Inventory!$I126,$E$3:$F$12,2,FALSE),IF(AND(OR($W119=\"c\",$W119=\"d\"),Inventory!$AB126=\"\"),\"a\",IF(AND(OR($W119=\"c\",$W119=\"d\"),Inventory!$AB126<>\"\"),VLOOKUP(Inventory!$AB126,$E$3:$F$12,2,FALSE),\"a\"))))","v":"a"},{"$f":"IF(OR(AND($X119<>\"b\",$X119<>\"c\"),$AB119=0,$AB119>=(65000/12000),Inventory!$AC126=\"\"),\"a\",VLOOKUP(Inventory!$AC126,$H$3:$I$5,2,FALSE))","v":"a"},{"$f":"IF(AND($X119<>\"i\",$X119<>\"j\"),\"a\",IF(AND($W119=\"b\",Inventory!$L126=\"\"),\"a\",IF(AND($W119=\"b\",Inventory!$L126<>\"\"),VLOOKUP(Inventory!$L126,$K$3:$L$6,2,FALSE),IF(AND(OR($W119=\"c\",$W119=\"d\"),Inventory!$AD126=\"\"),\"a\",IF(AND(OR($W119=\"c\",$W119=\"d\"),Inventory!$AD126<>\"\"),VLOOKUP(Inventory!$AD126,$K$3:$L$6,2,FALSE),\"a\")))))","v":"a"},{"$f":"IF(OR(AND($X119<>\"e\",$X119<>\"f\"),$AB119=0,Inventory!$AF126=\"\"),\"a\",VLOOKUP(Inventory!$AF126,$N$3:$O$5,2,FALSE))","v":"a"},{"$f":"IF(OR(Inventory!C126=\"New Construction\",Inventory!C126=\"Replace-on-Burnout\"),Inventory!AS126,IF(Inventory!C126=\"Early Retirement\",Inventory!AR126,0))","v":0},"","","","","","","","","","","","",0,"aaaaa0","No","No",{"$f":"IF($W119=\"a\",0,IF($W119=\"b\",Inventory!$M126,Inventory!$AG126))","v":0},{"$f":"IF(OR($W119=\"a\",AND($AQ119=\"No\",$AR119=\"No\")),0,IF(AND($W119=\"b\",Inventory!$O126=\"Btu/hr\"),Inventory!$N126,IF(AND($W119=\"b\",Inventory!$O126=\"Tons\"),Inventory!$N126*12000,IF(AND(OR($W119=\"c\",$W119=\"d\"),Inventory!$AI126=\"Btu/hr\"),Inventory!$AH126,IF(AND(OR($W119=\"c\",$W119=\"d\"),Inventory!$AI126=\"Tons\"),Inventory!$AH126*12000,0)))))","v":0},0,0,"EER",0,"kW/ton",{"$f":"IF(OR($W119=\"a\",$AR119=\"No\"),0,IF(AND($W119=\"b\",Inventory!$Q126=\"Btu/hr\"),Inventory!$P126,IF(AND($W119=\"b\",Inventory!$Q126=\"Tons\"),Inventory!$P126*12000,IF(AND(OR($W119=\"c\",$W119=\"d\"),Inventory!$AK126=\"Btu/hr\"),Inventory!$AJ126,IF(AND(OR($W119=\"c\",$W119=\"d\"),Inventory!$AK126=\"Tons\"),Inventory!$AJ126*12000,0)))))","v":0},0,0,"COP","No",{"$f":"IF(OR(Inventory!$J126=\"\",$BD119=\"No\"),\"-\",Inventory!$J126)","v":"-"},{"$f":"IFERROR(VLOOKUP($BE119,'Early Retirement'!$B$6:$C$32,2,FALSE),\"-\")","v":"-"},{"$f":"IF(OR($W119<>\"b\",AND($X119<>\"b\",$X119<>\"c\")),\"n\",IF(AND($AO119<>1,$AO119<>2,$AO119<>7,$AO119<>8),\"n\",IF(Inventory!$K126=\"Split\",\"s\",IF(Inventory!$K126=\"Packaged\",\"p\",\"n\"))))","v":"n"},{"$f":"IF(AND($X119<>\"i\",$X119<>\"j\"),\"n\",IF(Inventory!$L126=\"Centrifugal\",\"c\",\"n\"))","v":"n"},"-","-",{"$f":"IFERROR(INDEX('Early Retirement'!$C$4:$AC$32,$BF119,$BJ119),0)","v":0},{"$f":"IFERROR(HLOOKUP($BJ119,'Early Retirement'!$D$4:$AC$5,2,FALSE),0)","v":0},{"$f":"IFERROR(INDEX('Early Retirement'!$AE$4:$BE$32,$BF119,$BJ119),0)","v":0},{"$f":"IFERROR(HLOOKUP($BJ119,'Early Retirement'!$AF$4:$BE$5,2,FALSE),0)","v":0},0,0,"kW/ton",{"$f":"IFERROR(INDEX('Early Retirement'!$BG$4:$CG$32,$BF119,$BJ119),0)","v":0},{"$f":"IFERROR(HLOOKUP($BJ119,'Early Retirement'!$BH$4:$CH$5,2,FALSE),0)","v":0},0,"COP","Yes",0,0,"kW/ton",0,"COP",0,0,"kW/ton",0,"COP",null,"cjaca49",0.62,"kW/ton",0.54,"IPLV",0.62,0.54,"kW/ton"]
[null,null,null,null,null,null,null,null,null,null,null,null,null,null,null,null,null,null,null,null,null,118,{"$f":"IF(Inventory!$C127=\"\",\"a\",VLOOKUP(Inventory!$C127,$B$3:$C$6,2,FALSE))","v":"a"},{"$f":"IF(AND($W120=\"b\",Inventory!$I127=\"\"),\"a\",IF(AND($W120=\"b\",Inventory!$I127<>\"\"),VLOOKUP(Inventory!$I127,$E$3:$F$12,2,FALSE),IF(AND(OR($W120=\"c\",$W120=\"d\"),Inventory!$AB127=\"\"),\"a\",IF(AND(OR($W120=\"c\",$W120=\"d\"),Inventory!$AB127<>\"\"),VLOOKUP(Inventory!$AB127,$E$3:$F$12,2,FALSE),\"a\"))))","v":"a"},{"$f":"IF(OR(AND($X120<>\"b\",$X120<>\"c\"),$AB120=0,$AB120>=(65000/12000),Inventory!$AC127=\"\"),\"a\",VLOOKUP(Inventory!$AC127,$H$3:$I$5,2,FALSE))","v":"a"},{"$f":"IF(AND($X120<>\"i\",$X120<>\"j\"),\"a\",IF(AND($W120=\"b\",Inventory!$L127=\"\"),\"a\",IF(AND($W120=\"b\",Inventory!$L127<>\"\"),VLOOKUP(Inventory!$L127,$K$3:$L$6,2,FALSE),IF(AND(OR($W120=\"c\",$W120=\"d\"),Inventory!$AD127=\"\"),\"a\",IF(AND(OR($W120=\"c\",$W120=\"d\"),Inventory!$AD127<>\"\"),VLOOKUP(Inventory!$AD127,$K$3:$L$6,2,FALSE),\"a\")))))","v":"a"},{"$f":"IF(OR(AND($X120<>\"e\",$X120<>\"f\"),$AB120=0,Inventory!$AF127=\"\"),\"a\",VLOOKUP(Inventory!$AF127,$N$3:$O$5,2,FALSE))","v":"a"},{"$f":"IF(OR(Inventory!C127=\"New Construction\",Inventory!C127=\"Replace-on-Burnout\"),Inventory!AS127,IF(Inventory!C127=\"Early Retirement\",Inventory!AR127,0))","v":0},"","","","","","","","","","","","",0,"aaaaa0","No","No",{"$f":"IF($W120=\"a\",0,IF($W120=\"b\",Inventory!$M127,Inventory!$AG127))","v":0},{"$f":"IF(OR($W120=\"a\",AND($AQ120=\"No\",$AR120=\"No\")),0,IF(AND($W120=\"b\",Inventory!$O127=\"Btu/hr\"),Inventory!$N127,IF(AND($W120=\"b\",Inventory!$O127=\"Tons\"),Inventory!$N127*12000,IF(AND(OR($W120=\"c\",$W120=\"d\"),Inventory!$AI127=\"Btu/hr\"),Inventory!$AH127,IF(AND(OR($W120=\"c\",$W120=\"d\"),Inventory!$AI127=\"Tons\"),Inventory!$AH127*12000,0)))))","v":0},0,0,"EER",0,"kW/ton",{"$f":"IF(OR($W120=\"a\",$AR120=\"No\"),0,IF(AND($W120=\"b\",Inventory!$Q127=\"Btu/hr\"),Inventory!$P127,IF(AND($W120=\"b\",Inventory!$Q127=\"Tons\"),Inventory!$P127*12000,IF(AND(OR($W120=\"c\",$W120=\"d\"),Inventory!$AK127=\"Btu/hr\"),Inventory!$AJ127,IF(AND(OR($W120=\"c\",$W120=\"d\"),Inventory!$AK127=\"Tons\"),Inventory!$AJ127*12000,0)))))","v":0},0,0,"COP","No",{"$f":"IF(OR(Inventory!$J127=\"\",$BD120=\"No\"),\"-\",Inventory!$J127)","v":"-"},{"$f":"IFERROR(VLOOKUP($BE120,'Early Retirement'!$B$6:$C$32,2,FALSE),\"-\")","v":"-"},{"$f":"IF(OR($W120<>\"b\",AND($X120<>\"b\",$X120<>\"c\")),\"n\",IF(AND($AO120<>1,$AO120<>2,$AO120<>7,$AO120<>8),\"n\",IF(Inventory!$K127=\"Split\",\"s\",IF(Inventory!$K127=\"Packaged\",\"p\",\"n\"))))","v":"n"},{"$f":"IF(AND($X120<>\"i\",$X120<>\"j\"),\"n\",IF(Inventory!$L127=\"Centrifugal\",\"c\",\"n\"))","v":"n"},"-","-",{"$f":"IFERROR(INDEX('Early Retirement'!$C$4:$AC$32,$BF120,$BJ120),0)","v":0},{"$f":"IFERROR(HLOOKUP($BJ120,'Early Retirement'!$D$4:$AC$5,2,FALSE),0)","v":0},{"$f":"IFERROR(INDEX('Early Retirement'!$AE$4:$BE$32,$BF120,$BJ120),0)","v":0},{"$f":"IFERROR(HLOOKUP($BJ120,'Early Retirement'!$AF$4:$BE$5,2,FALSE),0)","v":0},0,0,"kW/ton",{"$f":"IFERROR(INDEX('Early Retirement'!$BG$4:$CG$32,$BF120,$BJ120),0)","v":0},{"$f":"IFERROR(HLOOKUP($BJ120,'Early Retirement'!$BH$4:$CH$5,2,FALSE),0)","v":0},0,"COP","Yes",0,0,"kW/ton",0,"COP",0,0,"kW/ton",0,"COP",null,"cjada45",0.78,"kW/ton",0.63,"IPLV",0.78,0.63,"kW/ton"]
[null,null,null,null,null,null,null,null,null,null,null,null,null,null,null,null,null,null,null,null,null,119,{"$f":"IF(Inventory!$C128=\"\",\"a\",VLOOKUP(Inventory!$C128,$B$3:$C$6,2,FALSE))","v":"a"},{"$f":"IF(AND($W121=\"b\",Inventory!$I128=\"\"),\"a\",IF(AND($W121=\"b\",Inventory!$I128<>\"\"),VLOOKUP(Inventory!$I128,$E$3:$F$12,2,FALSE),IF(AND(OR($W121=\"c\",$W121=\"d\"),Inventory!$AB128=\"\"),\"a\",IF(AND(OR($W121=\"c\",$W121=\"d\"),Inventory!$AB128<>\"\"),VLOOKUP(Inventory!$AB128,$E$3:$F$12,2,FALSE),\"a\"))))","v":"a"},{"$f":"IF(OR(AND($X121<>\"b\",$X121<>\"c\"),$AB121=0,$AB121>=(65000/12000),Inventory!$AC128=\"\"),\"a\",VLOOKUP(Inventory!$AC128,$H$3:$I$5,2,FALSE))","v":"a"},{"$f":"IF(AND($X121<>\"i\",$X121<>\"j\"),\"a\",IF(AND($W121=\"b\",Inventory!$L128=\"\"),\"a\",IF(AND($W121=\"b\",Inventory!$L128<>\"\"),VLOOKUP(Inventory!$L128,$K$3:$L$6,2,FALSE),IF(AND(OR($W121=\"c\",$W121=\"d\"),Inventory!$AD128=\"\"),\"a\",IF(AND(OR($W121=\"c\",$W121=\"d\"),Inventory!$AD128<>\"\"),VLOOKUP(Inventory!$AD128,$K$3:$L$6,2,FALSE),\"a\")))))","v":"a"},{"$f":"IF(OR(AND($X121<>\"e\",$X121<>\"f\"),$AB121=0,Inventory!$AF128=\"\"),\"a\",VLOOKUP(Inventory!$AF128,$N$3:$O$5,2,FALSE))","v":"a"},{"$f":"IF(OR(Inventory!C128=\"New Construction\",Inventory!C128=\"Replace-on-Burnout\"),Inventory!AS128,IF(Inventory!C128=\"Early Retirement\",Inventory!AR128,0))","v":0},"","","","","","","","","","","","",0,"aaaaa0","No","No",{"$f":"IF($W121=\"a\",0,IF($W121=\"b\",Inventory!$M128,Inventory!$AG128))","v":0},{"$f":"IF(OR($W121=\"a\",AND($AQ121=\"No\",$AR121=\"No\")),0,IF(AND($W121=\"b\",Inventory!$O128=\"Btu/hr\"),Inventory!$N128,IF(AND($W121=\"b\",Inventory!$O128=\"Tons\"),Inventory!$N128*12000,IF(AND(OR($W121=\"c\",$W121=\"d\"),Inventory!$AI128=\"Btu/hr\"),Inventory!$AH128,IF(AND(OR($W121=\"c\",$W121=\"d\"),Inventory!$AI128=\"Tons\"),Inventory!$AH128*12000,0)))))","v":0},0,0,"EER",0,"kW/ton",{"$f":"IF(OR($W121=\"a\",$AR121=\"No\"),0,IF(AND($W121=\"b\",Inventory!$Q128=\"Btu/hr\"),Inventory!$P128,IF(AND($W121=\"b\",Inventory!$Q128=\"Tons\"),Inventory!$P128*12000,IF(AND(OR($W121=\"c\",$W121=\"d\"),Inventory!$AK128=\"Btu/hr\"),Inventory!$AJ128,IF(AND(OR($W121=\"c\",$W121=\"d\"),Inventory!$AK128=\"Tons\"),Inventory!$AJ128*12000,0)))))","v":0},0,0,"COP","No",{"$f":"IF(OR(Inventory!$J128=\"\",$BD121=\"No\"),\"-\",Inventory!$J128)","v":"-"},{"$f":"IFERROR(VLOOKUP($BE121,'Early Retirement'!$B$6:$C$32,2,FALSE),\"-\")","v":"-"},{"$f":"IF(OR($W121<>\"b\",AND($X121<>\"b\",$X121<>\"c\")),\"n\",IF(AND($AO121<>1,$AO121<>2,$AO121<>7,$AO121<>8),\"n\",IF(Inventory!$K128=\"Split\",\"s\",IF(Inventory!$K128=\"Packaged\",\"p\",\"n\"))))","v":"n"},{"$f":"IF(AND($X121<>\"i\",$X121<>\"j\"),\"n\",IF(Inventory!$L128=\"Centrifugal\",\"c\",\"n\"))","v":"n"},"-","-",{"$f":"IFERROR(INDEX('Early Retirement'!$C$4:$AC$32,$BF121,$BJ121),0)","v":0},{"$f":"IFERROR(HLOOKUP($BJ121,'Early Retirement'!$D$4:$AC$5,2,FALSE),0)","v":0},{"$f":"IFERROR(INDEX('Early Retirement'!$AE$4:$BE$32,$BF121,$BJ121),0)","v":0},{"$f":"IFERROR(HLOOKUP($BJ121,'Early Retirement'!$AF$4:$BE$5,2,FALSE),0)","v":0},0,0,"kW/ton",{"$f":"IFERROR(INDEX('Early Retirement'!$BG$4:$CG$32,$BF121,$BJ121),0)","v":0},{"$f":"IFERROR(HLOOKUP($BJ121,'Early Retirement'!$BH$4:$CH$5,2,FALSE),0)","v":0},0,"COP","Yes",0,0,"kW/ton",0,"COP",0,0,"kW/ton",0,"COP",null,"cjada46",0.77500000000000002,"kW/ton",0.61499999999999999,"IPLV",0.77500000000000002,0.61499999999999999,"kW/ton"]
[null,null,null,null,null,null,null,null,null,null,null,null,null,null,null,null,null,null,null,null,null,120,{"$f":"IF(Inventory!$C129=\"\",\"a\",VLOOKUP(Inventory!$C129,$B$3:$C$6,2,FALSE))","v":"a"},{"$f":"IF(AND($W122=\"b\",Inventory!$I129=\"\"),\"a\",IF(AND($W122=\"b\",Inventory!$I129<>\"\"),VLOOKUP(Inventory!$I129,$E$3:$F$12,2,FALSE),IF(AND(OR($W122=\"c\",$W122=\"d\"),Inventory!$AB129=\"\"),\"a\",IF(AND(OR($W122=\"c\",$W122=\"d\"),Inventory!$AB129<>\"\"),VLOOKUP(Inventory!$AB129,$E$3:$F$12,2,FALSE),\"a\"))))","v":"a"},{"$f":"IF(OR(AND($X122<>\"b\",$X122<>\"c\"),$AB122=0,$AB122>=(65000/12000),Inventory!$AC129=\"\"),\"a\",VLOOKUP(Inventory!$AC129,$H$3:$I$5,2,FALSE))","v":"a"},{"$f":"IF(AND($X122<>\"i\",$X122<>\"j\"),\"a\",IF(AND($W122=\"b\",Inventory!$L129=\"\"),\"a\",IF(AND($W122=\"b\",Inventory!$L129<>\"\"),VLOOKUP(Inventory!$L129,$K$3:$L$6,2,FALSE),IF(AND(OR($W122=\"c\",$W122=\"d\"),Inventory!$AD129=\"\"),\"a\",IF(AND(OR($W122=\"c\",$W122=\"d\"),Inventory!$AD129<>\"\"),VLOOKUP(Inventory!$AD129,$K$3:$L$6,2,FALSE),\"a\")))))","v":"a"},{"$f":"IF(OR(AND($X122<>\"e\",$X122<>\"f\"),$AB122=0,Inventory!$AF129=\"\"),\"a\",VLOOKUP(Inventory!$AF129,$N$3:$O$5,2,FALSE))","v":"a"},{"$f":"IF(OR(Inventory!C129=\"New Construction\",Inventory!C129=\"Replace-on-Burnout\"),Inventory!AS129,IF(Inventory!C129=\"Early Retirement\",Inventory!AR129,0))","v":0},"","","","","","","","","","","","",0,"aaaaa0","No","No",{"$f":"IF($W122=\"a\",0,IF($W122=\"b\",Inventory!$M129,Inventory!$AG129))","v":0},{"$f":"IF(OR($W122=\"a\",AND($AQ122=\"No\",$AR122=\"No\")),0,IF(AND($W122=\"b\",Inventory!$O129=\"Btu/hr\"),Inventory!$N129,IF(AND($W122=\"b\",Inventory!$O129=\"Tons\"),Inventory!$N129*12000,IF(AND(OR($W122=\"c\",$W122=\"d\"),Inventory!$AI129=\"Btu/hr\"),Inventory!$AH129,IF(AND(OR($W122=\"c\",$W122=\"d\"),Inventory!$AI129=\"Tons\"),Inventory!$AH129*12000,0)))))","v":0},0,0,"EER",0,"kW/ton",{"$f":"IF(OR($W122=\"a\",$AR122=\"No\"),0,IF(AND($W122=\"b\",Inventory!$Q129=\"Btu/hr\"),Inventory!$P129,IF(AND($W122=\"b\",Inventory!$Q129=\"Tons\"),Inventory!$P129*12000,IF(AND(OR($W122=\"c\",$W122=\"d\"),Inventory!$AK129=\"Btu/hr\"),Inventory!$AJ129,IF(AND(OR($W122=\"c\",$W122=\"d\"),Inventory!$AK129=\"Tons\"),Inventory!$AJ129*12000,0)))))","v":0},0,0,"COP","No",{"$f":"IF(OR(Inventory!$J129=\"\",$BD122=\"No\"),\"-\",Inventory!$J129)","v":"-"},{"$f":"IFERROR(VLOOKUP($BE122,'Early Retirement'!$B$6:$C$32,2,FALSE),\"-\")","v":"-"},{"$f":"IF(OR($W122<>\"b\",AND($X122<>\"b\",$X122<>\"c\")),\"n\",IF(AND($AO122<>1,$AO122<>2,$AO122<>7,$AO122<>8),\"n\",IF(Inventory!$K129=\"Split\",\"s\",IF(Inventory!$K129=\"Packaged\",\"p\",\"n\"))))","v":"n"},{"$f":"IF(AND($X122<>\"i\",$X122<>\"j\"),\"n\",IF(Inventory!$L129=\"Centrifugal\",\"c\",\"n\"))","v":"n"},"-","-",{"$f":"IFERROR(INDEX('Early Retirement'!$C$4:$AC$32,$BF122,$BJ122),0)","v":0},{"$f":"IFERROR(HLOOKUP($BJ122,'Early Retirement'!$D$4:$AC$5,2,FALSE),0)","v":0},{"$f":"IFERROR(INDEX('Early Retirement'!$AE$4:$BE$32,$BF122,$BJ122),0)","v":0},{"$f":"IFERROR(HLOOKUP($BJ122,'Early Retirement'!$AF$4:$BE$5,2,FALSE),0)","v":0},0,0,"kW/ton",{"$f":"IFERROR(INDEX('Early Retirement'!$BG$4:$CG$32,$BF122,$BJ122),0)","v":0},{"$f":"IFERROR(HLOOKUP($BJ122,'Early Retirement'!$BH$4:$CH$5,2,FALSE),0)","v":0},0,"COP","Yes",0,0,"kW/ton",0,"COP",0,0,"kW/ton",0,"COP",null,"cjada47",0.68,"kW/ton",0.57999999999999996,"IPLV",0.68,0.57999999999999996,"kW/ton"]
[null,null,null,null,null,null,null,null,null,null,null,null,null,null,null,null,null,null,null,null,null,121,{"$f":"IF(Inventory!$C130=\"\",\"a\",VLOOKUP(Inventory!$C130,$B$3:$C$6,2,FALSE))","v":"a"},{"$f":"IF(AND($W123=\"b\",Inventory!$I130=\"\"),\"a\",IF(AND($W123=\"b\",Inventory!$I130<>\"\"),VLOOKUP(Inventory!$I130,$E$3:$F$12,2,FALSE),IF(AND(OR($W123=\"c\",$W123=\"d\"),Inventory!$AB130=\"\"),\"a\",IF(AND(OR($W123=\"c\",$W123=\"d\"),Inventory!$AB130<>\"\"),VLOOKUP(Inventory!$AB130,$E$3:$F$12,2,FALSE),\"a\"))))","v":"a"},{"$f":"IF(OR(AND($X123<>\"b\",$X123<>\"c\"),$AB123=0,$AB123>=(65000/12000),Inventory!$AC130=\"\"),\"a\",VLOOKUP(Inventory!$AC130,$H$3:$I$5,2,FALSE))","v":"a"},{"$f":"IF(AND($X123<>\"i\",$X123<>\"j\"),\"a\",IF(AND($W123=\"b\",Inventory!$L130=\"\"),\"a\",IF(AND($W123=\"b\",Inventory!$L130<>\"\"),VLOOKUP(Inventory!$L130,$K$3:$L$6,2,FALSE),IF(AND(OR($W123=\"c\",$W123=\"d\"),Inventory!$AD130=\"\"),\"a\",IF(AND(OR($W123=\"c\",$W123=\"d\"),Inventory!$AD130<>\"\"),VLOOKUP(Inventory!$AD130,$K$3:$L$6,2,FALSE),\"a\")))))","v":"a"},{"$f":"IF(OR(AND($X123<>\"e\",$X123<>\"f\"),$AB123=0,Inventory!$AF130=\"\"),\"a\",VLOOKUP(Inventory!$AF130,$N$3:$O$5,2,FALSE))","v":"a"},{"$f":"IF(OR(Inventory!C130=\"New Construction\",Inventory!C130=\"Replace-on-Burnout\"),Inventory!AS130,IF(Inventory!C130=\"Early Retirement\",Inventory!AR130,0))","v":0},"","","","","","","","","","","","",0,"aaaaa0","No","No",{"$f":"IF($W123=\"a\",0,IF($W123=\"b\",Inventory!$M130,Inventory!$AG130))","v":0},{"$f":"IF(OR($W123=\"a\",AND($AQ123=\"No\",$AR123=\"No\")),0,IF(AND($W123=\"b\",Inventory!$O130=\"Btu/hr\"),Inventory!$N130,IF(AND($W123=\"b\",Inventory!$O130=\"Tons\"),Inventory!$N130*12000,IF(AND(OR($W123=\"c\",$W123=\"d\"),Inventory!$AI130=\"Btu/hr\"),Inventory!$AH130,IF(AND(OR($W123=\"c\",$W123=\"d\"),Inventory!$AI130=\"Tons\"),Inventory!$AH130*12000,0)))))","v":0},0,0,"EER",0,"kW/ton",{"$f":"IF(OR($W123=\"a\",$AR123=\"No\"),0,IF(AND($W123=\"b\",Inventory!$Q130=\"Btu/hr\"),Inventory!$P130,IF(AND($W123=\"b\",Inventory!$Q130=\"Tons\"),Inventory!$P130*12000,IF(AND(OR($W123=\"c\",$W123=\"d\"),Inventory!$AK130=\"Btu/hr\"),Inventory!$AJ130,IF(AND(OR($W123=\"c\",$W123=\"d\"),Inventory!$AK130=\"Tons\"),Inventory!$AJ130*12000,0)))))","v":0},0,0,"COP","No",{"$f":"IF(OR(Inventory!$J130=\"\",$BD123=\"No\"),\"-\",Inventory!$J130)","v":"-"},{"$f":"IFERROR(VLOOKUP($BE123,'Early Retirement'!$B$6:$C$32,2,FALSE),\"-\")","v":"-"},{"$f":"IF(OR($W123<>\"b\",AND($X123<>\"b\",$X123<>\"c\")),\"n\",IF(AND($AO123<>1,$AO123<>2,$AO123<>7,$AO123<>8),\"n\",IF(Inventory!$K130=\"Split\",\"s\",IF(Inventory!$K130=\"Packaged\",\"p\",\"n\"))))","v":"n"},{"$f":"IF(AND($X123<>\"i\",$X123<>\"j\"),\"n\",IF(Inventory!$L130=\"Centrifugal\",\"c\",\"n\"))","v":"n"},"-","-",{"$f":"IFERROR(INDEX('Early Retirement'!$C$4:$AC$32,$BF123,$BJ123),0)","v":0},{"$f":"IFERROR(HLOOKUP($BJ123,'Early Retirement'!$D$4:$AC$5,2,FALSE),0)","v":0},{"$f":"IFERROR(INDEX('Early Retirement'!$AE$4:$BE$32,$BF123,$BJ123),0)","v":0},{"$f":"IFERROR(HLOOKUP($BJ123,'Early Retirement'!$AF$4:$BE$5,2,FALSE),0)","v":0},0,0,"kW/ton",{"$f":"IFERROR(INDEX('Early Retirement'!$BG$4:$CG$32,$BF123,$BJ123),0)","v":0},{"$f":"IFERROR(HLOOKUP($BJ123,'Early Retirement'!$BH$4:$CH$5,2,FALSE),0)","v":0},0,"COP","Yes",0,0,"kW/ton",0,"COP",0,0,"kW/ton",0,"COP",null,"cjada48",0.62,"kW/ton",0.54,"IPLV",0.62,0.54,"kW/ton"]
[null,null,null,null,null,null,null,null,null,null,null,null,null,null,null,null,null,null,null,null,null,122,{"$f":"IF(Inventory!$C131=\"\",\"a\",VLOOKUP(Inventory!$C131,$B$3:$C$6,2,FALSE))","v":"a"},{"$f":"IF(AND($W124=\"b\",Inventory!$I131=\"\"),\"a\",IF(AND($W124=\"b\",Inventory!$I131<>\"\"),VLOOKUP(Inventory!$I131,$E$3:$F$12,2,FALSE),IF(AND(OR($W124=\"c\",$W124=\"d\"),Inventory!$AB131=\"\"),\"a\",IF(AND(OR($W124=\"c\",$W124=\"d\"),Inventory!$AB131<>\"\"),VLOOKUP(Inventory!$AB131,$E$3:$F$12,2,FALSE),\"a\"))))","v":"a"},{"$f":"IF(OR(AND($X124<>\"b\",$X124<>\"c\"),$AB124=0,$AB124>=(65000/12000),Inventory!$AC131=\"\"),\"a\",VLOOKUP(Inventory!$AC131,$H$3:$I$5,2,FALSE))","v":"a"},{"$f":"IF(AND($X124<>\"i\",$X124<>\"j\"),\"a\",IF(AND($W124=\"b\",Inventory!$L131=\"\"),\"a\",IF(AND($W124=\"b\",Inventory!$L131<>\"\"),VLOOKUP(Inventory!$L131,$K$3:$L$6,2,FALSE),IF(AND(OR($W124=\"c\",$W124=\"d\"),Inventory!$AD131=\"\"),\"a\",IF(AND(OR($W124=\"c\",$W124=\"d\"),Inventory!$AD131<>\"\"),VLOOKUP(Inventory!$AD131,$K$3:$L$6,2,FALSE),\"a\")))))","v":"a"},{"$f":"IF(OR(AND($X124<>\"e\",$X124<>\"f\"),$AB124=0,Inventory!$AF131=\"\"),\"a\",VLOOKUP(Inventory!$AF131,$N$3:$O$5,2,FALSE))","v":"a"},{"$f":"IF(OR(Inventory!C131=\"New Construction\",Inventory!C131=\"Replace-on-Burnout\"),Inventory!AS131,IF(Inventory!C131=\"Early Retirement\",Inventory!AR131,0))","v":0},"","","","","","","","","","","","",0,"aaaaa0","No","No",{"$f":"IF($W124=\"a\",0,IF($W124=\"b\",Inventory!$M131,Inventory!$AG131))","v":0},{"$f":"IF(OR($W124=\"a\",AND($AQ124=\"No\",$AR124=\"No\")),0,IF(AND($W124=\"b\",Inventory!$O131=\"Btu/hr\"),Inventory!$N131,IF(AND($W124=\"b\",Inventory!$O131=\"Tons\"),Inventory!$N131*12000,IF(AND(OR($W124=\"c\",$W124=\"d\"),Inventory!$AI131=\"Btu/hr\"),Inventory!$AH131,IF(AND(OR($W124=\"c\",$W124=\"d\"),Inventory!$AI131=\"Tons\"),Inventory!$AH131*12000,0)))))","v":0},0,0,"EER",0,"kW/ton",{"$f":"IF(OR($W124=\"a\",$AR124=\"No\"),0,IF(AND($W124=\"b\",Inventory!$Q131=\"Btu/hr\"),Inventory!$P131,IF(AND($W124=\"b\",Inventory!$Q131=\"Tons\"),Inventory!$P131*12000,IF(AND(OR($W124=\"c\",$W124=\"d\"),Inventory!$AK131=\"Btu/hr\"),Inventory!$AJ131,IF(AND(OR($W124=\"c\",$W124=\"d\"),Inventory!$AK131=\"Tons\"),Inventory!$AJ131*12000,0)))))","v":0},0,0,"COP","No",{"$f":"IF(OR(Inventory!$J131=\"\",$BD124=\"No\"),\"-\",Inventory!$J131)","v":"-"},{"$f":"IFERROR(VLOOKUP($BE124,'Early Retirement'!$B$6:$C$32,2,FALSE),\"-\")","v":"-"},{"$f":"IF(OR($W124<>\"b\",AND($X124<>\"b\",$X124<>\"c\")),\"n\",IF(AND($AO124<>1,$AO124<>2,$AO124<>7,$AO124<>8),\"n\",IF(Inventory!$K131=\"Split\",\"s\",IF(Inventory!$K131=\"Packaged\",\"p\",\"n\"))))","v":"n"},{"$f":"IF(AND($X124<>\"i\",$X124<>\"j\"),\"n\",IF(Inventory!$L131=\"Centrifugal\",\"c\",\"n\"))","v":"n"},"-","-",{"$f":"IFERROR(INDEX('Early Retirement'!$C$4:$AC$32,$BF124,$BJ124),0)","v":0},{"$f":"IFERROR(HLOOKUP($BJ124,'Early Retirement'!$D$4:$AC$5,2,FALSE),0)","v":0},{"$f":"IFERROR(INDEX('Early Retirement'!$AE$4:$BE$32,$BF124,$BJ124),0)","v":0},{"$f":"IFERROR(HLOOKUP($BJ124,'Early Retirement'!$AF$4:$BE$5,2,FALSE),0)","v":0},0,0,"kW/ton",{"$f":"IFERROR(INDEX('Early Retirement'!$BG$4:$CG$32,$BF124,$BJ124),0)","v":0},{"$f":"IFERROR(HLOOKUP($BJ124,'Early Retirement'!$BH$4:$CH$5,2,FALSE),0)","v":0},0,"COP","Yes",0,0,"kW/ton",0,"COP",0,0,"kW/ton",0,"COP",null,"cjada49",0.62,"kW/ton",0.54,"IPLV",0.62,0.54,"kW/ton"]
[null,null,null,null,null,null,null,null,null,null,null,null,null,null,null,null,null,null,null,null,null,123,{"$f":"IF(Inventory!$C132=\"\",\"a\",VLOOKUP(Inventory!$C132,$B$3:$C$6,2,FALSE))","v":"a"},{"$f":"IF(AND($W125=\"b\",Inventory!$I132=\"\"),\"a\",IF(AND($W125=\"b\",Inventory!$I132<>\"\"),VLOOKUP(Inventory!$I132,$E$3:$F$12,2,FALSE),IF(AND(OR($W125=\"c\",$W125=\"d\"),Inventory!$AB132=\"\"),\"a\",IF(AND(OR($W125=\"c\",$W125=\"d\"),Inventory!$AB132<>\"\"),VLOOKUP(Inventory!$AB132,$E$3:$F$12,2,FALSE),\"a\"))))","v":"a"},{"$f":"IF(OR(AND($X125<>\"b\",$X125<>\"c\"),$AB125=0,$AB125>=(65000/12000),Inventory!$AC132=\"\"),\"a\",VLOOKUP(Inventory!$AC132,$H$3:$I$5,2,FALSE))","v":"a"},{"$f":"IF(AND($X125<>\"i\",$X125<>\"j\"),\"a\",IF(AND($W125=\"b\",Inventory!$L132=\"\"),\"a\",IF(AND($W125=\"b\",Inventory!$L132<>\"\"),VLOOKUP(Inventory!$L132,$K$3:$L$6,2,FALSE),IF(AND(OR($W125=\"c\",$W125=\"d\"),Inventory!$AD132=\"\"),\"a\",IF(AND(OR($W125=\"c\",$W125=\"d\"),Inventory!$AD132<>\"\"),VLOOKUP(Inventory!$AD132,$K$3:$L$6,2,FALSE),\"a\")))))","v":"a"},{"$f":"IF(OR(AND($X125<>\"e\",$X125<>\"f\"),$AB125=0,Inventory!$AF132=\"\"),\"a\",VLOOKUP(Inventory!$AF132,$N$3:$O$5,2,FALSE))","v":"a"},{"$f":"IF(OR(Inventory!C132=\"New Construction\",Inventory!C132=\"Replace-on-Burnout\"),Inventory!AS132,IF(Inventory!C132=\"Early Retirement\",Inventory!AR132,0))","v":0},"","","","","","","","","","","","",0,"aaaaa0","No","No",{"$f":"IF($W125=\"a\",0,IF($W125=\"b\",Inventory!$M132,Inventory!$AG132))","v":0},{"$f":"IF(OR($W125=\"a\",AND($AQ125=\"No\",$AR125=\"No\")),0,IF(AND($W125=\"b\",Inventory!$O132=\"Btu/hr\"),Inventory!$N132,IF(AND($W125=\"b\",Inventory!$O132=\"Tons\"),Inventory!$N132*12000,IF(AND(OR($W125=\"c\",$W125=\"d\"),Inventory!$AI132=\"Btu/hr\"),Inventory!$AH132,IF(AND(OR($W125=\"c\",$W125=\"d\"),Inventory!$AI132=\"Tons\"),Inventory!$AH132*12000,0)))))","v":0},0,0,"EER",0,"kW/ton",{"$f":"IF(OR($W125=\"a\",$AR125=\"No\"),0,IF(AND($W125=\"b\",Inventory!$Q132=\"Btu/hr\"),Inventory!$P132,IF(AND($W125=\"b\",Inventory!$Q132=\"Tons\"),Inventory!$P132*12000,IF(AND(OR($W125=\"c\",$W125=\"d\"),Inventory!$AK132=\"Btu/hr\"),Inventory!$AJ132,IF(AND(OR($W125=\"c\",$W125=\"d\"),Inventory!$AK132=\"Tons\"),Inventory!$AJ132*12000,0)))))","v":0},0,0,"COP","No",{"$f":"IF(OR(Inventory!$J132=\"\",$BD125=\"No\"),\"-\",Inventory!$J132)","v":"-"},{"$f":"IFERROR(VLOOKUP($BE125,'Early Retirement'!$B$6:$C$32,2,FALSE),\"-\")","v":"-"},{"$f":"IF(OR($W125<>\"b\",AND($X125<>\"b\",$X125<>\"c\")),\"n\",IF(AND($AO125<>1,$AO125<>2,$AO125<>7,$AO125<>8),\"n\",IF(Inventory!$K132=\"Split\",\"s\",IF(Inventory!$K132=\"Packaged\",\"p\",\"n\"))))","v":"n"},{"$f":"IF(AND($X125<>\"i\",$X125<>\"j\"),\"n\",IF(Inventory!$L132=\"Centrifugal\",\"c\",\"n\"))","v":"n"},"-","-",{"$f":"IFERROR(INDEX('Early Retirement'!$C$4:$AC$32,$BF125,$BJ125),0)","v":0},{"$f":"IFERROR(HLOOKUP($BJ125,'Early Retirement'!$D$4:$AC$5,2,FALSE),0)","v":0},{"$f":"IFERROR(INDEX('Early Retirement'!$AE$4:$BE$32,$BF125,$BJ125),0)","v":0},{"$f":"IFERROR(HLOOKUP($BJ125,'Early Retirement'!$AF$4:$BE$5,2,FALSE),0)","v":0},0,0,"kW/ton",{"$f":"IFERROR(INDEX('Early Retirement'!$BG$4:$CG$32,$BF125,$BJ125),0)","v":0},{"$f":"IFERROR(HLOOKUP($BJ125,'Early Retirement'!$BH$4:$CH$5,2,FALSE),0)","v":0},0,"COP","Yes",0,0,"kW/ton",0,"COP",0,0,"kW/ton",0,"COP",null,"diaba35",9.5619999999999994,"EER",12.5,"IPLV",{"$f":"12/$CI125","v":1.2549675800041833},{"$f":"12/$CK125","v":0.96},"kW/ton"]
[null,null,null,null,null,null,null,null,null,null,null,null,null,null,null,null,null,null,null,null,null,124,{"$f":"IF(Inventory!$C133=\"\",\"a\",VLOOKUP(Inventory!$C133,$B$3:$C$6,2,FALSE))","v":"a"},{"$f":"IF(AND($W126=\"b\",Inventory!$I133=\"\"),\"a\",IF(AND($W126=\"b\",Inventory!$I133<>\"\"),VLOOKUP(Inventory!$I133,$E$3:$F$12,2,FALSE),IF(AND(OR($W126=\"c\",$W126=\"d\"),Inventory!$AB133=\"\"),\"a\",IF(AND(OR($W126=\"c\",$W126=\"d\"),Inventory!$AB133<>\"\"),VLOOKUP(Inventory!$AB133,$E$3:$F$12,2,FALSE),\"a\"))))","v":"a"},{"$f":"IF(OR(AND($X126<>\"b\",$X126<>\"c\"),$AB126=0,$AB126>=(65000/12000),Inventory!$AC133=\"\"),\"a\",VLOOKUP(Inventory!$AC133,$H$3:$I$5,2,FALSE))","v":"a"},{"$f":"IF(AND($X126<>\"i\",$X126<>\"j\"),\"a\",IF(AND($W126=\"b\",Inventory!$L133=\"\"),\"a\",IF(AND($W126=\"b\",Inventory!$L133<>\"\"),VLOOKUP(Inventory!$L133,$K$3:$L$6,2,FALSE),IF(AND(OR($W126=\"c\",$W126=\"d\"),Inventory!$AD133=\"\"),\"a\",IF(AND(OR($W126=\"c\",$W126=\"d\"),Inventory!$AD133<>\"\"),VLOOKUP(Inventory!$AD133,$K$3:$L$6,2,FALSE),\"a\")))))","v":"a"},{"$f":"IF(OR(AND($X126<>\"e\",$X126<>\"f\"),$AB126=0,Inventory!$AF133=\"\"),\"a\",VLOOKUP(Inventory!$AF133,$N$3:$O$5,2,FALSE))","v":"a"},{"$f":"IF(OR(Inventory!C133=\"New Construction\",Inventory!C133=\"Replace-on-Burnout\"),Inventory!AS133,IF(Inventory!C133=\"Early Retirement\",Inventory!AR133,0))","v":0},"","","","","","","","","","","","",0,"aaaaa0","No","No",{"$f":"IF($W126=\"a\",0,IF($W126=\"b\",Inventory!$M133,Inventory!$AG133))","v":0},{"$f":"IF(OR($W126=\"a\",AND($AQ126=\"No\",$AR126=\"No\")),0,IF(AND($W126=\"b\",Inventory!$O133=\"Btu/hr\"),Inventory!$N133,IF(AND($W126=\"b\",Inventory!$O133=\"Tons\"),Inventory!$N133*12000,IF(AND(OR($W126=\"c\",$W126=\"d\"),Inventory!$AI133=\"Btu/hr\"),Inventory!$AH133,IF(AND(OR($W126=\"c\",$W126=\"d\"),Inventory!$AI133=\"Tons\"),Inventory!$AH133*12000,0)))))","v":0},0,0,"EER",0,"kW/ton",{"$f":"IF(OR($W126=\"a\",$AR126=\"No\"),0,IF(AND($W126=\"b\",Inventory!$Q133=\"Btu/hr\"),Inventory!$P133,IF(AND($W126=\"b\",Inventory!$Q133=\"Tons\"),Inventory!$P133*12000,IF(AND(OR($W126=\"c\",$W126=\"d\"),Inventory!$AK133=\"Btu/hr\"),Inventory!$AJ133,IF(AND(OR($W126=\"c\",$W126=\"d\"),Inventory!$AK133=\"Tons\"),Inventory!$AJ133*12000,0)))))","v":0},0,0,"COP","No",{"$f":"IF(OR(Inventory!$J133=\"\",$BD126=\"No\"),\"-\",Inventory!$J133)","v":"-"},{"$f":"IFERROR(VLOOKUP($BE126,'Early Retirement'!$B$6:$C$32,2,FALSE),\"-\")","v":"-"},{"$f":"IF(OR($W126<>\"b\",AND($X126<>\"b\",$X126<>\"c\")),\"n\",IF(AND($AO126<>1,$AO126<>2,$AO126<>7,$AO126<>8),\"n\",IF(Inventory!$K133=\"Split\",\"s\",IF(Inventory!$K133=\"Packaged\",\"p\",\"n\"))))","v":"n"},{"$f":"IF(AND($X126<>\"i\",$X126<>\"j\"),\"n\",IF(Inventory!$L133=\"Centrifugal\",\"c\",\"n\"))","v":"n"},"-","-",{"$f":"IFERROR(INDEX('Early Retirement'!$C$4:$AC$32,$BF126,$BJ126),0)","v":0},{"$f":"IFERROR(HLOOKUP($BJ126,'Early Retirement'!$D$4:$AC$5,2,FALSE),0)","v":0},{"$f":"IFERROR(INDEX('Early Retirement'!$AE$4:$BE$32,$BF126,$BJ126),0)","v":0},{"$f":"IFERROR(HLOOKUP($BJ126,'Early Retirement'!$AF$4:$BE$5,2,FALSE),0)","v":0},0,0,"kW/ton",{"$f":"IFERROR(INDEX('Early Retirement'!$BG$4:$CG$32,$BF126,$BJ126),0)","v":0},{"$f":"IFERROR(HLOOKUP($BJ126,'Early Retirement'!$BH$4:$CH$5,2,FALSE),0)","v":0},0,"COP","Yes",0,0,"kW/ton",0,"COP",0,0,"kW/ton",0,"COP",null,"diaba36",9.5619999999999994,"EER",12.5,"IPLV",1.2549675800041833,0.96,"kW/ton"]
[null,null,null,null,null,null,null,null,null,null,null,null,null,null,null,null,null,null,null,null,null,125,{"$f":"IF(Inventory!$C134=\"\",\"a\",VLOOKUP(Inventory!$C134,$B$3:$C$6,2,FALSE))","v":"a"},{"$f":"IF(AND($W127=\"b\",Inventory!$I134=\"\"),\"a\",IF(AND($W127=\"b\",Inventory!$I134<>\"\"),VLOOKUP(Inventory!$I134,$E$3:$F$12,2,FALSE),IF(AND(OR($W127=\"c\",$W127=\"d\"),Inventory!$AB134=\"\"),\"a\",IF(AND(OR($W127=\"c\",$W127=\"d\"),Inventory!$AB134<>\"\"),VLOOKUP(Inventory!$AB134,$E$3:$F$12,2,FALSE),\"a\"))))","v":"a"},{"$f":"IF(OR(AND($X127<>\"b\",$X127<>\"c\"),$AB127=0,$AB127>=(65000/12000),Inventory!$AC134=\"\"),\"a\",VLOOKUP(Inventory!$AC134,$H$3:$I$5,2,FALSE))","v":"a"},{"$f":"IF(AND($X127<>\"i\",$X127<>\"j\"),\"a\",IF(AND($W127=\"b\",Inventory!$L134=\"\"),\"a\",IF(AND($W127=\"b\",Inventory!$L134<>\"\"),VLOOKUP(Inventory!$L134,$K$3:$L$6,2,FALSE),IF(AND(OR($W127=\"c\",$W127=\"d\"),Inventory!$AD134=\"\"),\"a\",IF(AND(OR($W127=\"c\",$W127=\"d\"),Inventory!$AD134<>\"\"),VLOOKUP(Inventory!$AD134,$K$3:$L$6,2,FALSE),\"a\")))))","v":"a"},{"$f":"IF(OR(AND($X127<>\"e\",$X127<>\"f\"),$AB127=0,Inventory!$AF134=\"\"),\"a\",VLOOKUP(Inventory!$AF134,$N$3:$O$5,2,FALSE))","v":"a"},{"$f":"IF(OR(Inventory!C134=\"New Construction\",Inventory!C134=\"Replace-on-Burnout\"),Inventory!AS134,IF(Inventory!C134=\"Early Retirement\",Inventory!AR134,0))","v":0},"","","","","","","","","","","","",0,"aaaaa0","No","No",{"$f":"IF($W127=\"a\",0,IF($W127=\"b\",Inventory!$M134,Inventory!$AG134))","v":0},{"$f":"IF(OR($W127=\"a\",AND($AQ127=\"No\",$AR127=\"No\")),0,IF(AND($W127=\"b\",Inventory!$O134=\"Btu/hr\"),Inventory!$N134,IF(AND($W127=\"b\",Inventory!$O134=\"Tons\"),Inventory!$N134*12000,IF(AND(OR($W127=\"c\",$W127=\"d\"),Inventory!$AI134=\"Btu/hr\"),Inventory!$AH134,IF(AND(OR($W127=\"c\",$W127=\"d\"),Inventory!$AI134=\"Tons\"),Inventory!$AH134*12000,0)))))","v":0},0,0,"EER",0,"kW/ton",{"$f":"IF(OR($W127=\"a\",$AR127=\"No\"),0,IF(AND($W127=\"b\",Inventory!$Q134=\"Btu/hr\"),Inventory!$P134,IF(AND($W127=\"b\",Inventory!$Q134=\"Tons\"),Inventory!$P134*12000,IF(AND(OR($W127=\"c\",$W127=\"d\"),Inventory!$AK134=\"Btu/hr\"),Inventory!$AJ134,IF(AND(OR($W127=\"c\",$W127=\"d\"),Inventory!$AK134=\"Tons\"),Inventory!$AJ134*12000,0)))))","v":0},0,0,"COP","No",{"$f":"IF(OR(Inventory!$J134=\"\",$BD127=\"No\"),\"-\",Inventory!$J134)","v":"-"},{"$f":"IFERROR(VLOOKUP($BE127,'Early Retirement'!$B$6:$C$32,2,FALSE),\"-\")","v":"-"},{"$f":"IF(OR($W127<>\"b\",AND($X127<>\"b\",$X127<>\"c\")),\"n\",IF(AND($AO127<>1,$AO127<>2,$AO127<>7,$AO127<>8),\"n\",IF(Inventory!$K134=\"Split\",\"s\",IF(Inventory!$K134=\"Packaged\",\"p\",\"n\"))))","v":"n"},{"$f":"IF(AND($X127<>\"i\",$X127<>\"j\"),\"n\",IF(Inventory!$L134=\"Centrifugal\",\"c\",\"n\"))","v":"n"},"-","-",{"$f":"IFERROR(INDEX('Early Retirement'!$C$4:$AC$32,$BF127,$BJ127),0)","v":0},{"$f":"IFERROR(HLOOKUP($BJ127,'Early Retirement'!$D$4:$AC$5,2,FALSE),0)","v":0},{"$f":"IFERROR(INDEX('Early Retirement'!$AE$4:$BE$32,$BF127,$BJ127),0)","v":0},{"$f":"IFERROR(HLOOKUP($BJ127,'Early Retirement'!$AF$4:$BE$5,2,FALSE),0)","v":0},0,0,"kW/ton",{"$f":"IFERROR(INDEX('Early Retirement'!$BG$4:$CG$32,$BF127,$BJ127),0)","v":0},{"$f":"IFERROR(HLOOKUP($BJ127,'Early Retirement'!$BH$4:$CH$5,2,FALSE),0)","v":0},0,"COP","Yes",0,0,"kW/ton",0,"COP",0,0,"kW/ton",0,"COP",null,"diaba37",9.5619999999999994,"EER",12.75,"IPLV",1.2549675800041833,0.94117647058823528,"kW/ton"]
[null,null,null,null,null,null,null,null,null,null,null,null,null,null,null,null,null,null,null,null,null,126,{"$f":"IF(Inventory!$C135=\"\",\"a\",VLOOKUP(Inventory!$C135,$B$3:$C$6,2,FALSE))","v":"a"},{"$f":"IF(AND($W128=\"b\",Inventory!$I135=\"\"),\"a\",IF(AND($W128=\"b\",Inventory!$I135<>\"\"),VLOOKUP(Inventory!$I135,$E$3:$F$12,2,FALSE),IF(AND(OR($W128=\"c\",$W128=\"d\"),Inventory!$AB135=\"\"),\"a\",IF(AND(OR($W128=\"c\",$W128=\"d\"),Inventory!$AB135<>\"\"),VLOOKUP(Inventory!$AB135,$E$3:$F$12,2,FALSE),\"a\"))))","v":"a"},{"$f":"IF(OR(AND($X128<>\"b\",$X128<>\"c\"),$AB128=0,$AB128>=(65000/12000),Inventory!$AC135=\"\"),\"a\",VLOOKUP(Inventory!$AC135,$H$3:$I$5,2,FALSE))","v":"a"},{"$f":"IF(AND($X128<>\"i\",$X128<>\"j\"),\"a\",IF(AND($W128=\"b\",Inventory!$L135=\"\"),\"a\",IF(AND($W128=\"b\",Inventory!$L135<>\"\"),VLOOKUP(Inventory!$L135,$K$3:$L$6,2,FALSE),IF(AND(OR($W128=\"c\",$W128=\"d\"),Inventory!$AD135=\"\"),\"a\",IF(AND(OR($W128=\"c\",$W128=\"d\"),Inventory!$AD135<>\"\"),VLOOKUP(Inventory!$AD135,$K$3:$L$6,2,FALSE),\"a\")))))","v":"a"},{"$f":"IF(OR(AND($X128<>\"e\",$X128<>\"f\"),$AB128=0,Inventory!$AF135=\"\"),\"a\",VLOOKUP(Inventory!$AF135,$N$3:$O$5,2,FALSE))","v":"a"},{"$f":"IF(OR(Inventory!C135=\"New Construction\",Inventory!C135=\"Replace-on-Burnout\"),Inventory!AS135,IF(Inventory!C135=\"Early Retirement\",Inventory!AR135,0))","v":0},"","","","","","","","","","","","",0,"aaaaa0","No","No",{"$f":"IF($W128=\"a\",0,IF($W128=\"b\",Inventory!$M135,Inventory!$AG135))","v":0},{"$f":"IF(OR($W128=\"a\",AND($AQ128=\"No\",$AR128=\"No\")),0,IF(AND($W128=\"b\",Inventory!$O135=\"Btu/hr\"),Inventory!$N135,IF(AND($W128=\"b\",Inventory!$O135=\"Tons\"),Inventory!$N135*12000,IF(AND(OR($W128=\"c\",$W128=\"d\"),Inventory!$AI135=\"Btu/hr\"),Inventory!$AH135,IF(AND(OR($W128=\"c\",$W128=\"d\"),Inventory!$AI135=\"Tons\"),Inventory!$AH135*12000,0)))))","v":0},0,0,"EER",0,"kW/ton",{"$f":"IF(OR($W128=\"a\",$AR128=\"No\"),0,IF(AND($W128=\"b\",Inventory!$Q135=\"Btu/hr\"),Inventory!$P135,IF(AND($W128=\"b\",Inventory!$Q135=\"Tons\"),Inventory!$P135*12000,IF(AND(OR($W128=\"c\",$W128=\"d\"),Inventory!$AK135=\"Btu/hr\"),Inventory!$AJ135,IF(AND(OR($W128=\"c\",$W128=\"d\"),Inventory!$AK135=\"Tons\"),Inventory!$AJ135*12000,0)))))","v":0},0,0,"COP","No",{"$f":"IF(OR(Inventory!$J135=\"\",$BD128=\"No\"),\"-\",Inventory!$J135)","v":"-"},{"$f":"IFERROR(VLOOKUP($BE128,'Early Retirement'!$B$6:$C$32,2,FALSE),\"-\")","v":"-"},{"$f":"IF(OR($W128<>\"b\",AND($X128<>\"b\",$X128<>\"c\")),\"n\",IF(AND($AO128<>1,$AO128<>2,$AO128<>7,$AO128<>8),\"n\",IF(Inventory!$K135=\"Split\",\"s\",IF(Inventory!$K135=\"Packaged\",\"p\",\"n\"))))","v":"n"},{"$f":"IF(AND($X128<>\"i\",$X128<>\"j\"),\"n\",IF(Inventory!$L135=\"Centrifugal\",\"c\",\"n\"))","v":"n"},"-","-",{"$f":"IFERROR(INDEX('Early Retirement'!$C$4:$AC$32,$BF128,$BJ128),0)","v":0},{"$f":"IFERROR(HLOOKUP($BJ128,'Early Retirement'!$D$4:$AC$5,2,FALSE),0)","v":0},{"$f":"IFERROR(INDEX('Early Retirement'!$AE$4:$BE$32,$BF128,$BJ128),0)","v":0},{"$f":"IFERROR(HLOOKUP($BJ128,'Early Retirement'!$AF$4:$BE$5,2,FALSE),0)","v":0},0,0,"kW/ton",{"$f":"IFERROR(INDEX('Early Retirement'!$BG$4:$CG$32,$BF128,$BJ128),0)","v":0},{"$f":"IFERROR(HLOOKUP($BJ128,'Early Retirement'!$BH$4:$CH$5,2,FALSE),0)","v":0},0,"COP","Yes",0,0,"kW/ton",0,"COP",0,0,"kW/ton",0,"COP",null,"diaba38",9.5619999999999994,"EER",12.75,"IPLV",1.2549675800041833,0.94117647058823528,"kW/ton"]
[null,null,null,null,null,null,null,null,null,null,null,null,null,null,null,null,null,null,null,null,null,127,{"$f":"IF(Inventory!$C136=\"\",\"a\",VLOOKUP(Inventory!$C136,$B$3:$C$6,2,FALSE))","v":"a"},{"$f":"IF(AND($W129=\"b\",Inventory!$I136=\"\"),\"a\",IF(AND($W129=\"b\",Inventory!$I136<>\"\"),VLOOKUP(Inventory!$I136,$E$3:$F$12,2,FALSE),IF(AND(OR($W129=\"c\",$W129=\"d\"),Inventory!$AB136=\"\"),\"a\",IF(AND(OR($W129=\"c\",$W129=\"d\"),Inventory!$AB136<>\"\"),VLOOKUP(Inventory!$AB136,$E$3:$F$12,2,FALSE),\"a\"))))","v":"a"},{"$f":"IF(OR(AND($X129<>\"b\",$X129<>\"c\"),$AB129=0,$AB129>=(65000/12000),Inventory!$AC136=\"\"),\"a\",VLOOKUP(Inventory!$AC136,$H$3:$I$5,2,FALSE))","v":"a"},{"$f":"IF(AND($X129<>\"i\",$X129<>\"j\"),\"a\",IF(AND($W129=\"b\",Inventory!$L136=\"\"),\"a\",IF(AND($W129=\"b\",Inventory!$L136<>\"\"),VLOOKUP(Inventory!$L136,$K$3:$L$6,2,FALSE),IF(AND(OR($W129=\"c\",$W129=\"d\"),Inventory!$AD136=\"\"),\"a\",IF(AND(OR($W129=\"c\",$W129=\"d\"),Inventory!$AD136<>\"\"),VLOOKUP(Inventory!$AD136,$K$3:$L$6,2,FALSE),\"a\")))))","v":"a"},{"$f":"IF(OR(AND($X129<>\"e\",$X129<>\"f\"),$AB129=0,Inventory!$AF136=\"\"),\"a\",VLOOKUP(Inventory!$AF136,$N$3:$O$5,2,FALSE))","v":"a"},{"$f":"IF(OR(Inventory!C136=\"New Construction\",Inventory!C136=\"Replace-on-Burnout\"),Inventory!AS136,IF(Inventory!C136=\"Early Retirement\",Inventory!AR136,0))","v":0},"","","","","","","","","","","","",0,"aaaaa0","No","No",{"$f":"IF($W129=\"a\",0,IF($W129=\"b\",Inventory!$M136,Inventory!$AG136))","v":0},{"$f":"IF(OR($W129=\"a\",AND($AQ129=\"No\",$AR129=\"No\")),0,IF(AND($W129=\"b\",Inventory!$O136=\"Btu/hr\"),Inventory!$N136,IF(AND($W129=\"b\",Inventory!$O136=\"Tons\"),Inventory!$N136*12000,IF(AND(OR($W129=\"c\",$W129=\"d\"),Inventory!$AI136=\"Btu/hr\"),Inventory!$AH136,IF(AND(OR($W129=\"c\",$W129=\"d\"),Inventory!$AI136=\"Tons\"),Inventory!$AH136*12000,0)))))","v":0},0,0,"EER",0,"kW/ton",{"$f":"IF(OR($W129=\"a\",$AR129=\"No\"),0,IF(AND($W129=\"b\",Inventory!$Q136=\"Btu/hr\"),Inventory!$P136,IF(AND($W129=\"b\",Inventory!$Q136=\"Tons\"),Inventory!$P136*12000,IF(AND(OR($W129=\"c\",$W129=\"d\"),Inventory!$AK136=\"Btu/hr\"),Inventory!$AJ136,IF(AND(OR($W129=\"c\",$W129=\"d\"),Inventory!$AK136=\"Tons\"),Inventory!$AJ136*12000,0)))))","v":0},0,0,"COP","No",{"$f":"IF(OR(Inventory!$J136=\"\",$BD129=\"No\"),\"-\",Inventory!$J136)","v":"-"},{"$f":"IFERROR(VLOOKUP($BE129,'Early Retirement'!$B$6:$C$32,2,FALSE),\"-\")","v":"-"},{"$f":"IF(OR($W129<>\"b\",AND($X129<>\"b\",$X129<>\"c\")),\"n\",IF(AND($AO129<>1,$AO129<>2,$AO129<>7,$AO129<>8),\"n\",IF(Inventory!$K136=\"Split\",\"s\",IF(Inventory!$K136=\"Packaged\",\"p\",\"n\"))))","v":"n"},{"$f":"IF(AND($X129<>\"i\",$X129<>\"j\"),\"n\",IF(Inventory!$L136=\"Centrifugal\",\"c\",\"n\"))","v":"n"},"-","-",{"$f":"IFERROR(INDEX('Early Retirement'!$C$4:$AC$32,$BF129,$BJ129),0)","v":0},{"$f":"IFERROR(HLOOKUP($BJ129,'Early Retirement'!$D$4:$AC$5,2,FALSE),0)","v":0},{"$f":"IFERROR(INDEX('Early Retirement'!$AE$4:$BE$32,$BF129,$BJ129),0)","v":0},{"$f":"IFERROR(HLOOKUP($BJ129,'Early Retirement'!$AF$4:$BE$5,2,FALSE),0)","v":0},0,0,"kW/ton",{"$f":"IFERROR(INDEX('Early Retirement'!$BG$4:$CG$32,$BF129,$BJ129),0)","v":0},{"$f":"IFERROR(HLOOKUP($BJ129,'Early Retirement'!$BH$4:$CH$5,2,FALSE),0)","v":0},0,"COP","Yes",0,0,"kW/ton",0,"COP",0,0,"kW/ton",0,"COP",null,"diaba39",9.5619999999999994,"EER",12.75,"IPLV",1.2549675800041833,0.94117647058823528,"kW/ton"]
[null,null,null,null,null,null,null,null,null,null,null,null,null,null,null,null,null,null,null,null,null,128,{"$f":"IF(Inventory!$C137=\"\",\"a\",VLOOKUP(Inventory!$C137,$B$3:$C$6,2,FALSE))","v":"a"},{"$f":"IF(AND($W130=\"b\",Inventory!$I137=\"\"),\"a\",IF(AND($W130=\"b\",Inventory!$I137<>\"\"),VLOOKUP(Inventory!$I137,$E$3:$F$12,2,FALSE),IF(AND(OR($W130=\"c\",$W130=\"d\"),Inventory!$AB137=\"\"),\"a\",IF(AND(OR($W130=\"c\",$W130=\"d\"),Inventory!$AB137<>\"\"),VLOOKUP(Inventory!$AB137,$E$3:$F$12,2,FALSE),\"a\"))))","v":"a"},{"$f":"IF(OR(AND($X130<>\"b\",$X130<>\"c\"),$AB130=0,$AB130>=(65000/12000),Inventory!$AC137=\"\"),\"a\",VLOOKUP(Inventory!$AC137,$H$3:$I$5,2,FALSE))","v":"a"},{"$f":"IF(AND($X130<>\"i\",$X130<>\"j\"),\"a\",IF(AND($W130=\"b\",Inventory!$L137=\"\"),\"a\",IF(AND($W130=\"b\",Inventory!$L137<>\"\"),VLOOKUP(Inventory!$L137,$K$3:$L$6,2,FALSE),IF(AND(OR($W130=\"c\",$W130=\"d\"),Inventory!$AD137=\"\"),\"a\",IF(AND(OR($W130=\"c\",$W130=\"d\"),Inventory!$AD137<>\"\"),VLOOKUP(Inventory!$AD137,$K$3:$L$6,2,FALSE),\"a\")))))","v":"a"},{"$f":"IF(OR(AND($X130<>\"e\",$X130<>\"f\"),$AB130=0,Inventory!$AF137=\"\"),\"a\",VLOOKUP(Inventory!$AF137,$N$3:$O$5,2,FALSE))","v":"a"},{"$f":"IF(OR(Inventory!C137=\"New Construction\",Inventory!C137=\"Replace-on-Burnout\"),Inventory!AS137,IF(Inventory!C137=\"Early Retirement\",Inventory!AR137,0))","v":0},"","","","","","","","","","","","",0,"aaaaa0","No","No",{"$f":"IF($W130=\"a\",0,IF($W130=\"b\",Inventory!$M137,Inventory!$AG137))","v":0},{"$f":"IF(OR($W130=\"a\",AND($AQ130=\"No\",$AR130=\"No\")),0,IF(AND($W130=\"b\",Inventory!$O137=\"Btu/hr\"),Inventory!$N137,IF(AND($W130=\"b\",Inventory!$O137=\"Tons\"),Inventory!$N137*12000,IF(AND(OR($W130=\"c\",$W130=\"d\"),Inventory!$AI137=\"Btu/hr\"),Inventory!$AH137,IF(AND(OR($W130=\"c\",$W130=\"d\"),Inventory!$AI137=\"Tons\"),Inventory!$AH137*12000,0)))))","v":0},0,0,"EER",0,"kW/ton",{"$f":"IF(OR($W130=\"a\",$AR130=\"No\"),0,IF(AND($W130=\"b\",Inventory!$Q137=\"Btu/hr\"),Inventory!$P137,IF(AND($W130=\"b\",Inventory!$Q137=\"Tons\"),Inventory!$P137*12000,IF(AND(OR($W130=\"c\",$W130=\"d\"),Inventory!$AK137=\"Btu/hr\"),Inventory!$AJ137,IF(AND(OR($W130=\"c\",$W130=\"d\"),Inventory!$AK137=\"Tons\"),Inventory!$AJ137*12000,0)))))","v":0},0,0,"COP","No",{"$f":"IF(OR(Inventory!$J137=\"\",$BD130=\"No\"),\"-\",Inventory!$J137)","v":"-"},{"$f":"IFERROR(VLOOKUP($BE130,'Early Retirement'!$B$6:$C$32,2,FALSE),\"-\")","v":"-"},{"$f":"IF(OR($W130<>\"b\",AND($X130<>\"b\",$X130<>\"c\")),\"n\",IF(AND($AO130<>1,$AO130<>2,$AO130<>7,$AO130<>8),\"n\",IF(Inventory!$K137=\"Split\",\"s\",IF(Inventory!$K137=\"Packaged\",\"p\",\"n\"))))","v":"n"},{"$f":"IF(AND($X130<>\"i\",$X130<>\"j\"),\"n\",IF(Inventory!$L137=\"Centrifugal\",\"c\",\"n\"))","v":"n"},"-","-",{"$f":"IFERROR(INDEX('Early Retirement'!$C$4:$AC$32,$BF130,$BJ130),0)","v":0},{"$f":"IFERROR(HLOOKUP($BJ130,'Early Retirement'!$D$4:$AC$5,2,FALSE),0)","v":0},{"$f":"IFERROR(INDEX('Early Retirement'!$AE$4:$BE$32,$BF130,$BJ130),0)","v":0},{"$f":"IFERROR(HLOOKUP($BJ130,'Early Retirement'!$AF$4:$BE$5,2,FALSE),0)","v":0},0,0,"kW/ton",{"$f":"IFERROR(INDEX('Early Retirement'!$BG$4:$CG$32,$BF130,$BJ130),0)","v":0},{"$f":"IFERROR(HLOOKUP($BJ130,'Early Retirement'!$BH$4:$CH$5,2,FALSE),0)","v":0},0,"COP","Yes",0,0,"kW/ton",0,"COP",0,0,"kW/ton",0,"COP",null,"diaca35",9.5619999999999994,"EER",12.5,"IPLV",1.2549675800041833,0.96,"kW/ton"]
[null,null,null,null,null,null,null,null,null,null,null,null,null,null,null,null,null,null,null,null,null,129,{"$f":"IF(Inventory!$C138=\"\",\"a\",VLOOKUP(Inventory!$C138,$B$3:$C$6,2,FALSE))","v":"a"},{"$f":"IF(AND($W131=\"b\",Inventory!$I138=\"\"),\"a\",IF(AND($W131=\"b\",Inventory!$I138<>\"\"),VLOOKUP(Inventory!$I138,$E$3:$F$12,2,FALSE),IF(AND(OR($W131=\"c\",$W131=\"d\"),Inventory!$AB138=\"\"),\"a\",IF(AND(OR($W131=\"c\",$W131=\"d\"),Inventory!$AB138<>\"\"),VLOOKUP(Inventory!$AB138,$E$3:$F$12,2,FALSE),\"a\"))))","v":"a"},{"$f":"IF(OR(AND($X131<>\"b\",$X131<>\"c\"),$AB131=0,$AB131>=(65000/12000),Inventory!$AC138=\"\"),\"a\",VLOOKUP(Inventory!$AC138,$H$3:$I$5,2,FALSE))","v":"a"},{"$f":"IF(AND($X131<>\"i\",$X131<>\"j\"),\"a\",IF(AND($W131=\"b\",Inventory!$L138=\"\"),\"a\",IF(AND($W131=\"b\",Inventory!$L138<>\"\"),VLOOKUP(Inventory!$L138,$K$3:$L$6,2,FALSE),IF(AND(OR($W131=\"c\",$W131=\"d\"),Inventory!$AD138=\"\"),\"a\",IF(AND(OR($W131=\"c\",$W131=\"d\"),Inventory!$AD138<>\"\"),VLOOKUP(Inventory!$AD138,$K$3:$L$6,2,FALSE),\"a\")))))","v":"a"},{"$f":"IF(OR(AND($X131<>\"e\",$X131<>\"f\"),$AB131=0,Inventory!$AF138=\"\"),\"a\",VLOOKUP(Inventory!$AF138,$N$3:$O$5,2,FALSE))","v":"a"},{"$f":"IF(OR(Inventory!C138=\"New Construction\",Inventory!C138=\"Replace-on-Burnout\"),Inventory!AS138,IF(Inventory!C138=\"Early Retirement\",Inventory!AR138,0))","v":0},"","","","","","","","","","","","",0,"aaaaa0","No","No",{"$f":"IF($W131=\"a\",0,IF($W131=\"b\",Inventory!$M138,Inventory!$AG138))","v":0},{"$f":"IF(OR($W131=\"a\",AND($AQ131=\"No\",$AR131=\"No\")),0,IF(AND($W131=\"b\",Inventory!$O138=\"Btu/hr\"),Inventory!$N138,IF(AND($W131=\"b\",Inventory!$O138=\"Tons\"),Inventory!$N138*12000,IF(AND(OR($W131=\"c\",$W131=\"d\"),Inventory!$AI138=\"Btu/hr\"),Inventory!$AH138,IF(AND(OR($W131=\"c\",$W131=\"d\"),Inventory!$AI138=\"Tons\"),Inventory!$AH138*12000,0)))))","v":0},0,0,"EER",{"$f":"IFERROR(12/$AV131,0)","v":0},"kW/ton",{"$f":"IF(OR($W131=\"a\",$AR131=\"No\"),0,IF(AND($W131=\"b\",Inventory!$Q138=\"Btu/hr\"),Inventory!$P138,IF(AND($W131=\"b\",Inventory!$Q138=\"Tons\"),Inventory!$P138*12000,IF(AND(OR($W131=\"c\",$W131=\"d\"),Inventory!$AK138=\"Btu/hr\"),Inventory!$AJ138,IF(AND(OR($W131=\"c\",$W131=\"d\"),Inventory!$AK138=\"Tons\"),Inventory!$AJ138*12000,0)))))","v":0},0,0,"COP",{"$f":"IF($W131=\"b\",\"Yes\",\"No\")","v":"No"},{"$f":"IF(OR(Inventory!$J138=\"\",$BD131=\"No\"),\"-\",Inventory!$J138)","v":"-"},{"$f":"IFERROR(VLOOKUP($BE131,'Early Retirement'!$B$6:$C$32,2,FALSE),\"-\")","v":"-"},{"$f":"IF(OR($W131<>\"b\",AND($X131<>\"b\",$X131<>\"c\")),\"n\",IF(AND($AO131<>1,$AO131<>2,$AO131<>7,$AO131<>8),\"n\",IF(Inventory!$K138=\"Split\",\"s\",IF(Inventory!$K138=\"Packaged\",\"p\",\"n\"))))","v":"n"},{"$f":"IF(AND($X131<>\"i\",$X131<>\"j\"),\"n\",IF(Inventory!$L138=\"Centrifugal\",\"c\",\"n\"))","v":"n"},"-",{"$f":"IFERROR(VLOOKUP($BI131,$BI$506:$BJ$541,2,FALSE),\"-\")","v":"-"},{"$f":"IFERROR(INDEX('Early Retirement'!$C$4:$AC$32,$BF131,$BJ131),0)","v":0},{"$f":"IFERROR(HLOOKUP($BJ131,'Early Retirement'!$D$4:$AC$5,2,FALSE),0)","v":0},{"$f":"IFERROR(INDEX('Early Retirement'!$AE$4:$BE$32,$BF131,$BJ131),0)","v":0},{"$f":"IFERROR(HLOOKUP($BJ131,'Early Retirement'!$AF$4:$BE$5,2,FALSE),0)","v":0},0,0,"kW/ton",{"$f":"IFERROR(INDEX('Early Retirement'!$BG$4:$CG$32,$BF131,$BJ131),0)","v":0},{"$f":"IFERROR(HLOOKUP($BJ131,'Early Retirement'!$BH$4:$CH$5,2,FALSE),0)","v":0},0,"COP","Yes",{"$f":"IF($BV131=\"Yes\",IFERROR(VLOOKUP($AP131,$CH:$CO,6,FALSE),0),0)","v":0},{"$f":"IF($BV131=\"Yes\",IFERROR(VLOOKUP($AP131,$CH:$CO,7,FALSE),0),0)","v":0},"kW/ton",{"$f":"IF($BV131=\"Yes\",IFERROR(VLOOKUP($AP131,$CH:$CS,11,FALSE),0),0)","v":0},"COP",0,0,"kW/ton",0,"COP",null,"diaca36",9.5619999999999994,"EER",12.5,"IPLV",1.2549675800041833,0.96,"kW/ton"]
[null,null,null,null,null,null,null,null,null,null,null,null,null,null,null,null,null,null,null,null,null,130,{"$f":"IF(Inventory!$C139=\"\",\"a\",VLOOKUP(Inventory!$C139,$B$3:$C$6,2,FALSE))","v":"a"},{"$f":"IF(AND($W132=\"b\",Inventory!$I139=\"\"),\"a\",IF(AND($W132=\"b\",Inventory!$I139<>\"\"),VLOOKUP(Inventory!$I139,$E$3:$F$12,2,FALSE),IF(AND(OR($W132=\"c\",$W132=\"d\"),Inventory!$AB139=\"\"),\"a\",IF(AND(OR($W132=\"c\",$W132=\"d\"),Inventory!$AB139<>\"\"),VLOOKUP(Inventory!$AB139,$E$3:$F$12,2,FALSE),\"a\"))))","v":"a"},{"$f":"IF(OR(AND($X132<>\"b\",$X132<>\"c\"),$AB132=0,$AB132>=(65000/12000),Inventory!$AC139=\"\"),\"a\",VLOOKUP(Inventory!$AC139,$H$3:$I$5,2,FALSE))","v":"a"},{"$f":"IF(AND($X132<>\"i\",$X132<>\"j\"),\"a\",IF(AND($W132=\"b\",Inventory!$L139=\"\"),\"a\",IF(AND($W132=\"b\",Inventory!$L139<>\"\"),VLOOKUP(Inventory!$L139,$K$3:$L$6,2,FALSE),IF(AND(OR($W132=\"c\",$W132=\"d\"),Inventory!$AD139=\"\"),\"a\",IF(AND(OR($W132=\"c\",$W132=\"d\"),Inventory!$AD139<>\"\"),VLOOKUP(Inventory!$AD139,$K$3:$L$6,2,FALSE),\"a\")))))","v":"a"},{"$f":"IF(OR(AND($X132<>\"e\",$X132<>\"f\"),$AB132=0,Inventory!$AF139=\"\"),\"a\",VLOOKUP(Inventory!$AF139,$N$3:$O$5,2,FALSE))","v":"a"},{"$f":"IF(OR(Inventory!C139=\"New Construction\",Inventory!C139=\"Replace-on-Burnout\"),Inventory!AS139,IF(Inventory!C139=\"Early Retirement\",Inventory!AR139,0))","v":0},{"$f":"IF(AND($X132<>\"b\",$X132<>\"c\",$X132<>\"d\",$X132<>\"e\",$X132<>\"f\"),\"\",IF(AND($AB132>=$AC$2,$X132=\"b\"),6,IF(AND($AB132>=$AC$2,$X132=\"c\"),12,IF(AND($AB132>=$AC$2,$X132=\"d\"),18,IF(AND($AB132>=$AC$2,$X132=\"e\"),24,IF(AND($AB132>=$AC$2,$X132=\"f\"),30,0))))))","v":""},{"$f":"IF(OR(AND($X132<>\"b\",$X132<>\"c\",$X132<>\"d\",$X132<>\"e\",$X132<>\"f\"),$AC132<>0),\"\",IF(AND($AB132>=$AD$2,$X132=\"b\"),5,IF(AND($AB132>=$AD$2,$X132=\"c\"),11,IF(AND($AB132>=$AD$2,$X132=\"d\"),17,IF(AND($AB132>=$AD$2,$X132=\"e\"),23,IF(AND($AB132>=$AD$2,$X132=\"f\"),29,0))))))","v":""},{"$f":"IF(OR(AND($X132<>\"b\",$X132<>\"c\",$X132<>\"d\",$X132<>\"e\",$X132<>\"f\"),$AD132<>0),\"\",IF(AND($AB132>=$AE$2,$X132=\"b\"),4,IF(AND($AB132>=$AE$2,$X132=\"c\"),10,IF(AND($AB132>=$AE$2,$X132=\"d\"),16,IF(AND($AB132>=$AE$2,$X132=\"e\"),22,IF(AND($AB132>=$AE$2,$X132=\"f\"),28,0))))))","v":""},{"$f":"IF(OR(AND($X132<>\"b\",$X132<>\"c\",$X132<>\"d\",$X132<>\"e\",$X132<>\"f\"),$AE132<>0),\"\",IF(AND($AB132>=$AF$2,$X132=\"b\"),3,IF(AND($AB132>=$AF$2,$X132=\"c\"),9,IF(AND($AB132>=$AF$2,$X132=\"d\"),15,IF(AND($AB132>=$AF$2,$X132=\"e\"),21,IF(AND($AB132>=$AF$2,$X132=\"f\"),27,0))))))","v":""},{"$f":"IF(OR(AND($X132<>\"b\",$X132<>\"c\",$X132<>\"d\",$X132<>\"e\",$X132<>\"f\"),$AF132<>0),\"\",IF(AND($AB132>=$AG$2,$X132=\"b\"),2,IF(AND($AB132>=$AG$2,$X132=\"c\"),8,IF(AND($AB132>=$AG$2,$X132=\"d\"),14,IF(AND($AB132>=$AG$2,$X132=\"e\"),20,IF(AND($AB132>=$AG$2,$X132=\"f\"),26,0))))))","v":""},{"$f":"IF(OR(AND($X132<>\"b\",$X132<>\"c\",$X132<>\"d\",$X132<>\"e\",$X132<>\"f\"),$AG132<>0),\"\",IF(AND($AB132>=$AH$2,$X132=\"b\"),1,IF(AND($AB132>=$AH$2,$X132=\"c\"),7,IF(AND($AB132>=$AH$2,$X132=\"d\"),13,IF(AND($AB132>=$AH$2,$X132=\"e\"),19,IF(AND($AB132>=$AH$2,$X132=\"f\"),25,0))))))","v":""},{"$f":"IF(AND($X132<>\"i\",$X132<>\"j\"),\"\",IF(AND($AB132>=$AI$2,$X132=\"i\"),39,IF(AND($AB132>=$AI$2,$X132=\"j\",$Z132=\"b\"),44,IF(AND($AB132>=$AI$2,$X132=\"j\",$Z132<>\"b\"),49,0))))","v":""},{"$f":"IF(OR(AND($X132<>\"i\",$X132<>\"j\"),$AI132<>0),\"\",IF(AND($AB132>=$AJ$2,$X132=\"i\"),38,IF(AND($AB132>=$AJ$2,$X132=\"j\",$Z132=\"b\"),43,IF(AND($AB132>=$AJ$2,$X132=\"j\",$Z132<>\"b\"),48,0))))","v":""},{"$f":"IF(OR(AND($X132<>\"i\",$X132<>\"j\"),$AJ132<>0),\"\",IF(AND($AB132>=$AK$2,$X132=\"i\"),37,IF(AND($AB132>=$AK$2,$X132=\"j\",$Z132=\"b\"),42,IF(AND($AB132>=$AK$2,$X132=\"j\",$Z132<>\"b\"),47,0))))","v":""},{"$f":"IF(OR(AND($X132<>\"i\",$X132<>\"j\"),$AK132<>0),\"\",IF(AND($AB132>=$AL$2,$X132=\"i\"),36,IF(AND($AB132>=$AL$2,$X132=\"j\",$Z132=\"b\"),41,IF(AND($AB132>=$AL$2,$X132=\"j\",$Z132<>\"b\"),46,0))))","v":""},{"$f":"IF(OR(AND($X132<>\"i\",$X132<>\"j\"),$AL132<>0),\"\",IF(AND($AB132>=$AM$2,$X132=\"i\"),35,IF(AND($AB132>=$AM$2,$X132=\"j\",$Z132=\"b\"),40,IF(AND($AB132>=$AM$2,$X132=\"j\",$Z132<>\"b\"),45,0))))","v":""},{"$f":"IF(AND($X132<>\"g\",$X132<>\"h\"),\"\",IF(AND($W132=\"d\",$X132=\"g\"),31,IF(AND($W132=\"c\",$X132=\"g\"),32,IF(AND($W132=\"d\",$X132=\"h\"),33,IF(AND($W132=\"c\",$X132=\"h\"),34,\"\")))))","v":""},{"$f":"SUM($AC132:$AN132)","v":0},{"$f":"CONCATENATE($W132,$X132,$Y132,$Z132,$AA132,$AO132)","v":"aaaaa0"},{"$f":"IF($X132=\"g\",\"Yes\",\"No\")","v":"No"},{"$f":"IF($X132=\"h\",\"Yes\",\"No\")","v":"No"},{"$f":"IF($W132=\"a\",0,IF($W132=\"b\",Inventory!$M139,Inventory!$AG139))","v":0},{"$f":"IF(OR($W132=\"a\",AND($AQ132=\"No\",$AR132=\"No\")),0,IF(AND($W132=\"b\",Inventory!$O139=\"Btu/hr\"),Inventory!$N139,IF(AND($W132=\"b\",Inventory!$O139=\"Tons\"),Inventory!$N139*12000,IF(AND(OR($W132=\"c\",$W132=\"d\"),Inventory!$AI139=\"Btu/hr\"),Inventory!$AH139,IF(AND(OR($W132=\"c\",$W132=\"d\"),Inventory!$AI139=\"Tons\"),Inventory!$AH139*12000,0)))))","v":0},{"$f":"IF(AT132=0,0,IF($AT132<7000,7000,IF($AT132>15000,15000,$AT132)))","v":0},{"$f":"IF(OR($W132=\"a\",AND($AQ132=\"No\",$AR132=\"No\"),$AT132=0),0,IF(AND($W132<>\"b\",$AQ132=\"Yes\",$AS132=\"Yes\"),13.8-(0.3*$AU132/1000),IF(AND($W132<>\"b\",$AQ132=\"Yes\",$AS132=\"No\"),10.9-(0.213*$AU132/1000),IF(AND($W132=\"b\",$AQ132=\"Yes\"),10.9-(0.213*$AU132/1000),IF(AND($W132<>\"b\",$AR132=\"Yes\",$AS132=\"Yes\"),14-(0.3*$AU132/1000),IF(AND($W132<>\"b\",$AR132=\"Yes\",$AS132=\"No\"),10.8-(0.213*$AU132/1000),IF(AND($W132=\"b\",$AR132=\"Yes\"),10.8-(0.213*$AU132/1000),0)))))))","v":0},"EER",0,"kW/ton",{"$f":"IF(OR($W132=\"a\",$AR132=\"No\"),0,IF(AND($W132=\"b\",Inventory!$Q139=\"Btu/hr\"),Inventory!$P139,IF(AND($W132=\"b\",Inventory!$Q139=\"Tons\"),Inventory!$P139*12000,IF(AND(OR($W132=\"c\",$W132=\"d\"),Inventory!$AK139=\"Btu/hr\"),Inventory!$AJ139,IF(AND(OR($W132=\"c\",$W132=\"d\"),Inventory!$AK139=\"Tons\"),Inventory!$AJ139*12000,0)))))","v":0},{"$f":"IF(AZ132=0,0,IF($AZ132<7000,7000,IF($AZ132>15000,15000,$AZ132)))","v":0},{"$f":"IF(OR($W132=\"a\",$AR132=\"No\",$AZ132=0),0,IF(AND($W132<>\"b\",$AR132=\"Yes\",$AS132=\"Yes\"),3.7-(0.052*$BA132/1000),IF(AND($W132<>\"b\",$AR132=\"Yes\",$AS132=\"No\"),2.9-(0.026*$BA132/1000),IF(AND($W132=\"b\",$AR132=\"Yes\"),2.9-(0.026*$BA132/1000),0))))","v":0},"COP","No",{"$f":"IF(OR(Inventory!$J139=\"\",$BD132=\"No\"),\"-\",Inventory!$J139)","v":"-"},{"$f":"IFERROR(VLOOKUP($BE132,'Early Retirement'!$B$6:$C$32,2,FALSE),\"-\")","v":"-"},{"$f":"IF(OR($W132<>\"b\",AND($X132<>\"b\",$X132<>\"c\")),\"n\",IF(AND($AO132<>1,$AO132<>2,$AO132<>7,$AO132<>8),\"n\",IF(Inventory!$K139=\"Split\",\"s\",IF(Inventory!$K139=\"Packaged\",\"p\",\"n\"))))","v":"n"},{"$f":"IF(AND($X132<>\"i\",$X132<>\"j\"),\"n\",IF(Inventory!$L139=\"Centrifugal\",\"c\",\"n\"))","v":"n"},{"$f":"IF(OR($BD132=\"No\",$X132=\"a\"),\"-\",CONCATENATE($AO132,$BG132,$BH132))","v":"-"},"-",{"$f":"IFERROR(INDEX('Early Retirement'!$C$4:$AC$32,$BF132,$BJ132),0)","v":0},{"$f":"IFERROR(HLOOKUP($BJ132,'Early Retirement'!$D$4:$AC$5,2,FALSE),0)","v":0},{"$f":"IFERROR(INDEX('Early Retirement'!$AE$4:$BE$32,$BF132,$BJ132),0)","v":0},{"$f":"IFERROR(HLOOKUP($BJ132,'Early Retirement'!$AF$4:$BE$5,2,FALSE),0)","v":0},{"$f":"IF(LEFT($BL132,3)=\"EER\",12/$BK132,IF($BL132=\"kW/ton\",$BK132,0))","v":0},{"$f":"IF(OR(LEFT($BN132,4)=\"SEER\",$BN132=\"IEER\",$BN132=\"IPLV (EER)\"),12/$BM132,IF($BN132=\"IPLV (kW/ton)\",$BM132,0))","v":0},"kW/ton",{"$f":"IFERROR(INDEX('Early Retirement'!$BG$4:$CG$32,$BF132,$BJ132),0)","v":0},{"$f":"IFERROR(HLOOKUP($BJ132,'Early Retirement'!$BH$4:$CH$5,2,FALSE),0)","v":0},{"$f":"IF(LEFT($BS132,4)=\"HSPF\",$BR132/3.412,IF($BS132=\"COP\",$BR132,0))","v":0},"COP",{"$f":"IF(AND($AQ132=\"No\",$AR132=\"No\",$BD132=\"No\"),\"Yes\",\"No\")","v":"Yes"},0,0,"kW/ton",0,"COP",{"$f":"MAX($AX132,$BO132,$BW132)","v":0},{"$f":"MAX($AX132,$BP132,$BX132)","v":0},"kW/ton",{"$f":"MAX($BB132,$BT132,$BZ132)","v":0},"COP",null,"diaca37",9.5619999999999994,"EER",12.75,"IPLV",1.2549675800041833,0.94117647058823528,"kW/ton"]
[null,null,null,null,null,null,null,null,null,null,null,null,null,null,null,null,null,null,null,null,null,131,{"$f":"IF(Inventory!$C140=\"\",\"a\",VLOOKUP(Inventory!$C140,$B$3:$C$6,2,FALSE))","v":"a"},{"$f":"IF(AND($W133=\"b\",Inventory!$I140=\"\"),\"a\",IF(AND($W133=\"b\",Inventory!$I140<>\"\"),VLOOKUP(Inventory!$I140,$E$3:$F$12,2,FALSE),IF(AND(OR($W133=\"c\",$W133=\"d\"),Inventory!$AB140=\"\"),\"a\",IF(AND(OR($W133=\"c\",$W133=\"d\"),Inventory!$AB140<>\"\"),VLOOKUP(Inventory!$AB140,$E$3:$F$12,2,FALSE),\"a\"))))","v":"a"},{"$f":"IF(OR(AND($X133<>\"b\",$X133<>\"c\"),$AB133=0,$AB133>=(65000/12000),Inventory!$AC140=\"\"),\"a\",VLOOKUP(Inventory!$AC140,$H$3:$I$5,2,FALSE))","v":"a"},{"$f":"IF(AND($X133<>\"i\",$X133<>\"j\"),\"a\",IF(AND($W133=\"b\",Inventory!$L140=\"\"),\"a\",IF(AND($W133=\"b\",Inventory!$L140<>\"\"),VLOOKUP(Inventory!$L140,$K$3:$L$6,2,FALSE),IF(AND(OR($W133=\"c\",$W133=\"d\"),Inventory!$AD140=\"\"),\"a\",IF(AND(OR($W133=\"c\",$W133=\"d\"),Inventory!$AD140<>\"\"),VLOOKUP(Inventory!$AD140,$K$3:$L$6,2,FALSE),\"a\")))))","v":"a"},{"$f":"IF(OR(AND($X133<>\"e\",$X133<>\"f\"),$AB133=0,Inventory!$AF140=\"\"),\"a\",VLOOKUP(Inventory!$AF140,$N$3:$O$5,2,FALSE))","v":"a"},{"$f":"IF(OR(Inventory!C140=\"New Construction\",Inventory!C140=\"Replace-on-Burnout\"),Inventory!AS140,IF(Inventory!C140=\"Early Retirement\",Inventory!AR140,0))","v":0},"","","","","","","","","","","","",0,"aaaaa0","No","No",{"$f":"IF($W133=\"a\",0,IF($W133=\"b\",Inventory!$M140,Inventory!$AG140))","v":0},{"$f":"IF(OR($W133=\"a\",AND($AQ133=\"No\",$AR133=\"No\")),0,IF(AND($W133=\"b\",Inventory!$O140=\"Btu/hr\"),Inventory!$N140,IF(AND($W133=\"b\",Inventory!$O140=\"Tons\"),Inventory!$N140*12000,IF(AND(OR($W133=\"c\",$W133=\"d\"),Inventory!$AI140=\"Btu/hr\"),Inventory!$AH140,IF(AND(OR($W133=\"c\",$W133=\"d\"),Inventory!$AI140=\"Tons\"),Inventory!$AH140*12000,0)))))","v":0},0,0,"EER",0,"kW/ton",{"$f":"IF(OR($W133=\"a\",$AR133=\"No\"),0,IF(AND($W133=\"b\",Inventory!$Q140=\"Btu/hr\"),Inventory!$P140,IF(AND($W133=\"b\",Inventory!$Q140=\"Tons\"),Inventory!$P140*12000,IF(AND(OR($W133=\"c\",$W133=\"d\"),Inventory!$AK140=\"Btu/hr\"),Inventory!$AJ140,IF(AND(OR($W133=\"c\",$W133=\"d\"),Inventory!$AK140=\"Tons\"),Inventory!$AJ140*12000,0)))))","v":0},0,0,"COP","No",{"$f":"IF(OR(Inventory!$J140=\"\",$BD133=\"No\"),\"-\",Inventory!$J140)","v":"-"},{"$f":"IFERROR(VLOOKUP($BE133,'Early Retirement'!$B$6:$C$32,2,FALSE),\"-\")","v":"-"},{"$f":"IF(OR($W133<>\"b\",AND($X133<>\"b\",$X133<>\"c\")),\"n\",IF(AND($AO133<>1,$AO133<>2,$AO133<>7,$AO133<>8),\"n\",IF(Inventory!$K140=\"Split\",\"s\",IF(Inventory!$K140=\"Packaged\",\"p\",\"n\"))))","v":"n"},{"$f":"IF(AND($X133<>\"i\",$X133<>\"j\"),\"n\",IF(Inventory!$L140=\"Centrifugal\",\"c\",\"n\"))","v":"n"},"-","-",{"$f":"IFERROR(INDEX('Early Retirement'!$C$4:$AC$32,$BF133,$BJ133),0)","v":0},{"$f":"IFERROR(HLOOKUP($BJ133,'Early Retirement'!$D$4:$AC$5,2,FALSE),0)","v":0},{"$f":"IFERROR(INDEX('Early Retirement'!$AE$4:$BE$32,$BF133,$BJ133),0)","v":0},{"$f":"IFERROR(HLOOKUP($BJ133,'Early Retirement'!$AF$4:$BE$5,2,FALSE),0)","v":0},0,0,"kW/ton",{"$f":"IFERROR(INDEX('Early Retirement'!$BG$4:$CG$32,$BF133,$BJ133),0)","v":0},{"$f":"IFERROR(HLOOKUP($BJ133,'Early Retirement'!$BH$4:$CH$5,2,FALSE),0)","v":0},0,"COP","Yes",0,0,"kW/ton",0,"COP",0,0,"kW/ton",0,"COP",null,"diaca38",9.5619999999999994,"EER",12.75,"IPLV",1.2549675800041833,0.94117647058823528,"kW/ton"]
[null,null,null,null,null,null,null,null,null,null,null,null,null,null,null,null,null,null,null,null,null,132,{"$f":"IF(Inventory!$C141=\"\",\"a\",VLOOKUP(Inventory!$C141,$B$3:$C$6,2,FALSE))","v":"a"},{"$f":"IF(AND($W134=\"b\",Inventory!$I141=\"\"),\"a\",IF(AND($W134=\"b\",Inventory!$I141<>\"\"),VLOOKUP(Inventory!$I141,$E$3:$F$12,2,FALSE),IF(AND(OR($W134=\"c\",$W134=\"d\"),Inventory!$AB141=\"\"),\"a\",IF(AND(OR($W134=\"c\",$W134=\"d\"),Inventory!$AB141<>\"\"),VLOOKUP(Inventory!$AB141,$E$3:$F$12,2,FALSE),\"a\"))))","v":"a"},{"$f":"IF(OR(AND($X134<>\"b\",$X134<>\"c\"),$AB134=0,$AB134>=(65000/12000),Inventory!$AC141=\"\"),\"a\",VLOOKUP(Inventory!$AC141,$H$3:$I$5,2,FALSE))","v":"a"},{"$f":"IF(AND($X134<>\"i\",$X134<>\"j\"),\"a\",IF(AND($W134=\"b\",Inventory!$L141=\"\"),\"a\",IF(AND($W134=\"b\",Inventory!$L141<>\"\"),VLOOKUP(Inventory!$L141,$K$3:$L$6,2,FALSE),IF(AND(OR($W134=\"c\",$W134=\"d\"),Inventory!$AD141=\"\"),\"a\",IF(AND(OR($W134=\"c\",$W134=\"d\"),Inventory!$AD141<>\"\"),VLOOKUP(Inventory!$AD141,$K$3:$L$6,2,FALSE),\"a\")))))","v":"a"},{"$f":"IF(OR(AND($X134<>\"e\",$X134<>\"f\"),$AB134=0,Inventory!$AF141=\"\"),\"a\",VLOOKUP(Inventory!$AF141,$N$3:$O$5,2,FALSE))","v":"a"},{"$f":"IF(OR(Inventory!C141=\"New Construction\",Inventory!C141=\"Replace-on-Burnout\"),Inventory!AS141,IF(Inventory!C141=\"Early Retirement\",Inventory!AR141,0))","v":0},"","","","","","","","","","","","",0,"aaaaa0","No","No",{"$f":"IF($W134=\"a\",0,IF($W134=\"b\",Inventory!$M141,Inventory!$AG141))","v":0},{"$f":"IF(OR($W134=\"a\",AND($AQ134=\"No\",$AR134=\"No\")),0,IF(AND($W134=\"b\",Inventory!$O141=\"Btu/hr\"),Inventory!$N141,IF(AND($W134=\"b\",Inventory!$O141=\"Tons\"),Inventory!$N141*12000,IF(AND(OR($W134=\"c\",$W134=\"d\"),Inventory!$AI141=\"Btu/hr\"),Inventory!$AH141,IF(AND(OR($W134=\"c\",$W134=\"d\"),Inventory!$AI141=\"Tons\"),Inventory!$AH141*12000,0)))))","v":0},0,0,"EER",0,"kW/ton",{"$f":"IF(OR($W134=\"a\",$AR134=\"No\"),0,IF(AND($W134=\"b\",Inventory!$Q141=\"Btu/hr\"),Inventory!$P141,IF(AND($W134=\"b\",Inventory!$Q141=\"Tons\"),Inventory!$P141*12000,IF(AND(OR($W134=\"c\",$W134=\"d\"),Inventory!$AK141=\"Btu/hr\"),Inventory!$AJ141,IF(AND(OR($W134=\"c\",$W134=\"d\"),Inventory!$AK141=\"Tons\"),Inventory!$AJ141*12000,0)))))","v":0},0,0,"COP","No",{"$f":"IF(OR(Inventory!$J141=\"\",$BD134=\"No\"),\"-\",Inventory!$J141)","v":"-"},{"$f":"IFERROR(VLOOKUP($BE134,'Early Retirement'!$B$6:$C$32,2,FALSE),\"-\")","v":"-"},{"$f":"IF(OR($W134<>\"b\",AND($X134<>\"b\",$X134<>\"c\")),\"n\",IF(AND($AO134<>1,$AO134<>2,$AO134<>7,$AO134<>8),\"n\",IF(Inventory!$K141=\"Split\",\"s\",IF(Inventory!$K141=\"Packaged\",\"p\",\"n\"))))","v":"n"},{"$f":"IF(AND($X134<>\"i\",$X134<>\"j\"),\"n\",IF(Inventory!$L141=\"Centrifugal\",\"c\",\"n\"))","v":"n"},"-","-",{"$f":"IFERROR(INDEX('Early Retirement'!$C$4:$AC$32,$BF134,$BJ134),0)","v":0},{"$f":"IFERROR(HLOOKUP($BJ134,'Early Retirement'!$D$4:$AC$5,2,FALSE),0)","v":0},{"$f":"IFERROR(INDEX('Early Retirement'!$AE$4:$BE$32,$BF134,$BJ134),0)","v":0},{"$f":"IFERROR(HLOOKUP($BJ134,'Early Retirement'!$AF$4:$BE$5,2,FALSE),0)","v":0},0,0,"kW/ton",{"$f":"IFERROR(INDEX('Early Retirement'!$BG$4:$CG$32,$BF134,$BJ134),0)","v":0},{"$f":"IFERROR(HLOOKUP($BJ134,'Early Retirement'!$BH$4:$CH$5,2,FALSE),0)","v":0},0,"COP","Yes",0,0,"kW/ton",0,"COP",0,0,"kW/ton",0,"COP",null,"diaca39",9.5619999999999994,"EER",12.75,"IPLV",1.2549675800041833,0.94117647058823528,"kW/ton"]
[null,null,null,null,null,null,null,null,null,null,null,null,null,null,null,null,null,null,null,null,null,133,{"$f":"IF(Inventory!$C142=\"\",\"a\",VLOOKUP(Inventory!$C142,$B$3:$C$6,2,FALSE))","v":"a"},{"$f":"IF(AND($W135=\"b\",Inventory!$I142=\"\"),\"a\",IF(AND($W135=\"b\",Inventory!$I142<>\"\"),VLOOKUP(Inventory!$I142,$E$3:$F$12,2,FALSE),IF(AND(OR($W135=\"c\",$W135=\"d\"),Inventory!$AB142=\"\"),\"a\",IF(AND(OR($W135=\"c\",$W135=\"d\"),Inventory!$AB142<>\"\"),VLOOKUP(Inventory!$AB142,$E$3:$F$12,2,FALSE),\"a\"))))","v":"a"},{"$f":"IF(OR(AND($X135<>\"b\",$X135<>\"c\"),$AB135=0,$AB135>=(65000/12000),Inventory!$AC142=\"\"),\"a\",VLOOKUP(Inventory!$AC142,$H$3:$I$5,2,FALSE))","v":"a"},{"$f":"IF(AND($X135<>\"i\",$X135<>\"j\"),\"a\",IF(AND($W135=\"b\",Inventory!$L142=\"\"),\"a\",IF(AND($W135=\"b\",Inventory!$L142<>\"\"),VLOOKUP(Inventory!$L142,$K$3:$L$6,2,FALSE),IF(AND(OR($W135=\"c\",$W135=\"d\"),Inventory!$AD142=\"\"),\"a\",IF(AND(OR($W135=\"c\",$W135=\"d\"),Inventory!$AD142<>\"\"),VLOOKUP(Inventory!$AD142,$K$3:$L$6,2,FALSE),\"a\")))))","v":"a"},{"$f":"IF(OR(AND($X135<>\"e\",$X135<>\"f\"),$AB135=0,Inventory!$AF142=\"\"),\"a\",VLOOKUP(Inventory!$AF142,$N$3:$O$5,2,FALSE))","v":"a"},{"$f":"IF(OR(Inventory!C142=\"New Construction\",Inventory!C142=\"Replace-on-Burnout\"),Inventory!AS142,IF(Inventory!C142=\"Early Retirement\",Inventory!AR142,0))","v":0},"","","","","","","","","","","","",0,"aaaaa0","No","No",{"$f":"IF($W135=\"a\",0,IF($W135=\"b\",Inventory!$M142,Inventory!$AG142))","v":0},{"$f":"IF(OR($W135=\"a\",AND($AQ135=\"No\",$AR135=\"No\")),0,IF(AND($W135=\"b\",Inventory!$O142=\"Btu/hr\"),Inventory!$N142,IF(AND($W135=\"b\",Inventory!$O142=\"Tons\"),Inventory!$N142*12000,IF(AND(OR($W135=\"c\",$W135=\"d\"),Inventory!$AI142=\"Btu/hr\"),Inventory!$AH142,IF(AND(OR($W135=\"c\",$W135=\"d\"),Inventory!$AI142=\"Tons\"),Inventory!$AH142*12000,0)))))","v":0},0,0,"EER",0,"kW/ton",{"$f":"IF(OR($W135=\"a\",$AR135=\"No\"),0,IF(AND($W135=\"b\",Inventory!$Q142=\"Btu/hr\"),Inventory!$P142,IF(AND($W135=\"b\",Inventory!$Q142=\"Tons\"),Inventory!$P142*12000,IF(AND(OR($W135=\"c\",$W135=\"d\"),Inventory!$AK142=\"Btu/hr\"),Inventory!$AJ142,IF(AND(OR($W135=\"c\",$W135=\"d\"),Inventory!$AK142=\"Tons\"),Inventory!$AJ142*12000,0)))))","v":0},0,0,"COP","No",{"$f":"IF(OR(Inventory!$J142=\"\",$BD135=\"No\"),\"-\",Inventory!$J142)","v":"-"},{"$f":"IFERROR(VLOOKUP($BE135,'Early Retirement'!$B$6:$C$32,2,FALSE),\"-\")","v":"-"},{"$f":"IF(OR($W135<>\"b\",AND($X135<>\"b\",$X135<>\"c\")),\"n\",IF(AND($AO135<>1,$AO135<>2,$AO135<>7,$AO135<>8),\"n\",IF(Inventory!$K142=\"Split\",\"s\",IF(Inventory!$K142=\"Packaged\",\"p\",\"n\"))))","v":"n"},{"$f":"IF(AND($X135<>\"i\",$X135<>\"j\"),\"n\",IF(Inventory!$L142=\"Centrifugal\",\"c\",\"n\"))","v":"n"},"-","-",{"$f":"IFERROR(INDEX('Early Retirement'!$C$4:$AC$32,$BF135,$BJ135),0)","v":0},{"$f":"IFERROR(HLOOKUP($BJ135,'Early Retirement'!$D$4:$AC$5,2,FALSE),0)","v":0},{"$f":"IFERROR(INDEX('Early Retirement'!$AE$4:$BE$32,$BF135,$BJ135),0)","v":0},{"$f":"IFERROR(HLOOKUP($BJ135,'Early Retirement'!$AF$4:$BE$5,2,FALSE),0)","v":0},0,0,"kW/ton",{"$f":"IFERROR(INDEX('Early Retirement'!$BG$4:$CG$32,$BF135,$BJ135),0)","v":0},{"$f":"IFERROR(HLOOKUP($BJ135,'Early Retirement'!$BH$4:$CH$5,2,FALSE),0)","v":0},0,"COP","Yes",0,0,"kW/ton",0,"COP",0,0,"kW/ton",0,"COP",null,"diada35",9.5619999999999994,"EER",12.5,"IPLV",1.2549675800041833,0.96,"kW/ton"]
[null,null,null,null,null,null,null,null,null,null,null,null,null,null,null,null,null,null,null,null,null,134,{"$f":"IF(Inventory!$C143=\"\",\"a\",VLOOKUP(Inventory!$C143,$B$3:$C$6,2,FALSE))","v":"a"},{"$f":"IF(AND($W136=\"b\",Inventory!$I143=\"\"),\"a\",IF(AND($W136=\"b\",Inventory!$I143<>\"\"),VLOOKUP(Inventory!$I143,$E$3:$F$12,2,FALSE),IF(AND(OR($W136=\"c\",$W136=\"d\"),Inventory!$AB143=\"\"),\"a\",IF(AND(OR($W136=\"c\",$W136=\"d\"),Inventory!$AB143<>\"\"),VLOOKUP(Inventory!$AB143,$E$3:$F$12,2,FALSE),\"a\"))))","v":"a"},{"$f":"IF(OR(AND($X136<>\"b\",$X136<>\"c\"),$AB136=0,$AB136>=(65000/12000),Inventory!$AC143=\"\"),\"a\",VLOOKUP(Inventory!$AC143,$H$3:$I$5,2,FALSE))","v":"a"},{"$f":"IF(AND($X136<>\"i\",$X136<>\"j\"),\"a\",IF(AND($W136=\"b\",Inventory!$L143=\"\"),\"a\",IF(AND($W136=\"b\",Inventory!$L143<>\"\"),VLOOKUP(Inventory!$L143,$K$3:$L$6,2,FALSE),IF(AND(OR($W136=\"c\",$W136=\"d\"),Inventory!$AD143=\"\"),\"a\",IF(AND(OR($W136=\"c\",$W136=\"d\"),Inventory!$AD143<>\"\"),VLOOKUP(Inventory!$AD143,$K$3:$L$6,2,FALSE),\"a\")))))","v":"a"},{"$f":"IF(OR(AND($X136<>\"e\",$X136<>\"f\"),$AB136=0,Inventory!$AF143=\"\"),\"a\",VLOOKUP(Inventory!$AF143,$N$3:$O$5,2,FALSE))","v":"a"},{"$f":"IF(OR(Inventory!C143=\"New Construction\",Inventory!C143=\"Replace-on-Burnout\"),Inventory!AS143,IF(Inventory!C143=\"Early Retirement\",Inventory!AR143,0))","v":0},"","","","","","","","","","","","",0,"aaaaa0","No","No",{"$f":"IF($W136=\"a\",0,IF($W136=\"b\",Inventory!$M143,Inventory!$AG143))","v":0},{"$f":"IF(OR($W136=\"a\",AND($AQ136=\"No\",$AR136=\"No\")),0,IF(AND($W136=\"b\",Inventory!$O143=\"Btu/hr\"),Inventory!$N143,IF(AND($W136=\"b\",Inventory!$O143=\"Tons\"),Inventory!$N143*12000,IF(AND(OR($W136=\"c\",$W136=\"d\"),Inventory!$AI143=\"Btu/hr\"),Inventory!$AH143,IF(AND(OR($W136=\"c\",$W136=\"d\"),Inventory!$AI143=\"Tons\"),Inventory!$AH143*12000,0)))))","v":0},0,0,"EER",0,"kW/ton",{"$f":"IF(OR($W136=\"a\",$AR136=\"No\"),0,IF(AND($W136=\"b\",Inventory!$Q143=\"Btu/hr\"),Inventory!$P143,IF(AND($W136=\"b\",Inventory!$Q143=\"Tons\"),Inventory!$P143*12000,IF(AND(OR($W136=\"c\",$W136=\"d\"),Inventory!$AK143=\"Btu/hr\"),Inventory!$AJ143,IF(AND(OR($W136=\"c\",$W136=\"d\"),Inventory!$AK143=\"Tons\"),Inventory!$AJ143*12000,0)))))","v":0},0,0,"COP","No",{"$f":"IF(OR(Inventory!$J143=\"\",$BD136=\"No\"),\"-\",Inventory!$J143)","v":"-"},{"$f":"IFERROR(VLOOKUP($BE136,'Early Retirement'!$B$6:$C$32,2,FALSE),\"-\")","v":"-"},{"$f":"IF(OR($W136<>\"b\",AND($X136<>\"b\",$X136<>\"c\")),\"n\",IF(AND($AO136<>1,$AO136<>2,$AO136<>7,$AO136<>8),\"n\",IF(Inventory!$K143=\"Split\",\"s\",IF(Inventory!$K143=\"Packaged\",\"p\",\"n\"))))","v":"n"},{"$f":"IF(AND($X136<>\"i\",$X136<>\"j\"),\"n\",IF(Inventory!$L143=\"Centrifugal\",\"c\",\"n\"))","v":"n"},"-","-",{"$f":"IFERROR(INDEX('Early Retirement'!$C$4:$AC$32,$BF136,$BJ136),0)","v":0},{"$f":"IFERROR(HLOOKUP($BJ136,'Early Retirement'!$D$4:$AC$5,2,FALSE),0)","v":0},{"$f":"IFERROR(INDEX('Early Retirement'!$AE$4:$BE$32,$BF136,$BJ136),0)","v":0},{"$f":"IFERROR(HLOOKUP($BJ136,'Early Retirement'!$AF$4:$BE$5,2,FALSE),0)","v":0},0,0,"kW/ton",{"$f":"IFERROR(INDEX('Early Retirement'!$BG$4:$CG$32,$BF136,$BJ136),0)","v":0},{"$f":"IFERROR(HLOOKUP($BJ136,'Early Retirement'!$BH$4:$CH$5,2,FALSE),0)","v":0},0,"COP","Yes",0,0,"kW/ton",0,"COP",0,0,"kW/ton",0,"COP",null,"diada36",9.5619999999999994,"EER",12.5,"IPLV",1.2549675800041833,0.96,"kW/ton"]
[null,null,null,null,null,null,null,null,null,null,null,null,null,null,null,null,null,null,null,null,null,135,{"$f":"IF(Inventory!$C144=\"\",\"a\",VLOOKUP(Inventory!$C144,$B$3:$C$6,2,FALSE))","v":"a"},{"$f":"IF(AND($W137=\"b\",Inventory!$I144=\"\"),\"a\",IF(AND($W137=\"b\",Inventory!$I144<>\"\"),VLOOKUP(Inventory!$I144,$E$3:$F$12,2,FALSE),IF(AND(OR($W137=\"c\",$W137=\"d\"),Inventory!$AB144=\"\"),\"a\",IF(AND(OR($W137=\"c\",$W137=\"d\"),Inventory!$AB144<>\"\"),VLOOKUP(Inventory!$AB144,$E$3:$F$12,2,FALSE),\"a\"))))","v":"a"},{"$f":"IF(OR(AND($X137<>\"b\",$X137<>\"c\"),$AB137=0,$AB137>=(65000/12000),Inventory!$AC144=\"\"),\"a\",VLOOKUP(Inventory!$AC144,$H$3:$I$5,2,FALSE))","v":"a"},{"$f":"IF(AND($X137<>\"i\",$X137<>\"j\"),\"a\",IF(AND($W137=\"b\",Inventory!$L144=\"\"),\"a\",IF(AND($W137=\"b\",Inventory!$L144<>\"\"),VLOOKUP(Inventory!$L144,$K$3:$L$6,2,FALSE),IF(AND(OR($W137=\"c\",$W137=\"d\"),Inventory!$AD144=\"\"),\"a\",IF(AND(OR($W137=\"c\",$W137=\"d\"),Inventory!$AD144<>\"\"),VLOOKUP(Inventory!$AD144,$K$3:$L$6,2,FALSE),\"a\")))))","v":"a"},{"$f":"IF(OR(AND($X137<>\"e\",$X137<>\"f\"),$AB137=0,Inventory!$AF144=\"\"),\"a\",VLOOKUP(Inventory!$AF144,$N$3:$O$5,2,FALSE))","v":"a"},{"$f":"IF(OR(Inventory!C144=\"New Construction\",Inventory!C144=\"Replace-on-Burnout\"),Inventory!AS144,IF(Inventory!C144=\"Early Retirement\",Inventory!AR144,0))","v":0},"","","","","","","","","","","","",0,"aaaaa0","No","No",{"$f":"IF($W137=\"a\",0,IF($W137=\"b\",Inventory!$M144,Inventory!$AG144))","v":0},{"$f":"IF(OR($W137=\"a\",AND($AQ137=\"No\",$AR137=\"No\")),0,IF(AND($W137=\"b\",Inventory!$O144=\"Btu/hr\"),Inventory!$N144,IF(AND($W137=\"b\",Inventory!$O144=\"Tons\"),Inventory!$N144*12000,IF(AND(OR($W137=\"c\",$W137=\"d\"),Inventory!$AI144=\"Btu/hr\"),Inventory!$AH144,IF(AND(OR($W137=\"c\",$W137=\"d\"),Inventory!$AI144=\"Tons\"),Inventory!$AH144*12000,0)))))","v":0},0,0,"EER",0,"kW/ton",{"$f":"IF(OR($W137=\"a\",$AR137=\"No\"),0,IF(AND($W137=\"b\",Inventory!$Q144=\"Btu/hr\"),Inventory!$P144,IF(AND($W137=\"b\",Inventory!$Q144=\"Tons\"),Inventory!$P144*12000,IF(AND(OR($W137=\"c\",$W137=\"d\"),Inventory!$AK144=\"Btu/hr\"),Inventory!$AJ144,IF(AND(OR($W137=\"c\",$W137=\"d\"),Inventory!$AK144=\"Tons\"),Inventory!$AJ144*12000,0)))))","v":0},0,0,"COP","No",{"$f":"IF(OR(Inventory!$J144=\"\",$BD137=\"No\"),\"-\",Inventory!$J144)","v":"-"},{"$f":"IFERROR(VLOOKUP($BE137,'Early Retirement'!$B$6:$C$32,2,FALSE),\"-\")","v":"-"},{"$f":"IF(OR($W137<>\"b\",AND($X137<>\"b\",$X137<>\"c\")),\"n\",IF(AND($AO137<>1,$AO137<>2,$AO137<>7,$AO137<>8),\"n\",IF(Inventory!$K144=\"Split\",\"s\",IF(Inventory!$K144=\"Packaged\",\"p\",\"n\"))))","v":"n"},{"$f":"IF(AND($X137<>\"i\",$X137<>\"j\"),\"n\",IF(Inventory!$L144=\"Centrifugal\",\"c\",\"n\"))","v":"n"},"-","-",{"$f":"IFERROR(INDEX('Early Retirement'!$C$4:$AC$32,$BF137,$BJ137),0)","v":0},{"$f":"IFERROR(HLOOKUP($BJ137,'Early Retirement'!$D$4:$AC$5,2,FALSE),0)","v":0},{"$f":"IFERROR(INDEX('Early Retirement'!$AE$4:$BE$32,$BF137,$BJ137),0)","v":0},{"$f":"IFERROR(HLOOKUP($BJ137,'Early Retirement'!$AF$4:$BE$5,2,FALSE),0)","v":0},0,0,"kW/ton",{"$f":"IFERROR(INDEX('Early Retirement'!$BG$4:$CG$32,$BF137,$BJ137),0)","v":0},{"$f":"IFERROR(HLOOKUP($BJ137,'Early Retirement'!$BH$4:$CH$5,2,FALSE),0)","v":0},0,"COP","Yes",0,0,"kW/ton",0,"COP",0,0,"kW/ton",0,"COP",null,"diada37",9.5619999999999994,"EER",12.75,"IPLV",1.2549675800041833,0.94117647058823528,"kW/ton"]
[null,null,null,null,null,null,null,null,null,null,null,null,null,null,null,null,null,null,null,null,null,136,{"$f":"IF(Inventory!$C145=\"\",\"a\",VLOOKUP(Inventory!$C145,$B$3:$C$6,2,FALSE))","v":"a"},{"$f":"IF(AND($W138=\"b\",Inventory!$I145=\"\"),\"a\",IF(AND($W138=\"b\",Inventory!$I145<>\"\"),VLOOKUP(Inventory!$I145,$E$3:$F$12,2,FALSE),IF(AND(OR($W138=\"c\",$W138=\"d\"),Inventory!$AB145=\"\"),\"a\",IF(AND(OR($W138=\"c\",$W138=\"d\"),Inventory!$AB145<>\"\"),VLOOKUP(Inventory!$AB145,$E$3:$F$12,2,FALSE),\"a\"))))","v":"a"},{"$f":"IF(OR(AND($X138<>\"b\",$X138<>\"c\"),$AB138=0,$AB138>=(65000/12000),Inventory!$AC145=\"\"),\"a\",VLOOKUP(Inventory!$AC145,$H$3:$I$5,2,FALSE))","v":"a"},{"$f":"IF(AND($X138<>\"i\",$X138<>\"j\"),\"a\",IF(AND($W138=\"b\",Inventory!$L145=\"\"),\"a\",IF(AND($W138=\"b\",Inventory!$L145<>\"\"),VLOOKUP(Inventory!$L145,$K$3:$L$6,2,FALSE),IF(AND(OR($W138=\"c\",$W138=\"d\"),Inventory!$AD145=\"\"),\"a\",IF(AND(OR($W138=\"c\",$W138=\"d\"),Inventory!$AD145<>\"\"),VLOOKUP(Inventory!$AD145,$K$3:$L$6,2,FALSE),\"a\")))))","v":"a"},{"$f":"IF(OR(AND($X138<>\"e\",$X138<>\"f\"),$AB138=0,Inventory!$AF145=\"\"),\"a\",VLOOKUP(Inventory!$AF145,$N$3:$O$5,2,FALSE))","v":"a"},{"$f":"IF(OR(Inventory!C145=\"New Construction\",Inventory!C145=\"Replace-on-Burnout\"),Inventory!AS145,IF(Inventory!C145=\"Early Retirement\",Inventory!AR145,0))","v":0},"","","","","","","","","","","","",0,"aaaaa0","No","No",{"$f":"IF($W138=\"a\",0,IF($W138=\"b\",Inventory!$M145,Inventory!$AG145))","v":0},{"$f":"IF(OR($W138=\"a\",AND($AQ138=\"No\",$AR138=\"No\")),0,IF(AND($W138=\"b\",Inventory!$O145=\"Btu/hr\"),Inventory!$N145,IF(AND($W138=\"b\",Inventory!$O145=\"Tons\"),Inventory!$N145*12000,IF(AND(OR($W138=\"c\",$W138=\"d\"),Inventory!$AI145=\"Btu/hr\"),Inventory!$AH145,IF(AND(OR($W138=\"c\",$W138=\"d\"),Inventory!$AI145=\"Tons\"),Inventory!$AH145*12000,0)))))","v":0},0,0,"EER",0,"kW/ton",{"$f":"IF(OR($W138=\"a\",$AR138=\"No\"),0,IF(AND($W138=\"b\",Inventory!$Q145=\"Btu/hr\"),Inventory!$P145,IF(AND($W138=\"b\",Inventory!$Q145=\"Tons\"),Inventory!$P145*12000,IF(AND(OR($W138=\"c\",$W138=\"d\"),Inventory!$AK145=\"Btu/hr\"),Inventory!$AJ145,IF(AND(OR($W138=\"c\",$W138=\"d\"),Inventory!$AK145=\"Tons\"),Inventory!$AJ145*12000,0)))))","v":0},0,0,"COP","No",{"$f":"IF(OR(Inventory!$J145=\"\",$BD138=\"No\"),\"-\",Inventory!$J145)","v":"-"},{"$f":"IFERROR(VLOOKUP($BE138,'Early Retirement'!$B$6:$C$32,2,FALSE),\"-\")","v":"-"},{"$f":"IF(OR($W138<>\"b\",AND($X138<>\"b\",$X138<>\"c\")),\"n\",IF(AND($AO138<>1,$AO138<>2,$AO138<>7,$AO138<>8),\"n\",IF(Inventory!$K145=\"Split\",\"s\",IF(Inventory!$K145=\"Packaged\",\"p\",\"n\"))))","v":"n"},{"$f":"IF(AND($X138<>\"i\",$X138<>\"j\"),\"n\",IF(Inventory!$L145=\"Centrifugal\",\"c\",\"n\"))","v":"n"},"-","-",{"$f":"IFERROR(INDEX('Early Retirement'!$C$4:$AC$32,$BF138,$BJ138),0)","v":0},{"$f":"IFERROR(HLOOKUP($BJ138,'Early Retirement'!$D$4:$AC$5,2,FALSE),0)","v":0},{"$f":"IFERROR(INDEX('Early Retirement'!$AE$4:$BE$32,$BF138,$BJ138),0)","v":0},{"$f":"IFERROR(HLOOKUP($BJ138,'Early Retirement'!$AF$4:$BE$5,2,FALSE),0)","v":0},0,0,"kW/ton",{"$f":"IFERROR(INDEX('Early Retirement'!$BG$4:$CG$32,$BF138,$BJ138),0)","v":0},{"$f":"IFERROR(HLOOKUP($BJ138,'Early Retirement'!$BH$4:$CH$5,2,FALSE),0)","v":0},0,"COP","Yes",0,0,"kW/ton",0,"COP",0,0,"kW/ton",0,"COP",null,"diada38",9.5619999999999994,"EER",12.75,"IPLV",1.2549675800041833,0.94117647058823528,"kW/ton"]
[null,null,null,null,null,null,null,null,null,null,null,null,null,null,null,null,null,null,null,null,null,137,{"$f":"IF(Inventory!$C146=\"\",\"a\",VLOOKUP(Inventory!$C146,$B$3:$C$6,2,FALSE))","v":"a"},{"$f":"IF(AND($W139=\"b\",Inventory!$I146=\"\"),\"a\",IF(AND($W139=\"b\",Inventory!$I146<>\"\"),VLOOKUP(Inventory!$I146,$E$3:$F$12,2,FALSE),IF(AND(OR($W139=\"c\",$W139=\"d\"),Inventory!$AB146=\"\"),\"a\",IF(AND(OR($W139=\"c\",$W139=\"d\"),Inventory!$AB146<>\"\"),VLOOKUP(Inventory!$AB146,$E$3:$F$12,2,FALSE),\"a\"))))","v":"a"},{"$f":"IF(OR(AND($X139<>\"b\",$X139<>\"c\"),$AB139=0,$AB139>=(65000/12000),Inventory!$AC146=\"\"),\"a\",VLOOKUP(Inventory!$AC146,$H$3:$I$5,2,FALSE))","v":"a"},{"$f":"IF(AND($X139<>\"i\",$X139<>\"j\"),\"a\",IF(AND($W139=\"b\",Inventory!$L146=\"\"),\"a\",IF(AND($W139=\"b\",Inventory!$L146<>\"\"),VLOOKUP(Inventory!$L146,$K$3:$L$6,2,FALSE),IF(AND(OR($W139=\"c\",$W139=\"d\"),Inventory!$AD146=\"\"),\"a\",IF(AND(OR($W139=\"c\",$W139=\"d\"),Inventory!$AD146<>\"\"),VLOOKUP(Inventory!$AD146,$K$3:$L$6,2,FALSE),\"a\")))))","v":"a"},{"$f":"IF(OR(AND($X139<>\"e\",$X139<>\"f\"),$AB139=0,Inventory!$AF146=\"\"),\"a\",VLOOKUP(Inventory!$AF146,$N$3:$O$5,2,FALSE))","v":"a"},{"$f":"IF(OR(Inventory!C146=\"New Construction\",Inventory!C146=\"Replace-on-Burnout\"),Inventory!AS146,IF(Inventory!C146=\"Early Retirement\",Inventory!AR146,0))","v":0},"","","","","","","","","","","","",0,"aaaaa0","No","No",{"$f":"IF($W139=\"a\",0,IF($W139=\"b\",Inventory!$M146,Inventory!$AG146))","v":0},{"$f":"IF(OR($W139=\"a\",AND($AQ139=\"No\",$AR139=\"No\")),0,IF(AND($W139=\"b\",Inventory!$O146=\"Btu/hr\"),Inventory!$N146,IF(AND($W139=\"b\",Inventory!$O146=\"Tons\"),Inventory!$N146*12000,IF(AND(OR($W139=\"c\",$W139=\"d\"),Inventory!$AI146=\"Btu/hr\"),Inventory!$AH146,IF(AND(OR($W139=\"c\",$W139=\"d\"),Inventory!$AI146=\"Tons\"),Inventory!$AH146*12000,0)))))","v":0},0,0,"EER",0,"kW/ton",{"$f":"IF(OR($W139=\"a\",$AR139=\"No\"),0,IF(AND($W139=\"b\",Inventory!$Q146=\"Btu/hr\"),Inventory!$P146,IF(AND($W139=\"b\",Inventory!$Q146=\"Tons\"),Inventory!$P146*12000,IF(AND(OR($W139=\"c\",$W139=\"d\"),Inventory!$AK146=\"Btu/hr\"),Inventory!$AJ146,IF(AND(OR($W139=\"c\",$W139=\"d\"),Inventory!$AK146=\"Tons\"),Inventory!$AJ146*12000,0)))))","v":0},0,0,"COP","No",{"$f":"IF(OR(Inventory!$J146=\"\",$BD139=\"No\"),\"-\",Inventory!$J146)","v":"-"},{"$f":"IFERROR(VLOOKUP($BE139,'Early Retirement'!$B$6:$C$32,2,FALSE),\"-\")","v":"-"},{"$f":"IF(OR($W139<>\"b\",AND($X139<>\"b\",$X139<>\"c\")),\"n\",IF(AND($AO139<>1,$AO139<>2,$AO139<>7,$AO139<>8),\"n\",IF(Inventory!$K146=\"Split\",\"s\",IF(Inventory!$K146=\"Packaged\",\"p\",\"n\"))))","v":"n"},{"$f":"IF(AND($X139<>\"i\",$X139<>\"j\"),\"n\",IF(Inventory!$L146=\"Centrifugal\",\"c\",\"n\"))","v":"n"},"-","-",{"$f":"IFERROR(INDEX('Early Retirement'!$C$4:$AC$32,$BF139,$BJ139),0)","v":0},{"$f":"IFERROR(HLOOKUP($BJ139,'Early Retirement'!$D$4:$AC$5,2,FALSE),0)","v":0},{"$f":"IFERROR(INDEX('Early Retirement'!$AE$4:$BE$32,$BF139,$BJ139),0)","v":0},{"$f":"IFERROR(HLOOKUP($BJ139,'Early Retirement'!$AF$4:$BE$5,2,FALSE),0)","v":0},0,0,"kW/ton",{"$f":"IFERROR(INDEX('Early Retirement'!$BG$4:$CG$32,$BF139,$BJ139),0)","v":0},{"$f":"IFERROR(HLOOKUP($BJ139,'Early Retirement'!$BH$4:$CH$5,2,FALSE),0)","v":0},0,"COP","Yes",0,0,"kW/ton",0,"COP",0,0,"kW/ton",0,"COP",null,"diada39",9.5619999999999994,"EER",12.75,"IPLV",1.2549675800041833,0.94117647058823528,"kW/ton"]
[null,null,null,null,null,null,null,null,null,null,null,null,null,null,null,null,null,null,null,null,null,138,{"$f":"IF(Inventory!$C147=\"\",\"a\",VLOOKUP(Inventory!$C147,$B$3:$C$6,2,FALSE))","v":"a"},{"$f":"IF(AND($W140=\"b\",Inventory!$I147=\"\"),\"a\",IF(AND($W140=\"b\",Inventory!$I147<>\"\"),VLOOKUP(Inventory!$I147,$E$3:$F$12,2,FALSE),IF(AND(OR($W140=\"c\",$W140=\"d\"),Inventory!$AB147=\"\"),\"a\",IF(AND(OR($W140=\"c\",$W140=\"d\"),Inventory!$AB147<>\"\"),VLOOKUP(Inventory!$AB147,$E$3:$F$12,2,FALSE),\"a\"))))","v":"a"},{"$f":"IF(OR(AND($X140<>\"b\",$X140<>\"c\"),$AB140=0,$AB140>=(65000/12000),Inventory!$AC147=\"\"),\"a\",VLOOKUP(Inventory!$AC147,$H$3:$I$5,2,FALSE))","v":"a"},{"$f":"IF(AND($X140<>\"i\",$X140<>\"j\"),\"a\",IF(AND($W140=\"b\",Inventory!$L147=\"\"),\"a\",IF(AND($W140=\"b\",Inventory!$L147<>\"\"),VLOOKUP(Inventory!$L147,$K$3:$L$6,2,FALSE),IF(AND(OR($W140=\"c\",$W140=\"d\"),Inventory!$AD147=\"\"),\"a\",IF(AND(OR($W140=\"c\",$W140=\"d\"),Inventory!$AD147<>\"\"),VLOOKUP(Inventory!$AD147,$K$3:$L$6,2,FALSE),\"a\")))))","v":"a"},{"$f":"IF(OR(AND($X140<>\"e\",$X140<>\"f\"),$AB140=0,Inventory!$AF147=\"\"),\"a\",VLOOKUP(Inventory!$AF147,$N$3:$O$5,2,FALSE))","v":"a"},{"$f":"IF(OR(Inventory!C147=\"New Construction\",Inventory!C147=\"Replace-on-Burnout\"),Inventory!AS147,IF(Inventory!C147=\"Early Retirement\",Inventory!AR147,0))","v":0},"","","","","","","","","","","","",0,"aaaaa0","No","No",{"$f":"IF($W140=\"a\",0,IF($W140=\"b\",Inventory!$M147,Inventory!$AG147))","v":0},{"$f":"IF(OR($W140=\"a\",AND($AQ140=\"No\",$AR140=\"No\")),0,IF(AND($W140=\"b\",Inventory!$O147=\"Btu/hr\"),Inventory!$N147,IF(AND($W140=\"b\",Inventory!$O147=\"Tons\"),Inventory!$N147*12000,IF(AND(OR($W140=\"c\",$W140=\"d\"),Inventory!$AI147=\"Btu/hr\"),Inventory!$AH147,IF(AND(OR($W140=\"c\",$W140=\"d\"),Inventory!$AI147=\"Tons\"),Inventory!$AH147*12000,0)))))","v":0},0,0,"EER",0,"kW/ton",{"$f":"IF(OR($W140=\"a\",$AR140=\"No\"),0,IF(AND($W140=\"b\",Inventory!$Q147=\"Btu/hr\"),Inventory!$P147,IF(AND($W140=\"b\",Inventory!$Q147=\"Tons\"),Inventory!$P147*12000,IF(AND(OR($W140=\"c\",$W140=\"d\"),Inventory!$AK147=\"Btu/hr\"),Inventory!$AJ147,IF(AND(OR($W140=\"c\",$W140=\"d\"),Inventory!$AK147=\"Tons\"),Inventory!$AJ147*12000,0)))))","v":0},0,0,"COP","No",{"$f":"IF(OR(Inventory!$J147=\"\",$BD140=\"No\"),\"-\",Inventory!$J147)","v":"-"},{"$f":"IFERROR(VLOOKUP($BE140,'Early Retirement'!$B$6:$C$32,2,FALSE),\"-\")","v":"-"},{"$f":"IF(OR($W140<>\"b\",AND($X140<>\"b\",$X140<>\"c\")),\"n\",IF(AND($AO140<>1,$AO140<>2,$AO140<>7,$AO140<>8),\"n\",IF(Inventory!$K147=\"Split\",\"s\",IF(Inventory!$K147=\"Packaged\",\"p\",\"n\"))))","v":"n"},{"$f":"IF(AND($X140<>\"i\",$X140<>\"j\"),\"n\",IF(Inventory!$L147=\"Centrifugal\",\"c\",\"n\"))","v":"n"},"-","-",{"$f":"IFERROR(INDEX('Early Retirement'!$C$4:$AC$32,$BF140,$BJ140),0)","v":0},{"$f":"IFERROR(HLOOKUP($BJ140,'Early Retirement'!$D$4:$AC$5,2,FALSE),0)","v":0},{"$f":"IFERROR(INDEX('Early Retirement'!$AE$4:$BE$32,$BF140,$BJ140),0)","v":0},{"$f":"IFERROR(HLOOKUP($BJ140,'Early Retirement'!$AF$4:$BE$5,2,FALSE),0)","v":0},0,0,"kW/ton",{"$f":"IFERROR(INDEX('Early Retirement'!$BG$4:$CG$32,$BF140,$BJ140),0)","v":0},{"$f":"IFERROR(HLOOKUP($BJ140,'Early Retirement'!$BH$4:$CH$5,2,FALSE),0)","v":0},0,"COP","Yes",0,0,"kW/ton",0,"COP",0,0,"kW/ton",0,"COP",null,"djaba40",0.63400000000000001,"kW/ton",0.59599999999999997,"IPLV",{"$f":"$CI140","v":0.63400000000000001},{"$f":"$CK140","v":0.59599999999999997},"kW/ton"]
[null,null,null,null,null,null,null,null,null,null,null,null,null,null,null,null,null,null,null,null,null,139,{"$f":"IF(Inventory!$C148=\"\",\"a\",VLOOKUP(Inventory!$C148,$B$3:$C$6,2,FALSE))","v":"a"},{"$f":"IF(AND($W141=\"b\",Inventory!$I148=\"\"),\"a\",IF(AND($W141=\"b\",Inventory!$I148<>\"\"),VLOOKUP(Inventory!$I148,$E$3:$F$12,2,FALSE),IF(AND(OR($W141=\"c\",$W141=\"d\"),Inventory!$AB148=\"\"),\"a\",IF(AND(OR($W141=\"c\",$W141=\"d\"),Inventory!$AB148<>\"\"),VLOOKUP(Inventory!$AB148,$E$3:$F$12,2,FALSE),\"a\"))))","v":"a"},{"$f":"IF(OR(AND($X141<>\"b\",$X141<>\"c\"),$AB141=0,$AB141>=(65000/12000),Inventory!$AC148=\"\"),\"a\",VLOOKUP(Inventory!$AC148,$H$3:$I$5,2,FALSE))","v":"a"},{"$f":"IF(AND($X141<>\"i\",$X141<>\"j\"),\"a\",IF(AND($W141=\"b\",Inventory!$L148=\"\"),\"a\",IF(AND($W141=\"b\",Inventory!$L148<>\"\"),VLOOKUP(Inventory!$L148,$K$3:$L$6,2,FALSE),IF(AND(OR($W141=\"c\",$W141=\"d\"),Inventory!$AD148=\"\"),\"a\",IF(AND(OR($W141=\"c\",$W141=\"d\"),Inventory!$AD148<>\"\"),VLOOKUP(Inventory!$AD148,$K$3:$L$6,2,FALSE),\"a\")))))","v":"a"},{"$f":"IF(OR(AND($X141<>\"e\",$X141<>\"f\"),$AB141=0,Inventory!$AF148=\"\"),\"a\",VLOOKUP(Inventory!$AF148,$N$3:$O$5,2,FALSE))","v":"a"},{"$f":"IF(OR(Inventory!C148=\"New Construction\",Inventory!C148=\"Replace-on-Burnout\"),Inventory!AS148,IF(Inventory!C148=\"Early Retirement\",Inventory!AR148,0))","v":0},"","","","","","","","","","","","",0,"aaaaa0","No","No",{"$f":"IF($W141=\"a\",0,IF($W141=\"b\",Inventory!$M148,Inventory!$AG148))","v":0},{"$f":"IF(OR($W141=\"a\",AND($AQ141=\"No\",$AR141=\"No\")),0,IF(AND($W141=\"b\",Inventory!$O148=\"Btu/hr\"),Inventory!$N148,IF(AND($W141=\"b\",Inventory!$O148=\"Tons\"),Inventory!$N148*12000,IF(AND(OR($W141=\"c\",$W141=\"d\"),Inventory!$AI148=\"Btu/hr\"),Inventory!$AH148,IF(AND(OR($W141=\"c\",$W141=\"d\"),Inventory!$AI148=\"Tons\"),Inventory!$AH148*12000,0)))))","v":0},0,0,"EER",0,"kW/ton",{"$f":"IF(OR($W141=\"a\",$AR141=\"No\"),0,IF(AND($W141=\"b\",Inventory!$Q148=\"Btu/hr\"),Inventory!$P148,IF(AND($W141=\"b\",Inventory!$Q148=\"Tons\"),Inventory!$P148*12000,IF(AND(OR($W141=\"c\",$W141=\"d\"),Inventory!$AK148=\"Btu/hr\"),Inventory!$AJ148,IF(AND(OR($W141=\"c\",$W141=\"d\"),Inventory!$AK148=\"Tons\"),Inventory!$AJ148*12000,0)))))","v":0},0,0,"COP","No",{"$f":"IF(OR(Inventory!$J148=\"\",$BD141=\"No\"),\"-\",Inventory!$J148)","v":"-"},{"$f":"IFERROR(VLOOKUP($BE141,'Early Retirement'!$B$6:$C$32,2,FALSE),\"-\")","v":"-"},{"$f":"IF(OR($W141<>\"b\",AND($X141<>\"b\",$X141<>\"c\")),\"n\",IF(AND($AO141<>1,$AO141<>2,$AO141<>7,$AO141<>8),\"n\",IF(Inventory!$K148=\"Split\",\"s\",IF(Inventory!$K148=\"Packaged\",\"p\",\"n\"))))","v":"n"},{"$f":"IF(AND($X141<>\"i\",$X141<>\"j\"),\"n\",IF(Inventory!$L148=\"Centrifugal\",\"c\",\"n\"))","v":"n"},"-","-",{"$f":"IFERROR(INDEX('Early Retirement'!$C$4:$AC$32,$BF141,$BJ141),0)","v":0},{"$f":"IFERROR(HLOOKUP($BJ141,'Early Retirement'!$D$4:$AC$5,2,FALSE),0)","v":0},{"$f":"IFERROR(INDEX('Early Retirement'!$AE$4:$BE$32,$BF141,$BJ141),0)","v":0},{"$f":"IFERROR(HLOOKUP($BJ141,'Early Retirement'!$AF$4:$BE$5,2,FALSE),0)","v":0},0,0,"kW/ton",{"$f":"IFERROR(INDEX('Early Retirement'!$BG$4:$CG$32,$BF141,$BJ141),0)","v":0},{"$f":"IFERROR(HLOOKUP($BJ141,'Early Retirement'!$BH$4:$CH$5,2,FALSE),0)","v":0},0,"COP","Yes",0,0,"kW/ton",0,"COP",0,0,"kW/ton",0,"COP",null,"djaba41",0.63400000000000001,"kW/ton",0.59599999999999997,"IPLV",0.63400000000000001,0.59599999999999997,"kW/ton"]
[null,null,null,null,null,null,null,null,null,null,null,null,null,null,null,null,null,null,null,null,null,140,{"$f":"IF(Inventory!$C149=\"\",\"a\",VLOOKUP(Inventory!$C149,$B$3:$C$6,2,FALSE))","v":"a"},{"$f":"IF(AND($W142=\"b\",Inventory!$I149=\"\"),\"a\",IF(AND($W142=\"b\",Inventory!$I149<>\"\"),VLOOKUP(Inventory!$I149,$E$3:$F$12,2,FALSE),IF(AND(OR($W142=\"c\",$W142=\"d\"),Inventory!$AB149=\"\"),\"a\",IF(AND(OR($W142=\"c\",$W142=\"d\"),Inventory!$AB149<>\"\"),VLOOKUP(Inventory!$AB149,$E$3:$F$12,2,FALSE),\"a\"))))","v":"a"},{"$f":"IF(OR(AND($X142<>\"b\",$X142<>\"c\"),$AB142=0,$AB142>=(65000/12000),Inventory!$AC149=\"\"),\"a\",VLOOKUP(Inventory!$AC149,$H$3:$I$5,2,FALSE))","v":"a"},{"$f":"IF(AND($X142<>\"i\",$X142<>\"j\"),\"a\",IF(AND($W142=\"b\",Inventory!$L149=\"\"),\"a\",IF(AND($W142=\"b\",Inventory!$L149<>\"\"),VLOOKUP(Inventory!$L149,$K$3:$L$6,2,FALSE),IF(AND(OR($W142=\"c\",$W142=\"d\"),Inventory!$AD149=\"\"),\"a\",IF(AND(OR($W142=\"c\",$W142=\"d\"),Inventory!$AD149<>\"\"),VLOOKUP(Inventory!$AD149,$K$3:$L$6,2,FALSE),\"a\")))))","v":"a"},{"$f":"IF(OR(AND($X142<>\"e\",$X142<>\"f\"),$AB142=0,Inventory!$AF149=\"\"),\"a\",VLOOKUP(Inventory!$AF149,$N$3:$O$5,2,FALSE))","v":"a"},{"$f":"IF(OR(Inventory!C149=\"New Construction\",Inventory!C149=\"Replace-on-Burnout\"),Inventory!AS149,IF(Inventory!C149=\"Early Retirement\",Inventory!AR149,0))","v":0},"","","","","","","","","","","","",0,"aaaaa0","No","No",{"$f":"IF($W142=\"a\",0,IF($W142=\"b\",Inventory!$M149,Inventory!$AG149))","v":0},{"$f":"IF(OR($W142=\"a\",AND($AQ142=\"No\",$AR142=\"No\")),0,IF(AND($W142=\"b\",Inventory!$O149=\"Btu/hr\"),Inventory!$N149,IF(AND($W142=\"b\",Inventory!$O149=\"Tons\"),Inventory!$N149*12000,IF(AND(OR($W142=\"c\",$W142=\"d\"),Inventory!$AI149=\"Btu/hr\"),Inventory!$AH149,IF(AND(OR($W142=\"c\",$W142=\"d\"),Inventory!$AI149=\"Tons\"),Inventory!$AH149*12000,0)))))","v":0},0,0,"EER",0,"kW/ton",{"$f":"IF(OR($W142=\"a\",$AR142=\"No\"),0,IF(AND($W142=\"b\",Inventory!$Q149=\"Btu/hr\"),Inventory!$P149,IF(AND($W142=\"b\",Inventory!$Q149=\"Tons\"),Inventory!$P149*12000,IF(AND(OR($W142=\"c\",$W142=\"d\"),Inventory!$AK149=\"Btu/hr\"),Inventory!$AJ149,IF(AND(OR($W142=\"c\",$W142=\"d\"),Inventory!$AK149=\"Tons\"),Inventory!$AJ149*12000,0)))))","v":0},0,0,"COP","No",{"$f":"IF(OR(Inventory!$J149=\"\",$BD142=\"No\"),\"-\",Inventory!$J149)","v":"-"},{"$f":"IFERROR(VLOOKUP($BE142,'Early Retirement'!$B$6:$C$32,2,FALSE),\"-\")","v":"-"},{"$f":"IF(OR($W142<>\"b\",AND($X142<>\"b\",$X142<>\"c\")),\"n\",IF(AND($AO142<>1,$AO142<>2,$AO142<>7,$AO142<>8),\"n\",IF(Inventory!$K149=\"Split\",\"s\",IF(Inventory!$K149=\"Packaged\",\"p\",\"n\"))))","v":"n"},{"$f":"IF(AND($X142<>\"i\",$X142<>\"j\"),\"n\",IF(Inventory!$L149=\"Centrifugal\",\"c\",\"n\"))","v":"n"},"-","-",{"$f":"IFERROR(INDEX('Early Retirement'!$C$4:$AC$32,$BF142,$BJ142),0)","v":0},{"$f":"IFERROR(HLOOKUP($BJ142,'Early Retirement'!$D$4:$AC$5,2,FALSE),0)","v":0},{"$f":"IFERROR(INDEX('Early Retirement'!$AE$4:$BE$32,$BF142,$BJ142),0)","v":0},{"$f":"IFERROR(HLOOKUP($BJ142,'Early Retirement'!$AF$4:$BE$5,2,FALSE),0)","v":0},0,0,"kW/ton",{"$f":"IFERROR(INDEX('Early Retirement'!$BG$4:$CG$32,$BF142,$BJ142),0)","v":0},{"$f":"IFERROR(HLOOKUP($BJ142,'Early Retirement'!$BH$4:$CH$5,2,FALSE),0)","v":0},0,"COP","Yes",0,0,"kW/ton",0,"COP",0,0,"kW/ton",0,"COP",null,"djaba42",0.63400000000000001,"kW/ton",0.59599999999999997,"IPLV",0.63400000000000001,0.59599999999999997,"kW/ton"]
[null,null,null,null,null,null,null,null,null,null,null,null,null,null,null,null,null,null,null,null,null,141,{"$f":"IF(Inventory!$C150=\"\",\"a\",VLOOKUP(Inventory!$C150,$B$3:$C$6,2,FALSE))","v":"a"},{"$f":"IF(AND($W143=\"b\",Inventory!$I150=\"\"),\"a\",IF(AND($W143=\"b\",Inventory!$I150<>\"\"),VLOOKUP(Inventory!$I150,$E$3:$F$12,2,FALSE),IF(AND(OR($W143=\"c\",$W143=\"d\"),Inventory!$AB150=\"\"),\"a\",IF(AND(OR($W143=\"c\",$W143=\"d\"),Inventory!$AB150<>\"\"),VLOOKUP(Inventory!$AB150,$E$3:$F$12,2,FALSE),\"a\"))))","v":"a"},{"$f":"IF(OR(AND($X143<>\"b\",$X143<>\"c\"),$AB143=0,$AB143>=(65000/12000),Inventory!$AC150=\"\"),\"a\",VLOOKUP(Inventory!$AC150,$H$3:$I$5,2,FALSE))","v":"a"},{"$f":"IF(AND($X143<>\"i\",$X143<>\"j\"),\"a\",IF(AND($W143=\"b\",Inventory!$L150=\"\"),\"a\",IF(AND($W143=\"b\",Inventory!$L150<>\"\"),VLOOKUP(Inventory!$L150,$K$3:$L$6,2,FALSE),IF(AND(OR($W143=\"c\",$W143=\"d\"),Inventory!$AD150=\"\"),\"a\",IF(AND(OR($W143=\"c\",$W143=\"d\"),Inventory!$AD150<>\"\"),VLOOKUP(Inventory!$AD150,$K$3:$L$6,2,FALSE),\"a\")))))","v":"a"},{"$f":"IF(OR(AND($X143<>\"e\",$X143<>\"f\"),$AB143=0,Inventory!$AF150=\"\"),\"a\",VLOOKUP(Inventory!$AF150,$N$3:$O$5,2,FALSE))","v":"a"},{"$f":"IF(OR(Inventory!C150=\"New Construction\",Inventory!C150=\"Replace-on-Burnout\"),Inventory!AS150,IF(Inventory!C150=\"Early Retirement\",Inventory!AR150,0))","v":0},"","","","","","","","","","","","",0,"aaaaa0","No","No",{"$f":"IF($W143=\"a\",0,IF($W143=\"b\",Inventory!$M150,Inventory!$AG150))","v":0},{"$f":"IF(OR($W143=\"a\",AND($AQ143=\"No\",$AR143=\"No\")),0,IF(AND($W143=\"b\",Inventory!$O150=\"Btu/hr\"),Inventory!$N150,IF(AND($W143=\"b\",Inventory!$O150=\"Tons\"),Inventory!$N150*12000,IF(AND(OR($W143=\"c\",$W143=\"d\"),Inventory!$AI150=\"Btu/hr\"),Inventory!$AH150,IF(AND(OR($W143=\"c\",$W143=\"d\"),Inventory!$AI150=\"Tons\"),Inventory!$AH150*12000,0)))))","v":0},0,0,"EER",0,"kW/ton",{"$f":"IF(OR($W143=\"a\",$AR143=\"No\"),0,IF(AND($W143=\"b\",Inventory!$Q150=\"Btu/hr\"),Inventory!$P150,IF(AND($W143=\"b\",Inventory!$Q150=\"Tons\"),Inventory!$P150*12000,IF(AND(OR($W143=\"c\",$W143=\"d\"),Inventory!$AK150=\"Btu/hr\"),Inventory!$AJ150,IF(AND(OR($W143=\"c\",$W143=\"d\"),Inventory!$AK150=\"Tons\"),Inventory!$AJ150*12000,0)))))","v":0},0,0,"COP","No",{"$f":"IF(OR(Inventory!$J150=\"\",$BD143=\"No\"),\"-\",Inventory!$J150)","v":"-"},{"$f":"IFERROR(VLOOKUP($BE143,'Early Retirement'!$B$6:$C$32,2,FALSE),\"-\")","v":"-"},{"$f":"IF(OR($W143<>\"b\",AND($X143<>\"b\",$X143<>\"c\")),\"n\",IF(AND($AO143<>1,$AO143<>2,$AO143<>7,$AO143<>8),\"n\",IF(Inventory!$K150=\"Split\",\"s\",IF(Inventory!$K150=\"Packaged\",\"p\",\"n\"))))","v":"n"},{"$f":"IF(AND($X143<>\"i\",$X143<>\"j\"),\"n\",IF(Inventory!$L150=\"Centrifugal\",\"c\",\"n\"))","v":"n"},"-","-",{"$f":"IFERROR(INDEX('Early Retirement'!$C$4:$AC$32,$BF143,$BJ143),0)","v":0},{"$f":"IFERROR(HLOOKUP($BJ143,'Early Retirement'!$D$4:$AC$5,2,FALSE),0)","v":0},{"$f":"IFERROR(INDEX('Early Retirement'!$AE$4:$BE$32,$BF143,$BJ143),0)","v":0},{"$f":"IFERROR(HLOOKUP($BJ143,'Early Retirement'!$AF$4:$BE$5,2,FALSE),0)","v":0},0,0,"kW/ton",{"$f":"IFERROR(INDEX('Early Retirement'!$BG$4:$CG$32,$BF143,$BJ143),0)","v":0},{"$f":"IFERROR(HLOOKUP($BJ143,'Early Retirement'!$BH$4:$CH$5,2,FALSE),0)","v":0},0,"COP","Yes",0,0,"kW/ton",0,"COP",0,0,"kW/ton",0,"COP",null,"djaba43",0.57599999999999996,"kW/ton",0.54900000000000004,"IPLV",0.57599999999999996,0.54900000000000004,"kW/ton"]
[null,null,null,null,null,null,null,null,null,null,null,null,null,null,null,null,null,null,null,null,null,142,{"$f":"IF(Inventory!$C151=\"\",\"a\",VLOOKUP(Inventory!$C151,$B$3:$C$6,2,FALSE))","v":"a"},{"$f":"IF(AND($W144=\"b\",Inventory!$I151=\"\"),\"a\",IF(AND($W144=\"b\",Inventory!$I151<>\"\"),VLOOKUP(Inventory!$I151,$E$3:$F$12,2,FALSE),IF(AND(OR($W144=\"c\",$W144=\"d\"),Inventory!$AB151=\"\"),\"a\",IF(AND(OR($W144=\"c\",$W144=\"d\"),Inventory!$AB151<>\"\"),VLOOKUP(Inventory!$AB151,$E$3:$F$12,2,FALSE),\"a\"))))","v":"a"},{"$f":"IF(OR(AND($X144<>\"b\",$X144<>\"c\"),$AB144=0,$AB144>=(65000/12000),Inventory!$AC151=\"\"),\"a\",VLOOKUP(Inventory!$AC151,$H$3:$I$5,2,FALSE))","v":"a"},{"$f":"IF(AND($X144<>\"i\",$X144<>\"j\"),\"a\",IF(AND($W144=\"b\",Inventory!$L151=\"\"),\"a\",IF(AND($W144=\"b\",Inventory!$L151<>\"\"),VLOOKUP(Inventory!$L151,$K$3:$L$6,2,FALSE),IF(AND(OR($W144=\"c\",$W144=\"d\"),Inventory!$AD151=\"\"),\"a\",IF(AND(OR($W144=\"c\",$W144=\"d\"),Inventory!$AD151<>\"\"),VLOOKUP(Inventory!$AD151,$K$3:$L$6,2,FALSE),\"a\")))))","v":"a"},{"$f":"IF(OR(AND($X144<>\"e\",$X144<>\"f\"),$AB144=0,Inventory!$AF151=\"\"),\"a\",VLOOKUP(Inventory!$AF151,$N$3:$O$5,2,FALSE))","v":"a"},{"$f":"IF(OR(Inventory!C151=\"New Construction\",Inventory!C151=\"Replace-on-Burnout\"),Inventory!AS151,IF(Inventory!C151=\"Early Retirement\",Inventory!AR151,0))","v":0},"","","","","","","","","","","","",0,"aaaaa0","No","No",{"$f":"IF($W144=\"a\",0,IF($W144=\"b\",Inventory!$M151,Inventory!$AG151))","v":0},{"$f":"IF(OR($W144=\"a\",AND($AQ144=\"No\",$AR144=\"No\")),0,IF(AND($W144=\"b\",Inventory!$O151=\"Btu/hr\"),Inventory!$N151,IF(AND($W144=\"b\",Inventory!$O151=\"Tons\"),Inventory!$N151*12000,IF(AND(OR($W144=\"c\",$W144=\"d\"),Inventory!$AI151=\"Btu/hr\"),Inventory!$AH151,IF(AND(OR($W144=\"c\",$W144=\"d\"),Inventory!$AI151=\"Tons\"),Inventory!$AH151*12000,0)))))","v":0},0,0,"EER",0,"kW/ton",{"$f":"IF(OR($W144=\"a\",$AR144=\"No\"),0,IF(AND($W144=\"b\",Inventory!$Q151=\"Btu/hr\"),Inventory!$P151,IF(AND($W144=\"b\",Inventory!$Q151=\"Tons\"),Inventory!$P151*12000,IF(AND(OR($W144=\"c\",$W144=\"d\"),Inventory!$AK151=\"Btu/hr\"),Inventory!$AJ151,IF(AND(OR($W144=\"c\",$W144=\"d\"),Inventory!$AK151=\"Tons\"),Inventory!$AJ151*12000,0)))))","v":0},0,0,"COP","No",{"$f":"IF(OR(Inventory!$J151=\"\",$BD144=\"No\"),\"-\",Inventory!$J151)","v":"-"},{"$f":"IFERROR(VLOOKUP($BE144,'Early Retirement'!$B$6:$C$32,2,FALSE),\"-\")","v":"-"},{"$f":"IF(OR($W144<>\"b\",AND($X144<>\"b\",$X144<>\"c\")),\"n\",IF(AND($AO144<>1,$AO144<>2,$AO144<>7,$AO144<>8),\"n\",IF(Inventory!$K151=\"Split\",\"s\",IF(Inventory!$K151=\"Packaged\",\"p\",\"n\"))))","v":"n"},{"$f":"IF(AND($X144<>\"i\",$X144<>\"j\"),\"n\",IF(Inventory!$L151=\"Centrifugal\",\"c\",\"n\"))","v":"n"},"-","-",{"$f":"IFERROR(INDEX('Early Retirement'!$C$4:$AC$32,$BF144,$BJ144),0)","v":0},{"$f":"IFERROR(HLOOKUP($BJ144,'Early Retirement'!$D$4:$AC$5,2,FALSE),0)","v":0},{"$f":"IFERROR(INDEX('Early Retirement'!$AE$4:$BE$32,$BF144,$BJ144),0)","v":0},{"$f":"IFERROR(HLOOKUP($BJ144,'Early Retirement'!$AF$4:$BE$5,2,FALSE),0)","v":0},0,0,"kW/ton",{"$f":"IFERROR(INDEX('Early Retirement'!$BG$4:$CG$32,$BF144,$BJ144),0)","v":0},{"$f":"IFERROR(HLOOKUP($BJ144,'Early Retirement'!$BH$4:$CH$5,2,FALSE),0)","v":0},0,"COP","Yes",0,0,"kW/ton",0,"COP",0,0,"kW/ton",0,"COP",null,"djaba44",0.56999999999999995,"kW/ton",0.53900000000000003,"IPLV",0.56999999999999995,0.53900000000000003,"kW/ton"]
[null,null,null,null,null,null,null,null,null,null,null,null,null,null,null,null,null,null,null,null,null,143,{"$f":"IF(Inventory!$C152=\"\",\"a\",VLOOKUP(Inventory!$C152,$B$3:$C$6,2,FALSE))","v":"a"},{"$f":"IF(AND($W145=\"b\",Inventory!$I152=\"\"),\"a\",IF(AND($W145=\"b\",Inventory!$I152<>\"\"),VLOOKUP(Inventory!$I152,$E$3:$F$12,2,FALSE),IF(AND(OR($W145=\"c\",$W145=\"d\"),Inventory!$AB152=\"\"),\"a\",IF(AND(OR($W145=\"c\",$W145=\"d\"),Inventory!$AB152<>\"\"),VLOOKUP(Inventory!$AB152,$E$3:$F$12,2,FALSE),\"a\"))))","v":"a"},{"$f":"IF(OR(AND($X145<>\"b\",$X145<>\"c\"),$AB145=0,$AB145>=(65000/12000),Inventory!$AC152=\"\"),\"a\",VLOOKUP(Inventory!$AC152,$H$3:$I$5,2,FALSE))","v":"a"},{"$f":"IF(AND($X145<>\"i\",$X145<>\"j\"),\"a\",IF(AND($W145=\"b\",Inventory!$L152=\"\"),\"a\",IF(AND($W145=\"b\",Inventory!$L152<>\"\"),VLOOKUP(Inventory!$L152,$K$3:$L$6,2,FALSE),IF(AND(OR($W145=\"c\",$W145=\"d\"),Inventory!$AD152=\"\"),\"a\",IF(AND(OR($W145=\"c\",$W145=\"d\"),Inventory!$AD152<>\"\"),VLOOKUP(Inventory!$AD152,$K$3:$L$6,2,FALSE),\"a\")))))","v":"a"},{"$f":"IF(OR(AND($X145<>\"e\",$X145<>\"f\"),$AB145=0,Inventory!$AF152=\"\"),\"a\",VLOOKUP(Inventory!$AF152,$N$3:$O$5,2,FALSE))","v":"a"},{"$f":"IF(OR(Inventory!C152=\"New Construction\",Inventory!C152=\"Replace-on-Burnout\"),Inventory!AS152,IF(Inventory!C152=\"Early Retirement\",Inventory!AR152,0))","v":0},"","","","","","","","","","","","",0,"aaaaa0","No","No",{"$f":"IF($W145=\"a\",0,IF($W145=\"b\",Inventory!$M152,Inventory!$AG152))","v":0},{"$f":"IF(OR($W145=\"a\",AND($AQ145=\"No\",$AR145=\"No\")),0,IF(AND($W145=\"b\",Inventory!$O152=\"Btu/hr\"),Inventory!$N152,IF(AND($W145=\"b\",Inventory!$O152=\"Tons\"),Inventory!$N152*12000,IF(AND(OR($W145=\"c\",$W145=\"d\"),Inventory!$AI152=\"Btu/hr\"),Inventory!$AH152,IF(AND(OR($W145=\"c\",$W145=\"d\"),Inventory!$AI152=\"Tons\"),Inventory!$AH152*12000,0)))))","v":0},0,0,"EER",0,"kW/ton",{"$f":"IF(OR($W145=\"a\",$AR145=\"No\"),0,IF(AND($W145=\"b\",Inventory!$Q152=\"Btu/hr\"),Inventory!$P152,IF(AND($W145=\"b\",Inventory!$Q152=\"Tons\"),Inventory!$P152*12000,IF(AND(OR($W145=\"c\",$W145=\"d\"),Inventory!$AK152=\"Btu/hr\"),Inventory!$AJ152,IF(AND(OR($W145=\"c\",$W145=\"d\"),Inventory!$AK152=\"Tons\"),Inventory!$AJ152*12000,0)))))","v":0},0,0,"COP","No",{"$f":"IF(OR(Inventory!$J152=\"\",$BD145=\"No\"),\"-\",Inventory!$J152)","v":"-"},{"$f":"IFERROR(VLOOKUP($BE145,'Early Retirement'!$B$6:$C$32,2,FALSE),\"-\")","v":"-"},{"$f":"IF(OR($W145<>\"b\",AND($X145<>\"b\",$X145<>\"c\")),\"n\",IF(AND($AO145<>1,$AO145<>2,$AO145<>7,$AO145<>8),\"n\",IF(Inventory!$K152=\"Split\",\"s\",IF(Inventory!$K152=\"Packaged\",\"p\",\"n\"))))","v":"n"},{"$f":"IF(AND($X145<>\"i\",$X145<>\"j\"),\"n\",IF(Inventory!$L152=\"Centrifugal\",\"c\",\"n\"))","v":"n"},"-","-",{"$f":"IFERROR(INDEX('Early Retirement'!$C$4:$AC$32,$BF145,$BJ145),0)","v":0},{"$f":"IFERROR(HLOOKUP($BJ145,'Early Retirement'!$D$4:$AC$5,2,FALSE),0)","v":0},{"$f":"IFERROR(INDEX('Early Retirement'!$AE$4:$BE$32,$BF145,$BJ145),0)","v":0},{"$f":"IFERROR(HLOOKUP($BJ145,'Early Retirement'!$AF$4:$BE$5,2,FALSE),0)","v":0},0,0,"kW/ton",{"$f":"IFERROR(INDEX('Early Retirement'!$BG$4:$CG$32,$BF145,$BJ145),0)","v":0},{"$f":"IFERROR(HLOOKUP($BJ145,'Early Retirement'!$BH$4:$CH$5,2,FALSE),0)","v":0},0,"COP","Yes",0,0,"kW/ton",0,"COP",0,0,"kW/ton",0,"COP",null,"djaca45",0.78,"kW/ton",0.63,"IPLV",0.78,0.63,"kW/ton"]
[null,null,null,null,null,null,null,null,null,null,null,null,null,null,null,null,null,null,null,null,null,144,{"$f":"IF(Inventory!$C153=\"\",\"a\",VLOOKUP(Inventory!$C153,$B$3:$C$6,2,FALSE))","v":"a"},{"$f":"IF(AND($W146=\"b\",Inventory!$I153=\"\"),\"a\",IF(AND($W146=\"b\",Inventory!$I153<>\"\"),VLOOKUP(Inventory!$I153,$E$3:$F$12,2,FALSE),IF(AND(OR($W146=\"c\",$W146=\"d\"),Inventory!$AB153=\"\"),\"a\",IF(AND(OR($W146=\"c\",$W146=\"d\"),Inventory!$AB153<>\"\"),VLOOKUP(Inventory!$AB153,$E$3:$F$12,2,FALSE),\"a\"))))","v":"a"},{"$f":"IF(OR(AND($X146<>\"b\",$X146<>\"c\"),$AB146=0,$AB146>=(65000/12000),Inventory!$AC153=\"\"),\"a\",VLOOKUP(Inventory!$AC153,$H$3:$I$5,2,FALSE))","v":"a"},{"$f":"IF(AND($X146<>\"i\",$X146<>\"j\"),\"a\",IF(AND($W146=\"b\",Inventory!$L153=\"\"),\"a\",IF(AND($W146=\"b\",Inventory!$L153<>\"\"),VLOOKUP(Inventory!$L153,$K$3:$L$6,2,FALSE),IF(AND(OR($W146=\"c\",$W146=\"d\"),Inventory!$AD153=\"\"),\"a\",IF(AND(OR($W146=\"c\",$W146=\"d\"),Inventory!$AD153<>\"\"),VLOOKUP(Inventory!$AD153,$K$3:$L$6,2,FALSE),\"a\")))))","v":"a"},{"$f":"IF(OR(AND($X146<>\"e\",$X146<>\"f\"),$AB146=0,Inventory!$AF153=\"\"),\"a\",VLOOKUP(Inventory!$AF153,$N$3:$O$5,2,FALSE))","v":"a"},{"$f":"IF(OR(Inventory!C153=\"New Construction\",Inventory!C153=\"Replace-on-Burnout\"),Inventory!AS153,IF(Inventory!C153=\"Early Retirement\",Inventory!AR153,0))","v":0},"","","","","","","","","","","","",0,"aaaaa0","No","No",{"$f":"IF($W146=\"a\",0,IF($W146=\"b\",Inventory!$M153,Inventory!$AG153))","v":0},{"$f":"IF(OR($W146=\"a\",AND($AQ146=\"No\",$AR146=\"No\")),0,IF(AND($W146=\"b\",Inventory!$O153=\"Btu/hr\"),Inventory!$N153,IF(AND($W146=\"b\",Inventory!$O153=\"Tons\"),Inventory!$N153*12000,IF(AND(OR($W146=\"c\",$W146=\"d\"),Inventory!$AI153=\"Btu/hr\"),Inventory!$AH153,IF(AND(OR($W146=\"c\",$W146=\"d\"),Inventory!$AI153=\"Tons\"),Inventory!$AH153*12000,0)))))","v":0},0,0,"EER",0,"kW/ton",{"$f":"IF(OR($W146=\"a\",$AR146=\"No\"),0,IF(AND($W146=\"b\",Inventory!$Q153=\"Btu/hr\"),Inventory!$P153,IF(AND($W146=\"b\",Inventory!$Q153=\"Tons\"),Inventory!$P153*12000,IF(AND(OR($W146=\"c\",$W146=\"d\"),Inventory!$AK153=\"Btu/hr\"),Inventory!$AJ153,IF(AND(OR($W146=\"c\",$W146=\"d\"),Inventory!$AK153=\"Tons\"),Inventory!$AJ153*12000,0)))))","v":0},0,0,"COP","No",{"$f":"IF(OR(Inventory!$J153=\"\",$BD146=\"No\"),\"-\",Inventory!$J153)","v":"-"},{"$f":"IFERROR(VLOOKUP($BE146,'Early Retirement'!$B$6:$C$32,2,FALSE),\"-\")","v":"-"},{"$f":"IF(OR($W146<>\"b\",AND($X146<>\"b\",$X146<>\"c\")),\"n\",IF(AND($AO146<>1,$AO146<>2,$AO146<>7,$AO146<>8),\"n\",IF(Inventory!$K153=\"Split\",\"s\",IF(Inventory!$K153=\"Packaged\",\"p\",\"n\"))))","v":"n"},{"$f":"IF(AND($X146<>\"i\",$X146<>\"j\"),\"n\",IF(Inventory!$L153=\"Centrifugal\",\"c\",\"n\"))","v":"n"},"-","-",{"$f":"IFERROR(INDEX('Early Retirement'!$C$4:$AC$32,$BF146,$BJ146),0)","v":0},{"$f":"IFERROR(HLOOKUP($BJ146,'Early Retirement'!$D$4:$AC$5,2,FALSE),0)","v":0},{"$f":"IFERROR(INDEX('Early Retirement'!$AE$4:$BE$32,$BF146,$BJ146),0)","v":0},{"$f":"IFERROR(HLOOKUP($BJ146,'Early Retirement'!$AF$4:$BE$5,2,FALSE),0)","v":0},0,0,"kW/ton",{"$f":"IFERROR(INDEX('Early Retirement'!$BG$4:$CG$32,$BF146,$BJ146),0)","v":0},{"$f":"IFERROR(HLOOKUP($BJ146,'Early Retirement'!$BH$4:$CH$5,2,FALSE),0)","v":0},0,"COP","Yes",0,0,"kW/ton",0,"COP",0,0,"kW/ton",0,"COP",null,"djaca46",0.77500000000000002,"kW/ton",0.61499999999999999,"IPLV",0.77500000000000002,0.61499999999999999,"kW/ton"]
[null,null,null,null,null,null,null,null,null,null,null,null,null,null,null,null,null,null,null,null,null,145,{"$f":"IF(Inventory!$C154=\"\",\"a\",VLOOKUP(Inventory!$C154,$B$3:$C$6,2,FALSE))","v":"a"},{"$f":"IF(AND($W147=\"b\",Inventory!$I154=\"\"),\"a\",IF(AND($W147=\"b\",Inventory!$I154<>\"\"),VLOOKUP(Inventory!$I154,$E$3:$F$12,2,FALSE),IF(AND(OR($W147=\"c\",$W147=\"d\"),Inventory!$AB154=\"\"),\"a\",IF(AND(OR($W147=\"c\",$W147=\"d\"),Inventory!$AB154<>\"\"),VLOOKUP(Inventory!$AB154,$E$3:$F$12,2,FALSE),\"a\"))))","v":"a"},{"$f":"IF(OR(AND($X147<>\"b\",$X147<>\"c\"),$AB147=0,$AB147>=(65000/12000),Inventory!$AC154=\"\"),\"a\",VLOOKUP(Inventory!$AC154,$H$3:$I$5,2,FALSE))","v":"a"},{"$f":"IF(AND($X147<>\"i\",$X147<>\"j\"),\"a\",IF(AND($W147=\"b\",Inventory!$L154=\"\"),\"a\",IF(AND($W147=\"b\",Inventory!$L154<>\"\"),VLOOKUP(Inventory!$L154,$K$3:$L$6,2,FALSE),IF(AND(OR($W147=\"c\",$W147=\"d\"),Inventory!$AD154=\"\"),\"a\",IF(AND(OR($W147=\"c\",$W147=\"d\"),Inventory!$AD154<>\"\"),VLOOKUP(Inventory!$AD154,$K$3:$L$6,2,FALSE),\"a\")))))","v":"a"},{"$f":"IF(OR(AND($X147<>\"e\",$X147<>\"f\"),$AB147=0,Inventory!$AF154=\"\"),\"a\",VLOOKUP(Inventory!$AF154,$N$3:$O$5,2,FALSE))","v":"a"},{"$f":"IF(OR(Inventory!C154=\"New Construction\",Inventory!C154=\"Replace-on-Burnout\"),Inventory!AS154,IF(Inventory!C154=\"Early Retirement\",Inventory!AR154,0))","v":0},"","","","","","","","","","","","",0,"aaaaa0","No","No",{"$f":"IF($W147=\"a\",0,IF($W147=\"b\",Inventory!$M154,Inventory!$AG154))","v":0},{"$f":"IF(OR($W147=\"a\",AND($AQ147=\"No\",$AR147=\"No\")),0,IF(AND($W147=\"b\",Inventory!$O154=\"Btu/hr\"),Inventory!$N154,IF(AND($W147=\"b\",Inventory!$O154=\"Tons\"),Inventory!$N154*12000,IF(AND(OR($W147=\"c\",$W147=\"d\"),Inventory!$AI154=\"Btu/hr\"),Inventory!$AH154,IF(AND(OR($W147=\"c\",$W147=\"d\"),Inventory!$AI154=\"Tons\"),Inventory!$AH154*12000,0)))))","v":0},0,0,"EER",0,"kW/ton",{"$f":"IF(OR($W147=\"a\",$AR147=\"No\"),0,IF(AND($W147=\"b\",Inventory!$Q154=\"Btu/hr\"),Inventory!$P154,IF(AND($W147=\"b\",Inventory!$Q154=\"Tons\"),Inventory!$P154*12000,IF(AND(OR($W147=\"c\",$W147=\"d\"),Inventory!$AK154=\"Btu/hr\"),Inventory!$AJ154,IF(AND(OR($W147=\"c\",$W147=\"d\"),Inventory!$AK154=\"Tons\"),Inventory!$AJ154*12000,0)))))","v":0},0,0,"COP","No",{"$f":"IF(OR(Inventory!$J154=\"\",$BD147=\"No\"),\"-\",Inventory!$J154)","v":"-"},{"$f":"IFERROR(VLOOKUP($BE147,'Early Retirement'!$B$6:$C$32,2,FALSE),\"-\")","v":"-"},{"$f":"IF(OR($W147<>\"b\",AND($X147<>\"b\",$X147<>\"c\")),\"n\",IF(AND($AO147<>1,$AO147<>2,$AO147<>7,$AO147<>8),\"n\",IF(Inventory!$K154=\"Split\",\"s\",IF(Inventory!$K154=\"Packaged\",\"p\",\"n\"))))","v":"n"},{"$f":"IF(AND($X147<>\"i\",$X147<>\"j\"),\"n\",IF(Inventory!$L154=\"Centrifugal\",\"c\",\"n\"))","v":"n"},"-","-",{"$f":"IFERROR(INDEX('Early Retirement'!$C$4:$AC$32,$BF147,$BJ147),0)","v":0},{"$f":"IFERROR(HLOOKUP($BJ147,'Early Retirement'!$D$4:$AC$5,2,FALSE),0)","v":0},{"$f":"IFERROR(INDEX('Early Retirement'!$AE$4:$BE$32,$BF147,$BJ147),0)","v":0},{"$f":"IFERROR(HLOOKUP($BJ147,'Early Retirement'!$AF$4:$BE$5,2,FALSE),0)","v":0},0,0,"kW/ton",{"$f":"IFERROR(INDEX('Early Retirement'!$BG$4:$CG$32,$BF147,$BJ147),0)","v":0},{"$f":"IFERROR(HLOOKUP($BJ147,'Early Retirement'!$BH$4:$CH$5,2,FALSE),0)","v":0},0,"COP","Yes",0,0,"kW/ton",0,"COP",0,0,"kW/ton",0,"COP",null,"djaca47",0.68,"kW/ton",0.57999999999999996,"IPLV",0.68,0.57999999999999996,"kW/ton"]
[null,null,null,null,null,null,null,null,null,null,null,null,null,null,null,null,null,null,null,null,null,146,{"$f":"IF(Inventory!$C155=\"\",\"a\",VLOOKUP(Inventory!$C155,$B$3:$C$6,2,FALSE))","v":"a"},{"$f":"IF(AND($W148=\"b\",Inventory!$I155=\"\"),\"a\",IF(AND($W148=\"b\",Inventory!$I155<>\"\"),VLOOKUP(Inventory!$I155,$E$3:$F$12,2,FALSE),IF(AND(OR($W148=\"c\",$W148=\"d\"),Inventory!$AB155=\"\"),\"a\",IF(AND(OR($W148=\"c\",$W148=\"d\"),Inventory!$AB155<>\"\"),VLOOKUP(Inventory!$AB155,$E$3:$F$12,2,FALSE),\"a\"))))","v":"a"},{"$f":"IF(OR(AND($X148<>\"b\",$X148<>\"c\"),$AB148=0,$AB148>=(65000/12000),Inventory!$AC155=\"\"),\"a\",VLOOKUP(Inventory!$AC155,$H$3:$I$5,2,FALSE))","v":"a"},{"$f":"IF(AND($X148<>\"i\",$X148<>\"j\"),\"a\",IF(AND($W148=\"b\",Inventory!$L155=\"\"),\"a\",IF(AND($W148=\"b\",Inventory!$L155<>\"\"),VLOOKUP(Inventory!$L155,$K$3:$L$6,2,FALSE),IF(AND(OR($W148=\"c\",$W148=\"d\"),Inventory!$AD155=\"\"),\"a\",IF(AND(OR($W148=\"c\",$W148=\"d\"),Inventory!$AD155<>\"\"),VLOOKUP(Inventory!$AD155,$K$3:$L$6,2,FALSE),\"a\")))))","v":"a"},{"$f":"IF(OR(AND($X148<>\"e\",$X148<>\"f\"),$AB148=0,Inventory!$AF155=\"\"),\"a\",VLOOKUP(Inventory!$AF155,$N$3:$O$5,2,FALSE))","v":"a"},{"$f":"IF(OR(Inventory!C155=\"New Construction\",Inventory!C155=\"Replace-on-Burnout\"),Inventory!AS155,IF(Inventory!C155=\"Early Retirement\",Inventory!AR155,0))","v":0},"","","","","","","","","","","","",0,"aaaaa0","No","No",{"$f":"IF($W148=\"a\",0,IF($W148=\"b\",Inventory!$M155,Inventory!$AG155))","v":0},{"$f":"IF(OR($W148=\"a\",AND($AQ148=\"No\",$AR148=\"No\")),0,IF(AND($W148=\"b\",Inventory!$O155=\"Btu/hr\"),Inventory!$N155,IF(AND($W148=\"b\",Inventory!$O155=\"Tons\"),Inventory!$N155*12000,IF(AND(OR($W148=\"c\",$W148=\"d\"),Inventory!$AI155=\"Btu/hr\"),Inventory!$AH155,IF(AND(OR($W148=\"c\",$W148=\"d\"),Inventory!$AI155=\"Tons\"),Inventory!$AH155*12000,0)))))","v":0},0,0,"EER",0,"kW/ton",{"$f":"IF(OR($W148=\"a\",$AR148=\"No\"),0,IF(AND($W148=\"b\",Inventory!$Q155=\"Btu/hr\"),Inventory!$P155,IF(AND($W148=\"b\",Inventory!$Q155=\"Tons\"),Inventory!$P155*12000,IF(AND(OR($W148=\"c\",$W148=\"d\"),Inventory!$AK155=\"Btu/hr\"),Inventory!$AJ155,IF(AND(OR($W148=\"c\",$W148=\"d\"),Inventory!$AK155=\"Tons\"),Inventory!$AJ155*12000,0)))))","v":0},0,0,"COP","No",{"$f":"IF(OR(Inventory!$J155=\"\",$BD148=\"No\"),\"-\",Inventory!$J155)","v":"-"},{"$f":"IFERROR(VLOOKUP($BE148,'Early Retirement'!$B$6:$C$32,2,FALSE),\"-\")","v":"-"},{"$f":"IF(OR($W148<>\"b\",AND($X148<>\"b\",$X148<>\"c\")),\"n\",IF(AND($AO148<>1,$AO148<>2,$AO148<>7,$AO148<>8),\"n\",IF(Inventory!$K155=\"Split\",\"s\",IF(Inventory!$K155=\"Packaged\",\"p\",\"n\"))))","v":"n"},{"$f":"IF(AND($X148<>\"i\",$X148<>\"j\"),\"n\",IF(Inventory!$L155=\"Centrifugal\",\"c\",\"n\"))","v":"n"},"-","-",{"$f":"IFERROR(INDEX('Early Retirement'!$C$4:$AC$32,$BF148,$BJ148),0)","v":0},{"$f":"IFERROR(HLOOKUP($BJ148,'Early Retirement'!$D$4:$AC$5,2,FALSE),0)","v":0},{"$f":"IFERROR(INDEX('Early Retirement'!$AE$4:$BE$32,$BF148,$BJ148),0)","v":0},{"$f":"IFERROR(HLOOKUP($BJ148,'Early Retirement'!$AF$4:$BE$5,2,FALSE),0)","v":0},0,0,"kW/ton",{"$f":"IFERROR(INDEX('Early Retirement'!$BG$4:$CG$32,$BF148,$BJ148),0)","v":0},{"$f":"IFERROR(HLOOKUP($BJ148,'Early Retirement'!$BH$4:$CH$5,2,FALSE),0)","v":0},0,"COP","Yes",0,0,"kW/ton",0,"COP",0,0,"kW/ton",0,"COP",null,"djaca48",0.62,"kW/ton",0.54,"IPLV",0.62,0.54,"kW/ton"]
[null,null,null,null,null,null,null,null,null,null,null,null,null,null,null,null,null,null,null,null,null,147,{"$f":"IF(Inventory!$C156=\"\",\"a\",VLOOKUP(Inventory!$C156,$B$3:$C$6,2,FALSE))","v":"a"},{"$f":"IF(AND($W149=\"b\",Inventory!$I156=\"\"),\"a\",IF(AND($W149=\"b\",Inventory!$I156<>\"\"),VLOOKUP(Inventory!$I156,$E$3:$F$12,2,FALSE),IF(AND(OR($W149=\"c\",$W149=\"d\"),Inventory!$AB156=\"\"),\"a\",IF(AND(OR($W149=\"c\",$W149=\"d\"),Inventory!$AB156<>\"\"),VLOOKUP(Inventory!$AB156,$E$3:$F$12,2,FALSE),\"a\"))))","v":"a"},{"$f":"IF(OR(AND($X149<>\"b\",$X149<>\"c\"),$AB149=0,$AB149>=(65000/12000),Inventory!$AC156=\"\"),\"a\",VLOOKUP(Inventory!$AC156,$H$3:$I$5,2,FALSE))","v":"a"},{"$f":"IF(AND($X149<>\"i\",$X149<>\"j\"),\"a\",IF(AND($W149=\"b\",Inventory!$L156=\"\"),\"a\",IF(AND($W149=\"b\",Inventory!$L156<>\"\"),VLOOKUP(Inventory!$L156,$K$3:$L$6,2,FALSE),IF(AND(OR($W149=\"c\",$W149=\"d\"),Inventory!$AD156=\"\"),\"a\",IF(AND(OR($W149=\"c\",$W149=\"d\"),Inventory!$AD156<>\"\"),VLOOKUP(Inventory!$AD156,$K$3:$L$6,2,FALSE),\"a\")))))","v":"a"},{"$f":"IF(OR(AND($X149<>\"e\",$X149<>\"f\"),$AB149=0,Inventory!$AF156=\"\"),\"a\",VLOOKUP(Inventory!$AF156,$N$3:$O$5,2,FALSE))","v":"a"},{"$f":"IF(OR(Inventory!C156=\"New Construction\",Inventory!C156=\"Replace-on-Burnout\"),Inventory!AS156,IF(Inventory!C156=\"Early Retirement\",Inventory!AR156,0))","v":0},"","","","","","","","","","","","",0,"aaaaa0","No","No",{"$f":"IF($W149=\"a\",0,IF($W149=\"b\",Inventory!$M156,Inventory!$AG156))","v":0},{"$f":"IF(OR($W149=\"a\",AND($AQ149=\"No\",$AR149=\"No\")),0,IF(AND($W149=\"b\",Inventory!$O156=\"Btu/hr\"),Inventory!$N156,IF(AND($W149=\"b\",Inventory!$O156=\"Tons\"),Inventory!$N156*12000,IF(AND(OR($W149=\"c\",$W149=\"d\"),Inventory!$AI156=\"Btu/hr\"),Inventory!$AH156,IF(AND(OR($W149=\"c\",$W149=\"d\"),Inventory!$AI156=\"Tons\"),Inventory!$AH156*12000,0)))))","v":0},0,0,"EER",0,"kW/ton",{"$f":"IF(OR($W149=\"a\",$AR149=\"No\"),0,IF(AND($W149=\"b\",Inventory!$Q156=\"Btu/hr\"),Inventory!$P156,IF(AND($W149=\"b\",Inventory!$Q156=\"Tons\"),Inventory!$P156*12000,IF(AND(OR($W149=\"c\",$W149=\"d\"),Inventory!$AK156=\"Btu/hr\"),Inventory!$AJ156,IF(AND(OR($W149=\"c\",$W149=\"d\"),Inventory!$AK156=\"Tons\"),Inventory!$AJ156*12000,0)))))","v":0},0,0,"COP","No",{"$f":"IF(OR(Inventory!$J156=\"\",$BD149=\"No\"),\"-\",Inventory!$J156)","v":"-"},{"$f":"IFERROR(VLOOKUP($BE149,'Early Retirement'!$B$6:$C$32,2,FALSE),\"-\")","v":"-"},{"$f":"IF(OR($W149<>\"b\",AND($X149<>\"b\",$X149<>\"c\")),\"n\",IF(AND($AO149<>1,$AO149<>2,$AO149<>7,$AO149<>8),\"n\",IF(Inventory!$K156=\"Split\",\"s\",IF(Inventory!$K156=\"Packaged\",\"p\",\"n\"))))","v":"n"},{"$f":"IF(AND($X149<>\"i\",$X149<>\"j\"),\"n\",IF(Inventory!$L156=\"Centrifugal\",\"c\",\"n\"))","v":"n"},"-","-",{"$f":"IFERROR(INDEX('Early Retirement'!$C$4:$AC$32,$BF149,$BJ149),0)","v":0},{"$f":"IFERROR(HLOOKUP($BJ149,'Early Retirement'!$D$4:$AC$5,2,FALSE),0)","v":0},{"$f":"IFERROR(INDEX('Early Retirement'!$AE$4:$BE$32,$BF149,$BJ149),0)","v":0},{"$f":"IFERROR(HLOOKUP($BJ149,'Early Retirement'!$AF$4:$BE$5,2,FALSE),0)","v":0},0,0,"kW/ton",{"$f":"IFERROR(INDEX('Early Retirement'!$BG$4:$CG$32,$BF149,$BJ149),0)","v":0},{"$f":"IFERROR(HLOOKUP($BJ149,'Early Retirement'!$BH$4:$CH$5,2,FALSE),0)","v":0},0,"COP","Yes",0,0,"kW/ton",0,"COP",0,0,"kW/ton",0,"COP",null,"djaca49",0.62,"kW/ton",0.54,"IPLV",0.62,0.54,"kW/ton"]
[null,null,null,null,null,null,null,null,null,null,null,null,null,null,null,null,null,null,null,null,null,148,{"$f":"IF(Inventory!$C157=\"\",\"a\",VLOOKUP(Inventory!$C157,$B$3:$C$6,2,FALSE))","v":"a"},{"$f":"IF(AND($W150=\"b\",Inventory!$I157=\"\"),\"a\",IF(AND($W150=\"b\",Inventory!$I157<>\"\"),VLOOKUP(Inventory!$I157,$E$3:$F$12,2,FALSE),IF(AND(OR($W150=\"c\",$W150=\"d\"),Inventory!$AB157=\"\"),\"a\",IF(AND(OR($W150=\"c\",$W150=\"d\"),Inventory!$AB157<>\"\"),VLOOKUP(Inventory!$AB157,$E$3:$F$12,2,FALSE),\"a\"))))","v":"a"},{"$f":"IF(OR(AND($X150<>\"b\",$X150<>\"c\"),$AB150=0,$AB150>=(65000/12000),Inventory!$AC157=\"\"),\"a\",VLOOKUP(Inventory!$AC157,$H$3:$I$5,2,FALSE))","v":"a"},{"$f":"IF(AND($X150<>\"i\",$X150<>\"j\"),\"a\",IF(AND($W150=\"b\",Inventory!$L157=\"\"),\"a\",IF(AND($W150=\"b\",Inventory!$L157<>\"\"),VLOOKUP(Inventory!$L157,$K$3:$L$6,2,FALSE),IF(AND(OR($W150=\"c\",$W150=\"d\"),Inventory!$AD157=\"\"),\"a\",IF(AND(OR($W150=\"c\",$W150=\"d\"),Inventory!$AD157<>\"\"),VLOOKUP(Inventory!$AD157,$K$3:$L$6,2,FALSE),\"a\")))))","v":"a"},{"$f":"IF(OR(AND($X150<>\"e\",$X150<>\"f\"),$AB150=0,Inventory!$AF157=\"\"),\"a\",VLOOKUP(Inventory!$AF157,$N$3:$O$5,2,FALSE))","v":"a"},{"$f":"IF(OR(Inventory!C157=\"New Construction\",Inventory!C157=\"Replace-on-Burnout\"),Inventory!AS157,IF(Inventory!C157=\"Early Retirement\",Inventory!AR157,0))","v":0},"","","","","","","","","","","","",0,"aaaaa0","No","No",{"$f":"IF($W150=\"a\",0,IF($W150=\"b\",Inventory!$M157,Inventory!$AG157))","v":0},{"$f":"IF(OR($W150=\"a\",AND($AQ150=\"No\",$AR150=\"No\")),0,IF(AND($W150=\"b\",Inventory!$O157=\"Btu/hr\"),Inventory!$N157,IF(AND($W150=\"b\",Inventory!$O157=\"Tons\"),Inventory!$N157*12000,IF(AND(OR($W150=\"c\",$W150=\"d\"),Inventory!$AI157=\"Btu/hr\"),Inventory!$AH157,IF(AND(OR($W150=\"c\",$W150=\"d\"),Inventory!$AI157=\"Tons\"),Inventory!$AH157*12000,0)))))","v":0},0,0,"EER",0,"kW/ton",{"$f":"IF(OR($W150=\"a\",$AR150=\"No\"),0,IF(AND($W150=\"b\",Inventory!$Q157=\"Btu/hr\"),Inventory!$P157,IF(AND($W150=\"b\",Inventory!$Q157=\"Tons\"),Inventory!$P157*12000,IF(AND(OR($W150=\"c\",$W150=\"d\"),Inventory!$AK157=\"Btu/hr\"),Inventory!$AJ157,IF(AND(OR($W150=\"c\",$W150=\"d\"),Inventory!$AK157=\"Tons\"),Inventory!$AJ157*12000,0)))))","v":0},0,0,"COP","No",{"$f":"IF(OR(Inventory!$J157=\"\",$BD150=\"No\"),\"-\",Inventory!$J157)","v":"-"},{"$f":"IFERROR(VLOOKUP($BE150,'Early Retirement'!$B$6:$C$32,2,FALSE),\"-\")","v":"-"},{"$f":"IF(OR($W150<>\"b\",AND($X150<>\"b\",$X150<>\"c\")),\"n\",IF(AND($AO150<>1,$AO150<>2,$AO150<>7,$AO150<>8),\"n\",IF(Inventory!$K157=\"Split\",\"s\",IF(Inventory!$K157=\"Packaged\",\"p\",\"n\"))))","v":"n"},{"$f":"IF(AND($X150<>\"i\",$X150<>\"j\"),\"n\",IF(Inventory!$L157=\"Centrifugal\",\"c\",\"n\"))","v":"n"},"-","-",{"$f":"IFERROR(INDEX('Early Retirement'!$C$4:$AC$32,$BF150,$BJ150),0)","v":0},{"$f":"IFERROR(HLOOKUP($BJ150,'Early Retirement'!$D$4:$AC$5,2,FALSE),0)","v":0},{"$f":"IFERROR(INDEX('Early Retirement'!$AE$4:$BE$32,$BF150,$BJ150),0)","v":0},{"$f":"IFERROR(HLOOKUP($BJ150,'Early Retirement'!$AF$4:$BE$5,2,FALSE),0)","v":0},0,0,"kW/ton",{"$f":"IFERROR(INDEX('Early Retirement'!$BG$4:$CG$32,$BF150,$BJ150),0)","v":0},{"$f":"IFERROR(HLOOKUP($BJ150,'Early Retirement'!$BH$4:$CH$5,2,FALSE),0)","v":0},0,"COP","Yes",0,0,"kW/ton",0,"COP",0,0,"kW/ton",0,"COP",null,"djada45",0.78,"kW/ton",0.63,"IPLV",0.78,0.63,"kW/ton"]
[null,null,null,null,null,null,null,null,null,null,null,null,null,null,null,null,null,null,null,null,null,149,{"$f":"IF(Inventory!$C158=\"\",\"a\",VLOOKUP(Inventory!$C158,$B$3:$C$6,2,FALSE))","v":"a"},{"$f":"IF(AND($W151=\"b\",Inventory!$I158=\"\"),\"a\",IF(AND($W151=\"b\",Inventory!$I158<>\"\"),VLOOKUP(Inventory!$I158,$E$3:$F$12,2,FALSE),IF(AND(OR($W151=\"c\",$W151=\"d\"),Inventory!$AB158=\"\"),\"a\",IF(AND(OR($W151=\"c\",$W151=\"d\"),Inventory!$AB158<>\"\"),VLOOKUP(Inventory!$AB158,$E$3:$F$12,2,FALSE),\"a\"))))","v":"a"},{"$f":"IF(OR(AND($X151<>\"b\",$X151<>\"c\"),$AB151=0,$AB151>=(65000/12000),Inventory!$AC158=\"\"),\"a\",VLOOKUP(Inventory!$AC158,$H$3:$I$5,2,FALSE))","v":"a"},{"$f":"IF(AND($X151<>\"i\",$X151<>\"j\"),\"a\",IF(AND($W151=\"b\",Inventory!$L158=\"\"),\"a\",IF(AND($W151=\"b\",Inventory!$L158<>\"\"),VLOOKUP(Inventory!$L158,$K$3:$L$6,2,FALSE),IF(AND(OR($W151=\"c\",$W151=\"d\"),Inventory!$AD158=\"\"),\"a\",IF(AND(OR($W151=\"c\",$W151=\"d\"),Inventory!$AD158<>\"\"),VLOOKUP(Inventory!$AD158,$K$3:$L$6,2,FALSE),\"a\")))))","v":"a"},{"$f":"IF(OR(AND($X151<>\"e\",$X151<>\"f\"),$AB151=0,Inventory!$AF158=\"\"),\"a\",VLOOKUP(Inventory!$AF158,$N$3:$O$5,2,FALSE))","v":"a"},{"$f":"IF(OR(Inventory!C158=\"New Construction\",Inventory!C158=\"Replace-on-Burnout\"),Inventory!AS158,IF(Inventory!C158=\"Early Retirement\",Inventory!AR158,0))","v":0},"","","","","","","","","","","","",0,"aaaaa0","No","No",{"$f":"IF($W151=\"a\",0,IF($W151=\"b\",Inventory!$M158,Inventory!$AG158))","v":0},{"$f":"IF(OR($W151=\"a\",AND($AQ151=\"No\",$AR151=\"No\")),0,IF(AND($W151=\"b\",Inventory!$O158=\"Btu/hr\"),Inventory!$N158,IF(AND($W151=\"b\",Inventory!$O158=\"Tons\"),Inventory!$N158*12000,IF(AND(OR($W151=\"c\",$W151=\"d\"),Inventory!$AI158=\"Btu/hr\"),Inventory!$AH158,IF(AND(OR($W151=\"c\",$W151=\"d\"),Inventory!$AI158=\"Tons\"),Inventory!$AH158*12000,0)))))","v":0},0,0,"EER",0,"kW/ton",{"$f":"IF(OR($W151=\"a\",$AR151=\"No\"),0,IF(AND($W151=\"b\",Inventory!$Q158=\"Btu/hr\"),Inventory!$P158,IF(AND($W151=\"b\",Inventory!$Q158=\"Tons\"),Inventory!$P158*12000,IF(AND(OR($W151=\"c\",$W151=\"d\"),Inventory!$AK158=\"Btu/hr\"),Inventory!$AJ158,IF(AND(OR($W151=\"c\",$W151=\"d\"),Inventory!$AK158=\"Tons\"),Inventory!$AJ158*12000,0)))))","v":0},0,0,"COP","No",{"$f":"IF(OR(Inventory!$J158=\"\",$BD151=\"No\"),\"-\",Inventory!$J158)","v":"-"},{"$f":"IFERROR(VLOOKUP($BE151,'Early Retirement'!$B$6:$C$32,2,FALSE),\"-\")","v":"-"},{"$f":"IF(OR($W151<>\"b\",AND($X151<>\"b\",$X151<>\"c\")),\"n\",IF(AND($AO151<>1,$AO151<>2,$AO151<>7,$AO151<>8),\"n\",IF(Inventory!$K158=\"Split\",\"s\",IF(Inventory!$K158=\"Packaged\",\"p\",\"n\"))))","v":"n"},{"$f":"IF(AND($X151<>\"i\",$X151<>\"j\"),\"n\",IF(Inventory!$L158=\"Centrifugal\",\"c\",\"n\"))","v":"n"},"-","-",{"$f":"IFERROR(INDEX('Early Retirement'!$C$4:$AC$32,$BF151,$BJ151),0)","v":0},{"$f":"IFERROR(HLOOKUP($BJ151,'Early Retirement'!$D$4:$AC$5,2,FALSE),0)","v":0},{"$f":"IFERROR(INDEX('Early Retirement'!$AE$4:$BE$32,$BF151,$BJ151),0)","v":0},{"$f":"IFERROR(HLOOKUP($BJ151,'Early Retirement'!$AF$4:$BE$5,2,FALSE),0)","v":0},0,0,"kW/ton",{"$f":"IFERROR(INDEX('Early Retirement'!$BG$4:$CG$32,$BF151,$BJ151),0)","v":0},{"$f":"IFERROR(HLOOKUP($BJ151,'Early Retirement'!$BH$4:$CH$5,2,FALSE),0)","v":0},0,"COP","Yes",0,0,"kW/ton",0,"COP",0,0,"kW/ton",0,"COP",null,"djada46",0.77500000000000002,"kW/ton",0.61499999999999999,"IPLV",0.77500000000000002,0.61499999999999999,"kW/ton"]
[null,null,null,null,null,null,null,null,null,null,null,null,null,null,null,null,null,null,null,null,null,150,{"$f":"IF(Inventory!$C159=\"\",\"a\",VLOOKUP(Inventory!$C159,$B$3:$C$6,2,FALSE))","v":"a"},{"$f":"IF(AND($W152=\"b\",Inventory!$I159=\"\"),\"a\",IF(AND($W152=\"b\",Inventory!$I159<>\"\"),VLOOKUP(Inventory!$I159,$E$3:$F$12,2,FALSE),IF(AND(OR($W152=\"c\",$W152=\"d\"),Inventory!$AB159=\"\"),\"a\",IF(AND(OR($W152=\"c\",$W152=\"d\"),Inventory!$AB159<>\"\"),VLOOKUP(Inventory!$AB159,$E$3:$F$12,2,FALSE),\"a\"))))","v":"a"},{"$f":"IF(OR(AND($X152<>\"b\",$X152<>\"c\"),$AB152=0,$AB152>=(65000/12000),Inventory!$AC159=\"\"),\"a\",VLOOKUP(Inventory!$AC159,$H$3:$I$5,2,FALSE))","v":"a"},{"$f":"IF(AND($X152<>\"i\",$X152<>\"j\"),\"a\",IF(AND($W152=\"b\",Inventory!$L159=\"\"),\"a\",IF(AND($W152=\"b\",Inventory!$L159<>\"\"),VLOOKUP(Inventory!$L159,$K$3:$L$6,2,FALSE),IF(AND(OR($W152=\"c\",$W152=\"d\"),Inventory!$AD159=\"\"),\"a\",IF(AND(OR($W152=\"c\",$W152=\"d\"),Inventory!$AD159<>\"\"),VLOOKUP(Inventory!$AD159,$K$3:$L$6,2,FALSE),\"a\")))))","v":"a"},{"$f":"IF(OR(AND($X152<>\"e\",$X152<>\"f\"),$AB152=0,Inventory!$AF159=\"\"),\"a\",VLOOKUP(Inventory!$AF159,$N$3:$O$5,2,FALSE))","v":"a"},{"$f":"IF(OR(Inventory!C159=\"New Construction\",Inventory!C159=\"Replace-on-Burnout\"),Inventory!AS159,IF(Inventory!C159=\"Early Retirement\",Inventory!AR159,0))","v":0},"","","","","","","","","","","","",0,"aaaaa0","No","No",{"$f":"IF($W152=\"a\",0,IF($W152=\"b\",Inventory!$M159,Inventory!$AG159))","v":0},{"$f":"IF(OR($W152=\"a\",AND($AQ152=\"No\",$AR152=\"No\")),0,IF(AND($W152=\"b\",Inventory!$O159=\"Btu/hr\"),Inventory!$N159,IF(AND($W152=\"b\",Inventory!$O159=\"Tons\"),Inventory!$N159*12000,IF(AND(OR($W152=\"c\",$W152=\"d\"),Inventory!$AI159=\"Btu/hr\"),Inventory!$AH159,IF(AND(OR($W152=\"c\",$W152=\"d\"),Inventory!$AI159=\"Tons\"),Inventory!$AH159*12000,0)))))","v":0},0,0,"EER",0,"kW/ton",{"$f":"IF(OR($W152=\"a\",$AR152=\"No\"),0,IF(AND($W152=\"b\",Inventory!$Q159=\"Btu/hr\"),Inventory!$P159,IF(AND($W152=\"b\",Inventory!$Q159=\"Tons\"),Inventory!$P159*12000,IF(AND(OR($W152=\"c\",$W152=\"d\"),Inventory!$AK159=\"Btu/hr\"),Inventory!$AJ159,IF(AND(OR($W152=\"c\",$W152=\"d\"),Inventory!$AK159=\"Tons\"),Inventory!$AJ159*12000,0)))))","v":0},0,0,"COP","No",{"$f":"IF(OR(Inventory!$J159=\"\",$BD152=\"No\"),\"-\",Inventory!$J159)","v":"-"},{"$f":"IFERROR(VLOOKUP($BE152,'Early Retirement'!$B$6:$C$32,2,FALSE),\"-\")","v":"-"},{"$f":"IF(OR($W152<>\"b\",AND($X152<>\"b\",$X152<>\"c\")),\"n\",IF(AND($AO152<>1,$AO152<>2,$AO152<>7,$AO152<>8),\"n\",IF(Inventory!$K159=\"Split\",\"s\",IF(Inventory!$K159=\"Packaged\",\"p\",\"n\"))))","v":"n"},{"$f":"IF(AND($X152<>\"i\",$X152<>\"j\"),\"n\",IF(Inventory!$L159=\"Centrifugal\",\"c\",\"n\"))","v":"n"},"-","-",{"$f":"IFERROR(INDEX('Early Retirement'!$C$4:$AC$32,$BF152,$BJ152),0)","v":0},{"$f":"IFERROR(HLOOKUP($BJ152,'Early Retirement'!$D$4:$AC$5,2,FALSE),0)","v":0},{"$f":"IFERROR(INDEX('Early Retirement'!$AE$4:$BE$32,$BF152,$BJ152),0)","v":0},{"$f":"IFERROR(HLOOKUP($BJ152,'Early Retirement'!$AF$4:$BE$5,2,FALSE),0)","v":0},0,0,"kW/ton",{"$f":"IFERROR(INDEX('Early Retirement'!$BG$4:$CG$32,$BF152,$BJ152),0)","v":0},{"$f":"IFERROR(HLOOKUP($BJ152,'Early Retirement'!$BH$4:$CH$5,2,FALSE),0)","v":0},0,"COP","Yes",0,0,"kW/ton",0,"COP",0,0,"kW/ton",0,"COP",null,"djada47",0.68,"kW/ton",0.57999999999999996,"IPLV",0.68,0.57999999999999996,"kW/ton"]
[null,null,null,null,null,null,null,null,null,null,null,null,null,null,null,null,null,null,null,null,null,151,{"$f":"IF(Inventory!$C160=\"\",\"a\",VLOOKUP(Inventory!$C160,$B$3:$C$6,2,FALSE))","v":"a"},{"$f":"IF(AND($W153=\"b\",Inventory!$I160=\"\"),\"a\",IF(AND($W153=\"b\",Inventory!$I160<>\"\"),VLOOKUP(Inventory!$I160,$E$3:$F$12,2,FALSE),IF(AND(OR($W153=\"c\",$W153=\"d\"),Inventory!$AB160=\"\"),\"a\",IF(AND(OR($W153=\"c\",$W153=\"d\"),Inventory!$AB160<>\"\"),VLOOKUP(Inventory!$AB160,$E$3:$F$12,2,FALSE),\"a\"))))","v":"a"},{"$f":"IF(OR(AND($X153<>\"b\",$X153<>\"c\"),$AB153=0,$AB153>=(65000/12000),Inventory!$AC160=\"\"),\"a\",VLOOKUP(Inventory!$AC160,$H$3:$I$5,2,FALSE))","v":"a"},{"$f":"IF(AND($X153<>\"i\",$X153<>\"j\"),\"a\",IF(AND($W153=\"b\",Inventory!$L160=\"\"),\"a\",IF(AND($W153=\"b\",Inventory!$L160<>\"\"),VLOOKUP(Inventory!$L160,$K$3:$L$6,2,FALSE),IF(AND(OR($W153=\"c\",$W153=\"d\"),Inventory!$AD160=\"\"),\"a\",IF(AND(OR($W153=\"c\",$W153=\"d\"),Inventory!$AD160<>\"\"),VLOOKUP(Inventory!$AD160,$K$3:$L$6,2,FALSE),\"a\")))))","v":"a"},{"$f":"IF(OR(AND($X153<>\"e\",$X153<>\"f\"),$AB153=0,Inventory!$AF160=\"\"),\"a\",VLOOKUP(Inventory!$AF160,$N$3:$O$5,2,FALSE))","v":"a"},{"$f":"IF(OR(Inventory!C160=\"New Construction\",Inventory!C160=\"Replace-on-Burnout\"),Inventory!AS160,IF(Inventory!C160=\"Early Retirement\",Inventory!AR160,0))","v":0},"","","","","","","","","","","","",0,"aaaaa0","No","No",{"$f":"IF($W153=\"a\",0,IF($W153=\"b\",Inventory!$M160,Inventory!$AG160))","v":0},{"$f":"IF(OR($W153=\"a\",AND($AQ153=\"No\",$AR153=\"No\")),0,IF(AND($W153=\"b\",Inventory!$O160=\"Btu/hr\"),Inventory!$N160,IF(AND($W153=\"b\",Inventory!$O160=\"Tons\"),Inventory!$N160*12000,IF(AND(OR($W153=\"c\",$W153=\"d\"),Inventory!$AI160=\"Btu/hr\"),Inventory!$AH160,IF(AND(OR($W153=\"c\",$W153=\"d\"),Inventory!$AI160=\"Tons\"),Inventory!$AH160*12000,0)))))","v":0},0,0,"EER",0,"kW/ton",{"$f":"IF(OR($W153=\"a\",$AR153=\"No\"),0,IF(AND($W153=\"b\",Inventory!$Q160=\"Btu/hr\"),Inventory!$P160,IF(AND($W153=\"b\",Inventory!$Q160=\"Tons\"),Inventory!$P160*12000,IF(AND(OR($W153=\"c\",$W153=\"d\"),Inventory!$AK160=\"Btu/hr\"),Inventory!$AJ160,IF(AND(OR($W153=\"c\",$W153=\"d\"),Inventory!$AK160=\"Tons\"),Inventory!$AJ160*12000,0)))))","v":0},0,0,"COP","No",{"$f":"IF(OR(Inventory!$J160=\"\",$BD153=\"No\"),\"-\",Inventory!$J160)","v":"-"},{"$f":"IFERROR(VLOOKUP($BE153,'Early Retirement'!$B$6:$C$32,2,FALSE),\"-\")","v":"-"},{"$f":"IF(OR($W153<>\"b\",AND($X153<>\"b\",$X153<>\"c\")),\"n\",IF(AND($AO153<>1,$AO153<>2,$AO153<>7,$AO153<>8),\"n\",IF(Inventory!$K160=\"Split\",\"s\",IF(Inventory!$K160=\"Packaged\",\"p\",\"n\"))))","v":"n"},{"$f":"IF(AND($X153<>\"i\",$X153<>\"j\"),\"n\",IF(Inventory!$L160=\"Centrifugal\",\"c\",\"n\"))","v":"n"},"-","-",{"$f":"IFERROR(INDEX('Early Retirement'!$C$4:$AC$32,$BF153,$BJ153),0)","v":0},{"$f":"IFERROR(HLOOKUP($BJ153,'Early Retirement'!$D$4:$AC$5,2,FALSE),0)","v":0},{"$f":"IFERROR(INDEX('Early Retirement'!$AE$4:$BE$32,$BF153,$BJ153),0)","v":0},{"$f":"IFERROR(HLOOKUP($BJ153,'Early Retirement'!$AF$4:$BE$5,2,FALSE),0)","v":0},0,0,"kW/ton",{"$f":"IFERROR(INDEX('Early Retirement'!$BG$4:$CG$32,$BF153,$BJ153),0)","v":0},{"$f":"IFERROR(HLOOKUP($BJ153,'Early Retirement'!$BH$4:$CH$5,2,FALSE),0)","v":0},0,"COP","Yes",0,0,"kW/ton",0,"COP",0,0,"kW/ton",0,"COP",null,"djada48",0.62,"kW/ton",0.54,"IPLV",0.62,0.54,"kW/ton"]
[null,null,null,null,null,null,null,null,null,null,null,null,null,null,null,null,null,null,null,null,null,152,{"$f":"IF(Inventory!$C161=\"\",\"a\",VLOOKUP(Inventory!$C161,$B$3:$C$6,2,FALSE))","v":"a"},{"$f":"IF(AND($W154=\"b\",Inventory!$I161=\"\"),\"a\",IF(AND($W154=\"b\",Inventory!$I161<>\"\"),VLOOKUP(Inventory!$I161,$E$3:$F$12,2,FALSE),IF(AND(OR($W154=\"c\",$W154=\"d\"),Inventory!$AB161=\"\"),\"a\",IF(AND(OR($W154=\"c\",$W154=\"d\"),Inventory!$AB161<>\"\"),VLOOKUP(Inventory!$AB161,$E$3:$F$12,2,FALSE),\"a\"))))","v":"a"},{"$f":"IF(OR(AND($X154<>\"b\",$X154<>\"c\"),$AB154=0,$AB154>=(65000/12000),Inventory!$AC161=\"\"),\"a\",VLOOKUP(Inventory!$AC161,$H$3:$I$5,2,FALSE))","v":"a"},{"$f":"IF(AND($X154<>\"i\",$X154<>\"j\"),\"a\",IF(AND($W154=\"b\",Inventory!$L161=\"\"),\"a\",IF(AND($W154=\"b\",Inventory!$L161<>\"\"),VLOOKUP(Inventory!$L161,$K$3:$L$6,2,FALSE),IF(AND(OR($W154=\"c\",$W154=\"d\"),Inventory!$AD161=\"\"),\"a\",IF(AND(OR($W154=\"c\",$W154=\"d\"),Inventory!$AD161<>\"\"),VLOOKUP(Inventory!$AD161,$K$3:$L$6,2,FALSE),\"a\")))))","v":"a"},{"$f":"IF(OR(AND($X154<>\"e\",$X154<>\"f\"),$AB154=0,Inventory!$AF161=\"\"),\"a\",VLOOKUP(Inventory!$AF161,$N$3:$O$5,2,FALSE))","v":"a"},{"$f":"IF(OR(Inventory!C161=\"New Construction\",Inventory!C161=\"Replace-on-Burnout\"),Inventory!AS161,IF(Inventory!C161=\"Early Retirement\",Inventory!AR161,0))","v":0},"","","","","","","","","","","","",0,"aaaaa0","No","No",{"$f":"IF($W154=\"a\",0,IF($W154=\"b\",Inventory!$M161,Inventory!$AG161))","v":0},{"$f":"IF(OR($W154=\"a\",AND($AQ154=\"No\",$AR154=\"No\")),0,IF(AND($W154=\"b\",Inventory!$O161=\"Btu/hr\"),Inventory!$N161,IF(AND($W154=\"b\",Inventory!$O161=\"Tons\"),Inventory!$N161*12000,IF(AND(OR($W154=\"c\",$W154=\"d\"),Inventory!$AI161=\"Btu/hr\"),Inventory!$AH161,IF(AND(OR($W154=\"c\",$W154=\"d\"),Inventory!$AI161=\"Tons\"),Inventory!$AH161*12000,0)))))","v":0},0,0,"EER",0,"kW/ton",{"$f":"IF(OR($W154=\"a\",$AR154=\"No\"),0,IF(AND($W154=\"b\",Inventory!$Q161=\"Btu/hr\"),Inventory!$P161,IF(AND($W154=\"b\",Inventory!$Q161=\"Tons\"),Inventory!$P161*12000,IF(AND(OR($W154=\"c\",$W154=\"d\"),Inventory!$AK161=\"Btu/hr\"),Inventory!$AJ161,IF(AND(OR($W154=\"c\",$W154=\"d\"),Inventory!$AK161=\"Tons\"),Inventory!$AJ161*12000,0)))))","v":0},0,0,"COP","No",{"$f":"IF(OR(Inventory!$J161=\"\",$BD154=\"No\"),\"-\",Inventory!$J161)","v":"-"},{"$f":"IFERROR(VLOOKUP($BE154,'Early Retirement'!$B$6:$C$32,2,FALSE),\"-\")","v":"-"},{"$f":"IF(OR($W154<>\"b\",AND($X154<>\"b\",$X154<>\"c\")),\"n\",IF(AND($AO154<>1,$AO154<>2,$AO154<>7,$AO154<>8),\"n\",IF(Inventory!$K161=\"Split\",\"s\",IF(Inventory!$K161=\"Packaged\",\"p\",\"n\"))))","v":"n"},{"$f":"IF(AND($X154<>\"i\",$X154<>\"j\"),\"n\",IF(Inventory!$L161=\"Centrifugal\",\"c\",\"n\"))","v":"n"},"-","-",{"$f":"IFERROR(INDEX('Early Retirement'!$C$4:$AC$32,$BF154,$BJ154),0)","v":0},{"$f":"IFERROR(HLOOKUP($BJ154,'Early Retirement'!$D$4:$AC$5,2,FALSE),0)","v":0},{"$f":"IFERROR(INDEX('Early Retirement'!$AE$4:$BE$32,$BF154,$BJ154),0)","v":0},{"$f":"IFERROR(HLOOKUP($BJ154,'Early Retirement'!$AF$4:$BE$5,2,FALSE),0)","v":0},0,0,"kW/ton",{"$f":"IFERROR(INDEX('Early Retirement'!$BG$4:$CG$32,$BF154,$BJ154),0)","v":0},{"$f":"IFERROR(HLOOKUP($BJ154,'Early Retirement'!$BH$4:$CH$5,2,FALSE),0)","v":0},0,"COP","Yes",0,0,"kW/ton",0,"COP",0,0,"kW/ton",0,"COP",null,"djada49",0.62,"kW/ton",0.54,"IPLV",0.62,0.54,"kW/ton"]
[null,null,null,null,null,null,null,null,null,null,null,null,null,null,null,null,null,null,null,null,null,153,{"$f":"IF(Inventory!$C162=\"\",\"a\",VLOOKUP(Inventory!$C162,$B$3:$C$6,2,FALSE))","v":"a"},{"$f":"IF(AND($W155=\"b\",Inventory!$I162=\"\"),\"a\",IF(AND($W155=\"b\",Inventory!$I162<>\"\"),VLOOKUP(Inventory!$I162,$E$3:$F$12,2,FALSE),IF(AND(OR($W155=\"c\",$W155=\"d\"),Inventory!$AB162=\"\"),\"a\",IF(AND(OR($W155=\"c\",$W155=\"d\"),Inventory!$AB162<>\"\"),VLOOKUP(Inventory!$AB162,$E$3:$F$12,2,FALSE),\"a\"))))","v":"a"},{"$f":"IF(OR(AND($X155<>\"b\",$X155<>\"c\"),$AB155=0,$AB155>=(65000/12000),Inventory!$AC162=\"\"),\"a\",VLOOKUP(Inventory!$AC162,$H$3:$I$5,2,FALSE))","v":"a"},{"$f":"IF(AND($X155<>\"i\",$X155<>\"j\"),\"a\",IF(AND($W155=\"b\",Inventory!$L162=\"\"),\"a\",IF(AND($W155=\"b\",Inventory!$L162<>\"\"),VLOOKUP(Inventory!$L162,$K$3:$L$6,2,FALSE),IF(AND(OR($W155=\"c\",$W155=\"d\"),Inventory!$AD162=\"\"),\"a\",IF(AND(OR($W155=\"c\",$W155=\"d\"),Inventory!$AD162<>\"\"),VLOOKUP(Inventory!$AD162,$K$3:$L$6,2,FALSE),\"a\")))))","v":"a"},{"$f":"IF(OR(AND($X155<>\"e\",$X155<>\"f\"),$AB155=0,Inventory!$AF162=\"\"),\"a\",VLOOKUP(Inventory!$AF162,$N$3:$O$5,2,FALSE))","v":"a"},{"$f":"IF(OR(Inventory!C162=\"New Construction\",Inventory!C162=\"Replace-on-Burnout\"),Inventory!AS162,IF(Inventory!C162=\"Early Retirement\",Inventory!AR162,0))","v":0},"","","","","","","","","","","","",0,"aaaaa0","No","No",{"$f":"IF($W155=\"a\",0,IF($W155=\"b\",Inventory!$M162,Inventory!$AG162))","v":0},{"$f":"IF(OR($W155=\"a\",AND($AQ155=\"No\",$AR155=\"No\")),0,IF(AND($W155=\"b\",Inventory!$O162=\"Btu/hr\"),Inventory!$N162,IF(AND($W155=\"b\",Inventory!$O162=\"Tons\"),Inventory!$N162*12000,IF(AND(OR($W155=\"c\",$W155=\"d\"),Inventory!$AI162=\"Btu/hr\"),Inventory!$AH162,IF(AND(OR($W155=\"c\",$W155=\"d\"),Inventory!$AI162=\"Tons\"),Inventory!$AH162*12000,0)))))","v":0},0,0,"EER",0,"kW/ton",{"$f":"IF(OR($W155=\"a\",$AR155=\"No\"),0,IF(AND($W155=\"b\",Inventory!$Q162=\"Btu/hr\"),Inventory!$P162,IF(AND($W155=\"b\",Inventory!$Q162=\"Tons\"),Inventory!$P162*12000,IF(AND(OR($W155=\"c\",$W155=\"d\"),Inventory!$AK162=\"Btu/hr\"),Inventory!$AJ162,IF(AND(OR($W155=\"c\",$W155=\"d\"),Inventory!$AK162=\"Tons\"),Inventory!$AJ162*12000,0)))))","v":0},0,0,"COP","No",{"$f":"IF(OR(Inventory!$J162=\"\",$BD155=\"No\"),\"-\",Inventory!$J162)","v":"-"},{"$f":"IFERROR(VLOOKUP($BE155,'Early Retirement'!$B$6:$C$32,2,FALSE),\"-\")","v":"-"},{"$f":"IF(OR($W155<>\"b\",AND($X155<>\"b\",$X155<>\"c\")),\"n\",IF(AND($AO155<>1,$AO155<>2,$AO155<>7,$AO155<>8),\"n\",IF(Inventory!$K162=\"Split\",\"s\",IF(Inventory!$K162=\"Packaged\",\"p\",\"n\"))))","v":"n"},{"$f":"IF(AND($X155<>\"i\",$X155<>\"j\"),\"n\",IF(Inventory!$L162=\"Centrifugal\",\"c\",\"n\"))","v":"n"},"-","-",{"$f":"IFERROR(INDEX('Early Retirement'!$C$4:$AC$32,$BF155,$BJ155),0)","v":0},{"$f":"IFERROR(HLOOKUP($BJ155,'Early Retirement'!$D$4:$AC$5,2,FALSE),0)","v":0},{"$f":"IFERROR(INDEX('Early Retirement'!$AE$4:$BE$32,$BF155,$BJ155),0)","v":0},{"$f":"IFERROR(HLOOKUP($BJ155,'Early Retirement'!$AF$4:$BE$5,2,FALSE),0)","v":0},0,0,"kW/ton",{"$f":"IFERROR(INDEX('Early Retirement'!$BG$4:$CG$32,$BF155,$BJ155),0)","v":0},{"$f":"IFERROR(HLOOKUP($BJ155,'Early Retirement'!$BH$4:$CH$5,2,FALSE),0)","v":0},0,"COP","Yes",0,0,"kW/ton",0,"COP",0,0,"kW/ton",0,"COP"]
[null,null,null,null,null,null,null,null,null,null,null,null,null,null,null,null,null,null,null,null,null,154,{"$f":"IF(Inventory!$C163=\"\",\"a\",VLOOKUP(Inventory!$C163,$B$3:$C$6,2,FALSE))","v":"a"},{"$f":"IF(AND($W156=\"b\",Inventory!$I163=\"\"),\"a\",IF(AND($W156=\"b\",Inventory!$I163<>\"\"),VLOOKUP(Inventory!$I163,$E$3:$F$12,2,FALSE),IF(AND(OR($W156=\"c\",$W156=\"d\"),Inventory!$AB163=\"\"),\"a\",IF(AND(OR($W156=\"c\",$W156=\"d\"),Inventory!$AB163<>\"\"),VLOOKUP(Inventory!$AB163,$E$3:$F$12,2,FALSE),\"a\"))))","v":"a"},{"$f":"IF(OR(AND($X156<>\"b\",$X156<>\"c\"),$AB156=0,$AB156>=(65000/12000),Inventory!$AC163=\"\"),\"a\",VLOOKUP(Inventory!$AC163,$H$3:$I$5,2,FALSE))","v":"a"},{"$f":"IF(AND($X156<>\"i\",$X156<>\"j\"),\"a\",IF(AND($W156=\"b\",Inventory!$L163=\"\"),\"a\",IF(AND($W156=\"b\",Inventory!$L163<>\"\"),VLOOKUP(Inventory!$L163,$K$3:$L$6,2,FALSE),IF(AND(OR($W156=\"c\",$W156=\"d\"),Inventory!$AD163=\"\"),\"a\",IF(AND(OR($W156=\"c\",$W156=\"d\"),Inventory!$AD163<>\"\"),VLOOKUP(Inventory!$AD163,$K$3:$L$6,2,FALSE),\"a\")))))","v":"a"},{"$f":"IF(OR(AND($X156<>\"e\",$X156<>\"f\"),$AB156=0,Inventory!$AF163=\"\"),\"a\",VLOOKUP(Inventory!$AF163,$N$3:$O$5,2,FALSE))","v":"a"},{"$f":"IF(OR(Inventory!C163=\"New Construction\",Inventory!C163=\"Replace-on-Burnout\"),Inventory!AS163,IF(Inventory!C163=\"Early Retirement\",Inventory!AR163,0))","v":0},"","","","","","","","","","","","",0,"aaaaa0","No","No",{"$f":"IF($W156=\"a\",0,IF($W156=\"b\",Inventory!$M163,Inventory!$AG163))","v":0},{"$f":"IF(OR($W156=\"a\",AND($AQ156=\"No\",$AR156=\"No\")),0,IF(AND($W156=\"b\",Inventory!$O163=\"Btu/hr\"),Inventory!$N163,IF(AND($W156=\"b\",Inventory!$O163=\"Tons\"),Inventory!$N163*12000,IF(AND(OR($W156=\"c\",$W156=\"d\"),Inventory!$AI163=\"Btu/hr\"),Inventory!$AH163,IF(AND(OR($W156=\"c\",$W156=\"d\"),Inventory!$AI163=\"Tons\"),Inventory!$AH163*12000,0)))))","v":0},0,0,"EER",0,"kW/ton",{"$f":"IF(OR($W156=\"a\",$AR156=\"No\"),0,IF(AND($W156=\"b\",Inventory!$Q163=\"Btu/hr\"),Inventory!$P163,IF(AND($W156=\"b\",Inventory!$Q163=\"Tons\"),Inventory!$P163*12000,IF(AND(OR($W156=\"c\",$W156=\"d\"),Inventory!$AK163=\"Btu/hr\"),Inventory!$AJ163,IF(AND(OR($W156=\"c\",$W156=\"d\"),Inventory!$AK163=\"Tons\"),Inventory!$AJ163*12000,0)))))","v":0},0,0,"COP","No",{"$f":"IF(OR(Inventory!$J163=\"\",$BD156=\"No\"),\"-\",Inventory!$J163)","v":"-"},{"$f":"IFERROR(VLOOKUP($BE156,'Early Retirement'!$B$6:$C$32,2,FALSE),\"-\")","v":"-"},{"$f":"IF(OR($W156<>\"b\",AND($X156<>\"b\",$X156<>\"c\")),\"n\",IF(AND($AO156<>1,$AO156<>2,$AO156<>7,$AO156<>8),\"n\",IF(Inventory!$K163=\"Split\",\"s\",IF(Inventory!$K163=\"Packaged\",\"p\",\"n\"))))","v":"n"},{"$f":"IF(AND($X156<>\"i\",$X156<>\"j\"),\"n\",IF(Inventory!$L163=\"Centrifugal\",\"c\",\"n\"))","v":"n"},"-","-",{"$f":"IFERROR(INDEX('Early Retirement'!$C$4:$AC$32,$BF156,$BJ156),0)","v":0},{"$f":"IFERROR(HLOOKUP($BJ156,'Early Retirement'!$D$4:$AC$5,2,FALSE),0)","v":0},{"$f":"IFERROR(INDEX('Early Retirement'!$AE$4:$BE$32,$BF156,$BJ156),0)","v":0},{"$f":"IFERROR(HLOOKUP($BJ156,'Early Retirement'!$AF$4:$BE$5,2,FALSE),0)","v":0},0,0,"kW/ton",{"$f":"IFERROR(INDEX('Early Retirement'!$BG$4:$CG$32,$BF156,$BJ156),0)","v":0},{"$f":"IFERROR(HLOOKUP($BJ156,'Early Retirement'!$BH$4:$CH$5,2,FALSE),0)","v":0},0,"COP","Yes",0,0,"kW/ton",0,"COP",0,0,"kW/ton",0,"COP"]
[null,null,null,null,null,null,null,null,null,null,null,null,null,null,null,null,null,null,null,null,null,155,{"$f":"IF(Inventory!$C164=\"\",\"a\",VLOOKUP(Inventory!$C164,$B$3:$C$6,2,FALSE))","v":"a"},{"$f":"IF(AND($W157=\"b\",Inventory!$I164=\"\"),\"a\",IF(AND($W157=\"b\",Inventory!$I164<>\"\"),VLOOKUP(Inventory!$I164,$E$3:$F$12,2,FALSE),IF(AND(OR($W157=\"c\",$W157=\"d\"),Inventory!$AB164=\"\"),\"a\",IF(AND(OR($W157=\"c\",$W157=\"d\"),Inventory!$AB164<>\"\"),VLOOKUP(Inventory!$AB164,$E$3:$F$12,2,FALSE),\"a\"))))","v":"a"},{"$f":"IF(OR(AND($X157<>\"b\",$X157<>\"c\"),$AB157=0,$AB157>=(65000/12000),Inventory!$AC164=\"\"),\"a\",VLOOKUP(Inventory!$AC164,$H$3:$I$5,2,FALSE))","v":"a"},{"$f":"IF(AND($X157<>\"i\",$X157<>\"j\"),\"a\",IF(AND($W157=\"b\",Inventory!$L164=\"\"),\"a\",IF(AND($W157=\"b\",Inventory!$L164<>\"\"),VLOOKUP(Inventory!$L164,$K$3:$L$6,2,FALSE),IF(AND(OR($W157=\"c\",$W157=\"d\"),Inventory!$AD164=\"\"),\"a\",IF(AND(OR($W157=\"c\",$W157=\"d\"),Inventory!$AD164<>\"\"),VLOOKUP(Inventory!$AD164,$K$3:$L$6,2,FALSE),\"a\")))))","v":"a"},{"$f":"IF(OR(AND($X157<>\"e\",$X157<>\"f\"),$AB157=0,Inventory!$AF164=\"\"),\"a\",VLOOKUP(Inventory!$AF164,$N$3:$O$5,2,FALSE))","v":"a"},{"$f":"IF(OR(Inventory!C164=\"New Construction\",Inventory!C164=\"Replace-on-Burnout\"),Inventory!AS164,IF(Inventory!C164=\"Early Retirement\",Inventory!AR164,0))","v":0},"","","","","","","","","","","","",0,"aaaaa0","No","No",{"$f":"IF($W157=\"a\",0,IF($W157=\"b\",Inventory!$M164,Inventory!$AG164))","v":0},{"$f":"IF(OR($W157=\"a\",AND($AQ157=\"No\",$AR157=\"No\")),0,IF(AND($W157=\"b\",Inventory!$O164=\"Btu/hr\"),Inventory!$N164,IF(AND($W157=\"b\",Inventory!$O164=\"Tons\"),Inventory!$N164*12000,IF(AND(OR($W157=\"c\",$W157=\"d\"),Inventory!$AI164=\"Btu/hr\"),Inventory!$AH164,IF(AND(OR($W157=\"c\",$W157=\"d\"),Inventory!$AI164=\"Tons\"),Inventory!$AH164*12000,0)))))","v":0},0,0,"EER",0,"kW/ton",{"$f":"IF(OR($W157=\"a\",$AR157=\"No\"),0,IF(AND($W157=\"b\",Inventory!$Q164=\"Btu/hr\"),Inventory!$P164,IF(AND($W157=\"b\",Inventory!$Q164=\"Tons\"),Inventory!$P164*12000,IF(AND(OR($W157=\"c\",$W157=\"d\"),Inventory!$AK164=\"Btu/hr\"),Inventory!$AJ164,IF(AND(OR($W157=\"c\",$W157=\"d\"),Inventory!$AK164=\"Tons\"),Inventory!$AJ164*12000,0)))))","v":0},0,0,"COP","No",{"$f":"IF(OR(Inventory!$J164=\"\",$BD157=\"No\"),\"-\",Inventory!$J164)","v":"-"},{"$f":"IFERROR(VLOOKUP($BE157,'Early Retirement'!$B$6:$C$32,2,FALSE),\"-\")","v":"-"},{"$f":"IF(OR($W157<>\"b\",AND($X157<>\"b\",$X157<>\"c\")),\"n\",IF(AND($AO157<>1,$AO157<>2,$AO157<>7,$AO157<>8),\"n\",IF(Inventory!$K164=\"Split\",\"s\",IF(Inventory!$K164=\"Packaged\",\"p\",\"n\"))))","v":"n"},{"$f":"IF(AND($X157<>\"i\",$X157<>\"j\"),\"n\",IF(Inventory!$L164=\"Centrifugal\",\"c\",\"n\"))","v":"n"},"-","-",{"$f":"IFERROR(INDEX('Early Retirement'!$C$4:$AC$32,$BF157,$BJ157),0)","v":0},{"$f":"IFERROR(HLOOKUP($BJ157,'Early Retirement'!$D$4:$AC$5,2,FALSE),0)","v":0},{"$f":"IFERROR(INDEX('Early Retirement'!$AE$4:$BE$32,$BF157,$BJ157),0)","v":0},{"$f":"IFERROR(HLOOKUP($BJ157,'Early Retirement'!$AF$4:$BE$5,2,FALSE),0)","v":0},0,0,"kW/ton",{"$f":"IFERROR(INDEX('Early Retirement'!$BG$4:$CG$32,$BF157,$BJ157),0)","v":0},{"$f":"IFERROR(HLOOKUP($BJ157,'Early Retirement'!$BH$4:$CH$5,2,FALSE),0)","v":0},0,"COP","Yes",0,0,"kW/ton",0,"COP",0,0,"kW/ton",0,"COP"]
[null,null,null,null,null,null,null,null,null,null,null,null,null,null,null,null,null,null,null,null,null,156,{"$f":"IF(Inventory!$C165=\"\",\"a\",VLOOKUP(Inventory!$C165,$B$3:$C$6,2,FALSE))","v":"a"},{"$f":"IF(AND($W158=\"b\",Inventory!$I165=\"\"),\"a\",IF(AND($W158=\"b\",Inventory!$I165<>\"\"),VLOOKUP(Inventory!$I165,$E$3:$F$12,2,FALSE),IF(AND(OR($W158=\"c\",$W158=\"d\"),Inventory!$AB165=\"\"),\"a\",IF(AND(OR($W158=\"c\",$W158=\"d\"),Inventory!$AB165<>\"\"),VLOOKUP(Inventory!$AB165,$E$3:$F$12,2,FALSE),\"a\"))))","v":"a"},{"$f":"IF(OR(AND($X158<>\"b\",$X158<>\"c\"),$AB158=0,$AB158>=(65000/12000),Inventory!$AC165=\"\"),\"a\",VLOOKUP(Inventory!$AC165,$H$3:$I$5,2,FALSE))","v":"a"},{"$f":"IF(AND($X158<>\"i\",$X158<>\"j\"),\"a\",IF(AND($W158=\"b\",Inventory!$L165=\"\"),\"a\",IF(AND($W158=\"b\",Inventory!$L165<>\"\"),VLOOKUP(Inventory!$L165,$K$3:$L$6,2,FALSE),IF(AND(OR($W158=\"c\",$W158=\"d\"),Inventory!$AD165=\"\"),\"a\",IF(AND(OR($W158=\"c\",$W158=\"d\"),Inventory!$AD165<>\"\"),VLOOKUP(Inventory!$AD165,$K$3:$L$6,2,FALSE),\"a\")))))","v":"a"},{"$f":"IF(OR(AND($X158<>\"e\",$X158<>\"f\"),$AB158=0,Inventory!$AF165=\"\"),\"a\",VLOOKUP(Inventory!$AF165,$N$3:$O$5,2,FALSE))","v":"a"},{"$f":"IF(OR(Inventory!C165=\"New Construction\",Inventory!C165=\"Replace-on-Burnout\"),Inventory!AS165,IF(Inventory!C165=\"Early Retirement\",Inventory!AR165,0))","v":0},"","","","","","","","","","","","",0,"aaaaa0","No","No",{"$f":"IF($W158=\"a\",0,IF($W158=\"b\",Inventory!$M165,Inventory!$AG165))","v":0},{"$f":"IF(OR($W158=\"a\",AND($AQ158=\"No\",$AR158=\"No\")),0,IF(AND($W158=\"b\",Inventory!$O165=\"Btu/hr\"),Inventory!$N165,IF(AND($W158=\"b\",Inventory!$O165=\"Tons\"),Inventory!$N165*12000,IF(AND(OR($W158=\"c\",$W158=\"d\"),Inventory!$AI165=\"Btu/hr\"),Inventory!$AH165,IF(AND(OR($W158=\"c\",$W158=\"d\"),Inventory!$AI165=\"Tons\"),Inventory!$AH165*12000,0)))))","v":0},0,0,"EER",0,"kW/ton",{"$f":"IF(OR($W158=\"a\",$AR158=\"No\"),0,IF(AND($W158=\"b\",Inventory!$Q165=\"Btu/hr\"),Inventory!$P165,IF(AND($W158=\"b\",Inventory!$Q165=\"Tons\"),Inventory!$P165*12000,IF(AND(OR($W158=\"c\",$W158=\"d\"),Inventory!$AK165=\"Btu/hr\"),Inventory!$AJ165,IF(AND(OR($W158=\"c\",$W158=\"d\"),Inventory!$AK165=\"Tons\"),Inventory!$AJ165*12000,0)))))","v":0},0,0,"COP","No",{"$f":"IF(OR(Inventory!$J165=\"\",$BD158=\"No\"),\"-\",Inventory!$J165)","v":"-"},{"$f":"IFERROR(VLOOKUP($BE158,'Early Retirement'!$B$6:$C$32,2,FALSE),\"-\")","v":"-"},{"$f":"IF(OR($W158<>\"b\",AND($X158<>\"b\",$X158<>\"c\")),\"n\",IF(AND($AO158<>1,$AO158<>2,$AO158<>7,$AO158<>8),\"n\",IF(Inventory!$K165=\"Split\",\"s\",IF(Inventory!$K165=\"Packaged\",\"p\",\"n\"))))","v":"n"},{"$f":"IF(AND($X158<>\"i\",$X158<>\"j\"),\"n\",IF(Inventory!$L165=\"Centrifugal\",\"c\",\"n\"))","v":"n"},"-","-",{"$f":"IFERROR(INDEX('Early Retirement'!$C$4:$AC$32,$BF158,$BJ158),0)","v":0},{"$f":"IFERROR(HLOOKUP($BJ158,'Early Retirement'!$D$4:$AC$5,2,FALSE),0)","v":0},{"$f":"IFERROR(INDEX('Early Retirement'!$AE$4:$BE$32,$BF158,$BJ158),0)","v":0},{"$f":"IFERROR(HLOOKUP($BJ158,'Early Retirement'!$AF$4:$BE$5,2,FALSE),0)","v":0},0,0,"kW/ton",{"$f":"IFERROR(INDEX('Early Retirement'!$BG$4:$CG$32,$BF158,$BJ158),0)","v":0},{"$f":"IFERROR(HLOOKUP($BJ158,'Early Retirement'!$BH$4:$CH$5,2,FALSE),0)","v":0},0,"COP","Yes",0,0,"kW/ton",0,"COP",0,0,"kW/ton",0,"COP"]
[null,null,null,null,null,null,null,null,null,null,null,null,null,null,null,null,null,null,null,null,null,157,{"$f":"IF(Inventory!$C166=\"\",\"a\",VLOOKUP(Inventory!$C166,$B$3:$C$6,2,FALSE))","v":"a"},{"$f":"IF(AND($W159=\"b\",Inventory!$I166=\"\"),\"a\",IF(AND($W159=\"b\",Inventory!$I166<>\"\"),VLOOKUP(Inventory!$I166,$E$3:$F$12,2,FALSE),IF(AND(OR($W159=\"c\",$W159=\"d\"),Inventory!$AB166=\"\"),\"a\",IF(AND(OR($W159=\"c\",$W159=\"d\"),Inventory!$AB166<>\"\"),VLOOKUP(Inventory!$AB166,$E$3:$F$12,2,FALSE),\"a\"))))","v":"a"},{"$f":"IF(OR(AND($X159<>\"b\",$X159<>\"c\"),$AB159=0,$AB159>=(65000/12000),Inventory!$AC166=\"\"),\"a\",VLOOKUP(Inventory!$AC166,$H$3:$I$5,2,FALSE))","v":"a"},{"$f":"IF(AND($X159<>\"i\",$X159<>\"j\"),\"a\",IF(AND($W159=\"b\",Inventory!$L166=\"\"),\"a\",IF(AND($W159=\"b\",Inventory!$L166<>\"\"),VLOOKUP(Inventory!$L166,$K$3:$L$6,2,FALSE),IF(AND(OR($W159=\"c\",$W159=\"d\"),Inventory!$AD166=\"\"),\"a\",IF(AND(OR($W159=\"c\",$W159=\"d\"),Inventory!$AD166<>\"\"),VLOOKUP(Inventory!$AD166,$K$3:$L$6,2,FALSE),\"a\")))))","v":"a"},{"$f":"IF(OR(AND($X159<>\"e\",$X159<>\"f\"),$AB159=0,Inventory!$AF166=\"\"),\"a\",VLOOKUP(Inventory!$AF166,$N$3:$O$5,2,FALSE))","v":"a"},{"$f":"IF(OR(Inventory!C166=\"New Construction\",Inventory!C166=\"Replace-on-Burnout\"),Inventory!AS166,IF(Inventory!C166=\"Early Retirement\",Inventory!AR166,0))","v":0},"","","","","","","","","","","","",0,"aaaaa0","No","No",{"$f":"IF($W159=\"a\",0,IF($W159=\"b\",Inventory!$M166,Inventory!$AG166))","v":0},{"$f":"IF(OR($W159=\"a\",AND($AQ159=\"No\",$AR159=\"No\")),0,IF(AND($W159=\"b\",Inventory!$O166=\"Btu/hr\"),Inventory!$N166,IF(AND($W159=\"b\",Inventory!$O166=\"Tons\"),Inventory!$N166*12000,IF(AND(OR($W159=\"c\",$W159=\"d\"),Inventory!$AI166=\"Btu/hr\"),Inventory!$AH166,IF(AND(OR($W159=\"c\",$W159=\"d\"),Inventory!$AI166=\"Tons\"),Inventory!$AH166*12000,0)))))","v":0},0,0,"EER",0,"kW/ton",{"$f":"IF(OR($W159=\"a\",$AR159=\"No\"),0,IF(AND($W159=\"b\",Inventory!$Q166=\"Btu/hr\"),Inventory!$P166,IF(AND($W159=\"b\",Inventory!$Q166=\"Tons\"),Inventory!$P166*12000,IF(AND(OR($W159=\"c\",$W159=\"d\"),Inventory!$AK166=\"Btu/hr\"),Inventory!$AJ166,IF(AND(OR($W159=\"c\",$W159=\"d\"),Inventory!$AK166=\"Tons\"),Inventory!$AJ166*12000,0)))))","v":0},0,0,"COP","No",{"$f":"IF(OR(Inventory!$J166=\"\",$BD159=\"No\"),\"-\",Inventory!$J166)","v":"-"},{"$f":"IFERROR(VLOOKUP($BE159,'Early Retirement'!$B$6:$C$32,2,FALSE),\"-\")","v":"-"},{"$f":"IF(OR($W159<>\"b\",AND($X159<>\"b\",$X159<>\"c\")),\"n\",IF(AND($AO159<>1,$AO159<>2,$AO159<>7,$AO159<>8),\"n\",IF(Inventory!$K166=\"Split\",\"s\",IF(Inventory!$K166=\"Packaged\",\"p\",\"n\"))))","v":"n"},{"$f":"IF(AND($X159<>\"i\",$X159<>\"j\"),\"n\",IF(Inventory!$L166=\"Centrifugal\",\"c\",\"n\"))","v":"n"},"-","-",{"$f":"IFERROR(INDEX('Early Retirement'!$C$4:$AC$32,$BF159,$BJ159),0)","v":0},{"$f":"IFERROR(HLOOKUP($BJ159,'Early Retirement'!$D$4:$AC$5,2,FALSE),0)","v":0},{"$f":"IFERROR(INDEX('Early Retirement'!$AE$4:$BE$32,$BF159,$BJ159),0)","v":0},{"$f":"IFERROR(HLOOKUP($BJ159,'Early Retirement'!$AF$4:$BE$5,2,FALSE),0)","v":0},0,0,"kW/ton",{"$f":"IFERROR(INDEX('Early Retirement'!$BG$4:$CG$32,$BF159,$BJ159),0)","v":0},{"$f":"IFERROR(HLOOKUP($BJ159,'Early Retirement'!$BH$4:$CH$5,2,FALSE),0)","v":0},0,"COP","Yes",0,0,"kW/ton",0,"COP",0,0,"kW/ton",0,"COP"]
[null,null,null,null,null,null,null,null,null,null,null,null,null,null,null,null,null,null,null,null,null,158,{"$f":"IF(Inventory!$C167=\"\",\"a\",VLOOKUP(Inventory!$C167,$B$3:$C$6,2,FALSE))","v":"a"},{"$f":"IF(AND($W160=\"b\",Inventory!$I167=\"\"),\"a\",IF(AND($W160=\"b\",Inventory!$I167<>\"\"),VLOOKUP(Inventory!$I167,$E$3:$F$12,2,FALSE),IF(AND(OR($W160=\"c\",$W160=\"d\"),Inventory!$AB167=\"\"),\"a\",IF(AND(OR($W160=\"c\",$W160=\"d\"),Inventory!$AB167<>\"\"),VLOOKUP(Inventory!$AB167,$E$3:$F$12,2,FALSE),\"a\"))))","v":"a"},{"$f":"IF(OR(AND($X160<>\"b\",$X160<>\"c\"),$AB160=0,$AB160>=(65000/12000),Inventory!$AC167=\"\"),\"a\",VLOOKUP(Inventory!$AC167,$H$3:$I$5,2,FALSE))","v":"a"},{"$f":"IF(AND($X160<>\"i\",$X160<>\"j\"),\"a\",IF(AND($W160=\"b\",Inventory!$L167=\"\"),\"a\",IF(AND($W160=\"b\",Inventory!$L167<>\"\"),VLOOKUP(Inventory!$L167,$K$3:$L$6,2,FALSE),IF(AND(OR($W160=\"c\",$W160=\"d\"),Inventory!$AD167=\"\"),\"a\",IF(AND(OR($W160=\"c\",$W160=\"d\"),Inventory!$AD167<>\"\"),VLOOKUP(Inventory!$AD167,$K$3:$L$6,2,FALSE),\"a\")))))","v":"a"},{"$f":"IF(OR(AND($X160<>\"e\",$X160<>\"f\"),$AB160=0,Inventory!$AF167=\"\"),\"a\",VLOOKUP(Inventory!$AF167,$N$3:$O$5,2,FALSE))","v":"a"},{"$f":"IF(OR(Inventory!C167=\"New Construction\",Inventory!C167=\"Replace-on-Burnout\"),Inventory!AS167,IF(Inventory!C167=\"Early Retirement\",Inventory!AR167,0))","v":0},"","","","","","","","","","","","",0,"aaaaa0","No","No",{"$f":"IF($W160=\"a\",0,IF($W160=\"b\",Inventory!$M167,Inventory!$AG167))","v":0},{"$f":"IF(OR($W160=\"a\",AND($AQ160=\"No\",$AR160=\"No\")),0,IF(AND($W160=\"b\",Inventory!$O167=\"Btu/hr\"),Inventory!$N167,IF(AND($W160=\"b\",Inventory!$O167=\"Tons\"),Inventory!$N167*12000,IF(AND(OR($W160=\"c\",$W160=\"d\"),Inventory!$AI167=\"Btu/hr\"),Inventory!$AH167,IF(AND(OR($W160=\"c\",$W160=\"d\"),Inventory!$AI167=\"Tons\"),Inventory!$AH167*12000,0)))))","v":0},0,0,"EER",0,"kW/ton",{"$f":"IF(OR($W160=\"a\",$AR160=\"No\"),0,IF(AND($W160=\"b\",Inventory!$Q167=\"Btu/hr\"),Inventory!$P167,IF(AND($W160=\"b\",Inventory!$Q167=\"Tons\"),Inventory!$P167*12000,IF(AND(OR($W160=\"c\",$W160=\"d\"),Inventory!$AK167=\"Btu/hr\"),Inventory!$AJ167,IF(AND(OR($W160=\"c\",$W160=\"d\"),Inventory!$AK167=\"Tons\"),Inventory!$AJ167*12000,0)))))","v":0},0,0,"COP","No",{"$f":"IF(OR(Inventory!$J167=\"\",$BD160=\"No\"),\"-\",Inventory!$J167)","v":"-"},{"$f":"IFERROR(VLOOKUP($BE160,'Early Retirement'!$B$6:$C$32,2,FALSE),\"-\")","v":"-"},{"$f":"IF(OR($W160<>\"b\",AND($X160<>\"b\",$X160<>\"c\")),\"n\",IF(AND($AO160<>1,$AO160<>2,$AO160<>7,$AO160<>8),\"n\",IF(Inventory!$K167=\"Split\",\"s\",IF(Inventory!$K167=\"Packaged\",\"p\",\"n\"))))","v":"n"},{"$f":"IF(AND($X160<>\"i\",$X160<>\"j\"),\"n\",IF(Inventory!$L167=\"Centrifugal\",\"c\",\"n\"))","v":"n"},"-","-",{"$f":"IFERROR(INDEX('Early Retirement'!$C$4:$AC$32,$BF160,$BJ160),0)","v":0},{"$f":"IFERROR(HLOOKUP($BJ160,'Early Retirement'!$D$4:$AC$5,2,FALSE),0)","v":0},{"$f":"IFERROR(INDEX('Early Retirement'!$AE$4:$BE$32,$BF160,$BJ160),0)","v":0},{"$f":"IFERROR(HLOOKUP($BJ160,'Early Retirement'!$AF$4:$BE$5,2,FALSE),0)","v":0},0,0,"kW/ton",{"$f":"IFERROR(INDEX('Early Retirement'!$BG$4:$CG$32,$BF160,$BJ160),0)","v":0},{"$f":"IFERROR(HLOOKUP($BJ160,'Early Retirement'!$BH$4:$CH$5,2,FALSE),0)","v":0},0,"COP","Yes",0,0,"kW/ton",0,"COP",0,0,"kW/ton",0,"COP"]
[null,null,null,null,null,null,null,null,null,null,null,null,null,null,null,null,null,null,null,null,null,159,{"$f":"IF(Inventory!$C168=\"\",\"a\",VLOOKUP(Inventory!$C168,$B$3:$C$6,2,FALSE))","v":"a"},{"$f":"IF(AND($W161=\"b\",Inventory!$I168=\"\"),\"a\",IF(AND($W161=\"b\",Inventory!$I168<>\"\"),VLOOKUP(Inventory!$I168,$E$3:$F$12,2,FALSE),IF(AND(OR($W161=\"c\",$W161=\"d\"),Inventory!$AB168=\"\"),\"a\",IF(AND(OR($W161=\"c\",$W161=\"d\"),Inventory!$AB168<>\"\"),VLOOKUP(Inventory!$AB168,$E$3:$F$12,2,FALSE),\"a\"))))","v":"a"},{"$f":"IF(OR(AND($X161<>\"b\",$X161<>\"c\"),$AB161=0,$AB161>=(65000/12000),Inventory!$AC168=\"\"),\"a\",VLOOKUP(Inventory!$AC168,$H$3:$I$5,2,FALSE))","v":"a"},{"$f":"IF(AND($X161<>\"i\",$X161<>\"j\"),\"a\",IF(AND($W161=\"b\",Inventory!$L168=\"\"),\"a\",IF(AND($W161=\"b\",Inventory!$L168<>\"\"),VLOOKUP(Inventory!$L168,$K$3:$L$6,2,FALSE),IF(AND(OR($W161=\"c\",$W161=\"d\"),Inventory!$AD168=\"\"),\"a\",IF(AND(OR($W161=\"c\",$W161=\"d\"),Inventory!$AD168<>\"\"),VLOOKUP(Inventory!$AD168,$K$3:$L$6,2,FALSE),\"a\")))))","v":"a"},{"$f":"IF(OR(AND($X161<>\"e\",$X161<>\"f\"),$AB161=0,Inventory!$AF168=\"\"),\"a\",VLOOKUP(Inventory!$AF168,$N$3:$O$5,2,FALSE))","v":"a"},{"$f":"IF(OR(Inventory!C168=\"New Construction\",Inventory!C168=\"Replace-on-Burnout\"),Inventory!AS168,IF(Inventory!C168=\"Early Retirement\",Inventory!AR168,0))","v":0},"","","","","","","","","","","","",0,"aaaaa0","No","No",{"$f":"IF($W161=\"a\",0,IF($W161=\"b\",Inventory!$M168,Inventory!$AG168))","v":0},{"$f":"IF(OR($W161=\"a\",AND($AQ161=\"No\",$AR161=\"No\")),0,IF(AND($W161=\"b\",Inventory!$O168=\"Btu/hr\"),Inventory!$N168,IF(AND($W161=\"b\",Inventory!$O168=\"Tons\"),Inventory!$N168*12000,IF(AND(OR($W161=\"c\",$W161=\"d\"),Inventory!$AI168=\"Btu/hr\"),Inventory!$AH168,IF(AND(OR($W161=\"c\",$W161=\"d\"),Inventory!$AI168=\"Tons\"),Inventory!$AH168*12000,0)))))","v":0},0,0,"EER",0,"kW/ton",{"$f":"IF(OR($W161=\"a\",$AR161=\"No\"),0,IF(AND($W161=\"b\",Inventory!$Q168=\"Btu/hr\"),Inventory!$P168,IF(AND($W161=\"b\",Inventory!$Q168=\"Tons\"),Inventory!$P168*12000,IF(AND(OR($W161=\"c\",$W161=\"d\"),Inventory!$AK168=\"Btu/hr\"),Inventory!$AJ168,IF(AND(OR($W161=\"c\",$W161=\"d\"),Inventory!$AK168=\"Tons\"),Inventory!$AJ168*12000,0)))))","v":0},0,0,"COP","No",{"$f":"IF(OR(Inventory!$J168=\"\",$BD161=\"No\"),\"-\",Inventory!$J168)","v":"-"},{"$f":"IFERROR(VLOOKUP($BE161,'Early Retirement'!$B$6:$C$32,2,FALSE),\"-\")","v":"-"},{"$f":"IF(OR($W161<>\"b\",AND($X161<>\"b\",$X161<>\"c\")),\"n\",IF(AND($AO161<>1,$AO161<>2,$AO161<>7,$AO161<>8),\"n\",IF(Inventory!$K168=\"Split\",\"s\",IF(Inventory!$K168=\"Packaged\",\"p\",\"n\"))))","v":"n"},{"$f":"IF(AND($X161<>\"i\",$X161<>\"j\"),\"n\",IF(Inventory!$L168=\"Centrifugal\",\"c\",\"n\"))","v":"n"},"-","-",{"$f":"IFERROR(INDEX('Early Retirement'!$C$4:$AC$32,$BF161,$BJ161),0)","v":0},{"$f":"IFERROR(HLOOKUP($BJ161,'Early Retirement'!$D$4:$AC$5,2,FALSE),0)","v":0},{"$f":"IFERROR(INDEX('Early Retirement'!$AE$4:$BE$32,$BF161,$BJ161),0)","v":0},{"$f":"IFERROR(HLOOKUP($BJ161,'Early Retirement'!$AF$4:$BE$5,2,FALSE),0)","v":0},0,0,"kW/ton",{"$f":"IFERROR(INDEX('Early Retirement'!$BG$4:$CG$32,$BF161,$BJ161),0)","v":0},{"$f":"IFERROR(HLOOKUP($BJ161,'Early Retirement'!$BH$4:$CH$5,2,FALSE),0)","v":0},0,"COP","Yes",0,0,"kW/ton",0,"COP",0,0,"kW/ton",0,"COP"]
[null,null,null,null,null,null,null,null,null,null,null,null,null,null,null,null,null,null,null,null,null,160,{"$f":"IF(Inventory!$C169=\"\",\"a\",VLOOKUP(Inventory!$C169,$B$3:$C$6,2,FALSE))","v":"a"},{"$f":"IF(AND($W162=\"b\",Inventory!$I169=\"\"),\"a\",IF(AND($W162=\"b\",Inventory!$I169<>\"\"),VLOOKUP(Inventory!$I169,$E$3:$F$12,2,FALSE),IF(AND(OR($W162=\"c\",$W162=\"d\"),Inventory!$AB169=\"\"),\"a\",IF(AND(OR($W162=\"c\",$W162=\"d\"),Inventory!$AB169<>\"\"),VLOOKUP(Inventory!$AB169,$E$3:$F$12,2,FALSE),\"a\"))))","v":"a"},{"$f":"IF(OR(AND($X162<>\"b\",$X162<>\"c\"),$AB162=0,$AB162>=(65000/12000),Inventory!$AC169=\"\"),\"a\",VLOOKUP(Inventory!$AC169,$H$3:$I$5,2,FALSE))","v":"a"},{"$f":"IF(AND($X162<>\"i\",$X162<>\"j\"),\"a\",IF(AND($W162=\"b\",Inventory!$L169=\"\"),\"a\",IF(AND($W162=\"b\",Inventory!$L169<>\"\"),VLOOKUP(Inventory!$L169,$K$3:$L$6,2,FALSE),IF(AND(OR($W162=\"c\",$W162=\"d\"),Inventory!$AD169=\"\"),\"a\",IF(AND(OR($W162=\"c\",$W162=\"d\"),Inventory!$AD169<>\"\"),VLOOKUP(Inventory!$AD169,$K$3:$L$6,2,FALSE),\"a\")))))","v":"a"},{"$f":"IF(OR(AND($X162<>\"e\",$X162<>\"f\"),$AB162=0,Inventory!$AF169=\"\"),\"a\",VLOOKUP(Inventory!$AF169,$N$3:$O$5,2,FALSE))","v":"a"},{"$f":"IF(OR(Inventory!C169=\"New Construction\",Inventory!C169=\"Replace-on-Burnout\"),Inventory!AS169,IF(Inventory!C169=\"Early Retirement\",Inventory!AR169,0))","v":0},"","","","","","","","","","","","",0,"aaaaa0","No","No",{"$f":"IF($W162=\"a\",0,IF($W162=\"b\",Inventory!$M169,Inventory!$AG169))","v":0},{"$f":"IF(OR($W162=\"a\",AND($AQ162=\"No\",$AR162=\"No\")),0,IF(AND($W162=\"b\",Inventory!$O169=\"Btu/hr\"),Inventory!$N169,IF(AND($W162=\"b\",Inventory!$O169=\"Tons\"),Inventory!$N169*12000,IF(AND(OR($W162=\"c\",$W162=\"d\"),Inventory!$AI169=\"Btu/hr\"),Inventory!$AH169,IF(AND(OR($W162=\"c\",$W162=\"d\"),Inventory!$AI169=\"Tons\"),Inventory!$AH169*12000,0)))))","v":0},0,0,"EER",0,"kW/ton",{"$f":"IF(OR($W162=\"a\",$AR162=\"No\"),0,IF(AND($W162=\"b\",Inventory!$Q169=\"Btu/hr\"),Inventory!$P169,IF(AND($W162=\"b\",Inventory!$Q169=\"Tons\"),Inventory!$P169*12000,IF(AND(OR($W162=\"c\",$W162=\"d\"),Inventory!$AK169=\"Btu/hr\"),Inventory!$AJ169,IF(AND(OR($W162=\"c\",$W162=\"d\"),Inventory!$AK169=\"Tons\"),Inventory!$AJ169*12000,0)))))","v":0},0,0,"COP","No",{"$f":"IF(OR(Inventory!$J169=\"\",$BD162=\"No\"),\"-\",Inventory!$J169)","v":"-"},{"$f":"IFERROR(VLOOKUP($BE162,'Early Retirement'!$B$6:$C$32,2,FALSE),\"-\")","v":"-"},{"$f":"IF(OR($W162<>\"b\",AND($X162<>\"b\",$X162<>\"c\")),\"n\",IF(AND($AO162<>1,$AO162<>2,$AO162<>7,$AO162<>8),\"n\",IF(Inventory!$K169=\"Split\",\"s\",IF(Inventory!$K169=\"Packaged\",\"p\",\"n\"))))","v":"n"},{"$f":"IF(AND($X162<>\"i\",$X162<>\"j\"),\"n\",IF(Inventory!$L169=\"Centrifugal\",\"c\",\"n\"))","v":"n"},"-","-",{"$f":"IFERROR(INDEX('Early Retirement'!$C$4:$AC$32,$BF162,$BJ162),0)","v":0},{"$f":"IFERROR(HLOOKUP($BJ162,'Early Retirement'!$D$4:$AC$5,2,FALSE),0)","v":0},{"$f":"IFERROR(INDEX('Early Retirement'!$AE$4:$BE$32,$BF162,$BJ162),0)","v":0},{"$f":"IFERROR(HLOOKUP($BJ162,'Early Retirement'!$AF$4:$BE$5,2,FALSE),0)","v":0},0,0,"kW/ton",{"$f":"IFERROR(INDEX('Early Retirement'!$BG$4:$CG$32,$BF162,$BJ162),0)","v":0},{"$f":"IFERROR(HLOOKUP($BJ162,'Early Retirement'!$BH$4:$CH$5,2,FALSE),0)","v":0},0,"COP","Yes",0,0,"kW/ton",0,"COP",0,0,"kW/ton",0,"COP"]
[null,null,null,null,null,null,null,null,null,null,null,null,null,null,null,null,null,null,null,null,null,161,{"$f":"IF(Inventory!$C170=\"\",\"a\",VLOOKUP(Inventory!$C170,$B$3:$C$6,2,FALSE))","v":"a"},{"$f":"IF(AND($W163=\"b\",Inventory!$I170=\"\"),\"a\",IF(AND($W163=\"b\",Inventory!$I170<>\"\"),VLOOKUP(Inventory!$I170,$E$3:$F$12,2,FALSE),IF(AND(OR($W163=\"c\",$W163=\"d\"),Inventory!$AB170=\"\"),\"a\",IF(AND(OR($W163=\"c\",$W163=\"d\"),Inventory!$AB170<>\"\"),VLOOKUP(Inventory!$AB170,$E$3:$F$12,2,FALSE),\"a\"))))","v":"a"},{"$f":"IF(OR(AND($X163<>\"b\",$X163<>\"c\"),$AB163=0,$AB163>=(65000/12000),Inventory!$AC170=\"\"),\"a\",VLOOKUP(Inventory!$AC170,$H$3:$I$5,2,FALSE))","v":"a"},{"$f":"IF(AND($X163<>\"i\",$X163<>\"j\"),\"a\",IF(AND($W163=\"b\",Inventory!$L170=\"\"),\"a\",IF(AND($W163=\"b\",Inventory!$L170<>\"\"),VLOOKUP(Inventory!$L170,$K$3:$L$6,2,FALSE),IF(AND(OR($W163=\"c\",$W163=\"d\"),Inventory!$AD170=\"\"),\"a\",IF(AND(OR($W163=\"c\",$W163=\"d\"),Inventory!$AD170<>\"\"),VLOOKUP(Inventory!$AD170,$K$3:$L$6,2,FALSE),\"a\")))))","v":"a"},{"$f":"IF(OR(AND($X163<>\"e\",$X163<>\"f\"),$AB163=0,Inventory!$AF170=\"\"),\"a\",VLOOKUP(Inventory!$AF170,$N$3:$O$5,2,FALSE))","v":"a"},{"$f":"IF(OR(Inventory!C170=\"New Construction\",Inventory!C170=\"Replace-on-Burnout\"),Inventory!AS170,IF(Inventory!C170=\"Early Retirement\",Inventory!AR170,0))","v":0},"","","","","","","","","","","","",0,"aaaaa0","No","No",{"$f":"IF($W163=\"a\",0,IF($W163=\"b\",Inventory!$M170,Inventory!$AG170))","v":0},{"$f":"IF(OR($W163=\"a\",AND($AQ163=\"No\",$AR163=\"No\")),0,IF(AND($W163=\"b\",Inventory!$O170=\"Btu/hr\"),Inventory!$N170,IF(AND($W163=\"b\",Inventory!$O170=\"Tons\"),Inventory!$N170*12000,IF(AND(OR($W163=\"c\",$W163=\"d\"),Inventory!$AI170=\"Btu/hr\"),Inventory!$AH170,IF(AND(OR($W163=\"c\",$W163=\"d\"),Inventory!$AI170=\"Tons\"),Inventory!$AH170*12000,0)))))","v":0},0,0,"EER",0,"kW/ton",{"$f":"IF(OR($W163=\"a\",$AR163=\"No\"),0,IF(AND($W163=\"b\",Inventory!$Q170=\"Btu/hr\"),Inventory!$P170,IF(AND($W163=\"b\",Inventory!$Q170=\"Tons\"),Inventory!$P170*12000,IF(AND(OR($W163=\"c\",$W163=\"d\"),Inventory!$AK170=\"Btu/hr\"),Inventory!$AJ170,IF(AND(OR($W163=\"c\",$W163=\"d\"),Inventory!$AK170=\"Tons\"),Inventory!$AJ170*12000,0)))))","v":0},0,0,"COP","No",{"$f":"IF(OR(Inventory!$J170=\"\",$BD163=\"No\"),\"-\",Inventory!$J170)","v":"-"},{"$f":"IFERROR(VLOOKUP($BE163,'Early Retirement'!$B$6:$C$32,2,FALSE),\"-\")","v":"-"},{"$f":"IF(OR($W163<>\"b\",AND($X163<>\"b\",$X163<>\"c\")),\"n\",IF(AND($AO163<>1,$AO163<>2,$AO163<>7,$AO163<>8),\"n\",IF(Inventory!$K170=\"Split\",\"s\",IF(Inventory!$K170=\"Packaged\",\"p\",\"n\"))))","v":"n"},{"$f":"IF(AND($X163<>\"i\",$X163<>\"j\"),\"n\",IF(Inventory!$L170=\"Centrifugal\",\"c\",\"n\"))","v":"n"},"-","-",{"$f":"IFERROR(INDEX('Early Retirement'!$C$4:$AC$32,$BF163,$BJ163),0)","v":0},{"$f":"IFERROR(HLOOKUP($BJ163,'Early Retirement'!$D$4:$AC$5,2,FALSE),0)","v":0},{"$f":"IFERROR(INDEX('Early Retirement'!$AE$4:$BE$32,$BF163,$BJ163),0)","v":0},{"$f":"IFERROR(HLOOKUP($BJ163,'Early Retirement'!$AF$4:$BE$5,2,FALSE),0)","v":0},0,0,"kW/ton",{"$f":"IFERROR(INDEX('Early Retirement'!$BG$4:$CG$32,$BF163,$BJ163),0)","v":0},{"$f":"IFERROR(HLOOKUP($BJ163,'Early Retirement'!$BH$4:$CH$5,2,FALSE),0)","v":0},0,"COP","Yes",0,0,"kW/ton",0,"COP",0,0,"kW/ton",0,"COP"]
[null,null,null,null,null,null,null,null,null,null,null,null,null,null,null,null,null,null,null,null,null,162,{"$f":"IF(Inventory!$C171=\"\",\"a\",VLOOKUP(Inventory!$C171,$B$3:$C$6,2,FALSE))","v":"a"},{"$f":"IF(AND($W164=\"b\",Inventory!$I171=\"\"),\"a\",IF(AND($W164=\"b\",Inventory!$I171<>\"\"),VLOOKUP(Inventory!$I171,$E$3:$F$12,2,FALSE),IF(AND(OR($W164=\"c\",$W164=\"d\"),Inventory!$AB171=\"\"),\"a\",IF(AND(OR($W164=\"c\",$W164=\"d\"),Inventory!$AB171<>\"\"),VLOOKUP(Inventory!$AB171,$E$3:$F$12,2,FALSE),\"a\"))))","v":"a"},{"$f":"IF(OR(AND($X164<>\"b\",$X164<>\"c\"),$AB164=0,$AB164>=(65000/12000),Inventory!$AC171=\"\"),\"a\",VLOOKUP(Inventory!$AC171,$H$3:$I$5,2,FALSE))","v":"a"},{"$f":"IF(AND($X164<>\"i\",$X164<>\"j\"),\"a\",IF(AND($W164=\"b\",Inventory!$L171=\"\"),\"a\",IF(AND($W164=\"b\",Inventory!$L171<>\"\"),VLOOKUP(Inventory!$L171,$K$3:$L$6,2,FALSE),IF(AND(OR($W164=\"c\",$W164=\"d\"),Inventory!$AD171=\"\"),\"a\",IF(AND(OR($W164=\"c\",$W164=\"d\"),Inventory!$AD171<>\"\"),VLOOKUP(Inventory!$AD171,$K$3:$L$6,2,FALSE),\"a\")))))","v":"a"},{"$f":"IF(OR(AND($X164<>\"e\",$X164<>\"f\"),$AB164=0,Inventory!$AF171=\"\"),\"a\",VLOOKUP(Inventory!$AF171,$N$3:$O$5,2,FALSE))","v":"a"},{"$f":"IF(OR(Inventory!C171=\"New Construction\",Inventory!C171=\"Replace-on-Burnout\"),Inventory!AS171,IF(Inventory!C171=\"Early Retirement\",Inventory!AR171,0))","v":0},"","","","","","","","","","","","",0,"aaaaa0","No","No",{"$f":"IF($W164=\"a\",0,IF($W164=\"b\",Inventory!$M171,Inventory!$AG171))","v":0},{"$f":"IF(OR($W164=\"a\",AND($AQ164=\"No\",$AR164=\"No\")),0,IF(AND($W164=\"b\",Inventory!$O171=\"Btu/hr\"),Inventory!$N171,IF(AND($W164=\"b\",Inventory!$O171=\"Tons\"),Inventory!$N171*12000,IF(AND(OR($W164=\"c\",$W164=\"d\"),Inventory!$AI171=\"Btu/hr\"),Inventory!$AH171,IF(AND(OR($W164=\"c\",$W164=\"d\"),Inventory!$AI171=\"Tons\"),Inventory!$AH171*12000,0)))))","v":0},0,0,"EER",0,"kW/ton",{"$f":"IF(OR($W164=\"a\",$AR164=\"No\"),0,IF(AND($W164=\"b\",Inventory!$Q171=\"Btu/hr\"),Inventory!$P171,IF(AND($W164=\"b\",Inventory!$Q171=\"Tons\"),Inventory!$P171*12000,IF(AND(OR($W164=\"c\",$W164=\"d\"),Inventory!$AK171=\"Btu/hr\"),Inventory!$AJ171,IF(AND(OR($W164=\"c\",$W164=\"d\"),Inventory!$AK171=\"Tons\"),Inventory!$AJ171*12000,0)))))","v":0},0,0,"COP","No",{"$f":"IF(OR(Inventory!$J171=\"\",$BD164=\"No\"),\"-\",Inventory!$J171)","v":"-"},{"$f":"IFERROR(VLOOKUP($BE164,'Early Retirement'!$B$6:$C$32,2,FALSE),\"-\")","v":"-"},{"$f":"IF(OR($W164<>\"b\",AND($X164<>\"b\",$X164<>\"c\")),\"n\",IF(AND($AO164<>1,$AO164<>2,$AO164<>7,$AO164<>8),\"n\",IF(Inventory!$K171=\"Split\",\"s\",IF(Inventory!$K171=\"Packaged\",\"p\",\"n\"))))","v":"n"},{"$f":"IF(AND($X164<>\"i\",$X164<>\"j\"),\"n\",IF(Inventory!$L171=\"Centrifugal\",\"c\",\"n\"))","v":"n"},"-","-",{"$f":"IFERROR(INDEX('Early Retirement'!$C$4:$AC$32,$BF164,$BJ164),0)","v":0},{"$f":"IFERROR(HLOOKUP($BJ164,'Early Retirement'!$D$4:$AC$5,2,FALSE),0)","v":0},{"$f":"IFERROR(INDEX('Early Retirement'!$AE$4:$BE$32,$BF164,$BJ164),0)","v":0},{"$f":"IFERROR(HLOOKUP($BJ164,'Early Retirement'!$AF$4:$BE$5,2,FALSE),0)","v":0},0,0,"kW/ton",{"$f":"IFERROR(INDEX('Early Retirement'!$BG$4:$CG$32,$BF164,$BJ164),0)","v":0},{"$f":"IFERROR(HLOOKUP($BJ164,'Early Retirement'!$BH$4:$CH$5,2,FALSE),0)","v":0},0,"COP","Yes",0,0,"kW/ton",0,"COP",0,0,"kW/ton",0,"COP"]
[null,null,null,null,null,null,null,null,null,null,null,null,null,null,null,null,null,null,null,null,null,163,{"$f":"IF(Inventory!$C172=\"\",\"a\",VLOOKUP(Inventory!$C172,$B$3:$C$6,2,FALSE))","v":"a"},{"$f":"IF(AND($W165=\"b\",Inventory!$I172=\"\"),\"a\",IF(AND($W165=\"b\",Inventory!$I172<>\"\"),VLOOKUP(Inventory!$I172,$E$3:$F$12,2,FALSE),IF(AND(OR($W165=\"c\",$W165=\"d\"),Inventory!$AB172=\"\"),\"a\",IF(AND(OR($W165=\"c\",$W165=\"d\"),Inventory!$AB172<>\"\"),VLOOKUP(Inventory!$AB172,$E$3:$F$12,2,FALSE),\"a\"))))","v":"a"},{"$f":"IF(OR(AND($X165<>\"b\",$X165<>\"c\"),$AB165=0,$AB165>=(65000/12000),Inventory!$AC172=\"\"),\"a\",VLOOKUP(Inventory!$AC172,$H$3:$I$5,2,FALSE))","v":"a"},{"$f":"IF(AND($X165<>\"i\",$X165<>\"j\"),\"a\",IF(AND($W165=\"b\",Inventory!$L172=\"\"),\"a\",IF(AND($W165=\"b\",Inventory!$L172<>\"\"),VLOOKUP(Inventory!$L172,$K$3:$L$6,2,FALSE),IF(AND(OR($W165=\"c\",$W165=\"d\"),Inventory!$AD172=\"\"),\"a\",IF(AND(OR($W165=\"c\",$W165=\"d\"),Inventory!$AD172<>\"\"),VLOOKUP(Inventory!$AD172,$K$3:$L$6,2,FALSE),\"a\")))))","v":"a"},{"$f":"IF(OR(AND($X165<>\"e\",$X165<>\"f\"),$AB165=0,Inventory!$AF172=\"\"),\"a\",VLOOKUP(Inventory!$AF172,$N$3:$O$5,2,FALSE))","v":"a"},{"$f":"IF(OR(Inventory!C172=\"New Construction\",Inventory!C172=\"Replace-on-Burnout\"),Inventory!AS172,IF(Inventory!C172=\"Early Retirement\",Inventory!AR172,0))","v":0},"","","","","","","","","","","","",0,"aaaaa0","No","No",{"$f":"IF($W165=\"a\",0,IF($W165=\"b\",Inventory!$M172,Inventory!$AG172))","v":0},{"$f":"IF(OR($W165=\"a\",AND($AQ165=\"No\",$AR165=\"No\")),0,IF(AND($W165=\"b\",Inventory!$O172=\"Btu/hr\"),Inventory!$N172,IF(AND($W165=\"b\",Inventory!$O172=\"Tons\"),Inventory!$N172*12000,IF(AND(OR($W165=\"c\",$W165=\"d\"),Inventory!$AI172=\"Btu/hr\"),Inventory!$AH172,IF(AND(OR($W165=\"c\",$W165=\"d\"),Inventory!$AI172=\"Tons\"),Inventory!$AH172*12000,0)))))","v":0},0,0,"EER",0,"kW/ton",{"$f":"IF(OR($W165=\"a\",$AR165=\"No\"),0,IF(AND($W165=\"b\",Inventory!$Q172=\"Btu/hr\"),Inventory!$P172,IF(AND($W165=\"b\",Inventory!$Q172=\"Tons\"),Inventory!$P172*12000,IF(AND(OR($W165=\"c\",$W165=\"d\"),Inventory!$AK172=\"Btu/hr\"),Inventory!$AJ172,IF(AND(OR($W165=\"c\",$W165=\"d\"),Inventory!$AK172=\"Tons\"),Inventory!$AJ172*12000,0)))))","v":0},0,0,"COP","No",{"$f":"IF(OR(Inventory!$J172=\"\",$BD165=\"No\"),\"-\",Inventory!$J172)","v":"-"},{"$f":"IFERROR(VLOOKUP($BE165,'Early Retirement'!$B$6:$C$32,2,FALSE),\"-\")","v":"-"},{"$f":"IF(OR($W165<>\"b\",AND($X165<>\"b\",$X165<>\"c\")),\"n\",IF(AND($AO165<>1,$AO165<>2,$AO165<>7,$AO165<>8),\"n\",IF(Inventory!$K172=\"Split\",\"s\",IF(Inventory!$K172=\"Packaged\",\"p\",\"n\"))))","v":"n"},{"$f":"IF(AND($X165<>\"i\",$X165<>\"j\"),\"n\",IF(Inventory!$L172=\"Centrifugal\",\"c\",\"n\"))","v":"n"},"-","-",{"$f":"IFERROR(INDEX('Early Retirement'!$C$4:$AC$32,$BF165,$BJ165),0)","v":0},{"$f":"IFERROR(HLOOKUP($BJ165,'Early Retirement'!$D$4:$AC$5,2,FALSE),0)","v":0},{"$f":"IFERROR(INDEX('Early Retirement'!$AE$4:$BE$32,$BF165,$BJ165),0)","v":0},{"$f":"IFERROR(HLOOKUP($BJ165,'Early Retirement'!$AF$4:$BE$5,2,FALSE),0)","v":0},0,0,"kW/ton",{"$f":"IFERROR(INDEX('Early Retirement'!$BG$4:$CG$32,$BF165,$BJ165),0)","v":0},{"$f":"IFERROR(HLOOKUP($BJ165,'Early Retirement'!$BH$4:$CH$5,2,FALSE),0)","v":0},0,"COP","Yes",0,0,"kW/ton",0,"COP",0,0,"kW/ton",0,"COP"]
[null,null,null,null,null,null,null,null,null,null,null,null,null,null,null,null,null,null,null,null,null,164,{"$f":"IF(Inventory!$C173=\"\",\"a\",VLOOKUP(Inventory!$C173,$B$3:$C$6,2,FALSE))","v":"a"},{"$f":"IF(AND($W166=\"b\",Inventory!$I173=\"\"),\"a\",IF(AND($W166=\"b\",Inventory!$I173<>\"\"),VLOOKUP(Inventory!$I173,$E$3:$F$12,2,FALSE),IF(AND(OR($W166=\"c\",$W166=\"d\"),Inventory!$AB173=\"\"),\"a\",IF(AND(OR($W166=\"c\",$W166=\"d\"),Inventory!$AB173<>\"\"),VLOOKUP(Inventory!$AB173,$E$3:$F$12,2,FALSE),\"a\"))))","v":"a"},{"$f":"IF(OR(AND($X166<>\"b\",$X166<>\"c\"),$AB166=0,$AB166>=(65000/12000),Inventory!$AC173=\"\"),\"a\",VLOOKUP(Inventory!$AC173,$H$3:$I$5,2,FALSE))","v":"a"},{"$f":"IF(AND($X166<>\"i\",$X166<>\"j\"),\"a\",IF(AND($W166=\"b\",Inventory!$L173=\"\"),\"a\",IF(AND($W166=\"b\",Inventory!$L173<>\"\"),VLOOKUP(Inventory!$L173,$K$3:$L$6,2,FALSE),IF(AND(OR($W166=\"c\",$W166=\"d\"),Inventory!$AD173=\"\"),\"a\",IF(AND(OR($W166=\"c\",$W166=\"d\"),Inventory!$AD173<>\"\"),VLOOKUP(Inventory!$AD173,$K$3:$L$6,2,FALSE),\"a\")))))","v":"a"},{"$f":"IF(OR(AND($X166<>\"e\",$X166<>\"f\"),$AB166=0,Inventory!$AF173=\"\"),\"a\",VLOOKUP(Inventory!$AF173,$N$3:$O$5,2,FALSE))","v":"a"},{"$f":"IF(OR(Inventory!C173=\"New Construction\",Inventory!C173=\"Replace-on-Burnout\"),Inventory!AS173,IF(Inventory!C173=\"Early Retirement\",Inventory!AR173,0))","v":0},"","","","","","","","","","","","",0,"aaaaa0","No","No",{"$f":"IF($W166=\"a\",0,IF($W166=\"b\",Inventory!$M173,Inventory!$AG173))","v":0},{"$f":"IF(OR($W166=\"a\",AND($AQ166=\"No\",$AR166=\"No\")),0,IF(AND($W166=\"b\",Inventory!$O173=\"Btu/hr\"),Inventory!$N173,IF(AND($W166=\"b\",Inventory!$O173=\"Tons\"),Inventory!$N173*12000,IF(AND(OR($W166=\"c\",$W166=\"d\"),Inventory!$AI173=\"Btu/hr\"),Inventory!$AH173,IF(AND(OR($W166=\"c\",$W166=\"d\"),Inventory!$AI173=\"Tons\"),Inventory!$AH173*12000,0)))))","v":0},0,0,"EER",0,"kW/ton",{"$f":"IF(OR($W166=\"a\",$AR166=\"No\"),0,IF(AND($W166=\"b\",Inventory!$Q173=\"Btu/hr\"),Inventory!$P173,IF(AND($W166=\"b\",Inventory!$Q173=\"Tons\"),Inventory!$P173*12000,IF(AND(OR($W166=\"c\",$W166=\"d\"),Inventory!$AK173=\"Btu/hr\"),Inventory!$AJ173,IF(AND(OR($W166=\"c\",$W166=\"d\"),Inventory!$AK173=\"Tons\"),Inventory!$AJ173*12000,0)))))","v":0},0,0,"COP","No",{"$f":"IF(OR(Inventory!$J173=\"\",$BD166=\"No\"),\"-\",Inventory!$J173)","v":"-"},{"$f":"IFERROR(VLOOKUP($BE166,'Early Retirement'!$B$6:$C$32,2,FALSE),\"-\")","v":"-"},{"$f":"IF(OR($W166<>\"b\",AND($X166<>\"b\",$X166<>\"c\")),\"n\",IF(AND($AO166<>1,$AO166<>2,$AO166<>7,$AO166<>8),\"n\",IF(Inventory!$K173=\"Split\",\"s\",IF(Inventory!$K173=\"Packaged\",\"p\",\"n\"))))","v":"n"},{"$f":"IF(AND($X166<>\"i\",$X166<>\"j\"),\"n\",IF(Inventory!$L173=\"Centrifugal\",\"c\",\"n\"))","v":"n"},"-","-",{"$f":"IFERROR(INDEX('Early Retirement'!$C$4:$AC$32,$BF166,$BJ166),0)","v":0},{"$f":"IFERROR(HLOOKUP($BJ166,'Early Retirement'!$D$4:$AC$5,2,FALSE),0)","v":0},{"$f":"IFERROR(INDEX('Early Retirement'!$AE$4:$BE$32,$BF166,$BJ166),0)","v":0},{"$f":"IFERROR(HLOOKUP($BJ166,'Early Retirement'!$AF$4:$BE$5,2,FALSE),0)","v":0},0,0,"kW/ton",{"$f":"IFERROR(INDEX('Early Retirement'!$BG$4:$CG$32,$BF166,$BJ166),0)","v":0},{"$f":"IFERROR(HLOOKUP($BJ166,'Early Retirement'!$BH$4:$CH$5,2,FALSE),0)","v":0},0,"COP","Yes",0,0,"kW/ton",0,"COP",0,0,"kW/ton",0,"COP"]
[null,null,null,null,null,null,null,null,null,null,null,null,null,null,null,null,null,null,null,null,null,165,{"$f":"IF(Inventory!$C174=\"\",\"a\",VLOOKUP(Inventory!$C174,$B$3:$C$6,2,FALSE))","v":"a"},{"$f":"IF(AND($W167=\"b\",Inventory!$I174=\"\"),\"a\",IF(AND($W167=\"b\",Inventory!$I174<>\"\"),VLOOKUP(Inventory!$I174,$E$3:$F$12,2,FALSE),IF(AND(OR($W167=\"c\",$W167=\"d\"),Inventory!$AB174=\"\"),\"a\",IF(AND(OR($W167=\"c\",$W167=\"d\"),Inventory!$AB174<>\"\"),VLOOKUP(Inventory!$AB174,$E$3:$F$12,2,FALSE),\"a\"))))","v":"a"},{"$f":"IF(OR(AND($X167<>\"b\",$X167<>\"c\"),$AB167=0,$AB167>=(65000/12000),Inventory!$AC174=\"\"),\"a\",VLOOKUP(Inventory!$AC174,$H$3:$I$5,2,FALSE))","v":"a"},{"$f":"IF(AND($X167<>\"i\",$X167<>\"j\"),\"a\",IF(AND($W167=\"b\",Inventory!$L174=\"\"),\"a\",IF(AND($W167=\"b\",Inventory!$L174<>\"\"),VLOOKUP(Inventory!$L174,$K$3:$L$6,2,FALSE),IF(AND(OR($W167=\"c\",$W167=\"d\"),Inventory!$AD174=\"\"),\"a\",IF(AND(OR($W167=\"c\",$W167=\"d\"),Inventory!$AD174<>\"\"),VLOOKUP(Inventory!$AD174,$K$3:$L$6,2,FALSE),\"a\")))))","v":"a"},{"$f":"IF(OR(AND($X167<>\"e\",$X167<>\"f\"),$AB167=0,Inventory!$AF174=\"\"),\"a\",VLOOKUP(Inventory!$AF174,$N$3:$O$5,2,FALSE))","v":"a"},{"$f":"IF(OR(Inventory!C174=\"New Construction\",Inventory!C174=\"Replace-on-Burnout\"),Inventory!AS174,IF(Inventory!C174=\"Early Retirement\",Inventory!AR174,0))","v":0},"","","","","","","","","","","","",0,"aaaaa0","No","No",{"$f":"IF($W167=\"a\",0,IF($W167=\"b\",Inventory!$M174,Inventory!$AG174))","v":0},{"$f":"IF(OR($W167=\"a\",AND($AQ167=\"No\",$AR167=\"No\")),0,IF(AND($W167=\"b\",Inventory!$O174=\"Btu/hr\"),Inventory!$N174,IF(AND($W167=\"b\",Inventory!$O174=\"Tons\"),Inventory!$N174*12000,IF(AND(OR($W167=\"c\",$W167=\"d\"),Inventory!$AI174=\"Btu/hr\"),Inventory!$AH174,IF(AND(OR($W167=\"c\",$W167=\"d\"),Inventory!$AI174=\"Tons\"),Inventory!$AH174*12000,0)))))","v":0},0,0,"EER",0,"kW/ton",{"$f":"IF(OR($W167=\"a\",$AR167=\"No\"),0,IF(AND($W167=\"b\",Inventory!$Q174=\"Btu/hr\"),Inventory!$P174,IF(AND($W167=\"b\",Inventory!$Q174=\"Tons\"),Inventory!$P174*12000,IF(AND(OR($W167=\"c\",$W167=\"d\"),Inventory!$AK174=\"Btu/hr\"),Inventory!$AJ174,IF(AND(OR($W167=\"c\",$W167=\"d\"),Inventory!$AK174=\"Tons\"),Inventory!$AJ174*12000,0)))))","v":0},0,0,"COP","No",{"$f":"IF(OR(Inventory!$J174=\"\",$BD167=\"No\"),\"-\",Inventory!$J174)","v":"-"},{"$f":"IFERROR(VLOOKUP($BE167,'Early Retirement'!$B$6:$C$32,2,FALSE),\"-\")","v":"-"},{"$f":"IF(OR($W167<>\"b\",AND($X167<>\"b\",$X167<>\"c\")),\"n\",IF(AND($AO167<>1,$AO167<>2,$AO167<>7,$AO167<>8),\"n\",IF(Inventory!$K174=\"Split\",\"s\",IF(Inventory!$K174=\"Packaged\",\"p\",\"n\"))))","v":"n"},{"$f":"IF(AND($X167<>\"i\",$X167<>\"j\"),\"n\",IF(Inventory!$L174=\"Centrifugal\",\"c\",\"n\"))","v":"n"},"-","-",{"$f":"IFERROR(INDEX('Early Retirement'!$C$4:$AC$32,$BF167,$BJ167),0)","v":0},{"$f":"IFERROR(HLOOKUP($BJ167,'Early Retirement'!$D$4:$AC$5,2,FALSE),0)","v":0},{"$f":"IFERROR(INDEX('Early Retirement'!$AE$4:$BE$32,$BF167,$BJ167),0)","v":0},{"$f":"IFERROR(HLOOKUP($BJ167,'Early Retirement'!$AF$4:$BE$5,2,FALSE),0)","v":0},0,0,"kW/ton",{"$f":"IFERROR(INDEX('Early Retirement'!$BG$4:$CG$32,$BF167,$BJ167),0)","v":0},{"$f":"IFERROR(HLOOKUP($BJ167,'Early Retirement'!$BH$4:$CH$5,2,FALSE),0)","v":0},0,"COP","Yes",0,0,"kW/ton",0,"COP",0,0,"kW/ton",0,"COP"]
[null,null,null,null,null,null,null,null,null,null,null,null,null,null,null,null,null,null,null,null,null,166,{"$f":"IF(Inventory!$C175=\"\",\"a\",VLOOKUP(Inventory!$C175,$B$3:$C$6,2,FALSE))","v":"a"},{"$f":"IF(AND($W168=\"b\",Inventory!$I175=\"\"),\"a\",IF(AND($W168=\"b\",Inventory!$I175<>\"\"),VLOOKUP(Inventory!$I175,$E$3:$F$12,2,FALSE),IF(AND(OR($W168=\"c\",$W168=\"d\"),Inventory!$AB175=\"\"),\"a\",IF(AND(OR($W168=\"c\",$W168=\"d\"),Inventory!$AB175<>\"\"),VLOOKUP(Inventory!$AB175,$E$3:$F$12,2,FALSE),\"a\"))))","v":"a"},{"$f":"IF(OR(AND($X168<>\"b\",$X168<>\"c\"),$AB168=0,$AB168>=(65000/12000),Inventory!$AC175=\"\"),\"a\",VLOOKUP(Inventory!$AC175,$H$3:$I$5,2,FALSE))","v":"a"},{"$f":"IF(AND($X168<>\"i\",$X168<>\"j\"),\"a\",IF(AND($W168=\"b\",Inventory!$L175=\"\"),\"a\",IF(AND($W168=\"b\",Inventory!$L175<>\"\"),VLOOKUP(Inventory!$L175,$K$3:$L$6,2,FALSE),IF(AND(OR($W168=\"c\",$W168=\"d\"),Inventory!$AD175=\"\"),\"a\",IF(AND(OR($W168=\"c\",$W168=\"d\"),Inventory!$AD175<>\"\"),VLOOKUP(Inventory!$AD175,$K$3:$L$6,2,FALSE),\"a\")))))","v":"a"},{"$f":"IF(OR(AND($X168<>\"e\",$X168<>\"f\"),$AB168=0,Inventory!$AF175=\"\"),\"a\",VLOOKUP(Inventory!$AF175,$N$3:$O$5,2,FALSE))","v":"a"},{"$f":"IF(OR(Inventory!C175=\"New Construction\",Inventory!C175=\"Replace-on-Burnout\"),Inventory!AS175,IF(Inventory!C175=\"Early Retirement\",Inventory!AR175,0))","v":0},"","","","","","","","","","","","",0,"aaaaa0","No","No",{"$f":"IF($W168=\"a\",0,IF($W168=\"b\",Inventory!$M175,Inventory!$AG175))","v":0},{"$f":"IF(OR($W168=\"a\",AND($AQ168=\"No\",$AR168=\"No\")),0,IF(AND($W168=\"b\",Inventory!$O175=\"Btu/hr\"),Inventory!$N175,IF(AND($W168=\"b\",Inventory!$O175=\"Tons\"),Inventory!$N175*12000,IF(AND(OR($W168=\"c\",$W168=\"d\"),Inventory!$AI175=\"Btu/hr\"),Inventory!$AH175,IF(AND(OR($W168=\"c\",$W168=\"d\"),Inventory!$AI175=\"Tons\"),Inventory!$AH175*12000,0)))))","v":0},0,0,"EER",0,"kW/ton",{"$f":"IF(OR($W168=\"a\",$AR168=\"No\"),0,IF(AND($W168=\"b\",Inventory!$Q175=\"Btu/hr\"),Inventory!$P175,IF(AND($W168=\"b\",Inventory!$Q175=\"Tons\"),Inventory!$P175*12000,IF(AND(OR($W168=\"c\",$W168=\"d\"),Inventory!$AK175=\"Btu/hr\"),Inventory!$AJ175,IF(AND(OR($W168=\"c\",$W168=\"d\"),Inventory!$AK175=\"Tons\"),Inventory!$AJ175*12000,0)))))","v":0},0,0,"COP","No",{"$f":"IF(OR(Inventory!$J175=\"\",$BD168=\"No\"),\"-\",Inventory!$J175)","v":"-"},{"$f":"IFERROR(VLOOKUP($BE168,'Early Retirement'!$B$6:$C$32,2,FALSE),\"-\")","v":"-"},{"$f":"IF(OR($W168<>\"b\",AND($X168<>\"b\",$X168<>\"c\")),\"n\",IF(AND($AO168<>1,$AO168<>2,$AO168<>7,$AO168<>8),\"n\",IF(Inventory!$K175=\"Split\",\"s\",IF(Inventory!$K175=\"Packaged\",\"p\",\"n\"))))","v":"n"},{"$f":"IF(AND($X168<>\"i\",$X168<>\"j\"),\"n\",IF(Inventory!$L175=\"Centrifugal\",\"c\",\"n\"))","v":"n"},"-","-",{"$f":"IFERROR(INDEX('Early Retirement'!$C$4:$AC$32,$BF168,$BJ168),0)","v":0},{"$f":"IFERROR(HLOOKUP($BJ168,'Early Retirement'!$D$4:$AC$5,2,FALSE),0)","v":0},{"$f":"IFERROR(INDEX('Early Retirement'!$AE$4:$BE$32,$BF168,$BJ168),0)","v":0},{"$f":"IFERROR(HLOOKUP($BJ168,'Early Retirement'!$AF$4:$BE$5,2,FALSE),0)","v":0},0,0,"kW/ton",{"$f":"IFERROR(INDEX('Early Retirement'!$BG$4:$CG$32,$BF168,$BJ168),0)","v":0},{"$f":"IFERROR(HLOOKUP($BJ168,'Early Retirement'!$BH$4:$CH$5,2,FALSE),0)","v":0},0,"COP","Yes",0,0,"kW/ton",0,"COP",0,0,"kW/ton",0,"COP"]
[null,null,null,null,null,null,null,null,null,null,null,null,null,null,null,null,null,null,null,null,null,167,{"$f":"IF(Inventory!$C176=\"\",\"a\",VLOOKUP(Inventory!$C176,$B$3:$C$6,2,FALSE))","v":"a"},{"$f":"IF(AND($W169=\"b\",Inventory!$I176=\"\"),\"a\",IF(AND($W169=\"b\",Inventory!$I176<>\"\"),VLOOKUP(Inventory!$I176,$E$3:$F$12,2,FALSE),IF(AND(OR($W169=\"c\",$W169=\"d\"),Inventory!$AB176=\"\"),\"a\",IF(AND(OR($W169=\"c\",$W169=\"d\"),Inventory!$AB176<>\"\"),VLOOKUP(Inventory!$AB176,$E$3:$F$12,2,FALSE),\"a\"))))","v":"a"},{"$f":"IF(OR(AND($X169<>\"b\",$X169<>\"c\"),$AB169=0,$AB169>=(65000/12000),Inventory!$AC176=\"\"),\"a\",VLOOKUP(Inventory!$AC176,$H$3:$I$5,2,FALSE))","v":"a"},{"$f":"IF(AND($X169<>\"i\",$X169<>\"j\"),\"a\",IF(AND($W169=\"b\",Inventory!$L176=\"\"),\"a\",IF(AND($W169=\"b\",Inventory!$L176<>\"\"),VLOOKUP(Inventory!$L176,$K$3:$L$6,2,FALSE),IF(AND(OR($W169=\"c\",$W169=\"d\"),Inventory!$AD176=\"\"),\"a\",IF(AND(OR($W169=\"c\",$W169=\"d\"),Inventory!$AD176<>\"\"),VLOOKUP(Inventory!$AD176,$K$3:$L$6,2,FALSE),\"a\")))))","v":"a"},{"$f":"IF(OR(AND($X169<>\"e\",$X169<>\"f\"),$AB169=0,Inventory!$AF176=\"\"),\"a\",VLOOKUP(Inventory!$AF176,$N$3:$O$5,2,FALSE))","v":"a"},{"$f":"IF(OR(Inventory!C176=\"New Construction\",Inventory!C176=\"Replace-on-Burnout\"),Inventory!AS176,IF(Inventory!C176=\"Early Retirement\",Inventory!AR176,0))","v":0},"","","","","","","","","","","","",0,"aaaaa0","No","No",{"$f":"IF($W169=\"a\",0,IF($W169=\"b\",Inventory!$M176,Inventory!$AG176))","v":0},{"$f":"IF(OR($W169=\"a\",AND($AQ169=\"No\",$AR169=\"No\")),0,IF(AND($W169=\"b\",Inventory!$O176=\"Btu/hr\"),Inventory!$N176,IF(AND($W169=\"b\",Inventory!$O176=\"Tons\"),Inventory!$N176*12000,IF(AND(OR($W169=\"c\",$W169=\"d\"),Inventory!$AI176=\"Btu/hr\"),Inventory!$AH176,IF(AND(OR($W169=\"c\",$W169=\"d\"),Inventory!$AI176=\"Tons\"),Inventory!$AH176*12000,0)))))","v":0},0,0,"EER",0,"kW/ton",{"$f":"IF(OR($W169=\"a\",$AR169=\"No\"),0,IF(AND($W169=\"b\",Inventory!$Q176=\"Btu/hr\"),Inventory!$P176,IF(AND($W169=\"b\",Inventory!$Q176=\"Tons\"),Inventory!$P176*12000,IF(AND(OR($W169=\"c\",$W169=\"d\"),Inventory!$AK176=\"Btu/hr\"),Inventory!$AJ176,IF(AND(OR($W169=\"c\",$W169=\"d\"),Inventory!$AK176=\"Tons\"),Inventory!$AJ176*12000,0)))))","v":0},0,0,"COP","No",{"$f":"IF(OR(Inventory!$J176=\"\",$BD169=\"No\"),\"-\",Inventory!$J176)","v":"-"},{"$f":"IFERROR(VLOOKUP($BE169,'Early Retirement'!$B$6:$C$32,2,FALSE),\"-\")","v":"-"},{"$f":"IF(OR($W169<>\"b\",AND($X169<>\"b\",$X169<>\"c\")),\"n\",IF(AND($AO169<>1,$AO169<>2,$AO169<>7,$AO169<>8),\"n\",IF(Inventory!$K176=\"Split\",\"s\",IF(Inventory!$K176=\"Packaged\",\"p\",\"n\"))))","v":"n"},{"$f":"IF(AND($X169<>\"i\",$X169<>\"j\"),\"n\",IF(Inventory!$L176=\"Centrifugal\",\"c\",\"n\"))","v":"n"},"-","-",{"$f":"IFERROR(INDEX('Early Retirement'!$C$4:$AC$32,$BF169,$BJ169),0)","v":0},{"$f":"IFERROR(HLOOKUP($BJ169,'Early Retirement'!$D$4:$AC$5,2,FALSE),0)","v":0},{"$f":"IFERROR(INDEX('Early Retirement'!$AE$4:$BE$32,$BF169,$BJ169),0)","v":0},{"$f":"IFERROR(HLOOKUP($BJ169,'Early Retirement'!$AF$4:$BE$5,2,FALSE),0)","v":0},0,0,"kW/ton",{"$f":"IFERROR(INDEX('Early Retirement'!$BG$4:$CG$32,$BF169,$BJ169),0)","v":0},{"$f":"IFERROR(HLOOKUP($BJ169,'Early Retirement'!$BH$4:$CH$5,2,FALSE),0)","v":0},0,"COP","Yes",0,0,"kW/ton",0,"COP",0,0,"kW/ton",0,"COP"]
[null,null,null,null,null,null,null,null,null,null,null,null,null,null,null,null,null,null,null,null,null,168,{"$f":"IF(Inventory!$C177=\"\",\"a\",VLOOKUP(Inventory!$C177,$B$3:$C$6,2,FALSE))","v":"a"},{"$f":"IF(AND($W170=\"b\",Inventory!$I177=\"\"),\"a\",IF(AND($W170=\"b\",Inventory!$I177<>\"\"),VLOOKUP(Inventory!$I177,$E$3:$F$12,2,FALSE),IF(AND(OR($W170=\"c\",$W170=\"d\"),Inventory!$AB177=\"\"),\"a\",IF(AND(OR($W170=\"c\",$W170=\"d\"),Inventory!$AB177<>\"\"),VLOOKUP(Inventory!$AB177,$E$3:$F$12,2,FALSE),\"a\"))))","v":"a"},{"$f":"IF(OR(AND($X170<>\"b\",$X170<>\"c\"),$AB170=0,$AB170>=(65000/12000),Inventory!$AC177=\"\"),\"a\",VLOOKUP(Inventory!$AC177,$H$3:$I$5,2,FALSE))","v":"a"},{"$f":"IF(AND($X170<>\"i\",$X170<>\"j\"),\"a\",IF(AND($W170=\"b\",Inventory!$L177=\"\"),\"a\",IF(AND($W170=\"b\",Inventory!$L177<>\"\"),VLOOKUP(Inventory!$L177,$K$3:$L$6,2,FALSE),IF(AND(OR($W170=\"c\",$W170=\"d\"),Inventory!$AD177=\"\"),\"a\",IF(AND(OR($W170=\"c\",$W170=\"d\"),Inventory!$AD177<>\"\"),VLOOKUP(Inventory!$AD177,$K$3:$L$6,2,FALSE),\"a\")))))","v":"a"},{"$f":"IF(OR(AND($X170<>\"e\",$X170<>\"f\"),$AB170=0,Inventory!$AF177=\"\"),\"a\",VLOOKUP(Inventory!$AF177,$N$3:$O$5,2,FALSE))","v":"a"},{"$f":"IF(OR(Inventory!C177=\"New Construction\",Inventory!C177=\"Replace-on-Burnout\"),Inventory!AS177,IF(Inventory!C177=\"Early Retirement\",Inventory!AR177,0))","v":0},"","","","","","","","","","","","",0,"aaaaa0","No","No",{"$f":"IF($W170=\"a\",0,IF($W170=\"b\",Inventory!$M177,Inventory!$AG177))","v":0},{"$f":"IF(OR($W170=\"a\",AND($AQ170=\"No\",$AR170=\"No\")),0,IF(AND($W170=\"b\",Inventory!$O177=\"Btu/hr\"),Inventory!$N177,IF(AND($W170=\"b\",Inventory!$O177=\"Tons\"),Inventory!$N177*12000,IF(AND(OR($W170=\"c\",$W170=\"d\"),Inventory!$AI177=\"Btu/hr\"),Inventory!$AH177,IF(AND(OR($W170=\"c\",$W170=\"d\"),Inventory!$AI177=\"Tons\"),Inventory!$AH177*12000,0)))))","v":0},0,0,"EER",0,"kW/ton",{"$f":"IF(OR($W170=\"a\",$AR170=\"No\"),0,IF(AND($W170=\"b\",Inventory!$Q177=\"Btu/hr\"),Inventory!$P177,IF(AND($W170=\"b\",Inventory!$Q177=\"Tons\"),Inventory!$P177*12000,IF(AND(OR($W170=\"c\",$W170=\"d\"),Inventory!$AK177=\"Btu/hr\"),Inventory!$AJ177,IF(AND(OR($W170=\"c\",$W170=\"d\"),Inventory!$AK177=\"Tons\"),Inventory!$AJ177*12000,0)))))","v":0},0,0,"COP","No",{"$f":"IF(OR(Inventory!$J177=\"\",$BD170=\"No\"),\"-\",Inventory!$J177)","v":"-"},{"$f":"IFERROR(VLOOKUP($BE170,'Early Retirement'!$B$6:$C$32,2,FALSE),\"-\")","v":"-"},{"$f":"IF(OR($W170<>\"b\",AND($X170<>\"b\",$X170<>\"c\")),\"n\",IF(AND($AO170<>1,$AO170<>2,$AO170<>7,$AO170<>8),\"n\",IF(Inventory!$K177=\"Split\",\"s\",IF(Inventory!$K177=\"Packaged\",\"p\",\"n\"))))","v":"n"},{"$f":"IF(AND($X170<>\"i\",$X170<>\"j\"),\"n\",IF(Inventory!$L177=\"Centrifugal\",\"c\",\"n\"))","v":"n"},"-","-",{"$f":"IFERROR(INDEX('Early Retirement'!$C$4:$AC$32,$BF170,$BJ170),0)","v":0},{"$f":"IFERROR(HLOOKUP($BJ170,'Early Retirement'!$D$4:$AC$5,2,FALSE),0)","v":0},{"$f":"IFERROR(INDEX('Early Retirement'!$AE$4:$BE$32,$BF170,$BJ170),0)","v":0},{"$f":"IFERROR(HLOOKUP($BJ170,'Early Retirement'!$AF$4:$BE$5,2,FALSE),0)","v":0},0,0,"kW/ton",{"$f":"IFERROR(INDEX('Early Retirement'!$BG$4:$CG$32,$BF170,$BJ170),0)","v":0},{"$f":"IFERROR(HLOOKUP($BJ170,'Early Retirement'!$BH$4:$CH$5,2,FALSE),0)","v":0},0,"COP","Yes",0,0,"kW/ton",0,"COP",0,0,"kW/ton",0,"COP"]
[null,null,null,null,null,null,null,null,null,null,null,null,null,null,null,null,null,null,null,null,null,169,{"$f":"IF(Inventory!$C178=\"\",\"a\",VLOOKUP(Inventory!$C178,$B$3:$C$6,2,FALSE))","v":"a"},{"$f":"IF(AND($W171=\"b\",Inventory!$I178=\"\"),\"a\",IF(AND($W171=\"b\",Inventory!$I178<>\"\"),VLOOKUP(Inventory!$I178,$E$3:$F$12,2,FALSE),IF(AND(OR($W171=\"c\",$W171=\"d\"),Inventory!$AB178=\"\"),\"a\",IF(AND(OR($W171=\"c\",$W171=\"d\"),Inventory!$AB178<>\"\"),VLOOKUP(Inventory!$AB178,$E$3:$F$12,2,FALSE),\"a\"))))","v":"a"},{"$f":"IF(OR(AND($X171<>\"b\",$X171<>\"c\"),$AB171=0,$AB171>=(65000/12000),Inventory!$AC178=\"\"),\"a\",VLOOKUP(Inventory!$AC178,$H$3:$I$5,2,FALSE))","v":"a"},{"$f":"IF(AND($X171<>\"i\",$X171<>\"j\"),\"a\",IF(AND($W171=\"b\",Inventory!$L178=\"\"),\"a\",IF(AND($W171=\"b\",Inventory!$L178<>\"\"),VLOOKUP(Inventory!$L178,$K$3:$L$6,2,FALSE),IF(AND(OR($W171=\"c\",$W171=\"d\"),Inventory!$AD178=\"\"),\"a\",IF(AND(OR($W171=\"c\",$W171=\"d\"),Inventory!$AD178<>\"\"),VLOOKUP(Inventory!$AD178,$K$3:$L$6,2,FALSE),\"a\")))))","v":"a"},{"$f":"IF(OR(AND($X171<>\"e\",$X171<>\"f\"),$AB171=0,Inventory!$AF178=\"\"),\"a\",VLOOKUP(Inventory!$AF178,$N$3:$O$5,2,FALSE))","v":"a"},{"$f":"IF(OR(Inventory!C178=\"New Construction\",Inventory!C178=\"Replace-on-Burnout\"),Inventory!AS178,IF(Inventory!C178=\"Early Retirement\",Inventory!AR178,0))","v":0},"","","","","","","","","","","","",0,"aaaaa0","No","No",{"$f":"IF($W171=\"a\",0,IF($W171=\"b\",Inventory!$M178,Inventory!$AG178))","v":0},{"$f":"IF(OR($W171=\"a\",AND($AQ171=\"No\",$AR171=\"No\")),0,IF(AND($W171=\"b\",Inventory!$O178=\"Btu/hr\"),Inventory!$N178,IF(AND($W171=\"b\",Inventory!$O178=\"Tons\"),Inventory!$N178*12000,IF(AND(OR($W171=\"c\",$W171=\"d\"),Inventory!$AI178=\"Btu/hr\"),Inventory!$AH178,IF(AND(OR($W171=\"c\",$W171=\"d\"),Inventory!$AI178=\"Tons\"),Inventory!$AH178*12000,0)))))","v":0},0,0,"EER",0,"kW/ton",{"$f":"IF(OR($W171=\"a\",$AR171=\"No\"),0,IF(AND($W171=\"b\",Inventory!$Q178=\"Btu/hr\"),Inventory!$P178,IF(AND($W171=\"b\",Inventory!$Q178=\"Tons\"),Inventory!$P178*12000,IF(AND(OR($W171=\"c\",$W171=\"d\"),Inventory!$AK178=\"Btu/hr\"),Inventory!$AJ178,IF(AND(OR($W171=\"c\",$W171=\"d\"),Inventory!$AK178=\"Tons\"),Inventory!$AJ178*12000,0)))))","v":0},0,0,"COP","No",{"$f":"IF(OR(Inventory!$J178=\"\",$BD171=\"No\"),\"-\",Inventory!$J178)","v":"-"},{"$f":"IFERROR(VLOOKUP($BE171,'Early Retirement'!$B$6:$C$32,2,FALSE),\"-\")","v":"-"},{"$f":"IF(OR($W171<>\"b\",AND($X171<>\"b\",$X171<>\"c\")),\"n\",IF(AND($AO171<>1,$AO171<>2,$AO171<>7,$AO171<>8),\"n\",IF(Inventory!$K178=\"Split\",\"s\",IF(Inventory!$K178=\"Packaged\",\"p\",\"n\"))))","v":"n"},{"$f":"IF(AND($X171<>\"i\",$X171<>\"j\"),\"n\",IF(Inventory!$L178=\"Centrifugal\",\"c\",\"n\"))","v":"n"},"-","-",{"$f":"IFERROR(INDEX('Early Retirement'!$C$4:$AC$32,$BF171,$BJ171),0)","v":0},{"$f":"IFERROR(HLOOKUP($BJ171,'Early Retirement'!$D$4:$AC$5,2,FALSE),0)","v":0},{"$f":"IFERROR(INDEX('Early Retirement'!$AE$4:$BE$32,$BF171,$BJ171),0)","v":0},{"$f":"IFERROR(HLOOKUP($BJ171,'Early Retirement'!$AF$4:$BE$5,2,FALSE),0)","v":0},0,0,"kW/ton",{"$f":"IFERROR(INDEX('Early Retirement'!$BG$4:$CG$32,$BF171,$BJ171),0)","v":0},{"$f":"IFERROR(HLOOKUP($BJ171,'Early Retirement'!$BH$4:$CH$5,2,FALSE),0)","v":0},0,"COP","Yes",0,0,"kW/ton",0,"COP",0,0,"kW/ton",0,"COP"]
[null,null,null,null,null,null,null,null,null,null,null,null,null,null,null,null,null,null,null,null,null,170,{"$f":"IF(Inventory!$C179=\"\",\"a\",VLOOKUP(Inventory!$C179,$B$3:$C$6,2,FALSE))","v":"a"},{"$f":"IF(AND($W172=\"b\",Inventory!$I179=\"\"),\"a\",IF(AND($W172=\"b\",Inventory!$I179<>\"\"),VLOOKUP(Inventory!$I179,$E$3:$F$12,2,FALSE),IF(AND(OR($W172=\"c\",$W172=\"d\"),Inventory!$AB179=\"\"),\"a\",IF(AND(OR($W172=\"c\",$W172=\"d\"),Inventory!$AB179<>\"\"),VLOOKUP(Inventory!$AB179,$E$3:$F$12,2,FALSE),\"a\"))))","v":"a"},{"$f":"IF(OR(AND($X172<>\"b\",$X172<>\"c\"),$AB172=0,$AB172>=(65000/12000),Inventory!$AC179=\"\"),\"a\",VLOOKUP(Inventory!$AC179,$H$3:$I$5,2,FALSE))","v":"a"},{"$f":"IF(AND($X172<>\"i\",$X172<>\"j\"),\"a\",IF(AND($W172=\"b\",Inventory!$L179=\"\"),\"a\",IF(AND($W172=\"b\",Inventory!$L179<>\"\"),VLOOKUP(Inventory!$L179,$K$3:$L$6,2,FALSE),IF(AND(OR($W172=\"c\",$W172=\"d\"),Inventory!$AD179=\"\"),\"a\",IF(AND(OR($W172=\"c\",$W172=\"d\"),Inventory!$AD179<>\"\"),VLOOKUP(Inventory!$AD179,$K$3:$L$6,2,FALSE),\"a\")))))","v":"a"},{"$f":"IF(OR(AND($X172<>\"e\",$X172<>\"f\"),$AB172=0,Inventory!$AF179=\"\"),\"a\",VLOOKUP(Inventory!$AF179,$N$3:$O$5,2,FALSE))","v":"a"},{"$f":"IF(OR(Inventory!C179=\"New Construction\",Inventory!C179=\"Replace-on-Burnout\"),Inventory!AS179,IF(Inventory!C179=\"Early Retirement\",Inventory!AR179,0))","v":0},"","","","","","","","","","","","",0,"aaaaa0","No","No",{"$f":"IF($W172=\"a\",0,IF($W172=\"b\",Inventory!$M179,Inventory!$AG179))","v":0},{"$f":"IF(OR($W172=\"a\",AND($AQ172=\"No\",$AR172=\"No\")),0,IF(AND($W172=\"b\",Inventory!$O179=\"Btu/hr\"),Inventory!$N179,IF(AND($W172=\"b\",Inventory!$O179=\"Tons\"),Inventory!$N179*12000,IF(AND(OR($W172=\"c\",$W172=\"d\"),Inventory!$AI179=\"Btu/hr\"),Inventory!$AH179,IF(AND(OR($W172=\"c\",$W172=\"d\"),Inventory!$AI179=\"Tons\"),Inventory!$AH179*12000,0)))))","v":0},0,0,"EER",0,"kW/ton",{"$f":"IF(OR($W172=\"a\",$AR172=\"No\"),0,IF(AND($W172=\"b\",Inventory!$Q179=\"Btu/hr\"),Inventory!$P179,IF(AND($W172=\"b\",Inventory!$Q179=\"Tons\"),Inventory!$P179*12000,IF(AND(OR($W172=\"c\",$W172=\"d\"),Inventory!$AK179=\"Btu/hr\"),Inventory!$AJ179,IF(AND(OR($W172=\"c\",$W172=\"d\"),Inventory!$AK179=\"Tons\"),Inventory!$AJ179*12000,0)))))","v":0},0,0,"COP","No",{"$f":"IF(OR(Inventory!$J179=\"\",$BD172=\"No\"),\"-\",Inventory!$J179)","v":"-"},{"$f":"IFERROR(VLOOKUP($BE172,'Early Retirement'!$B$6:$C$32,2,FALSE),\"-\")","v":"-"},{"$f":"IF(OR($W172<>\"b\",AND($X172<>\"b\",$X172<>\"c\")),\"n\",IF(AND($AO172<>1,$AO172<>2,$AO172<>7,$AO172<>8),\"n\",IF(Inventory!$K179=\"Split\",\"s\",IF(Inventory!$K179=\"Packaged\",\"p\",\"n\"))))","v":"n"},{"$f":"IF(AND($X172<>\"i\",$X172<>\"j\"),\"n\",IF(Inventory!$L179=\"Centrifugal\",\"c\",\"n\"))","v":"n"},"-","-",{"$f":"IFERROR(INDEX('Early Retirement'!$C$4:$AC$32,$BF172,$BJ172),0)","v":0},{"$f":"IFERROR(HLOOKUP($BJ172,'Early Retirement'!$D$4:$AC$5,2,FALSE),0)","v":0},{"$f":"IFERROR(INDEX('Early Retirement'!$AE$4:$BE$32,$BF172,$BJ172),0)","v":0},{"$f":"IFERROR(HLOOKUP($BJ172,'Early Retirement'!$AF$4:$BE$5,2,FALSE),0)","v":0},0,0,"kW/ton",{"$f":"IFERROR(INDEX('Early Retirement'!$BG$4:$CG$32,$BF172,$BJ172),0)","v":0},{"$f":"IFERROR(HLOOKUP($BJ172,'Early Retirement'!$BH$4:$CH$5,2,FALSE),0)","v":0},0,"COP","Yes",0,0,"kW/ton",0,"COP",0,0,"kW/ton",0,"COP"]
[null,null,null,null,null,null,null,null,null,null,null,null,null,null,null,null,null,null,null,null,null,171,{"$f":"IF(Inventory!$C180=\"\",\"a\",VLOOKUP(Inventory!$C180,$B$3:$C$6,2,FALSE))","v":"a"},{"$f":"IF(AND($W173=\"b\",Inventory!$I180=\"\"),\"a\",IF(AND($W173=\"b\",Inventory!$I180<>\"\"),VLOOKUP(Inventory!$I180,$E$3:$F$12,2,FALSE),IF(AND(OR($W173=\"c\",$W173=\"d\"),Inventory!$AB180=\"\"),\"a\",IF(AND(OR($W173=\"c\",$W173=\"d\"),Inventory!$AB180<>\"\"),VLOOKUP(Inventory!$AB180,$E$3:$F$12,2,FALSE),\"a\"))))","v":"a"},{"$f":"IF(OR(AND($X173<>\"b\",$X173<>\"c\"),$AB173=0,$AB173>=(65000/12000),Inventory!$AC180=\"\"),\"a\",VLOOKUP(Inventory!$AC180,$H$3:$I$5,2,FALSE))","v":"a"},{"$f":"IF(AND($X173<>\"i\",$X173<>\"j\"),\"a\",IF(AND($W173=\"b\",Inventory!$L180=\"\"),\"a\",IF(AND($W173=\"b\",Inventory!$L180<>\"\"),VLOOKUP(Inventory!$L180,$K$3:$L$6,2,FALSE),IF(AND(OR($W173=\"c\",$W173=\"d\"),Inventory!$AD180=\"\"),\"a\",IF(AND(OR($W173=\"c\",$W173=\"d\"),Inventory!$AD180<>\"\"),VLOOKUP(Inventory!$AD180,$K$3:$L$6,2,FALSE),\"a\")))))","v":"a"},{"$f":"IF(OR(AND($X173<>\"e\",$X173<>\"f\"),$AB173=0,Inventory!$AF180=\"\"),\"a\",VLOOKUP(Inventory!$AF180,$N$3:$O$5,2,FALSE))","v":"a"},{"$f":"IF(OR(Inventory!C180=\"New Construction\",Inventory!C180=\"Replace-on-Burnout\"),Inventory!AS180,IF(Inventory!C180=\"Early Retirement\",Inventory!AR180,0))","v":0},"","","","","","","","","","","","",0,"aaaaa0","No","No",{"$f":"IF($W173=\"a\",0,IF($W173=\"b\",Inventory!$M180,Inventory!$AG180))","v":0},{"$f":"IF(OR($W173=\"a\",AND($AQ173=\"No\",$AR173=\"No\")),0,IF(AND($W173=\"b\",Inventory!$O180=\"Btu/hr\"),Inventory!$N180,IF(AND($W173=\"b\",Inventory!$O180=\"Tons\"),Inventory!$N180*12000,IF(AND(OR($W173=\"c\",$W173=\"d\"),Inventory!$AI180=\"Btu/hr\"),Inventory!$AH180,IF(AND(OR($W173=\"c\",$W173=\"d\"),Inventory!$AI180=\"Tons\"),Inventory!$AH180*12000,0)))))","v":0},0,0,"EER",0,"kW/ton",{"$f":"IF(OR($W173=\"a\",$AR173=\"No\"),0,IF(AND($W173=\"b\",Inventory!$Q180=\"Btu/hr\"),Inventory!$P180,IF(AND($W173=\"b\",Inventory!$Q180=\"Tons\"),Inventory!$P180*12000,IF(AND(OR($W173=\"c\",$W173=\"d\"),Inventory!$AK180=\"Btu/hr\"),Inventory!$AJ180,IF(AND(OR($W173=\"c\",$W173=\"d\"),Inventory!$AK180=\"Tons\"),Inventory!$AJ180*12000,0)))))","v":0},0,0,"COP","No",{"$f":"IF(OR(Inventory!$J180=\"\",$BD173=\"No\"),\"-\",Inventory!$J180)","v":"-"},{"$f":"IFERROR(VLOOKUP($BE173,'Early Retirement'!$B$6:$C$32,2,FALSE),\"-\")","v":"-"},{"$f":"IF(OR($W173<>\"b\",AND($X173<>\"b\",$X173<>\"c\")),\"n\",IF(AND($AO173<>1,$AO173<>2,$AO173<>7,$AO173<>8),\"n\",IF(Inventory!$K180=\"Split\",\"s\",IF(Inventory!$K180=\"Packaged\",\"p\",\"n\"))))","v":"n"},{"$f":"IF(AND($X173<>\"i\",$X173<>\"j\"),\"n\",IF(Inventory!$L180=\"Centrifugal\",\"c\",\"n\"))","v":"n"},"-","-",{"$f":"IFERROR(INDEX('Early Retirement'!$C$4:$AC$32,$BF173,$BJ173),0)","v":0},{"$f":"IFERROR(HLOOKUP($BJ173,'Early Retirement'!$D$4:$AC$5,2,FALSE),0)","v":0},{"$f":"IFERROR(INDEX('Early Retirement'!$AE$4:$BE$32,$BF173,$BJ173),0)","v":0},{"$f":"IFERROR(HLOOKUP($BJ173,'Early Retirement'!$AF$4:$BE$5,2,FALSE),0)","v":0},0,0,"kW/ton",{"$f":"IFERROR(INDEX('Early Retirement'!$BG$4:$CG$32,$BF173,$BJ173),0)","v":0},{"$f":"IFERROR(HLOOKUP($BJ173,'Early Retirement'!$BH$4:$CH$5,2,FALSE),0)","v":0},0,"COP","Yes",0,0,"kW/ton",0,"COP",0,0,"kW/ton",0,"COP"]
[null,null,null,null,null,null,null,null,null,null,null,null,null,null,null,null,null,null,null,null,null,172,{"$f":"IF(Inventory!$C181=\"\",\"a\",VLOOKUP(Inventory!$C181,$B$3:$C$6,2,FALSE))","v":"a"},{"$f":"IF(AND($W174=\"b\",Inventory!$I181=\"\"),\"a\",IF(AND($W174=\"b\",Inventory!$I181<>\"\"),VLOOKUP(Inventory!$I181,$E$3:$F$12,2,FALSE),IF(AND(OR($W174=\"c\",$W174=\"d\"),Inventory!$AB181=\"\"),\"a\",IF(AND(OR($W174=\"c\",$W174=\"d\"),Inventory!$AB181<>\"\"),VLOOKUP(Inventory!$AB181,$E$3:$F$12,2,FALSE),\"a\"))))","v":"a"},{"$f":"IF(OR(AND($X174<>\"b\",$X174<>\"c\"),$AB174=0,$AB174>=(65000/12000),Inventory!$AC181=\"\"),\"a\",VLOOKUP(Inventory!$AC181,$H$3:$I$5,2,FALSE))","v":"a"},{"$f":"IF(AND($X174<>\"i\",$X174<>\"j\"),\"a\",IF(AND($W174=\"b\",Inventory!$L181=\"\"),\"a\",IF(AND($W174=\"b\",Inventory!$L181<>\"\"),VLOOKUP(Inventory!$L181,$K$3:$L$6,2,FALSE),IF(AND(OR($W174=\"c\",$W174=\"d\"),Inventory!$AD181=\"\"),\"a\",IF(AND(OR($W174=\"c\",$W174=\"d\"),Inventory!$AD181<>\"\"),VLOOKUP(Inventory!$AD181,$K$3:$L$6,2,FALSE),\"a\")))))","v":"a"},{"$f":"IF(OR(AND($X174<>\"e\",$X174<>\"f\"),$AB174=0,Inventory!$AF181=\"\"),\"a\",VLOOKUP(Inventory!$AF181,$N$3:$O$5,2,FALSE))","v":"a"},{"$f":"IF(OR(Inventory!C181=\"New Construction\",Inventory!C181=\"Replace-on-Burnout\"),Inventory!AS181,IF(Inventory!C181=\"Early Retirement\",Inventory!AR181,0))","v":0},"","","","","","","","","","","","",0,"aaaaa0","No","No",{"$f":"IF($W174=\"a\",0,IF($W174=\"b\",Inventory!$M181,Inventory!$AG181))","v":0},{"$f":"IF(OR($W174=\"a\",AND($AQ174=\"No\",$AR174=\"No\")),0,IF(AND($W174=\"b\",Inventory!$O181=\"Btu/hr\"),Inventory!$N181,IF(AND($W174=\"b\",Inventory!$O181=\"Tons\"),Inventory!$N181*12000,IF(AND(OR($W174=\"c\",$W174=\"d\"),Inventory!$AI181=\"Btu/hr\"),Inventory!$AH181,IF(AND(OR($W174=\"c\",$W174=\"d\"),Inventory!$AI181=\"Tons\"),Inventory!$AH181*12000,0)))))","v":0},0,0,"EER",0,"kW/ton",{"$f":"IF(OR($W174=\"a\",$AR174=\"No\"),0,IF(AND($W174=\"b\",Inventory!$Q181=\"Btu/hr\"),Inventory!$P181,IF(AND($W174=\"b\",Inventory!$Q181=\"Tons\"),Inventory!$P181*12000,IF(AND(OR($W174=\"c\",$W174=\"d\"),Inventory!$AK181=\"Btu/hr\"),Inventory!$AJ181,IF(AND(OR($W174=\"c\",$W174=\"d\"),Inventory!$AK181=\"Tons\"),Inventory!$AJ181*12000,0)))))","v":0},0,0,"COP","No",{"$f":"IF(OR(Inventory!$J181=\"\",$BD174=\"No\"),\"-\",Inventory!$J181)","v":"-"},{"$f":"IFERROR(VLOOKUP($BE174,'Early Retirement'!$B$6:$C$32,2,FALSE),\"-\")","v":"-"},{"$f":"IF(OR($W174<>\"b\",AND($X174<>\"b\",$X174<>\"c\")),\"n\",IF(AND($AO174<>1,$AO174<>2,$AO174<>7,$AO174<>8),\"n\",IF(Inventory!$K181=\"Split\",\"s\",IF(Inventory!$K181=\"Packaged\",\"p\",\"n\"))))","v":"n"},{"$f":"IF(AND($X174<>\"i\",$X174<>\"j\"),\"n\",IF(Inventory!$L181=\"Centrifugal\",\"c\",\"n\"))","v":"n"},"-","-",{"$f":"IFERROR(INDEX('Early Retirement'!$C$4:$AC$32,$BF174,$BJ174),0)","v":0},{"$f":"IFERROR(HLOOKUP($BJ174,'Early Retirement'!$D$4:$AC$5,2,FALSE),0)","v":0},{"$f":"IFERROR(INDEX('Early Retirement'!$AE$4:$BE$32,$BF174,$BJ174),0)","v":0},{"$f":"IFERROR(HLOOKUP($BJ174,'Early Retirement'!$AF$4:$BE$5,2,FALSE),0)","v":0},0,0,"kW/ton",{"$f":"IFERROR(INDEX('Early Retirement'!$BG$4:$CG$32,$BF174,$BJ174),0)","v":0},{"$f":"IFERROR(HLOOKUP($BJ174,'Early Retirement'!$BH$4:$CH$5,2,FALSE),0)","v":0},0,"COP","Yes",0,0,"kW/ton",0,"COP",0,0,"kW/ton",0,"COP"]
[null,null,null,null,null,null,null,null,null,null,null,null,null,null,null,null,null,null,null,null,null,173,{"$f":"IF(Inventory!$C182=\"\",\"a\",VLOOKUP(Inventory!$C182,$B$3:$C$6,2,FALSE))","v":"a"},{"$f":"IF(AND($W175=\"b\",Inventory!$I182=\"\"),\"a\",IF(AND($W175=\"b\",Inventory!$I182<>\"\"),VLOOKUP(Inventory!$I182,$E$3:$F$12,2,FALSE),IF(AND(OR($W175=\"c\",$W175=\"d\"),Inventory!$AB182=\"\"),\"a\",IF(AND(OR($W175=\"c\",$W175=\"d\"),Inventory!$AB182<>\"\"),VLOOKUP(Inventory!$AB182,$E$3:$F$12,2,FALSE),\"a\"))))","v":"a"},{"$f":"IF(OR(AND($X175<>\"b\",$X175<>\"c\"),$AB175=0,$AB175>=(65000/12000),Inventory!$AC182=\"\"),\"a\",VLOOKUP(Inventory!$AC182,$H$3:$I$5,2,FALSE))","v":"a"},{"$f":"IF(AND($X175<>\"i\",$X175<>\"j\"),\"a\",IF(AND($W175=\"b\",Inventory!$L182=\"\"),\"a\",IF(AND($W175=\"b\",Inventory!$L182<>\"\"),VLOOKUP(Inventory!$L182,$K$3:$L$6,2,FALSE),IF(AND(OR($W175=\"c\",$W175=\"d\"),Inventory!$AD182=\"\"),\"a\",IF(AND(OR($W175=\"c\",$W175=\"d\"),Inventory!$AD182<>\"\"),VLOOKUP(Inventory!$AD182,$K$3:$L$6,2,FALSE),\"a\")))))","v":"a"},{"$f":"IF(OR(AND($X175<>\"e\",$X175<>\"f\"),$AB175=0,Inventory!$AF182=\"\"),\"a\",VLOOKUP(Inventory!$AF182,$N$3:$O$5,2,FALSE))","v":"a"},{"$f":"IF(OR(Inventory!C182=\"New Construction\",Inventory!C182=\"Replace-on-Burnout\"),Inventory!AS182,IF(Inventory!C182=\"Early Retirement\",Inventory!AR182,0))","v":0},"","","","","","","","","","","","",0,"aaaaa0","No","No",{"$f":"IF($W175=\"a\",0,IF($W175=\"b\",Inventory!$M182,Inventory!$AG182))","v":0},{"$f":"IF(OR($W175=\"a\",AND($AQ175=\"No\",$AR175=\"No\")),0,IF(AND($W175=\"b\",Inventory!$O182=\"Btu/hr\"),Inventory!$N182,IF(AND($W175=\"b\",Inventory!$O182=\"Tons\"),Inventory!$N182*12000,IF(AND(OR($W175=\"c\",$W175=\"d\"),Inventory!$AI182=\"Btu/hr\"),Inventory!$AH182,IF(AND(OR($W175=\"c\",$W175=\"d\"),Inventory!$AI182=\"Tons\"),Inventory!$AH182*12000,0)))))","v":0},0,0,"EER",0,"kW/ton",{"$f":"IF(OR($W175=\"a\",$AR175=\"No\"),0,IF(AND($W175=\"b\",Inventory!$Q182=\"Btu/hr\"),Inventory!$P182,IF(AND($W175=\"b\",Inventory!$Q182=\"Tons\"),Inventory!$P182*12000,IF(AND(OR($W175=\"c\",$W175=\"d\"),Inventory!$AK182=\"Btu/hr\"),Inventory!$AJ182,IF(AND(OR($W175=\"c\",$W175=\"d\"),Inventory!$AK182=\"Tons\"),Inventory!$AJ182*12000,0)))))","v":0},0,0,"COP","No",{"$f":"IF(OR(Inventory!$J182=\"\",$BD175=\"No\"),\"-\",Inventory!$J182)","v":"-"},{"$f":"IFERROR(VLOOKUP($BE175,'Early Retirement'!$B$6:$C$32,2,FALSE),\"-\")","v":"-"},{"$f":"IF(OR($W175<>\"b\",AND($X175<>\"b\",$X175<>\"c\")),\"n\",IF(AND($AO175<>1,$AO175<>2,$AO175<>7,$AO175<>8),\"n\",IF(Inventory!$K182=\"Split\",\"s\",IF(Inventory!$K182=\"Packaged\",\"p\",\"n\"))))","v":"n"},{"$f":"IF(AND($X175<>\"i\",$X175<>\"j\"),\"n\",IF(Inventory!$L182=\"Centrifugal\",\"c\",\"n\"))","v":"n"},"-","-",{"$f":"IFERROR(INDEX('Early Retirement'!$C$4:$AC$32,$BF175,$BJ175),0)","v":0},{"$f":"IFERROR(HLOOKUP($BJ175,'Early Retirement'!$D$4:$AC$5,2,FALSE),0)","v":0},{"$f":"IFERROR(INDEX('Early Retirement'!$AE$4:$BE$32,$BF175,$BJ175),0)","v":0},{"$f":"IFERROR(HLOOKUP($BJ175,'Early Retirement'!$AF$4:$BE$5,2,FALSE),0)","v":0},0,0,"kW/ton",{"$f":"IFERROR(INDEX('Early Retirement'!$BG$4:$CG$32,$BF175,$BJ175),0)","v":0},{"$f":"IFERROR(HLOOKUP($BJ175,'Early Retirement'!$BH$4:$CH$5,2,FALSE),0)","v":0},0,"COP","Yes",0,0,"kW/ton",0,"COP",0,0,"kW/ton",0,"COP"]
[null,null,null,null,null,null,null,null,null,null,null,null,null,null,null,null,null,null,null,null,null,174,{"$f":"IF(Inventory!$C183=\"\",\"a\",VLOOKUP(Inventory!$C183,$B$3:$C$6,2,FALSE))","v":"a"},{"$f":"IF(AND($W176=\"b\",Inventory!$I183=\"\"),\"a\",IF(AND($W176=\"b\",Inventory!$I183<>\"\"),VLOOKUP(Inventory!$I183,$E$3:$F$12,2,FALSE),IF(AND(OR($W176=\"c\",$W176=\"d\"),Inventory!$AB183=\"\"),\"a\",IF(AND(OR($W176=\"c\",$W176=\"d\"),Inventory!$AB183<>\"\"),VLOOKUP(Inventory!$AB183,$E$3:$F$12,2,FALSE),\"a\"))))","v":"a"},{"$f":"IF(OR(AND($X176<>\"b\",$X176<>\"c\"),$AB176=0,$AB176>=(65000/12000),Inventory!$AC183=\"\"),\"a\",VLOOKUP(Inventory!$AC183,$H$3:$I$5,2,FALSE))","v":"a"},{"$f":"IF(AND($X176<>\"i\",$X176<>\"j\"),\"a\",IF(AND($W176=\"b\",Inventory!$L183=\"\"),\"a\",IF(AND($W176=\"b\",Inventory!$L183<>\"\"),VLOOKUP(Inventory!$L183,$K$3:$L$6,2,FALSE),IF(AND(OR($W176=\"c\",$W176=\"d\"),Inventory!$AD183=\"\"),\"a\",IF(AND(OR($W176=\"c\",$W176=\"d\"),Inventory!$AD183<>\"\"),VLOOKUP(Inventory!$AD183,$K$3:$L$6,2,FALSE),\"a\")))))","v":"a"},{"$f":"IF(OR(AND($X176<>\"e\",$X176<>\"f\"),$AB176=0,Inventory!$AF183=\"\"),\"a\",VLOOKUP(Inventory!$AF183,$N$3:$O$5,2,FALSE))","v":"a"},{"$f":"IF(OR(Inventory!C183=\"New Construction\",Inventory!C183=\"Replace-on-Burnout\"),Inventory!AS183,IF(Inventory!C183=\"Early Retirement\",Inventory!AR183,0))","v":0},"","","","","","","","","","","","",0,"aaaaa0","No","No",{"$f":"IF($W176=\"a\",0,IF($W176=\"b\",Inventory!$M183,Inventory!$AG183))","v":0},{"$f":"IF(OR($W176=\"a\",AND($AQ176=\"No\",$AR176=\"No\")),0,IF(AND($W176=\"b\",Inventory!$O183=\"Btu/hr\"),Inventory!$N183,IF(AND($W176=\"b\",Inventory!$O183=\"Tons\"),Inventory!$N183*12000,IF(AND(OR($W176=\"c\",$W176=\"d\"),Inventory!$AI183=\"Btu/hr\"),Inventory!$AH183,IF(AND(OR($W176=\"c\",$W176=\"d\"),Inventory!$AI183=\"Tons\"),Inventory!$AH183*12000,0)))))","v":0},0,0,"EER",0,"kW/ton",{"$f":"IF(OR($W176=\"a\",$AR176=\"No\"),0,IF(AND($W176=\"b\",Inventory!$Q183=\"Btu/hr\"),Inventory!$P183,IF(AND($W176=\"b\",Inventory!$Q183=\"Tons\"),Inventory!$P183*12000,IF(AND(OR($W176=\"c\",$W176=\"d\"),Inventory!$AK183=\"Btu/hr\"),Inventory!$AJ183,IF(AND(OR($W176=\"c\",$W176=\"d\"),Inventory!$AK183=\"Tons\"),Inventory!$AJ183*12000,0)))))","v":0},0,0,"COP","No",{"$f":"IF(OR(Inventory!$J183=\"\",$BD176=\"No\"),\"-\",Inventory!$J183)","v":"-"},{"$f":"IFERROR(VLOOKUP($BE176,'Early Retirement'!$B$6:$C$32,2,FALSE),\"-\")","v":"-"},{"$f":"IF(OR($W176<>\"b\",AND($X176<>\"b\",$X176<>\"c\")),\"n\",IF(AND($AO176<>1,$AO176<>2,$AO176<>7,$AO176<>8),\"n\",IF(Inventory!$K183=\"Split\",\"s\",IF(Inventory!$K183=\"Packaged\",\"p\",\"n\"))))","v":"n"},{"$f":"IF(AND($X176<>\"i\",$X176<>\"j\"),\"n\",IF(Inventory!$L183=\"Centrifugal\",\"c\",\"n\"))","v":"n"},"-","-",{"$f":"IFERROR(INDEX('Early Retirement'!$C$4:$AC$32,$BF176,$BJ176),0)","v":0},{"$f":"IFERROR(HLOOKUP($BJ176,'Early Retirement'!$D$4:$AC$5,2,FALSE),0)","v":0},{"$f":"IFERROR(INDEX('Early Retirement'!$AE$4:$BE$32,$BF176,$BJ176),0)","v":0},{"$f":"IFERROR(HLOOKUP($BJ176,'Early Retirement'!$AF$4:$BE$5,2,FALSE),0)","v":0},0,0,"kW/ton",{"$f":"IFERROR(INDEX('Early Retirement'!$BG$4:$CG$32,$BF176,$BJ176),0)","v":0},{"$f":"IFERROR(HLOOKUP($BJ176,'Early Retirement'!$BH$4:$CH$5,2,FALSE),0)","v":0},0,"COP","Yes",0,0,"kW/ton",0,"COP",0,0,"kW/ton",0,"COP"]
[null,null,null,null,null,null,null,null,null,null,null,null,null,null,null,null,null,null,null,null,null,175,{"$f":"IF(Inventory!$C184=\"\",\"a\",VLOOKUP(Inventory!$C184,$B$3:$C$6,2,FALSE))","v":"a"},{"$f":"IF(AND($W177=\"b\",Inventory!$I184=\"\"),\"a\",IF(AND($W177=\"b\",Inventory!$I184<>\"\"),VLOOKUP(Inventory!$I184,$E$3:$F$12,2,FALSE),IF(AND(OR($W177=\"c\",$W177=\"d\"),Inventory!$AB184=\"\"),\"a\",IF(AND(OR($W177=\"c\",$W177=\"d\"),Inventory!$AB184<>\"\"),VLOOKUP(Inventory!$AB184,$E$3:$F$12,2,FALSE),\"a\"))))","v":"a"},{"$f":"IF(OR(AND($X177<>\"b\",$X177<>\"c\"),$AB177=0,$AB177>=(65000/12000),Inventory!$AC184=\"\"),\"a\",VLOOKUP(Inventory!$AC184,$H$3:$I$5,2,FALSE))","v":"a"},{"$f":"IF(AND($X177<>\"i\",$X177<>\"j\"),\"a\",IF(AND($W177=\"b\",Inventory!$L184=\"\"),\"a\",IF(AND($W177=\"b\",Inventory!$L184<>\"\"),VLOOKUP(Inventory!$L184,$K$3:$L$6,2,FALSE),IF(AND(OR($W177=\"c\",$W177=\"d\"),Inventory!$AD184=\"\"),\"a\",IF(AND(OR($W177=\"c\",$W177=\"d\"),Inventory!$AD184<>\"\"),VLOOKUP(Inventory!$AD184,$K$3:$L$6,2,FALSE),\"a\")))))","v":"a"},{"$f":"IF(OR(AND($X177<>\"e\",$X177<>\"f\"),$AB177=0,Inventory!$AF184=\"\"),\"a\",VLOOKUP(Inventory!$AF184,$N$3:$O$5,2,FALSE))","v":"a"},{"$f":"IF(OR(Inventory!C184=\"New Construction\",Inventory!C184=\"Replace-on-Burnout\"),Inventory!AS184,IF(Inventory!C184=\"Early Retirement\",Inventory!AR184,0))","v":0},"","","","","","","","","","","","",0,"aaaaa0","No","No",{"$f":"IF($W177=\"a\",0,IF($W177=\"b\",Inventory!$M184,Inventory!$AG184))","v":0},{"$f":"IF(OR($W177=\"a\",AND($AQ177=\"No\",$AR177=\"No\")),0,IF(AND($W177=\"b\",Inventory!$O184=\"Btu/hr\"),Inventory!$N184,IF(AND($W177=\"b\",Inventory!$O184=\"Tons\"),Inventory!$N184*12000,IF(AND(OR($W177=\"c\",$W177=\"d\"),Inventory!$AI184=\"Btu/hr\"),Inventory!$AH184,IF(AND(OR($W177=\"c\",$W177=\"d\"),Inventory!$AI184=\"Tons\"),Inventory!$AH184*12000,0)))))","v":0},0,0,"EER",0,"kW/ton",{"$f":"IF(OR($W177=\"a\",$AR177=\"No\"),0,IF(AND($W177=\"b\",Inventory!$Q184=\"Btu/hr\"),Inventory!$P184,IF(AND($W177=\"b\",Inventory!$Q184=\"Tons\"),Inventory!$P184*12000,IF(AND(OR($W177=\"c\",$W177=\"d\"),Inventory!$AK184=\"Btu/hr\"),Inventory!$AJ184,IF(AND(OR($W177=\"c\",$W177=\"d\"),Inventory!$AK184=\"Tons\"),Inventory!$AJ184*12000,0)))))","v":0},0,0,"COP","No",{"$f":"IF(OR(Inventory!$J184=\"\",$BD177=\"No\"),\"-\",Inventory!$J184)","v":"-"},{"$f":"IFERROR(VLOOKUP($BE177,'Early Retirement'!$B$6:$C$32,2,FALSE),\"-\")","v":"-"},{"$f":"IF(OR($W177<>\"b\",AND($X177<>\"b\",$X177<>\"c\")),\"n\",IF(AND($AO177<>1,$AO177<>2,$AO177<>7,$AO177<>8),\"n\",IF(Inventory!$K184=\"Split\",\"s\",IF(Inventory!$K184=\"Packaged\",\"p\",\"n\"))))","v":"n"},{"$f":"IF(AND($X177<>\"i\",$X177<>\"j\"),\"n\",IF(Inventory!$L184=\"Centrifugal\",\"c\",\"n\"))","v":"n"},"-","-",{"$f":"IFERROR(INDEX('Early Retirement'!$C$4:$AC$32,$BF177,$BJ177),0)","v":0},{"$f":"IFERROR(HLOOKUP($BJ177,'Early Retirement'!$D$4:$AC$5,2,FALSE),0)","v":0},{"$f":"IFERROR(INDEX('Early Retirement'!$AE$4:$BE$32,$BF177,$BJ177),0)","v":0},{"$f":"IFERROR(HLOOKUP($BJ177,'Early Retirement'!$AF$4:$BE$5,2,FALSE),0)","v":0},0,0,"kW/ton",{"$f":"IFERROR(INDEX('Early Retirement'!$BG$4:$CG$32,$BF177,$BJ177),0)","v":0},{"$f":"IFERROR(HLOOKUP($BJ177,'Early Retirement'!$BH$4:$CH$5,2,FALSE),0)","v":0},0,"COP","Yes",0,0,"kW/ton",0,"COP",0,0,"kW/ton",0,"COP"]
[null,null,null,null,null,null,null,null,null,null,null,null,null,null,null,null,null,null,null,null,null,176,{"$f":"IF(Inventory!$C185=\"\",\"a\",VLOOKUP(Inventory!$C185,$B$3:$C$6,2,FALSE))","v":"a"},{"$f":"IF(AND($W178=\"b\",Inventory!$I185=\"\"),\"a\",IF(AND($W178=\"b\",Inventory!$I185<>\"\"),VLOOKUP(Inventory!$I185,$E$3:$F$12,2,FALSE),IF(AND(OR($W178=\"c\",$W178=\"d\"),Inventory!$AB185=\"\"),\"a\",IF(AND(OR($W178=\"c\",$W178=\"d\"),Inventory!$AB185<>\"\"),VLOOKUP(Inventory!$AB185,$E$3:$F$12,2,FALSE),\"a\"))))","v":"a"},{"$f":"IF(OR(AND($X178<>\"b\",$X178<>\"c\"),$AB178=0,$AB178>=(65000/12000),Inventory!$AC185=\"\"),\"a\",VLOOKUP(Inventory!$AC185,$H$3:$I$5,2,FALSE))","v":"a"},{"$f":"IF(AND($X178<>\"i\",$X178<>\"j\"),\"a\",IF(AND($W178=\"b\",Inventory!$L185=\"\"),\"a\",IF(AND($W178=\"b\",Inventory!$L185<>\"\"),VLOOKUP(Inventory!$L185,$K$3:$L$6,2,FALSE),IF(AND(OR($W178=\"c\",$W178=\"d\"),Inventory!$AD185=\"\"),\"a\",IF(AND(OR($W178=\"c\",$W178=\"d\"),Inventory!$AD185<>\"\"),VLOOKUP(Inventory!$AD185,$K$3:$L$6,2,FALSE),\"a\")))))","v":"a"},{"$f":"IF(OR(AND($X178<>\"e\",$X178<>\"f\"),$AB178=0,Inventory!$AF185=\"\"),\"a\",VLOOKUP(Inventory!$AF185,$N$3:$O$5,2,FALSE))","v":"a"},{"$f":"IF(OR(Inventory!C185=\"New Construction\",Inventory!C185=\"Replace-on-Burnout\"),Inventory!AS185,IF(Inventory!C185=\"Early Retirement\",Inventory!AR185,0))","v":0},"","","","","","","","","","","","",0,"aaaaa0","No","No",{"$f":"IF($W178=\"a\",0,IF($W178=\"b\",Inventory!$M185,Inventory!$AG185))","v":0},{"$f":"IF(OR($W178=\"a\",AND($AQ178=\"No\",$AR178=\"No\")),0,IF(AND($W178=\"b\",Inventory!$O185=\"Btu/hr\"),Inventory!$N185,IF(AND($W178=\"b\",Inventory!$O185=\"Tons\"),Inventory!$N185*12000,IF(AND(OR($W178=\"c\",$W178=\"d\"),Inventory!$AI185=\"Btu/hr\"),Inventory!$AH185,IF(AND(OR($W178=\"c\",$W178=\"d\"),Inventory!$AI185=\"Tons\"),Inventory!$AH185*12000,0)))))","v":0},0,0,"EER",0,"kW/ton",{"$f":"IF(OR($W178=\"a\",$AR178=\"No\"),0,IF(AND($W178=\"b\",Inventory!$Q185=\"Btu/hr\"),Inventory!$P185,IF(AND($W178=\"b\",Inventory!$Q185=\"Tons\"),Inventory!$P185*12000,IF(AND(OR($W178=\"c\",$W178=\"d\"),Inventory!$AK185=\"Btu/hr\"),Inventory!$AJ185,IF(AND(OR($W178=\"c\",$W178=\"d\"),Inventory!$AK185=\"Tons\"),Inventory!$AJ185*12000,0)))))","v":0},0,0,"COP","No",{"$f":"IF(OR(Inventory!$J185=\"\",$BD178=\"No\"),\"-\",Inventory!$J185)","v":"-"},{"$f":"IFERROR(VLOOKUP($BE178,'Early Retirement'!$B$6:$C$32,2,FALSE),\"-\")","v":"-"},{"$f":"IF(OR($W178<>\"b\",AND($X178<>\"b\",$X178<>\"c\")),\"n\",IF(AND($AO178<>1,$AO178<>2,$AO178<>7,$AO178<>8),\"n\",IF(Inventory!$K185=\"Split\",\"s\",IF(Inventory!$K185=\"Packaged\",\"p\",\"n\"))))","v":"n"},{"$f":"IF(AND($X178<>\"i\",$X178<>\"j\"),\"n\",IF(Inventory!$L185=\"Centrifugal\",\"c\",\"n\"))","v":"n"},"-","-",{"$f":"IFERROR(INDEX('Early Retirement'!$C$4:$AC$32,$BF178,$BJ178),0)","v":0},{"$f":"IFERROR(HLOOKUP($BJ178,'Early Retirement'!$D$4:$AC$5,2,FALSE),0)","v":0},{"$f":"IFERROR(INDEX('Early Retirement'!$AE$4:$BE$32,$BF178,$BJ178),0)","v":0},{"$f":"IFERROR(HLOOKUP($BJ178,'Early Retirement'!$AF$4:$BE$5,2,FALSE),0)","v":0},0,0,"kW/ton",{"$f":"IFERROR(INDEX('Early Retirement'!$BG$4:$CG$32,$BF178,$BJ178),0)","v":0},{"$f":"IFERROR(HLOOKUP($BJ178,'Early Retirement'!$BH$4:$CH$5,2,FALSE),0)","v":0},0,"COP","Yes",0,0,"kW/ton",0,"COP",0,0,"kW/ton",0,"COP"]
[null,null,null,null,null,null,null,null,null,null,null,null,null,null,null,null,null,null,null,null,null,177,{"$f":"IF(Inventory!$C186=\"\",\"a\",VLOOKUP(Inventory!$C186,$B$3:$C$6,2,FALSE))","v":"a"},{"$f":"IF(AND($W179=\"b\",Inventory!$I186=\"\"),\"a\",IF(AND($W179=\"b\",Inventory!$I186<>\"\"),VLOOKUP(Inventory!$I186,$E$3:$F$12,2,FALSE),IF(AND(OR($W179=\"c\",$W179=\"d\"),Inventory!$AB186=\"\"),\"a\",IF(AND(OR($W179=\"c\",$W179=\"d\"),Inventory!$AB186<>\"\"),VLOOKUP(Inventory!$AB186,$E$3:$F$12,2,FALSE),\"a\"))))","v":"a"},{"$f":"IF(OR(AND($X179<>\"b\",$X179<>\"c\"),$AB179=0,$AB179>=(65000/12000),Inventory!$AC186=\"\"),\"a\",VLOOKUP(Inventory!$AC186,$H$3:$I$5,2,FALSE))","v":"a"},{"$f":"IF(AND($X179<>\"i\",$X179<>\"j\"),\"a\",IF(AND($W179=\"b\",Inventory!$L186=\"\"),\"a\",IF(AND($W179=\"b\",Inventory!$L186<>\"\"),VLOOKUP(Inventory!$L186,$K$3:$L$6,2,FALSE),IF(AND(OR($W179=\"c\",$W179=\"d\"),Inventory!$AD186=\"\"),\"a\",IF(AND(OR($W179=\"c\",$W179=\"d\"),Inventory!$AD186<>\"\"),VLOOKUP(Inventory!$AD186,$K$3:$L$6,2,FALSE),\"a\")))))","v":"a"},{"$f":"IF(OR(AND($X179<>\"e\",$X179<>\"f\"),$AB179=0,Inventory!$AF186=\"\"),\"a\",VLOOKUP(Inventory!$AF186,$N$3:$O$5,2,FALSE))","v":"a"},{"$f":"IF(OR(Inventory!C186=\"New Construction\",Inventory!C186=\"Replace-on-Burnout\"),Inventory!AS186,IF(Inventory!C186=\"Early Retirement\",Inventory!AR186,0))","v":0},"","","","","","","","","","","","",0,"aaaaa0","No","No",{"$f":"IF($W179=\"a\",0,IF($W179=\"b\",Inventory!$M186,Inventory!$AG186))","v":0},{"$f":"IF(OR($W179=\"a\",AND($AQ179=\"No\",$AR179=\"No\")),0,IF(AND($W179=\"b\",Inventory!$O186=\"Btu/hr\"),Inventory!$N186,IF(AND($W179=\"b\",Inventory!$O186=\"Tons\"),Inventory!$N186*12000,IF(AND(OR($W179=\"c\",$W179=\"d\"),Inventory!$AI186=\"Btu/hr\"),Inventory!$AH186,IF(AND(OR($W179=\"c\",$W179=\"d\"),Inventory!$AI186=\"Tons\"),Inventory!$AH186*12000,0)))))","v":0},0,0,"EER",0,"kW/ton",{"$f":"IF(OR($W179=\"a\",$AR179=\"No\"),0,IF(AND($W179=\"b\",Inventory!$Q186=\"Btu/hr\"),Inventory!$P186,IF(AND($W179=\"b\",Inventory!$Q186=\"Tons\"),Inventory!$P186*12000,IF(AND(OR($W179=\"c\",$W179=\"d\"),Inventory!$AK186=\"Btu/hr\"),Inventory!$AJ186,IF(AND(OR($W179=\"c\",$W179=\"d\"),Inventory!$AK186=\"Tons\"),Inventory!$AJ186*12000,0)))))","v":0},0,0,"COP","No",{"$f":"IF(OR(Inventory!$J186=\"\",$BD179=\"No\"),\"-\",Inventory!$J186)","v":"-"},{"$f":"IFERROR(VLOOKUP($BE179,'Early Retirement'!$B$6:$C$32,2,FALSE),\"-\")","v":"-"},{"$f":"IF(OR($W179<>\"b\",AND($X179<>\"b\",$X179<>\"c\")),\"n\",IF(AND($AO179<>1,$AO179<>2,$AO179<>7,$AO179<>8),\"n\",IF(Inventory!$K186=\"Split\",\"s\",IF(Inventory!$K186=\"Packaged\",\"p\",\"n\"))))","v":"n"},{"$f":"IF(AND($X179<>\"i\",$X179<>\"j\"),\"n\",IF(Inventory!$L186=\"Centrifugal\",\"c\",\"n\"))","v":"n"},"-","-",{"$f":"IFERROR(INDEX('Early Retirement'!$C$4:$AC$32,$BF179,$BJ179),0)","v":0},{"$f":"IFERROR(HLOOKUP($BJ179,'Early Retirement'!$D$4:$AC$5,2,FALSE),0)","v":0},{"$f":"IFERROR(INDEX('Early Retirement'!$AE$4:$BE$32,$BF179,$BJ179),0)","v":0},{"$f":"IFERROR(HLOOKUP($BJ179,'Early Retirement'!$AF$4:$BE$5,2,FALSE),0)","v":0},0,0,"kW/ton",{"$f":"IFERROR(INDEX('Early Retirement'!$BG$4:$CG$32,$BF179,$BJ179),0)","v":0},{"$f":"IFERROR(HLOOKUP($BJ179,'Early Retirement'!$BH$4:$CH$5,2,FALSE),0)","v":0},0,"COP","Yes",0,0,"kW/ton",0,"COP",0,0,"kW/ton",0,"COP"]
[null,null,null,null,null,null,null,null,null,null,null,null,null,null,null,null,null,null,null,null,null,178,{"$f":"IF(Inventory!$C187=\"\",\"a\",VLOOKUP(Inventory!$C187,$B$3:$C$6,2,FALSE))","v":"a"},{"$f":"IF(AND($W180=\"b\",Inventory!$I187=\"\"),\"a\",IF(AND($W180=\"b\",Inventory!$I187<>\"\"),VLOOKUP(Inventory!$I187,$E$3:$F$12,2,FALSE),IF(AND(OR($W180=\"c\",$W180=\"d\"),Inventory!$AB187=\"\"),\"a\",IF(AND(OR($W180=\"c\",$W180=\"d\"),Inventory!$AB187<>\"\"),VLOOKUP(Inventory!$AB187,$E$3:$F$12,2,FALSE),\"a\"))))","v":"a"},{"$f":"IF(OR(AND($X180<>\"b\",$X180<>\"c\"),$AB180=0,$AB180>=(65000/12000),Inventory!$AC187=\"\"),\"a\",VLOOKUP(Inventory!$AC187,$H$3:$I$5,2,FALSE))","v":"a"},{"$f":"IF(AND($X180<>\"i\",$X180<>\"j\"),\"a\",IF(AND($W180=\"b\",Inventory!$L187=\"\"),\"a\",IF(AND($W180=\"b\",Inventory!$L187<>\"\"),VLOOKUP(Inventory!$L187,$K$3:$L$6,2,FALSE),IF(AND(OR($W180=\"c\",$W180=\"d\"),Inventory!$AD187=\"\"),\"a\",IF(AND(OR($W180=\"c\",$W180=\"d\"),Inventory!$AD187<>\"\"),VLOOKUP(Inventory!$AD187,$K$3:$L$6,2,FALSE),\"a\")))))","v":"a"},{"$f":"IF(OR(AND($X180<>\"e\",$X180<>\"f\"),$AB180=0,Inventory!$AF187=\"\"),\"a\",VLOOKUP(Inventory!$AF187,$N$3:$O$5,2,FALSE))","v":"a"},{"$f":"IF(OR(Inventory!C187=\"New Construction\",Inventory!C187=\"Replace-on-Burnout\"),Inventory!AS187,IF(Inventory!C187=\"Early Retirement\",Inventory!AR187,0))","v":0},"","","","","","","","","","","","",0,"aaaaa0","No","No",{"$f":"IF($W180=\"a\",0,IF($W180=\"b\",Inventory!$M187,Inventory!$AG187))","v":0},{"$f":"IF(OR($W180=\"a\",AND($AQ180=\"No\",$AR180=\"No\")),0,IF(AND($W180=\"b\",Inventory!$O187=\"Btu/hr\"),Inventory!$N187,IF(AND($W180=\"b\",Inventory!$O187=\"Tons\"),Inventory!$N187*12000,IF(AND(OR($W180=\"c\",$W180=\"d\"),Inventory!$AI187=\"Btu/hr\"),Inventory!$AH187,IF(AND(OR($W180=\"c\",$W180=\"d\"),Inventory!$AI187=\"Tons\"),Inventory!$AH187*12000,0)))))","v":0},0,0,"EER",0,"kW/ton",{"$f":"IF(OR($W180=\"a\",$AR180=\"No\"),0,IF(AND($W180=\"b\",Inventory!$Q187=\"Btu/hr\"),Inventory!$P187,IF(AND($W180=\"b\",Inventory!$Q187=\"Tons\"),Inventory!$P187*12000,IF(AND(OR($W180=\"c\",$W180=\"d\"),Inventory!$AK187=\"Btu/hr\"),Inventory!$AJ187,IF(AND(OR($W180=\"c\",$W180=\"d\"),Inventory!$AK187=\"Tons\"),Inventory!$AJ187*12000,0)))))","v":0},0,0,"COP","No",{"$f":"IF(OR(Inventory!$J187=\"\",$BD180=\"No\"),\"-\",Inventory!$J187)","v":"-"},{"$f":"IFERROR(VLOOKUP($BE180,'Early Retirement'!$B$6:$C$32,2,FALSE),\"-\")","v":"-"},{"$f":"IF(OR($W180<>\"b\",AND($X180<>\"b\",$X180<>\"c\")),\"n\",IF(AND($AO180<>1,$AO180<>2,$AO180<>7,$AO180<>8),\"n\",IF(Inventory!$K187=\"Split\",\"s\",IF(Inventory!$K187=\"Packaged\",\"p\",\"n\"))))","v":"n"},{"$f":"IF(AND($X180<>\"i\",$X180<>\"j\"),\"n\",IF(Inventory!$L187=\"Centrifugal\",\"c\",\"n\"))","v":"n"},"-","-",{"$f":"IFERROR(INDEX('Early Retirement'!$C$4:$AC$32,$BF180,$BJ180),0)","v":0},{"$f":"IFERROR(HLOOKUP($BJ180,'Early Retirement'!$D$4:$AC$5,2,FALSE),0)","v":0},{"$f":"IFERROR(INDEX('Early Retirement'!$AE$4:$BE$32,$BF180,$BJ180),0)","v":0},{"$f":"IFERROR(HLOOKUP($BJ180,'Early Retirement'!$AF$4:$BE$5,2,FALSE),0)","v":0},0,0,"kW/ton",{"$f":"IFERROR(INDEX('Early Retirement'!$BG$4:$CG$32,$BF180,$BJ180),0)","v":0},{"$f":"IFERROR(HLOOKUP($BJ180,'Early Retirement'!$BH$4:$CH$5,2,FALSE),0)","v":0},0,"COP","Yes",0,0,"kW/ton",0,"COP",0,0,"kW/ton",0,"COP"]
[null,null,null,null,null,null,null,null,null,null,null,null,null,null,null,null,null,null,null,null,null,179,{"$f":"IF(Inventory!$C188=\"\",\"a\",VLOOKUP(Inventory!$C188,$B$3:$C$6,2,FALSE))","v":"a"},{"$f":"IF(AND($W181=\"b\",Inventory!$I188=\"\"),\"a\",IF(AND($W181=\"b\",Inventory!$I188<>\"\"),VLOOKUP(Inventory!$I188,$E$3:$F$12,2,FALSE),IF(AND(OR($W181=\"c\",$W181=\"d\"),Inventory!$AB188=\"\"),\"a\",IF(AND(OR($W181=\"c\",$W181=\"d\"),Inventory!$AB188<>\"\"),VLOOKUP(Inventory!$AB188,$E$3:$F$12,2,FALSE),\"a\"))))","v":"a"},{"$f":"IF(OR(AND($X181<>\"b\",$X181<>\"c\"),$AB181=0,$AB181>=(65000/12000),Inventory!$AC188=\"\"),\"a\",VLOOKUP(Inventory!$AC188,$H$3:$I$5,2,FALSE))","v":"a"},{"$f":"IF(AND($X181<>\"i\",$X181<>\"j\"),\"a\",IF(AND($W181=\"b\",Inventory!$L188=\"\"),\"a\",IF(AND($W181=\"b\",Inventory!$L188<>\"\"),VLOOKUP(Inventory!$L188,$K$3:$L$6,2,FALSE),IF(AND(OR($W181=\"c\",$W181=\"d\"),Inventory!$AD188=\"\"),\"a\",IF(AND(OR($W181=\"c\",$W181=\"d\"),Inventory!$AD188<>\"\"),VLOOKUP(Inventory!$AD188,$K$3:$L$6,2,FALSE),\"a\")))))","v":"a"},{"$f":"IF(OR(AND($X181<>\"e\",$X181<>\"f\"),$AB181=0,Inventory!$AF188=\"\"),\"a\",VLOOKUP(Inventory!$AF188,$N$3:$O$5,2,FALSE))","v":"a"},{"$f":"IF(OR(Inventory!C188=\"New Construction\",Inventory!C188=\"Replace-on-Burnout\"),Inventory!AS188,IF(Inventory!C188=\"Early Retirement\",Inventory!AR188,0))","v":0},"","","","","","","","","","","","",0,"aaaaa0","No","No",{"$f":"IF($W181=\"a\",0,IF($W181=\"b\",Inventory!$M188,Inventory!$AG188))","v":0},{"$f":"IF(OR($W181=\"a\",AND($AQ181=\"No\",$AR181=\"No\")),0,IF(AND($W181=\"b\",Inventory!$O188=\"Btu/hr\"),Inventory!$N188,IF(AND($W181=\"b\",Inventory!$O188=\"Tons\"),Inventory!$N188*12000,IF(AND(OR($W181=\"c\",$W181=\"d\"),Inventory!$AI188=\"Btu/hr\"),Inventory!$AH188,IF(AND(OR($W181=\"c\",$W181=\"d\"),Inventory!$AI188=\"Tons\"),Inventory!$AH188*12000,0)))))","v":0},0,0,"EER",0,"kW/ton",{"$f":"IF(OR($W181=\"a\",$AR181=\"No\"),0,IF(AND($W181=\"b\",Inventory!$Q188=\"Btu/hr\"),Inventory!$P188,IF(AND($W181=\"b\",Inventory!$Q188=\"Tons\"),Inventory!$P188*12000,IF(AND(OR($W181=\"c\",$W181=\"d\"),Inventory!$AK188=\"Btu/hr\"),Inventory!$AJ188,IF(AND(OR($W181=\"c\",$W181=\"d\"),Inventory!$AK188=\"Tons\"),Inventory!$AJ188*12000,0)))))","v":0},0,0,"COP","No",{"$f":"IF(OR(Inventory!$J188=\"\",$BD181=\"No\"),\"-\",Inventory!$J188)","v":"-"},{"$f":"IFERROR(VLOOKUP($BE181,'Early Retirement'!$B$6:$C$32,2,FALSE),\"-\")","v":"-"},{"$f":"IF(OR($W181<>\"b\",AND($X181<>\"b\",$X181<>\"c\")),\"n\",IF(AND($AO181<>1,$AO181<>2,$AO181<>7,$AO181<>8),\"n\",IF(Inventory!$K188=\"Split\",\"s\",IF(Inventory!$K188=\"Packaged\",\"p\",\"n\"))))","v":"n"},{"$f":"IF(AND($X181<>\"i\",$X181<>\"j\"),\"n\",IF(Inventory!$L188=\"Centrifugal\",\"c\",\"n\"))","v":"n"},"-","-",{"$f":"IFERROR(INDEX('Early Retirement'!$C$4:$AC$32,$BF181,$BJ181),0)","v":0},{"$f":"IFERROR(HLOOKUP($BJ181,'Early Retirement'!$D$4:$AC$5,2,FALSE),0)","v":0},{"$f":"IFERROR(INDEX('Early Retirement'!$AE$4:$BE$32,$BF181,$BJ181),0)","v":0},{"$f":"IFERROR(HLOOKUP($BJ181,'Early Retirement'!$AF$4:$BE$5,2,FALSE),0)","v":0},0,0,"kW/ton",{"$f":"IFERROR(INDEX('Early Retirement'!$BG$4:$CG$32,$BF181,$BJ181),0)","v":0},{"$f":"IFERROR(HLOOKUP($BJ181,'Early Retirement'!$BH$4:$CH$5,2,FALSE),0)","v":0},0,"COP","Yes",0,0,"kW/ton",0,"COP",0,0,"kW/ton",0,"COP"]
[null,null,null,null,null,null,null,null,null,null,null,null,null,null,null,null,null,null,null,null,null,180,{"$f":"IF(Inventory!$C189=\"\",\"a\",VLOOKUP(Inventory!$C189,$B$3:$C$6,2,FALSE))","v":"a"},{"$f":"IF(AND($W182=\"b\",Inventory!$I189=\"\"),\"a\",IF(AND($W182=\"b\",Inventory!$I189<>\"\"),VLOOKUP(Inventory!$I189,$E$3:$F$12,2,FALSE),IF(AND(OR($W182=\"c\",$W182=\"d\"),Inventory!$AB189=\"\"),\"a\",IF(AND(OR($W182=\"c\",$W182=\"d\"),Inventory!$AB189<>\"\"),VLOOKUP(Inventory!$AB189,$E$3:$F$12,2,FALSE),\"a\"))))","v":"a"},{"$f":"IF(OR(AND($X182<>\"b\",$X182<>\"c\"),$AB182=0,$AB182>=(65000/12000),Inventory!$AC189=\"\"),\"a\",VLOOKUP(Inventory!$AC189,$H$3:$I$5,2,FALSE))","v":"a"},{"$f":"IF(AND($X182<>\"i\",$X182<>\"j\"),\"a\",IF(AND($W182=\"b\",Inventory!$L189=\"\"),\"a\",IF(AND($W182=\"b\",Inventory!$L189<>\"\"),VLOOKUP(Inventory!$L189,$K$3:$L$6,2,FALSE),IF(AND(OR($W182=\"c\",$W182=\"d\"),Inventory!$AD189=\"\"),\"a\",IF(AND(OR($W182=\"c\",$W182=\"d\"),Inventory!$AD189<>\"\"),VLOOKUP(Inventory!$AD189,$K$3:$L$6,2,FALSE),\"a\")))))","v":"a"},{"$f":"IF(OR(AND($X182<>\"e\",$X182<>\"f\"),$AB182=0,Inventory!$AF189=\"\"),\"a\",VLOOKUP(Inventory!$AF189,$N$3:$O$5,2,FALSE))","v":"a"},{"$f":"IF(OR(Inventory!C189=\"New Construction\",Inventory!C189=\"Replace-on-Burnout\"),Inventory!AS189,IF(Inventory!C189=\"Early Retirement\",Inventory!AR189,0))","v":0},"","","","","","","","","","","","",0,"aaaaa0","No","No",{"$f":"IF($W182=\"a\",0,IF($W182=\"b\",Inventory!$M189,Inventory!$AG189))","v":0},{"$f":"IF(OR($W182=\"a\",AND($AQ182=\"No\",$AR182=\"No\")),0,IF(AND($W182=\"b\",Inventory!$O189=\"Btu/hr\"),Inventory!$N189,IF(AND($W182=\"b\",Inventory!$O189=\"Tons\"),Inventory!$N189*12000,IF(AND(OR($W182=\"c\",$W182=\"d\"),Inventory!$AI189=\"Btu/hr\"),Inventory!$AH189,IF(AND(OR($W182=\"c\",$W182=\"d\"),Inventory!$AI189=\"Tons\"),Inventory!$AH189*12000,0)))))","v":0},0,0,"EER",0,"kW/ton",{"$f":"IF(OR($W182=\"a\",$AR182=\"No\"),0,IF(AND($W182=\"b\",Inventory!$Q189=\"Btu/hr\"),Inventory!$P189,IF(AND($W182=\"b\",Inventory!$Q189=\"Tons\"),Inventory!$P189*12000,IF(AND(OR($W182=\"c\",$W182=\"d\"),Inventory!$AK189=\"Btu/hr\"),Inventory!$AJ189,IF(AND(OR($W182=\"c\",$W182=\"d\"),Inventory!$AK189=\"Tons\"),Inventory!$AJ189*12000,0)))))","v":0},0,0,"COP","No",{"$f":"IF(OR(Inventory!$J189=\"\",$BD182=\"No\"),\"-\",Inventory!$J189)","v":"-"},{"$f":"IFERROR(VLOOKUP($BE182,'Early Retirement'!$B$6:$C$32,2,FALSE),\"-\")","v":"-"},{"$f":"IF(OR($W182<>\"b\",AND($X182<>\"b\",$X182<>\"c\")),\"n\",IF(AND($AO182<>1,$AO182<>2,$AO182<>7,$AO182<>8),\"n\",IF(Inventory!$K189=\"Split\",\"s\",IF(Inventory!$K189=\"Packaged\",\"p\",\"n\"))))","v":"n"},{"$f":"IF(AND($X182<>\"i\",$X182<>\"j\"),\"n\",IF(Inventory!$L189=\"Centrifugal\",\"c\",\"n\"))","v":"n"},"-","-",{"$f":"IFERROR(INDEX('Early Retirement'!$C$4:$AC$32,$BF182,$BJ182),0)","v":0},{"$f":"IFERROR(HLOOKUP($BJ182,'Early Retirement'!$D$4:$AC$5,2,FALSE),0)","v":0},{"$f":"IFERROR(INDEX('Early Retirement'!$AE$4:$BE$32,$BF182,$BJ182),0)","v":0},{"$f":"IFERROR(HLOOKUP($BJ182,'Early Retirement'!$AF$4:$BE$5,2,FALSE),0)","v":0},0,0,"kW/ton",{"$f":"IFERROR(INDEX('Early Retirement'!$BG$4:$CG$32,$BF182,$BJ182),0)","v":0},{"$f":"IFERROR(HLOOKUP($BJ182,'Early Retirement'!$BH$4:$CH$5,2,FALSE),0)","v":0},0,"COP","Yes",0,0,"kW/ton",0,"COP",0,0,"kW/ton",0,"COP"]
[null,null,null,null,null,null,null,null,null,null,null,null,null,null,null,null,null,null,null,null,null,181,{"$f":"IF(Inventory!$C190=\"\",\"a\",VLOOKUP(Inventory!$C190,$B$3:$C$6,2,FALSE))","v":"a"},{"$f":"IF(AND($W183=\"b\",Inventory!$I190=\"\"),\"a\",IF(AND($W183=\"b\",Inventory!$I190<>\"\"),VLOOKUP(Inventory!$I190,$E$3:$F$12,2,FALSE),IF(AND(OR($W183=\"c\",$W183=\"d\"),Inventory!$AB190=\"\"),\"a\",IF(AND(OR($W183=\"c\",$W183=\"d\"),Inventory!$AB190<>\"\"),VLOOKUP(Inventory!$AB190,$E$3:$F$12,2,FALSE),\"a\"))))","v":"a"},{"$f":"IF(OR(AND($X183<>\"b\",$X183<>\"c\"),$AB183=0,$AB183>=(65000/12000),Inventory!$AC190=\"\"),\"a\",VLOOKUP(Inventory!$AC190,$H$3:$I$5,2,FALSE))","v":"a"},{"$f":"IF(AND($X183<>\"i\",$X183<>\"j\"),\"a\",IF(AND($W183=\"b\",Inventory!$L190=\"\"),\"a\",IF(AND($W183=\"b\",Inventory!$L190<>\"\"),VLOOKUP(Inventory!$L190,$K$3:$L$6,2,FALSE),IF(AND(OR($W183=\"c\",$W183=\"d\"),Inventory!$AD190=\"\"),\"a\",IF(AND(OR($W183=\"c\",$W183=\"d\"),Inventory!$AD190<>\"\"),VLOOKUP(Inventory!$AD190,$K$3:$L$6,2,FALSE),\"a\")))))","v":"a"},{"$f":"IF(OR(AND($X183<>\"e\",$X183<>\"f\"),$AB183=0,Inventory!$AF190=\"\"),\"a\",VLOOKUP(Inventory!$AF190,$N$3:$O$5,2,FALSE))","v":"a"},{"$f":"IF(OR(Inventory!C190=\"New Construction\",Inventory!C190=\"Replace-on-Burnout\"),Inventory!AS190,IF(Inventory!C190=\"Early Retirement\",Inventory!AR190,0))","v":0},"","","","","","","","","","","","",0,"aaaaa0","No","No",{"$f":"IF($W183=\"a\",0,IF($W183=\"b\",Inventory!$M190,Inventory!$AG190))","v":0},{"$f":"IF(OR($W183=\"a\",AND($AQ183=\"No\",$AR183=\"No\")),0,IF(AND($W183=\"b\",Inventory!$O190=\"Btu/hr\"),Inventory!$N190,IF(AND($W183=\"b\",Inventory!$O190=\"Tons\"),Inventory!$N190*12000,IF(AND(OR($W183=\"c\",$W183=\"d\"),Inventory!$AI190=\"Btu/hr\"),Inventory!$AH190,IF(AND(OR($W183=\"c\",$W183=\"d\"),Inventory!$AI190=\"Tons\"),Inventory!$AH190*12000,0)))))","v":0},0,0,"EER",0,"kW/ton",{"$f":"IF(OR($W183=\"a\",$AR183=\"No\"),0,IF(AND($W183=\"b\",Inventory!$Q190=\"Btu/hr\"),Inventory!$P190,IF(AND($W183=\"b\",Inventory!$Q190=\"Tons\"),Inventory!$P190*12000,IF(AND(OR($W183=\"c\",$W183=\"d\"),Inventory!$AK190=\"Btu/hr\"),Inventory!$AJ190,IF(AND(OR($W183=\"c\",$W183=\"d\"),Inventory!$AK190=\"Tons\"),Inventory!$AJ190*12000,0)))))","v":0},0,0,"COP","No",{"$f":"IF(OR(Inventory!$J190=\"\",$BD183=\"No\"),\"-\",Inventory!$J190)","v":"-"},{"$f":"IFERROR(VLOOKUP($BE183,'Early Retirement'!$B$6:$C$32,2,FALSE),\"-\")","v":"-"},{"$f":"IF(OR($W183<>\"b\",AND($X183<>\"b\",$X183<>\"c\")),\"n\",IF(AND($AO183<>1,$AO183<>2,$AO183<>7,$AO183<>8),\"n\",IF(Inventory!$K190=\"Split\",\"s\",IF(Inventory!$K190=\"Packaged\",\"p\",\"n\"))))","v":"n"},{"$f":"IF(AND($X183<>\"i\",$X183<>\"j\"),\"n\",IF(Inventory!$L190=\"Centrifugal\",\"c\",\"n\"))","v":"n"},"-","-",{"$f":"IFERROR(INDEX('Early Retirement'!$C$4:$AC$32,$BF183,$BJ183),0)","v":0},{"$f":"IFERROR(HLOOKUP($BJ183,'Early Retirement'!$D$4:$AC$5,2,FALSE),0)","v":0},{"$f":"IFERROR(INDEX('Early Retirement'!$AE$4:$BE$32,$BF183,$BJ183),0)","v":0},{"$f":"IFERROR(HLOOKUP($BJ183,'Early Retirement'!$AF$4:$BE$5,2,FALSE),0)","v":0},0,0,"kW/ton",{"$f":"IFERROR(INDEX('Early Retirement'!$BG$4:$CG$32,$BF183,$BJ183),0)","v":0},{"$f":"IFERROR(HLOOKUP($BJ183,'Early Retirement'!$BH$4:$CH$5,2,FALSE),0)","v":0},0,"COP","Yes",0,0,"kW/ton",0,"COP",0,0,"kW/ton",0,"COP"]
[null,null,null,null,null,null,null,null,null,null,null,null,null,null,null,null,null,null,null,null,null,182,{"$f":"IF(Inventory!$C191=\"\",\"a\",VLOOKUP(Inventory!$C191,$B$3:$C$6,2,FALSE))","v":"a"},{"$f":"IF(AND($W184=\"b\",Inventory!$I191=\"\"),\"a\",IF(AND($W184=\"b\",Inventory!$I191<>\"\"),VLOOKUP(Inventory!$I191,$E$3:$F$12,2,FALSE),IF(AND(OR($W184=\"c\",$W184=\"d\"),Inventory!$AB191=\"\"),\"a\",IF(AND(OR($W184=\"c\",$W184=\"d\"),Inventory!$AB191<>\"\"),VLOOKUP(Inventory!$AB191,$E$3:$F$12,2,FALSE),\"a\"))))","v":"a"},{"$f":"IF(OR(AND($X184<>\"b\",$X184<>\"c\"),$AB184=0,$AB184>=(65000/12000),Inventory!$AC191=\"\"),\"a\",VLOOKUP(Inventory!$AC191,$H$3:$I$5,2,FALSE))","v":"a"},{"$f":"IF(AND($X184<>\"i\",$X184<>\"j\"),\"a\",IF(AND($W184=\"b\",Inventory!$L191=\"\"),\"a\",IF(AND($W184=\"b\",Inventory!$L191<>\"\"),VLOOKUP(Inventory!$L191,$K$3:$L$6,2,FALSE),IF(AND(OR($W184=\"c\",$W184=\"d\"),Inventory!$AD191=\"\"),\"a\",IF(AND(OR($W184=\"c\",$W184=\"d\"),Inventory!$AD191<>\"\"),VLOOKUP(Inventory!$AD191,$K$3:$L$6,2,FALSE),\"a\")))))","v":"a"},{"$f":"IF(OR(AND($X184<>\"e\",$X184<>\"f\"),$AB184=0,Inventory!$AF191=\"\"),\"a\",VLOOKUP(Inventory!$AF191,$N$3:$O$5,2,FALSE))","v":"a"},{"$f":"IF(OR(Inventory!C191=\"New Construction\",Inventory!C191=\"Replace-on-Burnout\"),Inventory!AS191,IF(Inventory!C191=\"Early Retirement\",Inventory!AR191,0))","v":0},"","","","","","","","","","","","",0,"aaaaa0","No","No",{"$f":"IF($W184=\"a\",0,IF($W184=\"b\",Inventory!$M191,Inventory!$AG191))","v":0},{"$f":"IF(OR($W184=\"a\",AND($AQ184=\"No\",$AR184=\"No\")),0,IF(AND($W184=\"b\",Inventory!$O191=\"Btu/hr\"),Inventory!$N191,IF(AND($W184=\"b\",Inventory!$O191=\"Tons\"),Inventory!$N191*12000,IF(AND(OR($W184=\"c\",$W184=\"d\"),Inventory!$AI191=\"Btu/hr\"),Inventory!$AH191,IF(AND(OR($W184=\"c\",$W184=\"d\"),Inventory!$AI191=\"Tons\"),Inventory!$AH191*12000,0)))))","v":0},0,0,"EER",0,"kW/ton",{"$f":"IF(OR($W184=\"a\",$AR184=\"No\"),0,IF(AND($W184=\"b\",Inventory!$Q191=\"Btu/hr\"),Inventory!$P191,IF(AND($W184=\"b\",Inventory!$Q191=\"Tons\"),Inventory!$P191*12000,IF(AND(OR($W184=\"c\",$W184=\"d\"),Inventory!$AK191=\"Btu/hr\"),Inventory!$AJ191,IF(AND(OR($W184=\"c\",$W184=\"d\"),Inventory!$AK191=\"Tons\"),Inventory!$AJ191*12000,0)))))","v":0},0,0,"COP","No",{"$f":"IF(OR(Inventory!$J191=\"\",$BD184=\"No\"),\"-\",Inventory!$J191)","v":"-"},{"$f":"IFERROR(VLOOKUP($BE184,'Early Retirement'!$B$6:$C$32,2,FALSE),\"-\")","v":"-"},{"$f":"IF(OR($W184<>\"b\",AND($X184<>\"b\",$X184<>\"c\")),\"n\",IF(AND($AO184<>1,$AO184<>2,$AO184<>7,$AO184<>8),\"n\",IF(Inventory!$K191=\"Split\",\"s\",IF(Inventory!$K191=\"Packaged\",\"p\",\"n\"))))","v":"n"},{"$f":"IF(AND($X184<>\"i\",$X184<>\"j\"),\"n\",IF(Inventory!$L191=\"Centrifugal\",\"c\",\"n\"))","v":"n"},"-","-",{"$f":"IFERROR(INDEX('Early Retirement'!$C$4:$AC$32,$BF184,$BJ184),0)","v":0},{"$f":"IFERROR(HLOOKUP($BJ184,'Early Retirement'!$D$4:$AC$5,2,FALSE),0)","v":0},{"$f":"IFERROR(INDEX('Early Retirement'!$AE$4:$BE$32,$BF184,$BJ184),0)","v":0},{"$f":"IFERROR(HLOOKUP($BJ184,'Early Retirement'!$AF$4:$BE$5,2,FALSE),0)","v":0},0,0,"kW/ton",{"$f":"IFERROR(INDEX('Early Retirement'!$BG$4:$CG$32,$BF184,$BJ184),0)","v":0},{"$f":"IFERROR(HLOOKUP($BJ184,'Early Retirement'!$BH$4:$CH$5,2,FALSE),0)","v":0},0,"COP","Yes",0,0,"kW/ton",0,"COP",0,0,"kW/ton",0,"COP"]
[null,null,null,null,null,null,null,null,null,null,null,null,null,null,null,null,null,null,null,null,null,183,{"$f":"IF(Inventory!$C192=\"\",\"a\",VLOOKUP(Inventory!$C192,$B$3:$C$6,2,FALSE))","v":"a"},{"$f":"IF(AND($W185=\"b\",Inventory!$I192=\"\"),\"a\",IF(AND($W185=\"b\",Inventory!$I192<>\"\"),VLOOKUP(Inventory!$I192,$E$3:$F$12,2,FALSE),IF(AND(OR($W185=\"c\",$W185=\"d\"),Inventory!$AB192=\"\"),\"a\",IF(AND(OR($W185=\"c\",$W185=\"d\"),Inventory!$AB192<>\"\"),VLOOKUP(Inventory!$AB192,$E$3:$F$12,2,FALSE),\"a\"))))","v":"a"},{"$f":"IF(OR(AND($X185<>\"b\",$X185<>\"c\"),$AB185=0,$AB185>=(65000/12000),Inventory!$AC192=\"\"),\"a\",VLOOKUP(Inventory!$AC192,$H$3:$I$5,2,FALSE))","v":"a"},{"$f":"IF(AND($X185<>\"i\",$X185<>\"j\"),\"a\",IF(AND($W185=\"b\",Inventory!$L192=\"\"),\"a\",IF(AND($W185=\"b\",Inventory!$L192<>\"\"),VLOOKUP(Inventory!$L192,$K$3:$L$6,2,FALSE),IF(AND(OR($W185=\"c\",$W185=\"d\"),Inventory!$AD192=\"\"),\"a\",IF(AND(OR($W185=\"c\",$W185=\"d\"),Inventory!$AD192<>\"\"),VLOOKUP(Inventory!$AD192,$K$3:$L$6,2,FALSE),\"a\")))))","v":"a"},{"$f":"IF(OR(AND($X185<>\"e\",$X185<>\"f\"),$AB185=0,Inventory!$AF192=\"\"),\"a\",VLOOKUP(Inventory!$AF192,$N$3:$O$5,2,FALSE))","v":"a"},{"$f":"IF(OR(Inventory!C192=\"New Construction\",Inventory!C192=\"Replace-on-Burnout\"),Inventory!AS192,IF(Inventory!C192=\"Early Retirement\",Inventory!AR192,0))","v":0},"","","","","","","","","","","","",0,"aaaaa0","No","No",{"$f":"IF($W185=\"a\",0,IF($W185=\"b\",Inventory!$M192,Inventory!$AG192))","v":0},{"$f":"IF(OR($W185=\"a\",AND($AQ185=\"No\",$AR185=\"No\")),0,IF(AND($W185=\"b\",Inventory!$O192=\"Btu/hr\"),Inventory!$N192,IF(AND($W185=\"b\",Inventory!$O192=\"Tons\"),Inventory!$N192*12000,IF(AND(OR($W185=\"c\",$W185=\"d\"),Inventory!$AI192=\"Btu/hr\"),Inventory!$AH192,IF(AND(OR($W185=\"c\",$W185=\"d\"),Inventory!$AI192=\"Tons\"),Inventory!$AH192*12000,0)))))","v":0},0,0,"EER",0,"kW/ton",{"$f":"IF(OR($W185=\"a\",$AR185=\"No\"),0,IF(AND($W185=\"b\",Inventory!$Q192=\"Btu/hr\"),Inventory!$P192,IF(AND($W185=\"b\",Inventory!$Q192=\"Tons\"),Inventory!$P192*12000,IF(AND(OR($W185=\"c\",$W185=\"d\"),Inventory!$AK192=\"Btu/hr\"),Inventory!$AJ192,IF(AND(OR($W185=\"c\",$W185=\"d\"),Inventory!$AK192=\"Tons\"),Inventory!$AJ192*12000,0)))))","v":0},0,0,"COP","No",{"$f":"IF(OR(Inventory!$J192=\"\",$BD185=\"No\"),\"-\",Inventory!$J192)","v":"-"},{"$f":"IFERROR(VLOOKUP($BE185,'Early Retirement'!$B$6:$C$32,2,FALSE),\"-\")","v":"-"},{"$f":"IF(OR($W185<>\"b\",AND($X185<>\"b\",$X185<>\"c\")),\"n\",IF(AND($AO185<>1,$AO185<>2,$AO185<>7,$AO185<>8),\"n\",IF(Inventory!$K192=\"Split\",\"s\",IF(Inventory!$K192=\"Packaged\",\"p\",\"n\"))))","v":"n"},{"$f":"IF(AND($X185<>\"i\",$X185<>\"j\"),\"n\",IF(Inventory!$L192=\"Centrifugal\",\"c\",\"n\"))","v":"n"},"-","-",{"$f":"IFERROR(INDEX('Early Retirement'!$C$4:$AC$32,$BF185,$BJ185),0)","v":0},{"$f":"IFERROR(HLOOKUP($BJ185,'Early Retirement'!$D$4:$AC$5,2,FALSE),0)","v":0},{"$f":"IFERROR(INDEX('Early Retirement'!$AE$4:$BE$32,$BF185,$BJ185),0)","v":0},{"$f":"IFERROR(HLOOKUP($BJ185,'Early Retirement'!$AF$4:$BE$5,2,FALSE),0)","v":0},0,0,"kW/ton",{"$f":"IFERROR(INDEX('Early Retirement'!$BG$4:$CG$32,$BF185,$BJ185),0)","v":0},{"$f":"IFERROR(HLOOKUP($BJ185,'Early Retirement'!$BH$4:$CH$5,2,FALSE),0)","v":0},0,"COP","Yes",0,0,"kW/ton",0,"COP",0,0,"kW/ton",0,"COP"]
[null,null,null,null,null,null,null,null,null,null,null,null,null,null,null,null,null,null,null,null,null,184,{"$f":"IF(Inventory!$C193=\"\",\"a\",VLOOKUP(Inventory!$C193,$B$3:$C$6,2,FALSE))","v":"a"},{"$f":"IF(AND($W186=\"b\",Inventory!$I193=\"\"),\"a\",IF(AND($W186=\"b\",Inventory!$I193<>\"\"),VLOOKUP(Inventory!$I193,$E$3:$F$12,2,FALSE),IF(AND(OR($W186=\"c\",$W186=\"d\"),Inventory!$AB193=\"\"),\"a\",IF(AND(OR($W186=\"c\",$W186=\"d\"),Inventory!$AB193<>\"\"),VLOOKUP(Inventory!$AB193,$E$3:$F$12,2,FALSE),\"a\"))))","v":"a"},{"$f":"IF(OR(AND($X186<>\"b\",$X186<>\"c\"),$AB186=0,$AB186>=(65000/12000),Inventory!$AC193=\"\"),\"a\",VLOOKUP(Inventory!$AC193,$H$3:$I$5,2,FALSE))","v":"a"},{"$f":"IF(AND($X186<>\"i\",$X186<>\"j\"),\"a\",IF(AND($W186=\"b\",Inventory!$L193=\"\"),\"a\",IF(AND($W186=\"b\",Inventory!$L193<>\"\"),VLOOKUP(Inventory!$L193,$K$3:$L$6,2,FALSE),IF(AND(OR($W186=\"c\",$W186=\"d\"),Inventory!$AD193=\"\"),\"a\",IF(AND(OR($W186=\"c\",$W186=\"d\"),Inventory!$AD193<>\"\"),VLOOKUP(Inventory!$AD193,$K$3:$L$6,2,FALSE),\"a\")))))","v":"a"},{"$f":"IF(OR(AND($X186<>\"e\",$X186<>\"f\"),$AB186=0,Inventory!$AF193=\"\"),\"a\",VLOOKUP(Inventory!$AF193,$N$3:$O$5,2,FALSE))","v":"a"},{"$f":"IF(OR(Inventory!C193=\"New Construction\",Inventory!C193=\"Replace-on-Burnout\"),Inventory!AS193,IF(Inventory!C193=\"Early Retirement\",Inventory!AR193,0))","v":0},"","","","","","","","","","","","",0,"aaaaa0","No","No",{"$f":"IF($W186=\"a\",0,IF($W186=\"b\",Inventory!$M193,Inventory!$AG193))","v":0},{"$f":"IF(OR($W186=\"a\",AND($AQ186=\"No\",$AR186=\"No\")),0,IF(AND($W186=\"b\",Inventory!$O193=\"Btu/hr\"),Inventory!$N193,IF(AND($W186=\"b\",Inventory!$O193=\"Tons\"),Inventory!$N193*12000,IF(AND(OR($W186=\"c\",$W186=\"d\"),Inventory!$AI193=\"Btu/hr\"),Inventory!$AH193,IF(AND(OR($W186=\"c\",$W186=\"d\"),Inventory!$AI193=\"Tons\"),Inventory!$AH193*12000,0)))))","v":0},0,0,"EER",0,"kW/ton",{"$f":"IF(OR($W186=\"a\",$AR186=\"No\"),0,IF(AND($W186=\"b\",Inventory!$Q193=\"Btu/hr\"),Inventory!$P193,IF(AND($W186=\"b\",Inventory!$Q193=\"Tons\"),Inventory!$P193*12000,IF(AND(OR($W186=\"c\",$W186=\"d\"),Inventory!$AK193=\"Btu/hr\"),Inventory!$AJ193,IF(AND(OR($W186=\"c\",$W186=\"d\"),Inventory!$AK193=\"Tons\"),Inventory!$AJ193*12000,0)))))","v":0},0,0,"COP","No",{"$f":"IF(OR(Inventory!$J193=\"\",$BD186=\"No\"),\"-\",Inventory!$J193)","v":"-"},{"$f":"IFERROR(VLOOKUP($BE186,'Early Retirement'!$B$6:$C$32,2,FALSE),\"-\")","v":"-"},{"$f":"IF(OR($W186<>\"b\",AND($X186<>\"b\",$X186<>\"c\")),\"n\",IF(AND($AO186<>1,$AO186<>2,$AO186<>7,$AO186<>8),\"n\",IF(Inventory!$K193=\"Split\",\"s\",IF(Inventory!$K193=\"Packaged\",\"p\",\"n\"))))","v":"n"},{"$f":"IF(AND($X186<>\"i\",$X186<>\"j\"),\"n\",IF(Inventory!$L193=\"Centrifugal\",\"c\",\"n\"))","v":"n"},"-","-",{"$f":"IFERROR(INDEX('Early Retirement'!$C$4:$AC$32,$BF186,$BJ186),0)","v":0},{"$f":"IFERROR(HLOOKUP($BJ186,'Early Retirement'!$D$4:$AC$5,2,FALSE),0)","v":0},{"$f":"IFERROR(INDEX('Early Retirement'!$AE$4:$BE$32,$BF186,$BJ186),0)","v":0},{"$f":"IFERROR(HLOOKUP($BJ186,'Early Retirement'!$AF$4:$BE$5,2,FALSE),0)","v":0},0,0,"kW/ton",{"$f":"IFERROR(INDEX('Early Retirement'!$BG$4:$CG$32,$BF186,$BJ186),0)","v":0},{"$f":"IFERROR(HLOOKUP($BJ186,'Early Retirement'!$BH$4:$CH$5,2,FALSE),0)","v":0},0,"COP","Yes",0,0,"kW/ton",0,"COP",0,0,"kW/ton",0,"COP"]
[null,null,null,null,null,null,null,null,null,null,null,null,null,null,null,null,null,null,null,null,null,185,{"$f":"IF(Inventory!$C194=\"\",\"a\",VLOOKUP(Inventory!$C194,$B$3:$C$6,2,FALSE))","v":"a"},{"$f":"IF(AND($W187=\"b\",Inventory!$I194=\"\"),\"a\",IF(AND($W187=\"b\",Inventory!$I194<>\"\"),VLOOKUP(Inventory!$I194,$E$3:$F$12,2,FALSE),IF(AND(OR($W187=\"c\",$W187=\"d\"),Inventory!$AB194=\"\"),\"a\",IF(AND(OR($W187=\"c\",$W187=\"d\"),Inventory!$AB194<>\"\"),VLOOKUP(Inventory!$AB194,$E$3:$F$12,2,FALSE),\"a\"))))","v":"a"},{"$f":"IF(OR(AND($X187<>\"b\",$X187<>\"c\"),$AB187=0,$AB187>=(65000/12000),Inventory!$AC194=\"\"),\"a\",VLOOKUP(Inventory!$AC194,$H$3:$I$5,2,FALSE))","v":"a"},{"$f":"IF(AND($X187<>\"i\",$X187<>\"j\"),\"a\",IF(AND($W187=\"b\",Inventory!$L194=\"\"),\"a\",IF(AND($W187=\"b\",Inventory!$L194<>\"\"),VLOOKUP(Inventory!$L194,$K$3:$L$6,2,FALSE),IF(AND(OR($W187=\"c\",$W187=\"d\"),Inventory!$AD194=\"\"),\"a\",IF(AND(OR($W187=\"c\",$W187=\"d\"),Inventory!$AD194<>\"\"),VLOOKUP(Inventory!$AD194,$K$3:$L$6,2,FALSE),\"a\")))))","v":"a"},{"$f":"IF(OR(AND($X187<>\"e\",$X187<>\"f\"),$AB187=0,Inventory!$AF194=\"\"),\"a\",VLOOKUP(Inventory!$AF194,$N$3:$O$5,2,FALSE))","v":"a"},{"$f":"IF(OR(Inventory!C194=\"New Construction\",Inventory!C194=\"Replace-on-Burnout\"),Inventory!AS194,IF(Inventory!C194=\"Early Retirement\",Inventory!AR194,0))","v":0},"","","","","","","","","","","","",0,"aaaaa0","No","No",{"$f":"IF($W187=\"a\",0,IF($W187=\"b\",Inventory!$M194,Inventory!$AG194))","v":0},{"$f":"IF(OR($W187=\"a\",AND($AQ187=\"No\",$AR187=\"No\")),0,IF(AND($W187=\"b\",Inventory!$O194=\"Btu/hr\"),Inventory!$N194,IF(AND($W187=\"b\",Inventory!$O194=\"Tons\"),Inventory!$N194*12000,IF(AND(OR($W187=\"c\",$W187=\"d\"),Inventory!$AI194=\"Btu/hr\"),Inventory!$AH194,IF(AND(OR($W187=\"c\",$W187=\"d\"),Inventory!$AI194=\"Tons\"),Inventory!$AH194*12000,0)))))","v":0},0,0,"EER",0,"kW/ton",{"$f":"IF(OR($W187=\"a\",$AR187=\"No\"),0,IF(AND($W187=\"b\",Inventory!$Q194=\"Btu/hr\"),Inventory!$P194,IF(AND($W187=\"b\",Inventory!$Q194=\"Tons\"),Inventory!$P194*12000,IF(AND(OR($W187=\"c\",$W187=\"d\"),Inventory!$AK194=\"Btu/hr\"),Inventory!$AJ194,IF(AND(OR($W187=\"c\",$W187=\"d\"),Inventory!$AK194=\"Tons\"),Inventory!$AJ194*12000,0)))))","v":0},0,0,"COP","No",{"$f":"IF(OR(Inventory!$J194=\"\",$BD187=\"No\"),\"-\",Inventory!$J194)","v":"-"},{"$f":"IFERROR(VLOOKUP($BE187,'Early Retirement'!$B$6:$C$32,2,FALSE),\"-\")","v":"-"},{"$f":"IF(OR($W187<>\"b\",AND($X187<>\"b\",$X187<>\"c\")),\"n\",IF(AND($AO187<>1,$AO187<>2,$AO187<>7,$AO187<>8),\"n\",IF(Inventory!$K194=\"Split\",\"s\",IF(Inventory!$K194=\"Packaged\",\"p\",\"n\"))))","v":"n"},{"$f":"IF(AND($X187<>\"i\",$X187<>\"j\"),\"n\",IF(Inventory!$L194=\"Centrifugal\",\"c\",\"n\"))","v":"n"},"-","-",{"$f":"IFERROR(INDEX('Early Retirement'!$C$4:$AC$32,$BF187,$BJ187),0)","v":0},{"$f":"IFERROR(HLOOKUP($BJ187,'Early Retirement'!$D$4:$AC$5,2,FALSE),0)","v":0},{"$f":"IFERROR(INDEX('Early Retirement'!$AE$4:$BE$32,$BF187,$BJ187),0)","v":0},{"$f":"IFERROR(HLOOKUP($BJ187,'Early Retirement'!$AF$4:$BE$5,2,FALSE),0)","v":0},0,0,"kW/ton",{"$f":"IFERROR(INDEX('Early Retirement'!$BG$4:$CG$32,$BF187,$BJ187),0)","v":0},{"$f":"IFERROR(HLOOKUP($BJ187,'Early Retirement'!$BH$4:$CH$5,2,FALSE),0)","v":0},0,"COP","Yes",0,0,"kW/ton",0,"COP",0,0,"kW/ton",0,"COP"]
[null,null,null,null,null,null,null,null,null,null,null,null,null,null,null,null,null,null,null,null,null,186,{"$f":"IF(Inventory!$C195=\"\",\"a\",VLOOKUP(Inventory!$C195,$B$3:$C$6,2,FALSE))","v":"a"},{"$f":"IF(AND($W188=\"b\",Inventory!$I195=\"\"),\"a\",IF(AND($W188=\"b\",Inventory!$I195<>\"\"),VLOOKUP(Inventory!$I195,$E$3:$F$12,2,FALSE),IF(AND(OR($W188=\"c\",$W188=\"d\"),Inventory!$AB195=\"\"),\"a\",IF(AND(OR($W188=\"c\",$W188=\"d\"),Inventory!$AB195<>\"\"),VLOOKUP(Inventory!$AB195,$E$3:$F$12,2,FALSE),\"a\"))))","v":"a"},{"$f":"IF(OR(AND($X188<>\"b\",$X188<>\"c\"),$AB188=0,$AB188>=(65000/12000),Inventory!$AC195=\"\"),\"a\",VLOOKUP(Inventory!$AC195,$H$3:$I$5,2,FALSE))","v":"a"},{"$f":"IF(AND($X188<>\"i\",$X188<>\"j\"),\"a\",IF(AND($W188=\"b\",Inventory!$L195=\"\"),\"a\",IF(AND($W188=\"b\",Inventory!$L195<>\"\"),VLOOKUP(Inventory!$L195,$K$3:$L$6,2,FALSE),IF(AND(OR($W188=\"c\",$W188=\"d\"),Inventory!$AD195=\"\"),\"a\",IF(AND(OR($W188=\"c\",$W188=\"d\"),Inventory!$AD195<>\"\"),VLOOKUP(Inventory!$AD195,$K$3:$L$6,2,FALSE),\"a\")))))","v":"a"},{"$f":"IF(OR(AND($X188<>\"e\",$X188<>\"f\"),$AB188=0,Inventory!$AF195=\"\"),\"a\",VLOOKUP(Inventory!$AF195,$N$3:$O$5,2,FALSE))","v":"a"},{"$f":"IF(OR(Inventory!C195=\"New Construction\",Inventory!C195=\"Replace-on-Burnout\"),Inventory!AS195,IF(Inventory!C195=\"Early Retirement\",Inventory!AR195,0))","v":0},"","","","","","","","","","","","",0,"aaaaa0","No","No",{"$f":"IF($W188=\"a\",0,IF($W188=\"b\",Inventory!$M195,Inventory!$AG195))","v":0},{"$f":"IF(OR($W188=\"a\",AND($AQ188=\"No\",$AR188=\"No\")),0,IF(AND($W188=\"b\",Inventory!$O195=\"Btu/hr\"),Inventory!$N195,IF(AND($W188=\"b\",Inventory!$O195=\"Tons\"),Inventory!$N195*12000,IF(AND(OR($W188=\"c\",$W188=\"d\"),Inventory!$AI195=\"Btu/hr\"),Inventory!$AH195,IF(AND(OR($W188=\"c\",$W188=\"d\"),Inventory!$AI195=\"Tons\"),Inventory!$AH195*12000,0)))))","v":0},0,0,"EER",0,"kW/ton",{"$f":"IF(OR($W188=\"a\",$AR188=\"No\"),0,IF(AND($W188=\"b\",Inventory!$Q195=\"Btu/hr\"),Inventory!$P195,IF(AND($W188=\"b\",Inventory!$Q195=\"Tons\"),Inventory!$P195*12000,IF(AND(OR($W188=\"c\",$W188=\"d\"),Inventory!$AK195=\"Btu/hr\"),Inventory!$AJ195,IF(AND(OR($W188=\"c\",$W188=\"d\"),Inventory!$AK195=\"Tons\"),Inventory!$AJ195*12000,0)))))","v":0},0,0,"COP","No",{"$f":"IF(OR(Inventory!$J195=\"\",$BD188=\"No\"),\"-\",Inventory!$J195)","v":"-"},{"$f":"IFERROR(VLOOKUP($BE188,'Early Retirement'!$B$6:$C$32,2,FALSE),\"-\")","v":"-"},{"$f":"IF(OR($W188<>\"b\",AND($X188<>\"b\",$X188<>\"c\")),\"n\",IF(AND($AO188<>1,$AO188<>2,$AO188<>7,$AO188<>8),\"n\",IF(Inventory!$K195=\"Split\",\"s\",IF(Inventory!$K195=\"Packaged\",\"p\",\"n\"))))","v":"n"},{"$f":"IF(AND($X188<>\"i\",$X188<>\"j\"),\"n\",IF(Inventory!$L195=\"Centrifugal\",\"c\",\"n\"))","v":"n"},"-","-",{"$f":"IFERROR(INDEX('Early Retirement'!$C$4:$AC$32,$BF188,$BJ188),0)","v":0},{"$f":"IFERROR(HLOOKUP($BJ188,'Early Retirement'!$D$4:$AC$5,2,FALSE),0)","v":0},{"$f":"IFERROR(INDEX('Early Retirement'!$AE$4:$BE$32,$BF188,$BJ188),0)","v":0},{"$f":"IFERROR(HLOOKUP($BJ188,'Early Retirement'!$AF$4:$BE$5,2,FALSE),0)","v":0},0,0,"kW/ton",{"$f":"IFERROR(INDEX('Early Retirement'!$BG$4:$CG$32,$BF188,$BJ188),0)","v":0},{"$f":"IFERROR(HLOOKUP($BJ188,'Early Retirement'!$BH$4:$CH$5,2,FALSE),0)","v":0},0,"COP","Yes",0,0,"kW/ton",0,"COP",0,0,"kW/ton",0,"COP"]
[null,null,null,null,null,null,null,null,null,null,null,null,null,null,null,null,null,null,null,null,null,187,{"$f":"IF(Inventory!$C196=\"\",\"a\",VLOOKUP(Inventory!$C196,$B$3:$C$6,2,FALSE))","v":"a"},{"$f":"IF(AND($W189=\"b\",Inventory!$I196=\"\"),\"a\",IF(AND($W189=\"b\",Inventory!$I196<>\"\"),VLOOKUP(Inventory!$I196,$E$3:$F$12,2,FALSE),IF(AND(OR($W189=\"c\",$W189=\"d\"),Inventory!$AB196=\"\"),\"a\",IF(AND(OR($W189=\"c\",$W189=\"d\"),Inventory!$AB196<>\"\"),VLOOKUP(Inventory!$AB196,$E$3:$F$12,2,FALSE),\"a\"))))","v":"a"},{"$f":"IF(OR(AND($X189<>\"b\",$X189<>\"c\"),$AB189=0,$AB189>=(65000/12000),Inventory!$AC196=\"\"),\"a\",VLOOKUP(Inventory!$AC196,$H$3:$I$5,2,FALSE))","v":"a"},{"$f":"IF(AND($X189<>\"i\",$X189<>\"j\"),\"a\",IF(AND($W189=\"b\",Inventory!$L196=\"\"),\"a\",IF(AND($W189=\"b\",Inventory!$L196<>\"\"),VLOOKUP(Inventory!$L196,$K$3:$L$6,2,FALSE),IF(AND(OR($W189=\"c\",$W189=\"d\"),Inventory!$AD196=\"\"),\"a\",IF(AND(OR($W189=\"c\",$W189=\"d\"),Inventory!$AD196<>\"\"),VLOOKUP(Inventory!$AD196,$K$3:$L$6,2,FALSE),\"a\")))))","v":"a"},{"$f":"IF(OR(AND($X189<>\"e\",$X189<>\"f\"),$AB189=0,Inventory!$AF196=\"\"),\"a\",VLOOKUP(Inventory!$AF196,$N$3:$O$5,2,FALSE))","v":"a"},{"$f":"IF(OR(Inventory!C196=\"New Construction\",Inventory!C196=\"Replace-on-Burnout\"),Inventory!AS196,IF(Inventory!C196=\"Early Retirement\",Inventory!AR196,0))","v":0},"","","","","","","","","","","","",0,"aaaaa0","No","No",{"$f":"IF($W189=\"a\",0,IF($W189=\"b\",Inventory!$M196,Inventory!$AG196))","v":0},{"$f":"IF(OR($W189=\"a\",AND($AQ189=\"No\",$AR189=\"No\")),0,IF(AND($W189=\"b\",Inventory!$O196=\"Btu/hr\"),Inventory!$N196,IF(AND($W189=\"b\",Inventory!$O196=\"Tons\"),Inventory!$N196*12000,IF(AND(OR($W189=\"c\",$W189=\"d\"),Inventory!$AI196=\"Btu/hr\"),Inventory!$AH196,IF(AND(OR($W189=\"c\",$W189=\"d\"),Inventory!$AI196=\"Tons\"),Inventory!$AH196*12000,0)))))","v":0},0,0,"EER",0,"kW/ton",{"$f":"IF(OR($W189=\"a\",$AR189=\"No\"),0,IF(AND($W189=\"b\",Inventory!$Q196=\"Btu/hr\"),Inventory!$P196,IF(AND($W189=\"b\",Inventory!$Q196=\"Tons\"),Inventory!$P196*12000,IF(AND(OR($W189=\"c\",$W189=\"d\"),Inventory!$AK196=\"Btu/hr\"),Inventory!$AJ196,IF(AND(OR($W189=\"c\",$W189=\"d\"),Inventory!$AK196=\"Tons\"),Inventory!$AJ196*12000,0)))))","v":0},0,0,"COP","No",{"$f":"IF(OR(Inventory!$J196=\"\",$BD189=\"No\"),\"-\",Inventory!$J196)","v":"-"},{"$f":"IFERROR(VLOOKUP($BE189,'Early Retirement'!$B$6:$C$32,2,FALSE),\"-\")","v":"-"},{"$f":"IF(OR($W189<>\"b\",AND($X189<>\"b\",$X189<>\"c\")),\"n\",IF(AND($AO189<>1,$AO189<>2,$AO189<>7,$AO189<>8),\"n\",IF(Inventory!$K196=\"Split\",\"s\",IF(Inventory!$K196=\"Packaged\",\"p\",\"n\"))))","v":"n"},{"$f":"IF(AND($X189<>\"i\",$X189<>\"j\"),\"n\",IF(Inventory!$L196=\"Centrifugal\",\"c\",\"n\"))","v":"n"},"-","-",{"$f":"IFERROR(INDEX('Early Retirement'!$C$4:$AC$32,$BF189,$BJ189),0)","v":0},{"$f":"IFERROR(HLOOKUP($BJ189,'Early Retirement'!$D$4:$AC$5,2,FALSE),0)","v":0},{"$f":"IFERROR(INDEX('Early Retirement'!$AE$4:$BE$32,$BF189,$BJ189),0)","v":0},{"$f":"IFERROR(HLOOKUP($BJ189,'Early Retirement'!$AF$4:$BE$5,2,FALSE),0)","v":0},0,0,"kW/ton",{"$f":"IFERROR(INDEX('Early Retirement'!$BG$4:$CG$32,$BF189,$BJ189),0)","v":0},{"$f":"IFERROR(HLOOKUP($BJ189,'Early Retirement'!$BH$4:$CH$5,2,FALSE),0)","v":0},0,"COP","Yes",0,0,"kW/ton",0,"COP",0,0,"kW/ton",0,"COP"]
[null,null,null,null,null,null,null,null,null,null,null,null,null,null,null,null,null,null,null,null,null,188,{"$f":"IF(Inventory!$C197=\"\",\"a\",VLOOKUP(Inventory!$C197,$B$3:$C$6,2,FALSE))","v":"a"},{"$f":"IF(AND($W190=\"b\",Inventory!$I197=\"\"),\"a\",IF(AND($W190=\"b\",Inventory!$I197<>\"\"),VLOOKUP(Inventory!$I197,$E$3:$F$12,2,FALSE),IF(AND(OR($W190=\"c\",$W190=\"d\"),Inventory!$AB197=\"\"),\"a\",IF(AND(OR($W190=\"c\",$W190=\"d\"),Inventory!$AB197<>\"\"),VLOOKUP(Inventory!$AB197,$E$3:$F$12,2,FALSE),\"a\"))))","v":"a"},{"$f":"IF(OR(AND($X190<>\"b\",$X190<>\"c\"),$AB190=0,$AB190>=(65000/12000),Inventory!$AC197=\"\"),\"a\",VLOOKUP(Inventory!$AC197,$H$3:$I$5,2,FALSE))","v":"a"},{"$f":"IF(AND($X190<>\"i\",$X190<>\"j\"),\"a\",IF(AND($W190=\"b\",Inventory!$L197=\"\"),\"a\",IF(AND($W190=\"b\",Inventory!$L197<>\"\"),VLOOKUP(Inventory!$L197,$K$3:$L$6,2,FALSE),IF(AND(OR($W190=\"c\",$W190=\"d\"),Inventory!$AD197=\"\"),\"a\",IF(AND(OR($W190=\"c\",$W190=\"d\"),Inventory!$AD197<>\"\"),VLOOKUP(Inventory!$AD197,$K$3:$L$6,2,FALSE),\"a\")))))","v":"a"},{"$f":"IF(OR(AND($X190<>\"e\",$X190<>\"f\"),$AB190=0,Inventory!$AF197=\"\"),\"a\",VLOOKUP(Inventory!$AF197,$N$3:$O$5,2,FALSE))","v":"a"},{"$f":"IF(OR(Inventory!C197=\"New Construction\",Inventory!C197=\"Replace-on-Burnout\"),Inventory!AS197,IF(Inventory!C197=\"Early Retirement\",Inventory!AR197,0))","v":0},"","","","","","","","","","","","",0,"aaaaa0","No","No",{"$f":"IF($W190=\"a\",0,IF($W190=\"b\",Inventory!$M197,Inventory!$AG197))","v":0},{"$f":"IF(OR($W190=\"a\",AND($AQ190=\"No\",$AR190=\"No\")),0,IF(AND($W190=\"b\",Inventory!$O197=\"Btu/hr\"),Inventory!$N197,IF(AND($W190=\"b\",Inventory!$O197=\"Tons\"),Inventory!$N197*12000,IF(AND(OR($W190=\"c\",$W190=\"d\"),Inventory!$AI197=\"Btu/hr\"),Inventory!$AH197,IF(AND(OR($W190=\"c\",$W190=\"d\"),Inventory!$AI197=\"Tons\"),Inventory!$AH197*12000,0)))))","v":0},0,0,"EER",0,"kW/ton",{"$f":"IF(OR($W190=\"a\",$AR190=\"No\"),0,IF(AND($W190=\"b\",Inventory!$Q197=\"Btu/hr\"),Inventory!$P197,IF(AND($W190=\"b\",Inventory!$Q197=\"Tons\"),Inventory!$P197*12000,IF(AND(OR($W190=\"c\",$W190=\"d\"),Inventory!$AK197=\"Btu/hr\"),Inventory!$AJ197,IF(AND(OR($W190=\"c\",$W190=\"d\"),Inventory!$AK197=\"Tons\"),Inventory!$AJ197*12000,0)))))","v":0},0,0,"COP","No",{"$f":"IF(OR(Inventory!$J197=\"\",$BD190=\"No\"),\"-\",Inventory!$J197)","v":"-"},{"$f":"IFERROR(VLOOKUP($BE190,'Early Retirement'!$B$6:$C$32,2,FALSE),\"-\")","v":"-"},{"$f":"IF(OR($W190<>\"b\",AND($X190<>\"b\",$X190<>\"c\")),\"n\",IF(AND($AO190<>1,$AO190<>2,$AO190<>7,$AO190<>8),\"n\",IF(Inventory!$K197=\"Split\",\"s\",IF(Inventory!$K197=\"Packaged\",\"p\",\"n\"))))","v":"n"},{"$f":"IF(AND($X190<>\"i\",$X190<>\"j\"),\"n\",IF(Inventory!$L197=\"Centrifugal\",\"c\",\"n\"))","v":"n"},"-","-",{"$f":"IFERROR(INDEX('Early Retirement'!$C$4:$AC$32,$BF190,$BJ190),0)","v":0},{"$f":"IFERROR(HLOOKUP($BJ190,'Early Retirement'!$D$4:$AC$5,2,FALSE),0)","v":0},{"$f":"IFERROR(INDEX('Early Retirement'!$AE$4:$BE$32,$BF190,$BJ190),0)","v":0},{"$f":"IFERROR(HLOOKUP($BJ190,'Early Retirement'!$AF$4:$BE$5,2,FALSE),0)","v":0},0,0,"kW/ton",{"$f":"IFERROR(INDEX('Early Retirement'!$BG$4:$CG$32,$BF190,$BJ190),0)","v":0},{"$f":"IFERROR(HLOOKUP($BJ190,'Early Retirement'!$BH$4:$CH$5,2,FALSE),0)","v":0},0,"COP","Yes",0,0,"kW/ton",0,"COP",0,0,"kW/ton",0,"COP"]
[null,null,null,null,null,null,null,null,null,null,null,null,null,null,null,null,null,null,null,null,null,189,{"$f":"IF(Inventory!$C198=\"\",\"a\",VLOOKUP(Inventory!$C198,$B$3:$C$6,2,FALSE))","v":"a"},{"$f":"IF(AND($W191=\"b\",Inventory!$I198=\"\"),\"a\",IF(AND($W191=\"b\",Inventory!$I198<>\"\"),VLOOKUP(Inventory!$I198,$E$3:$F$12,2,FALSE),IF(AND(OR($W191=\"c\",$W191=\"d\"),Inventory!$AB198=\"\"),\"a\",IF(AND(OR($W191=\"c\",$W191=\"d\"),Inventory!$AB198<>\"\"),VLOOKUP(Inventory!$AB198,$E$3:$F$12,2,FALSE),\"a\"))))","v":"a"},{"$f":"IF(OR(AND($X191<>\"b\",$X191<>\"c\"),$AB191=0,$AB191>=(65000/12000),Inventory!$AC198=\"\"),\"a\",VLOOKUP(Inventory!$AC198,$H$3:$I$5,2,FALSE))","v":"a"},{"$f":"IF(AND($X191<>\"i\",$X191<>\"j\"),\"a\",IF(AND($W191=\"b\",Inventory!$L198=\"\"),\"a\",IF(AND($W191=\"b\",Inventory!$L198<>\"\"),VLOOKUP(Inventory!$L198,$K$3:$L$6,2,FALSE),IF(AND(OR($W191=\"c\",$W191=\"d\"),Inventory!$AD198=\"\"),\"a\",IF(AND(OR($W191=\"c\",$W191=\"d\"),Inventory!$AD198<>\"\"),VLOOKUP(Inventory!$AD198,$K$3:$L$6,2,FALSE),\"a\")))))","v":"a"},{"$f":"IF(OR(AND($X191<>\"e\",$X191<>\"f\"),$AB191=0,Inventory!$AF198=\"\"),\"a\",VLOOKUP(Inventory!$AF198,$N$3:$O$5,2,FALSE))","v":"a"},{"$f":"IF(OR(Inventory!C198=\"New Construction\",Inventory!C198=\"Replace-on-Burnout\"),Inventory!AS198,IF(Inventory!C198=\"Early Retirement\",Inventory!AR198,0))","v":0},"","","","","","","","","","","","",0,"aaaaa0","No","No",{"$f":"IF($W191=\"a\",0,IF($W191=\"b\",Inventory!$M198,Inventory!$AG198))","v":0},{"$f":"IF(OR($W191=\"a\",AND($AQ191=\"No\",$AR191=\"No\")),0,IF(AND($W191=\"b\",Inventory!$O198=\"Btu/hr\"),Inventory!$N198,IF(AND($W191=\"b\",Inventory!$O198=\"Tons\"),Inventory!$N198*12000,IF(AND(OR($W191=\"c\",$W191=\"d\"),Inventory!$AI198=\"Btu/hr\"),Inventory!$AH198,IF(AND(OR($W191=\"c\",$W191=\"d\"),Inventory!$AI198=\"Tons\"),Inventory!$AH198*12000,0)))))","v":0},0,0,"EER",0,"kW/ton",{"$f":"IF(OR($W191=\"a\",$AR191=\"No\"),0,IF(AND($W191=\"b\",Inventory!$Q198=\"Btu/hr\"),Inventory!$P198,IF(AND($W191=\"b\",Inventory!$Q198=\"Tons\"),Inventory!$P198*12000,IF(AND(OR($W191=\"c\",$W191=\"d\"),Inventory!$AK198=\"Btu/hr\"),Inventory!$AJ198,IF(AND(OR($W191=\"c\",$W191=\"d\"),Inventory!$AK198=\"Tons\"),Inventory!$AJ198*12000,0)))))","v":0},0,0,"COP","No",{"$f":"IF(OR(Inventory!$J198=\"\",$BD191=\"No\"),\"-\",Inventory!$J198)","v":"-"},{"$f":"IFERROR(VLOOKUP($BE191,'Early Retirement'!$B$6:$C$32,2,FALSE),\"-\")","v":"-"},{"$f":"IF(OR($W191<>\"b\",AND($X191<>\"b\",$X191<>\"c\")),\"n\",IF(AND($AO191<>1,$AO191<>2,$AO191<>7,$AO191<>8),\"n\",IF(Inventory!$K198=\"Split\",\"s\",IF(Inventory!$K198=\"Packaged\",\"p\",\"n\"))))","v":"n"},{"$f":"IF(AND($X191<>\"i\",$X191<>\"j\"),\"n\",IF(Inventory!$L198=\"Centrifugal\",\"c\",\"n\"))","v":"n"},"-","-",{"$f":"IFERROR(INDEX('Early Retirement'!$C$4:$AC$32,$BF191,$BJ191),0)","v":0},{"$f":"IFERROR(HLOOKUP($BJ191,'Early Retirement'!$D$4:$AC$5,2,FALSE),0)","v":0},{"$f":"IFERROR(INDEX('Early Retirement'!$AE$4:$BE$32,$BF191,$BJ191),0)","v":0},{"$f":"IFERROR(HLOOKUP($BJ191,'Early Retirement'!$AF$4:$BE$5,2,FALSE),0)","v":0},0,0,"kW/ton",{"$f":"IFERROR(INDEX('Early Retirement'!$BG$4:$CG$32,$BF191,$BJ191),0)","v":0},{"$f":"IFERROR(HLOOKUP($BJ191,'Early Retirement'!$BH$4:$CH$5,2,FALSE),0)","v":0},0,"COP","Yes",0,0,"kW/ton",0,"COP",0,0,"kW/ton",0,"COP"]
[null,null,null,null,null,null,null,null,null,null,null,null,null,null,null,null,null,null,null,null,null,190,{"$f":"IF(Inventory!$C199=\"\",\"a\",VLOOKUP(Inventory!$C199,$B$3:$C$6,2,FALSE))","v":"a"},{"$f":"IF(AND($W192=\"b\",Inventory!$I199=\"\"),\"a\",IF(AND($W192=\"b\",Inventory!$I199<>\"\"),VLOOKUP(Inventory!$I199,$E$3:$F$12,2,FALSE),IF(AND(OR($W192=\"c\",$W192=\"d\"),Inventory!$AB199=\"\"),\"a\",IF(AND(OR($W192=\"c\",$W192=\"d\"),Inventory!$AB199<>\"\"),VLOOKUP(Inventory!$AB199,$E$3:$F$12,2,FALSE),\"a\"))))","v":"a"},{"$f":"IF(OR(AND($X192<>\"b\",$X192<>\"c\"),$AB192=0,$AB192>=(65000/12000),Inventory!$AC199=\"\"),\"a\",VLOOKUP(Inventory!$AC199,$H$3:$I$5,2,FALSE))","v":"a"},{"$f":"IF(AND($X192<>\"i\",$X192<>\"j\"),\"a\",IF(AND($W192=\"b\",Inventory!$L199=\"\"),\"a\",IF(AND($W192=\"b\",Inventory!$L199<>\"\"),VLOOKUP(Inventory!$L199,$K$3:$L$6,2,FALSE),IF(AND(OR($W192=\"c\",$W192=\"d\"),Inventory!$AD199=\"\"),\"a\",IF(AND(OR($W192=\"c\",$W192=\"d\"),Inventory!$AD199<>\"\"),VLOOKUP(Inventory!$AD199,$K$3:$L$6,2,FALSE),\"a\")))))","v":"a"},{"$f":"IF(OR(AND($X192<>\"e\",$X192<>\"f\"),$AB192=0,Inventory!$AF199=\"\"),\"a\",VLOOKUP(Inventory!$AF199,$N$3:$O$5,2,FALSE))","v":"a"},{"$f":"IF(OR(Inventory!C199=\"New Construction\",Inventory!C199=\"Replace-on-Burnout\"),Inventory!AS199,IF(Inventory!C199=\"Early Retirement\",Inventory!AR199,0))","v":0},"","","","","","","","","","","","",0,"aaaaa0","No","No",{"$f":"IF($W192=\"a\",0,IF($W192=\"b\",Inventory!$M199,Inventory!$AG199))","v":0},{"$f":"IF(OR($W192=\"a\",AND($AQ192=\"No\",$AR192=\"No\")),0,IF(AND($W192=\"b\",Inventory!$O199=\"Btu/hr\"),Inventory!$N199,IF(AND($W192=\"b\",Inventory!$O199=\"Tons\"),Inventory!$N199*12000,IF(AND(OR($W192=\"c\",$W192=\"d\"),Inventory!$AI199=\"Btu/hr\"),Inventory!$AH199,IF(AND(OR($W192=\"c\",$W192=\"d\"),Inventory!$AI199=\"Tons\"),Inventory!$AH199*12000,0)))))","v":0},0,0,"EER",0,"kW/ton",{"$f":"IF(OR($W192=\"a\",$AR192=\"No\"),0,IF(AND($W192=\"b\",Inventory!$Q199=\"Btu/hr\"),Inventory!$P199,IF(AND($W192=\"b\",Inventory!$Q199=\"Tons\"),Inventory!$P199*12000,IF(AND(OR($W192=\"c\",$W192=\"d\"),Inventory!$AK199=\"Btu/hr\"),Inventory!$AJ199,IF(AND(OR($W192=\"c\",$W192=\"d\"),Inventory!$AK199=\"Tons\"),Inventory!$AJ199*12000,0)))))","v":0},0,0,"COP","No",{"$f":"IF(OR(Inventory!$J199=\"\",$BD192=\"No\"),\"-\",Inventory!$J199)","v":"-"},{"$f":"IFERROR(VLOOKUP($BE192,'Early Retirement'!$B$6:$C$32,2,FALSE),\"-\")","v":"-"},{"$f":"IF(OR($W192<>\"b\",AND($X192<>\"b\",$X192<>\"c\")),\"n\",IF(AND($AO192<>1,$AO192<>2,$AO192<>7,$AO192<>8),\"n\",IF(Inventory!$K199=\"Split\",\"s\",IF(Inventory!$K199=\"Packaged\",\"p\",\"n\"))))","v":"n"},{"$f":"IF(AND($X192<>\"i\",$X192<>\"j\"),\"n\",IF(Inventory!$L199=\"Centrifugal\",\"c\",\"n\"))","v":"n"},"-","-",{"$f":"IFERROR(INDEX('Early Retirement'!$C$4:$AC$32,$BF192,$BJ192),0)","v":0},{"$f":"IFERROR(HLOOKUP($BJ192,'Early Retirement'!$D$4:$AC$5,2,FALSE),0)","v":0},{"$f":"IFERROR(INDEX('Early Retirement'!$AE$4:$BE$32,$BF192,$BJ192),0)","v":0},{"$f":"IFERROR(HLOOKUP($BJ192,'Early Retirement'!$AF$4:$BE$5,2,FALSE),0)","v":0},0,0,"kW/ton",{"$f":"IFERROR(INDEX('Early Retirement'!$BG$4:$CG$32,$BF192,$BJ192),0)","v":0},{"$f":"IFERROR(HLOOKUP($BJ192,'Early Retirement'!$BH$4:$CH$5,2,FALSE),0)","v":0},0,"COP","Yes",0,0,"kW/ton",0,"COP",0,0,"kW/ton",0,"COP"]
[null,null,null,null,null,null,null,null,null,null,null,null,null,null,null,null,null,null,null,null,null,191,{"$f":"IF(Inventory!$C200=\"\",\"a\",VLOOKUP(Inventory!$C200,$B$3:$C$6,2,FALSE))","v":"a"},{"$f":"IF(AND($W193=\"b\",Inventory!$I200=\"\"),\"a\",IF(AND($W193=\"b\",Inventory!$I200<>\"\"),VLOOKUP(Inventory!$I200,$E$3:$F$12,2,FALSE),IF(AND(OR($W193=\"c\",$W193=\"d\"),Inventory!$AB200=\"\"),\"a\",IF(AND(OR($W193=\"c\",$W193=\"d\"),Inventory!$AB200<>\"\"),VLOOKUP(Inventory!$AB200,$E$3:$F$12,2,FALSE),\"a\"))))","v":"a"},{"$f":"IF(OR(AND($X193<>\"b\",$X193<>\"c\"),$AB193=0,$AB193>=(65000/12000),Inventory!$AC200=\"\"),\"a\",VLOOKUP(Inventory!$AC200,$H$3:$I$5,2,FALSE))","v":"a"},{"$f":"IF(AND($X193<>\"i\",$X193<>\"j\"),\"a\",IF(AND($W193=\"b\",Inventory!$L200=\"\"),\"a\",IF(AND($W193=\"b\",Inventory!$L200<>\"\"),VLOOKUP(Inventory!$L200,$K$3:$L$6,2,FALSE),IF(AND(OR($W193=\"c\",$W193=\"d\"),Inventory!$AD200=\"\"),\"a\",IF(AND(OR($W193=\"c\",$W193=\"d\"),Inventory!$AD200<>\"\"),VLOOKUP(Inventory!$AD200,$K$3:$L$6,2,FALSE),\"a\")))))","v":"a"},{"$f":"IF(OR(AND($X193<>\"e\",$X193<>\"f\"),$AB193=0,Inventory!$AF200=\"\"),\"a\",VLOOKUP(Inventory!$AF200,$N$3:$O$5,2,FALSE))","v":"a"},{"$f":"IF(OR(Inventory!C200=\"New Construction\",Inventory!C200=\"Replace-on-Burnout\"),Inventory!AS200,IF(Inventory!C200=\"Early Retirement\",Inventory!AR200,0))","v":0},"","","","","","","","","","","","",0,"aaaaa0","No","No",{"$f":"IF($W193=\"a\",0,IF($W193=\"b\",Inventory!$M200,Inventory!$AG200))","v":0},{"$f":"IF(OR($W193=\"a\",AND($AQ193=\"No\",$AR193=\"No\")),0,IF(AND($W193=\"b\",Inventory!$O200=\"Btu/hr\"),Inventory!$N200,IF(AND($W193=\"b\",Inventory!$O200=\"Tons\"),Inventory!$N200*12000,IF(AND(OR($W193=\"c\",$W193=\"d\"),Inventory!$AI200=\"Btu/hr\"),Inventory!$AH200,IF(AND(OR($W193=\"c\",$W193=\"d\"),Inventory!$AI200=\"Tons\"),Inventory!$AH200*12000,0)))))","v":0},0,0,"EER",0,"kW/ton",{"$f":"IF(OR($W193=\"a\",$AR193=\"No\"),0,IF(AND($W193=\"b\",Inventory!$Q200=\"Btu/hr\"),Inventory!$P200,IF(AND($W193=\"b\",Inventory!$Q200=\"Tons\"),Inventory!$P200*12000,IF(AND(OR($W193=\"c\",$W193=\"d\"),Inventory!$AK200=\"Btu/hr\"),Inventory!$AJ200,IF(AND(OR($W193=\"c\",$W193=\"d\"),Inventory!$AK200=\"Tons\"),Inventory!$AJ200*12000,0)))))","v":0},0,0,"COP","No",{"$f":"IF(OR(Inventory!$J200=\"\",$BD193=\"No\"),\"-\",Inventory!$J200)","v":"-"},{"$f":"IFERROR(VLOOKUP($BE193,'Early Retirement'!$B$6:$C$32,2,FALSE),\"-\")","v":"-"},{"$f":"IF(OR($W193<>\"b\",AND($X193<>\"b\",$X193<>\"c\")),\"n\",IF(AND($AO193<>1,$AO193<>2,$AO193<>7,$AO193<>8),\"n\",IF(Inventory!$K200=\"Split\",\"s\",IF(Inventory!$K200=\"Packaged\",\"p\",\"n\"))))","v":"n"},{"$f":"IF(AND($X193<>\"i\",$X193<>\"j\"),\"n\",IF(Inventory!$L200=\"Centrifugal\",\"c\",\"n\"))","v":"n"},"-","-",{"$f":"IFERROR(INDEX('Early Retirement'!$C$4:$AC$32,$BF193,$BJ193),0)","v":0},{"$f":"IFERROR(HLOOKUP($BJ193,'Early Retirement'!$D$4:$AC$5,2,FALSE),0)","v":0},{"$f":"IFERROR(INDEX('Early Retirement'!$AE$4:$BE$32,$BF193,$BJ193),0)","v":0},{"$f":"IFERROR(HLOOKUP($BJ193,'Early Retirement'!$AF$4:$BE$5,2,FALSE),0)","v":0},0,0,"kW/ton",{"$f":"IFERROR(INDEX('Early Retirement'!$BG$4:$CG$32,$BF193,$BJ193),0)","v":0},{"$f":"IFERROR(HLOOKUP($BJ193,'Early Retirement'!$BH$4:$CH$5,2,FALSE),0)","v":0},0,"COP","Yes",0,0,"kW/ton",0,"COP",0,0,"kW/ton",0,"COP"]
[null,null,null,null,null,null,null,null,null,null,null,null,null,null,null,null,null,null,null,null,null,192,{"$f":"IF(Inventory!$C201=\"\",\"a\",VLOOKUP(Inventory!$C201,$B$3:$C$6,2,FALSE))","v":"a"},{"$f":"IF(AND($W194=\"b\",Inventory!$I201=\"\"),\"a\",IF(AND($W194=\"b\",Inventory!$I201<>\"\"),VLOOKUP(Inventory!$I201,$E$3:$F$12,2,FALSE),IF(AND(OR($W194=\"c\",$W194=\"d\"),Inventory!$AB201=\"\"),\"a\",IF(AND(OR($W194=\"c\",$W194=\"d\"),Inventory!$AB201<>\"\"),VLOOKUP(Inventory!$AB201,$E$3:$F$12,2,FALSE),\"a\"))))","v":"a"},{"$f":"IF(OR(AND($X194<>\"b\",$X194<>\"c\"),$AB194=0,$AB194>=(65000/12000),Inventory!$AC201=\"\"),\"a\",VLOOKUP(Inventory!$AC201,$H$3:$I$5,2,FALSE))","v":"a"},{"$f":"IF(AND($X194<>\"i\",$X194<>\"j\"),\"a\",IF(AND($W194=\"b\",Inventory!$L201=\"\"),\"a\",IF(AND($W194=\"b\",Inventory!$L201<>\"\"),VLOOKUP(Inventory!$L201,$K$3:$L$6,2,FALSE),IF(AND(OR($W194=\"c\",$W194=\"d\"),Inventory!$AD201=\"\"),\"a\",IF(AND(OR($W194=\"c\",$W194=\"d\"),Inventory!$AD201<>\"\"),VLOOKUP(Inventory!$AD201,$K$3:$L$6,2,FALSE),\"a\")))))","v":"a"},{"$f":"IF(OR(AND($X194<>\"e\",$X194<>\"f\"),$AB194=0,Inventory!$AF201=\"\"),\"a\",VLOOKUP(Inventory!$AF201,$N$3:$O$5,2,FALSE))","v":"a"},{"$f":"IF(OR(Inventory!C201=\"New Construction\",Inventory!C201=\"Replace-on-Burnout\"),Inventory!AS201,IF(Inventory!C201=\"Early Retirement\",Inventory!AR201,0))","v":0},"","","","","","","","","","","","",0,"aaaaa0","No","No",{"$f":"IF($W194=\"a\",0,IF($W194=\"b\",Inventory!$M201,Inventory!$AG201))","v":0},{"$f":"IF(OR($W194=\"a\",AND($AQ194=\"No\",$AR194=\"No\")),0,IF(AND($W194=\"b\",Inventory!$O201=\"Btu/hr\"),Inventory!$N201,IF(AND($W194=\"b\",Inventory!$O201=\"Tons\"),Inventory!$N201*12000,IF(AND(OR($W194=\"c\",$W194=\"d\"),Inventory!$AI201=\"Btu/hr\"),Inventory!$AH201,IF(AND(OR($W194=\"c\",$W194=\"d\"),Inventory!$AI201=\"Tons\"),Inventory!$AH201*12000,0)))))","v":0},0,0,"EER",0,"kW/ton",{"$f":"IF(OR($W194=\"a\",$AR194=\"No\"),0,IF(AND($W194=\"b\",Inventory!$Q201=\"Btu/hr\"),Inventory!$P201,IF(AND($W194=\"b\",Inventory!$Q201=\"Tons\"),Inventory!$P201*12000,IF(AND(OR($W194=\"c\",$W194=\"d\"),Inventory!$AK201=\"Btu/hr\"),Inventory!$AJ201,IF(AND(OR($W194=\"c\",$W194=\"d\"),Inventory!$AK201=\"Tons\"),Inventory!$AJ201*12000,0)))))","v":0},0,0,"COP","No",{"$f":"IF(OR(Inventory!$J201=\"\",$BD194=\"No\"),\"-\",Inventory!$J201)","v":"-"},{"$f":"IFERROR(VLOOKUP($BE194,'Early Retirement'!$B$6:$C$32,2,FALSE),\"-\")","v":"-"},{"$f":"IF(OR($W194<>\"b\",AND($X194<>\"b\",$X194<>\"c\")),\"n\",IF(AND($AO194<>1,$AO194<>2,$AO194<>7,$AO194<>8),\"n\",IF(Inventory!$K201=\"Split\",\"s\",IF(Inventory!$K201=\"Packaged\",\"p\",\"n\"))))","v":"n"},{"$f":"IF(AND($X194<>\"i\",$X194<>\"j\"),\"n\",IF(Inventory!$L201=\"Centrifugal\",\"c\",\"n\"))","v":"n"},"-","-",{"$f":"IFERROR(INDEX('Early Retirement'!$C$4:$AC$32,$BF194,$BJ194),0)","v":0},{"$f":"IFERROR(HLOOKUP($BJ194,'Early Retirement'!$D$4:$AC$5,2,FALSE),0)","v":0},{"$f":"IFERROR(INDEX('Early Retirement'!$AE$4:$BE$32,$BF194,$BJ194),0)","v":0},{"$f":"IFERROR(HLOOKUP($BJ194,'Early Retirement'!$AF$4:$BE$5,2,FALSE),0)","v":0},0,0,"kW/ton",{"$f":"IFERROR(INDEX('Early Retirement'!$BG$4:$CG$32,$BF194,$BJ194),0)","v":0},{"$f":"IFERROR(HLOOKUP($BJ194,'Early Retirement'!$BH$4:$CH$5,2,FALSE),0)","v":0},0,"COP","Yes",0,0,"kW/ton",0,"COP",0,0,"kW/ton",0,"COP"]
[null,null,null,null,null,null,null,null,null,null,null,null,null,null,null,null,null,null,null,null,null,193,{"$f":"IF(Inventory!$C202=\"\",\"a\",VLOOKUP(Inventory!$C202,$B$3:$C$6,2,FALSE))","v":"a"},{"$f":"IF(AND($W195=\"b\",Inventory!$I202=\"\"),\"a\",IF(AND($W195=\"b\",Inventory!$I202<>\"\"),VLOOKUP(Inventory!$I202,$E$3:$F$12,2,FALSE),IF(AND(OR($W195=\"c\",$W195=\"d\"),Inventory!$AB202=\"\"),\"a\",IF(AND(OR($W195=\"c\",$W195=\"d\"),Inventory!$AB202<>\"\"),VLOOKUP(Inventory!$AB202,$E$3:$F$12,2,FALSE),\"a\"))))","v":"a"},{"$f":"IF(OR(AND($X195<>\"b\",$X195<>\"c\"),$AB195=0,$AB195>=(65000/12000),Inventory!$AC202=\"\"),\"a\",VLOOKUP(Inventory!$AC202,$H$3:$I$5,2,FALSE))","v":"a"},{"$f":"IF(AND($X195<>\"i\",$X195<>\"j\"),\"a\",IF(AND($W195=\"b\",Inventory!$L202=\"\"),\"a\",IF(AND($W195=\"b\",Inventory!$L202<>\"\"),VLOOKUP(Inventory!$L202,$K$3:$L$6,2,FALSE),IF(AND(OR($W195=\"c\",$W195=\"d\"),Inventory!$AD202=\"\"),\"a\",IF(AND(OR($W195=\"c\",$W195=\"d\"),Inventory!$AD202<>\"\"),VLOOKUP(Inventory!$AD202,$K$3:$L$6,2,FALSE),\"a\")))))","v":"a"},{"$f":"IF(OR(AND($X195<>\"e\",$X195<>\"f\"),$AB195=0,Inventory!$AF202=\"\"),\"a\",VLOOKUP(Inventory!$AF202,$N$3:$O$5,2,FALSE))","v":"a"},{"$f":"IF(OR(Inventory!C202=\"New Construction\",Inventory!C202=\"Replace-on-Burnout\"),Inventory!AS202,IF(Inventory!C202=\"Early Retirement\",Inventory!AR202,0))","v":0},"","","","","","","","","","","","",0,"aaaaa0","No","No",{"$f":"IF($W195=\"a\",0,IF($W195=\"b\",Inventory!$M202,Inventory!$AG202))","v":0},{"$f":"IF(OR($W195=\"a\",AND($AQ195=\"No\",$AR195=\"No\")),0,IF(AND($W195=\"b\",Inventory!$O202=\"Btu/hr\"),Inventory!$N202,IF(AND($W195=\"b\",Inventory!$O202=\"Tons\"),Inventory!$N202*12000,IF(AND(OR($W195=\"c\",$W195=\"d\"),Inventory!$AI202=\"Btu/hr\"),Inventory!$AH202,IF(AND(OR($W195=\"c\",$W195=\"d\"),Inventory!$AI202=\"Tons\"),Inventory!$AH202*12000,0)))))","v":0},0,0,"EER",{"$f":"IFERROR(12/$AV195,0)","v":0},"kW/ton",{"$f":"IF(OR($W195=\"a\",$AR195=\"No\"),0,IF(AND($W195=\"b\",Inventory!$Q202=\"Btu/hr\"),Inventory!$P202,IF(AND($W195=\"b\",Inventory!$Q202=\"Tons\"),Inventory!$P202*12000,IF(AND(OR($W195=\"c\",$W195=\"d\"),Inventory!$AK202=\"Btu/hr\"),Inventory!$AJ202,IF(AND(OR($W195=\"c\",$W195=\"d\"),Inventory!$AK202=\"Tons\"),Inventory!$AJ202*12000,0)))))","v":0},0,0,"COP",{"$f":"IF($W195=\"b\",\"Yes\",\"No\")","v":"No"},{"$f":"IF(OR(Inventory!$J202=\"\",$BD195=\"No\"),\"-\",Inventory!$J202)","v":"-"},{"$f":"IFERROR(VLOOKUP($BE195,'Early Retirement'!$B$6:$C$32,2,FALSE),\"-\")","v":"-"},{"$f":"IF(OR($W195<>\"b\",AND($X195<>\"b\",$X195<>\"c\")),\"n\",IF(AND($AO195<>1,$AO195<>2,$AO195<>7,$AO195<>8),\"n\",IF(Inventory!$K202=\"Split\",\"s\",IF(Inventory!$K202=\"Packaged\",\"p\",\"n\"))))","v":"n"},{"$f":"IF(AND($X195<>\"i\",$X195<>\"j\"),\"n\",IF(Inventory!$L202=\"Centrifugal\",\"c\",\"n\"))","v":"n"},"-",{"$f":"IFERROR(VLOOKUP($BI195,$BI$506:$BJ$541,2,FALSE),\"-\")","v":"-"},{"$f":"IFERROR(INDEX('Early Retirement'!$C$4:$AC$32,$BF195,$BJ195),0)","v":0},{"$f":"IFERROR(HLOOKUP($BJ195,'Early Retirement'!$D$4:$AC$5,2,FALSE),0)","v":0},{"$f":"IFERROR(INDEX('Early Retirement'!$AE$4:$BE$32,$BF195,$BJ195),0)","v":0},{"$f":"IFERROR(HLOOKUP($BJ195,'Early Retirement'!$AF$4:$BE$5,2,FALSE),0)","v":0},0,0,"kW/ton",{"$f":"IFERROR(INDEX('Early Retirement'!$BG$4:$CG$32,$BF195,$BJ195),0)","v":0},{"$f":"IFERROR(HLOOKUP($BJ195,'Early Retirement'!$BH$4:$CH$5,2,FALSE),0)","v":0},0,"COP","Yes",{"$f":"IF($BV195=\"Yes\",IFERROR(VLOOKUP($AP195,$CH:$CO,6,FALSE),0),0)","v":0},{"$f":"IF($BV195=\"Yes\",IFERROR(VLOOKUP($AP195,$CH:$CO,7,FALSE),0),0)","v":0},"kW/ton",{"$f":"IF($BV195=\"Yes\",IFERROR(VLOOKUP($AP195,$CH:$CS,11,FALSE),0),0)","v":0},"COP",0,0,"kW/ton",0,"COP"]
[null,null,null,null,null,null,null,null,null,null,null,null,null,null,null,null,null,null,null,null,null,194,{"$f":"IF(Inventory!$C203=\"\",\"a\",VLOOKUP(Inventory!$C203,$B$3:$C$6,2,FALSE))","v":"a"},{"$f":"IF(AND($W196=\"b\",Inventory!$I203=\"\"),\"a\",IF(AND($W196=\"b\",Inventory!$I203<>\"\"),VLOOKUP(Inventory!$I203,$E$3:$F$12,2,FALSE),IF(AND(OR($W196=\"c\",$W196=\"d\"),Inventory!$AB203=\"\"),\"a\",IF(AND(OR($W196=\"c\",$W196=\"d\"),Inventory!$AB203<>\"\"),VLOOKUP(Inventory!$AB203,$E$3:$F$12,2,FALSE),\"a\"))))","v":"a"},{"$f":"IF(OR(AND($X196<>\"b\",$X196<>\"c\"),$AB196=0,$AB196>=(65000/12000),Inventory!$AC203=\"\"),\"a\",VLOOKUP(Inventory!$AC203,$H$3:$I$5,2,FALSE))","v":"a"},{"$f":"IF(AND($X196<>\"i\",$X196<>\"j\"),\"a\",IF(AND($W196=\"b\",Inventory!$L203=\"\"),\"a\",IF(AND($W196=\"b\",Inventory!$L203<>\"\"),VLOOKUP(Inventory!$L203,$K$3:$L$6,2,FALSE),IF(AND(OR($W196=\"c\",$W196=\"d\"),Inventory!$AD203=\"\"),\"a\",IF(AND(OR($W196=\"c\",$W196=\"d\"),Inventory!$AD203<>\"\"),VLOOKUP(Inventory!$AD203,$K$3:$L$6,2,FALSE),\"a\")))))","v":"a"},{"$f":"IF(OR(AND($X196<>\"e\",$X196<>\"f\"),$AB196=0,Inventory!$AF203=\"\"),\"a\",VLOOKUP(Inventory!$AF203,$N$3:$O$5,2,FALSE))","v":"a"},{"$f":"IF(OR(Inventory!C203=\"New Construction\",Inventory!C203=\"Replace-on-Burnout\"),Inventory!AS203,IF(Inventory!C203=\"Early Retirement\",Inventory!AR203,0))","v":0},{"$f":"IF(AND($X196<>\"b\",$X196<>\"c\",$X196<>\"d\",$X196<>\"e\",$X196<>\"f\"),\"\",IF(AND($AB196>=$AC$2,$X196=\"b\"),6,IF(AND($AB196>=$AC$2,$X196=\"c\"),12,IF(AND($AB196>=$AC$2,$X196=\"d\"),18,IF(AND($AB196>=$AC$2,$X196=\"e\"),24,IF(AND($AB196>=$AC$2,$X196=\"f\"),30,0))))))","v":""},{"$f":"IF(OR(AND($X196<>\"b\",$X196<>\"c\",$X196<>\"d\",$X196<>\"e\",$X196<>\"f\"),$AC196<>0),\"\",IF(AND($AB196>=$AD$2,$X196=\"b\"),5,IF(AND($AB196>=$AD$2,$X196=\"c\"),11,IF(AND($AB196>=$AD$2,$X196=\"d\"),17,IF(AND($AB196>=$AD$2,$X196=\"e\"),23,IF(AND($AB196>=$AD$2,$X196=\"f\"),29,0))))))","v":""},{"$f":"IF(OR(AND($X196<>\"b\",$X196<>\"c\",$X196<>\"d\",$X196<>\"e\",$X196<>\"f\"),$AD196<>0),\"\",IF(AND($AB196>=$AE$2,$X196=\"b\"),4,IF(AND($AB196>=$AE$2,$X196=\"c\"),10,IF(AND($AB196>=$AE$2,$X196=\"d\"),16,IF(AND($AB196>=$AE$2,$X196=\"e\"),22,IF(AND($AB196>=$AE$2,$X196=\"f\"),28,0))))))","v":""},{"$f":"IF(OR(AND($X196<>\"b\",$X196<>\"c\",$X196<>\"d\",$X196<>\"e\",$X196<>\"f\"),$AE196<>0),\"\",IF(AND($AB196>=$AF$2,$X196=\"b\"),3,IF(AND($AB196>=$AF$2,$X196=\"c\"),9,IF(AND($AB196>=$AF$2,$X196=\"d\"),15,IF(AND($AB196>=$AF$2,$X196=\"e\"),21,IF(AND($AB196>=$AF$2,$X196=\"f\"),27,0))))))","v":""},{"$f":"IF(OR(AND($X196<>\"b\",$X196<>\"c\",$X196<>\"d\",$X196<>\"e\",$X196<>\"f\"),$AF196<>0),\"\",IF(AND($AB196>=$AG$2,$X196=\"b\"),2,IF(AND($AB196>=$AG$2,$X196=\"c\"),8,IF(AND($AB196>=$AG$2,$X196=\"d\"),14,IF(AND($AB196>=$AG$2,$X196=\"e\"),20,IF(AND($AB196>=$AG$2,$X196=\"f\"),26,0))))))","v":""},{"$f":"IF(OR(AND($X196<>\"b\",$X196<>\"c\",$X196<>\"d\",$X196<>\"e\",$X196<>\"f\"),$AG196<>0),\"\",IF(AND($AB196>=$AH$2,$X196=\"b\"),1,IF(AND($AB196>=$AH$2,$X196=\"c\"),7,IF(AND($AB196>=$AH$2,$X196=\"d\"),13,IF(AND($AB196>=$AH$2,$X196=\"e\"),19,IF(AND($AB196>=$AH$2,$X196=\"f\"),25,0))))))","v":""},{"$f":"IF(AND($X196<>\"i\",$X196<>\"j\"),\"\",IF(AND($AB196>=$AI$2,$X196=\"i\"),39,IF(AND($AB196>=$AI$2,$X196=\"j\",$Z196=\"b\"),44,IF(AND($AB196>=$AI$2,$X196=\"j\",$Z196<>\"b\"),49,0))))","v":""},{"$f":"IF(OR(AND($X196<>\"i\",$X196<>\"j\"),$AI196<>0),\"\",IF(AND($AB196>=$AJ$2,$X196=\"i\"),38,IF(AND($AB196>=$AJ$2,$X196=\"j\",$Z196=\"b\"),43,IF(AND($AB196>=$AJ$2,$X196=\"j\",$Z196<>\"b\"),48,0))))","v":""},{"$f":"IF(OR(AND($X196<>\"i\",$X196<>\"j\"),$AJ196<>0),\"\",IF(AND($AB196>=$AK$2,$X196=\"i\"),37,IF(AND($AB196>=$AK$2,$X196=\"j\",$Z196=\"b\"),42,IF(AND($AB196>=$AK$2,$X196=\"j\",$Z196<>\"b\"),47,0))))","v":""},{"$f":"IF(OR(AND($X196<>\"i\",$X196<>\"j\"),$AK196<>0),\"\",IF(AND($AB196>=$AL$2,$X196=\"i\"),36,IF(AND($AB196>=$AL$2,$X196=\"j\",$Z196=\"b\"),41,IF(AND($AB196>=$AL$2,$X196=\"j\",$Z196<>\"b\"),46,0))))","v":""},{"$f":"IF(OR(AND($X196<>\"i\",$X196<>\"j\"),$AL196<>0),\"\",IF(AND($AB196>=$AM$2,$X196=\"i\"),35,IF(AND($AB196>=$AM$2,$X196=\"j\",$Z196=\"b\"),40,IF(AND($AB196>=$AM$2,$X196=\"j\",$Z196<>\"b\"),45,0))))","v":""},{"$f":"IF(AND($X196<>\"g\",$X196<>\"h\"),\"\",IF(AND($W196=\"d\",$X196=\"g\"),31,IF(AND($W196=\"c\",$X196=\"g\"),32,IF(AND($W196=\"d\",$X196=\"h\"),33,IF(AND($W196=\"c\",$X196=\"h\"),34,\"\")))))","v":""},{"$f":"SUM($AC196:$AN196)","v":0},{"$f":"CONCATENATE($W196,$X196,$Y196,$Z196,$AA196,$AO196)","v":"aaaaa0"},{"$f":"IF($X196=\"g\",\"Yes\",\"No\")","v":"No"},{"$f":"IF($X196=\"h\",\"Yes\",\"No\")","v":"No"},{"$f":"IF($W196=\"a\",0,IF($W196=\"b\",Inventory!$M203,Inventory!$AG203))","v":0},{"$f":"IF(OR($W196=\"a\",AND($AQ196=\"No\",$AR196=\"No\")),0,IF(AND($W196=\"b\",Inventory!$O203=\"Btu/hr\"),Inventory!$N203,IF(AND($W196=\"b\",Inventory!$O203=\"Tons\"),Inventory!$N203*12000,IF(AND(OR($W196=\"c\",$W196=\"d\"),Inventory!$AI203=\"Btu/hr\"),Inventory!$AH203,IF(AND(OR($W196=\"c\",$W196=\"d\"),Inventory!$AI203=\"Tons\"),Inventory!$AH203*12000,0)))))","v":0},{"$f":"IF(AT196=0,0,IF($AT196<7000,7000,IF($AT196>15000,15000,$AT196)))","v":0},{"$f":"IF(OR($W196=\"a\",AND($AQ196=\"No\",$AR196=\"No\"),$AT196=0),0,IF(AND($W196<>\"b\",$AQ196=\"Yes\",$AS196=\"Yes\"),13.8-(0.3*$AU196/1000),IF(AND($W196<>\"b\",$AQ196=\"Yes\",$AS196=\"No\"),10.9-(0.213*$AU196/1000),IF(AND($W196=\"b\",$AQ196=\"Yes\"),10.9-(0.213*$AU196/1000),IF(AND($W196<>\"b\",$AR196=\"Yes\",$AS196=\"Yes\"),14-(0.3*$AU196/1000),IF(AND($W196<>\"b\",$AR196=\"Yes\",$AS196=\"No\"),10.8-(0.213*$AU196/1000),IF(AND($W196=\"b\",$AR196=\"Yes\"),10.8-(0.213*$AU196/1000),0)))))))","v":0},"EER",0,"kW/ton",{"$f":"IF(OR($W196=\"a\",$AR196=\"No\"),0,IF(AND($W196=\"b\",Inventory!$Q203=\"Btu/hr\"),Inventory!$P203,IF(AND($W196=\"b\",Inventory!$Q203=\"Tons\"),Inventory!$P203*12000,IF(AND(OR($W196=\"c\",$W196=\"d\"),Inventory!$AK203=\"Btu/hr\"),Inventory!$AJ203,IF(AND(OR($W196=\"c\",$W196=\"d\"),Inventory!$AK203=\"Tons\"),Inventory!$AJ203*12000,0)))))","v":0},{"$f":"IF(AZ196=0,0,IF($AZ196<7000,7000,IF($AZ196>15000,15000,$AZ196)))","v":0},{"$f":"IF(OR($W196=\"a\",$AR196=\"No\",$AZ196=0),0,IF(AND($W196<>\"b\",$AR196=\"Yes\",$AS196=\"Yes\"),3.7-(0.052*$BA196/1000),IF(AND($W196<>\"b\",$AR196=\"Yes\",$AS196=\"No\"),2.9-(0.026*$BA196/1000),IF(AND($W196=\"b\",$AR196=\"Yes\"),2.9-(0.026*$BA196/1000),0))))","v":0},"COP","No",{"$f":"IF(OR(Inventory!$J203=\"\",$BD196=\"No\"),\"-\",Inventory!$J203)","v":"-"},{"$f":"IFERROR(VLOOKUP($BE196,'Early Retirement'!$B$6:$C$32,2,FALSE),\"-\")","v":"-"},{"$f":"IF(OR($W196<>\"b\",AND($X196<>\"b\",$X196<>\"c\")),\"n\",IF(AND($AO196<>1,$AO196<>2,$AO196<>7,$AO196<>8),\"n\",IF(Inventory!$K203=\"Split\",\"s\",IF(Inventory!$K203=\"Packaged\",\"p\",\"n\"))))","v":"n"},{"$f":"IF(AND($X196<>\"i\",$X196<>\"j\"),\"n\",IF(Inventory!$L203=\"Centrifugal\",\"c\",\"n\"))","v":"n"},{"$f":"IF(OR($BD196=\"No\",$X196=\"a\"),\"-\",CONCATENATE($AO196,$BG196,$BH196))","v":"-"},"-",{"$f":"IFERROR(INDEX('Early Retirement'!$C$4:$AC$32,$BF196,$BJ196),0)","v":0},{"$f":"IFERROR(HLOOKUP($BJ196,'Early Retirement'!$D$4:$AC$5,2,FALSE),0)","v":0},{"$f":"IFERROR(INDEX('Early Retirement'!$AE$4:$BE$32,$BF196,$BJ196),0)","v":0},{"$f":"IFERROR(HLOOKUP($BJ196,'Early Retirement'!$AF$4:$BE$5,2,FALSE),0)","v":0},{"$f":"IF(LEFT($BL196,3)=\"EER\",12/$BK196,IF($BL196=\"kW/ton\",$BK196,0))","v":0},{"$f":"IF(OR(LEFT($BN196,4)=\"SEER\",$BN196=\"IEER\",$BN196=\"IPLV (EER)\"),12/$BM196,IF($BN196=\"IPLV (kW/ton)\",$BM196,0))","v":0},"kW/ton",{"$f":"IFERROR(INDEX('Early Retirement'!$BG$4:$CG$32,$BF196,$BJ196),0)","v":0},{"$f":"IFERROR(HLOOKUP($BJ196,'Early Retirement'!$BH$4:$CH$5,2,FALSE),0)","v":0},{"$f":"IF(LEFT($BS196,4)=\"HSPF\",$BR196/3.412,IF($BS196=\"COP\",$BR196,0))","v":0},"COP",{"$f":"IF(AND($AQ196=\"No\",$AR196=\"No\",$BD196=\"No\"),\"Yes\",\"No\")","v":"Yes"},0,0,"kW/ton",0,"COP",{"$f":"MAX($AX196,$BO196,$BW196)","v":0},{"$f":"MAX($AX196,$BP196,$BX196)","v":0},"kW/ton",{"$f":"MAX($BB196,$BT196,$BZ196)","v":0},"COP"]
[null,null,null,null,null,null,null,null,null,null,null,null,null,null,null,null,null,null,null,null,null,195,{"$f":"IF(Inventory!$C204=\"\",\"a\",VLOOKUP(Inventory!$C204,$B$3:$C$6,2,FALSE))","v":"a"},{"$f":"IF(AND($W197=\"b\",Inventory!$I204=\"\"),\"a\",IF(AND($W197=\"b\",Inventory!$I204<>\"\"),VLOOKUP(Inventory!$I204,$E$3:$F$12,2,FALSE),IF(AND(OR($W197=\"c\",$W197=\"d\"),Inventory!$AB204=\"\"),\"a\",IF(AND(OR($W197=\"c\",$W197=\"d\"),Inventory!$AB204<>\"\"),VLOOKUP(Inventory!$AB204,$E$3:$F$12,2,FALSE),\"a\"))))","v":"a"},{"$f":"IF(OR(AND($X197<>\"b\",$X197<>\"c\"),$AB197=0,$AB197>=(65000/12000),Inventory!$AC204=\"\"),\"a\",VLOOKUP(Inventory!$AC204,$H$3:$I$5,2,FALSE))","v":"a"},{"$f":"IF(AND($X197<>\"i\",$X197<>\"j\"),\"a\",IF(AND($W197=\"b\",Inventory!$L204=\"\"),\"a\",IF(AND($W197=\"b\",Inventory!$L204<>\"\"),VLOOKUP(Inventory!$L204,$K$3:$L$6,2,FALSE),IF(AND(OR($W197=\"c\",$W197=\"d\"),Inventory!$AD204=\"\"),\"a\",IF(AND(OR($W197=\"c\",$W197=\"d\"),Inventory!$AD204<>\"\"),VLOOKUP(Inventory!$AD204,$K$3:$L$6,2,FALSE),\"a\")))))","v":"a"},{"$f":"IF(OR(AND($X197<>\"e\",$X197<>\"f\"),$AB197=0,Inventory!$AF204=\"\"),\"a\",VLOOKUP(Inventory!$AF204,$N$3:$O$5,2,FALSE))","v":"a"},{"$f":"IF(OR(Inventory!C204=\"New Construction\",Inventory!C204=\"Replace-on-Burnout\"),Inventory!AS204,IF(Inventory!C204=\"Early Retirement\",Inventory!AR204,0))","v":0},"","","","","","","","","","","","",0,"aaaaa0","No","No",{"$f":"IF($W197=\"a\",0,IF($W197=\"b\",Inventory!$M204,Inventory!$AG204))","v":0},{"$f":"IF(OR($W197=\"a\",AND($AQ197=\"No\",$AR197=\"No\")),0,IF(AND($W197=\"b\",Inventory!$O204=\"Btu/hr\"),Inventory!$N204,IF(AND($W197=\"b\",Inventory!$O204=\"Tons\"),Inventory!$N204*12000,IF(AND(OR($W197=\"c\",$W197=\"d\"),Inventory!$AI204=\"Btu/hr\"),Inventory!$AH204,IF(AND(OR($W197=\"c\",$W197=\"d\"),Inventory!$AI204=\"Tons\"),Inventory!$AH204*12000,0)))))","v":0},0,0,"EER",0,"kW/ton",{"$f":"IF(OR($W197=\"a\",$AR197=\"No\"),0,IF(AND($W197=\"b\",Inventory!$Q204=\"Btu/hr\"),Inventory!$P204,IF(AND($W197=\"b\",Inventory!$Q204=\"Tons\"),Inventory!$P204*12000,IF(AND(OR($W197=\"c\",$W197=\"d\"),Inventory!$AK204=\"Btu/hr\"),Inventory!$AJ204,IF(AND(OR($W197=\"c\",$W197=\"d\"),Inventory!$AK204=\"Tons\"),Inventory!$AJ204*12000,0)))))","v":0},0,0,"COP","No",{"$f":"IF(OR(Inventory!$J204=\"\",$BD197=\"No\"),\"-\",Inventory!$J204)","v":"-"},{"$f":"IFERROR(VLOOKUP($BE197,'Early Retirement'!$B$6:$C$32,2,FALSE),\"-\")","v":"-"},{"$f":"IF(OR($W197<>\"b\",AND($X197<>\"b\",$X197<>\"c\")),\"n\",IF(AND($AO197<>1,$AO197<>2,$AO197<>7,$AO197<>8),\"n\",IF(Inventory!$K204=\"Split\",\"s\",IF(Inventory!$K204=\"Packaged\",\"p\",\"n\"))))","v":"n"},{"$f":"IF(AND($X197<>\"i\",$X197<>\"j\"),\"n\",IF(Inventory!$L204=\"Centrifugal\",\"c\",\"n\"))","v":"n"},"-","-",{"$f":"IFERROR(INDEX('Early Retirement'!$C$4:$AC$32,$BF197,$BJ197),0)","v":0},{"$f":"IFERROR(HLOOKUP($BJ197,'Early Retirement'!$D$4:$AC$5,2,FALSE),0)","v":0},{"$f":"IFERROR(INDEX('Early Retirement'!$AE$4:$BE$32,$BF197,$BJ197),0)","v":0},{"$f":"IFERROR(HLOOKUP($BJ197,'Early Retirement'!$AF$4:$BE$5,2,FALSE),0)","v":0},0,0,"kW/ton",{"$f":"IFERROR(INDEX('Early Retirement'!$BG$4:$CG$32,$BF197,$BJ197),0)","v":0},{"$f":"IFERROR(HLOOKUP($BJ197,'Early Retirement'!$BH$4:$CH$5,2,FALSE),0)","v":0},0,"COP","Yes",0,0,"kW/ton",0,"COP",0,0,"kW/ton",0,"COP"]
[null,null,null,null,null,null,null,null,null,null,null,null,null,null,null,null,null,null,null,null,null,196,{"$f":"IF(Inventory!$C205=\"\",\"a\",VLOOKUP(Inventory!$C205,$B$3:$C$6,2,FALSE))","v":"a"},{"$f":"IF(AND($W198=\"b\",Inventory!$I205=\"\"),\"a\",IF(AND($W198=\"b\",Inventory!$I205<>\"\"),VLOOKUP(Inventory!$I205,$E$3:$F$12,2,FALSE),IF(AND(OR($W198=\"c\",$W198=\"d\"),Inventory!$AB205=\"\"),\"a\",IF(AND(OR($W198=\"c\",$W198=\"d\"),Inventory!$AB205<>\"\"),VLOOKUP(Inventory!$AB205,$E$3:$F$12,2,FALSE),\"a\"))))","v":"a"},{"$f":"IF(OR(AND($X198<>\"b\",$X198<>\"c\"),$AB198=0,$AB198>=(65000/12000),Inventory!$AC205=\"\"),\"a\",VLOOKUP(Inventory!$AC205,$H$3:$I$5,2,FALSE))","v":"a"},{"$f":"IF(AND($X198<>\"i\",$X198<>\"j\"),\"a\",IF(AND($W198=\"b\",Inventory!$L205=\"\"),\"a\",IF(AND($W198=\"b\",Inventory!$L205<>\"\"),VLOOKUP(Inventory!$L205,$K$3:$L$6,2,FALSE),IF(AND(OR($W198=\"c\",$W198=\"d\"),Inventory!$AD205=\"\"),\"a\",IF(AND(OR($W198=\"c\",$W198=\"d\"),Inventory!$AD205<>\"\"),VLOOKUP(Inventory!$AD205,$K$3:$L$6,2,FALSE),\"a\")))))","v":"a"},{"$f":"IF(OR(AND($X198<>\"e\",$X198<>\"f\"),$AB198=0,Inventory!$AF205=\"\"),\"a\",VLOOKUP(Inventory!$AF205,$N$3:$O$5,2,FALSE))","v":"a"},{"$f":"IF(OR(Inventory!C205=\"New Construction\",Inventory!C205=\"Replace-on-Burnout\"),Inventory!AS205,IF(Inventory!C205=\"Early Retirement\",Inventory!AR205,0))","v":0},"","","","","","","","","","","","",0,"aaaaa0","No","No",{"$f":"IF($W198=\"a\",0,IF($W198=\"b\",Inventory!$M205,Inventory!$AG205))","v":0},{"$f":"IF(OR($W198=\"a\",AND($AQ198=\"No\",$AR198=\"No\")),0,IF(AND($W198=\"b\",Inventory!$O205=\"Btu/hr\"),Inventory!$N205,IF(AND($W198=\"b\",Inventory!$O205=\"Tons\"),Inventory!$N205*12000,IF(AND(OR($W198=\"c\",$W198=\"d\"),Inventory!$AI205=\"Btu/hr\"),Inventory!$AH205,IF(AND(OR($W198=\"c\",$W198=\"d\"),Inventory!$AI205=\"Tons\"),Inventory!$AH205*12000,0)))))","v":0},0,0,"EER",0,"kW/ton",{"$f":"IF(OR($W198=\"a\",$AR198=\"No\"),0,IF(AND($W198=\"b\",Inventory!$Q205=\"Btu/hr\"),Inventory!$P205,IF(AND($W198=\"b\",Inventory!$Q205=\"Tons\"),Inventory!$P205*12000,IF(AND(OR($W198=\"c\",$W198=\"d\"),Inventory!$AK205=\"Btu/hr\"),Inventory!$AJ205,IF(AND(OR($W198=\"c\",$W198=\"d\"),Inventory!$AK205=\"Tons\"),Inventory!$AJ205*12000,0)))))","v":0},0,0,"COP","No",{"$f":"IF(OR(Inventory!$J205=\"\",$BD198=\"No\"),\"-\",Inventory!$J205)","v":"-"},{"$f":"IFERROR(VLOOKUP($BE198,'Early Retirement'!$B$6:$C$32,2,FALSE),\"-\")","v":"-"},{"$f":"IF(OR($W198<>\"b\",AND($X198<>\"b\",$X198<>\"c\")),\"n\",IF(AND($AO198<>1,$AO198<>2,$AO198<>7,$AO198<>8),\"n\",IF(Inventory!$K205=\"Split\",\"s\",IF(Inventory!$K205=\"Packaged\",\"p\",\"n\"))))","v":"n"},{"$f":"IF(AND($X198<>\"i\",$X198<>\"j\"),\"n\",IF(Inventory!$L205=\"Centrifugal\",\"c\",\"n\"))","v":"n"},"-","-",{"$f":"IFERROR(INDEX('Early Retirement'!$C$4:$AC$32,$BF198,$BJ198),0)","v":0},{"$f":"IFERROR(HLOOKUP($BJ198,'Early Retirement'!$D$4:$AC$5,2,FALSE),0)","v":0},{"$f":"IFERROR(INDEX('Early Retirement'!$AE$4:$BE$32,$BF198,$BJ198),0)","v":0},{"$f":"IFERROR(HLOOKUP($BJ198,'Early Retirement'!$AF$4:$BE$5,2,FALSE),0)","v":0},0,0,"kW/ton",{"$f":"IFERROR(INDEX('Early Retirement'!$BG$4:$CG$32,$BF198,$BJ198),0)","v":0},{"$f":"IFERROR(HLOOKUP($BJ198,'Early Retirement'!$BH$4:$CH$5,2,FALSE),0)","v":0},0,"COP","Yes",0,0,"kW/ton",0,"COP",0,0,"kW/ton",0,"COP"]
[null,null,null,null,null,null,null,null,null,null,null,null,null,null,null,null,null,null,null,null,null,197,{"$f":"IF(Inventory!$C206=\"\",\"a\",VLOOKUP(Inventory!$C206,$B$3:$C$6,2,FALSE))","v":"a"},{"$f":"IF(AND($W199=\"b\",Inventory!$I206=\"\"),\"a\",IF(AND($W199=\"b\",Inventory!$I206<>\"\"),VLOOKUP(Inventory!$I206,$E$3:$F$12,2,FALSE),IF(AND(OR($W199=\"c\",$W199=\"d\"),Inventory!$AB206=\"\"),\"a\",IF(AND(OR($W199=\"c\",$W199=\"d\"),Inventory!$AB206<>\"\"),VLOOKUP(Inventory!$AB206,$E$3:$F$12,2,FALSE),\"a\"))))","v":"a"},{"$f":"IF(OR(AND($X199<>\"b\",$X199<>\"c\"),$AB199=0,$AB199>=(65000/12000),Inventory!$AC206=\"\"),\"a\",VLOOKUP(Inventory!$AC206,$H$3:$I$5,2,FALSE))","v":"a"},{"$f":"IF(AND($X199<>\"i\",$X199<>\"j\"),\"a\",IF(AND($W199=\"b\",Inventory!$L206=\"\"),\"a\",IF(AND($W199=\"b\",Inventory!$L206<>\"\"),VLOOKUP(Inventory!$L206,$K$3:$L$6,2,FALSE),IF(AND(OR($W199=\"c\",$W199=\"d\"),Inventory!$AD206=\"\"),\"a\",IF(AND(OR($W199=\"c\",$W199=\"d\"),Inventory!$AD206<>\"\"),VLOOKUP(Inventory!$AD206,$K$3:$L$6,2,FALSE),\"a\")))))","v":"a"},{"$f":"IF(OR(AND($X199<>\"e\",$X199<>\"f\"),$AB199=0,Inventory!$AF206=\"\"),\"a\",VLOOKUP(Inventory!$AF206,$N$3:$O$5,2,FALSE))","v":"a"},{"$f":"IF(OR(Inventory!C206=\"New Construction\",Inventory!C206=\"Replace-on-Burnout\"),Inventory!AS206,IF(Inventory!C206=\"Early Retirement\",Inventory!AR206,0))","v":0},"","","","","","","","","","","","",0,"aaaaa0","No","No",{"$f":"IF($W199=\"a\",0,IF($W199=\"b\",Inventory!$M206,Inventory!$AG206))","v":0},{"$f":"IF(OR($W199=\"a\",AND($AQ199=\"No\",$AR199=\"No\")),0,IF(AND($W199=\"b\",Inventory!$O206=\"Btu/hr\"),Inventory!$N206,IF(AND($W199=\"b\",Inventory!$O206=\"Tons\"),Inventory!$N206*12000,IF(AND(OR($W199=\"c\",$W199=\"d\"),Inventory!$AI206=\"Btu/hr\"),Inventory!$AH206,IF(AND(OR($W199=\"c\",$W199=\"d\"),Inventory!$AI206=\"Tons\"),Inventory!$AH206*12000,0)))))","v":0},0,0,"EER",0,"kW/ton",{"$f":"IF(OR($W199=\"a\",$AR199=\"No\"),0,IF(AND($W199=\"b\",Inventory!$Q206=\"Btu/hr\"),Inventory!$P206,IF(AND($W199=\"b\",Inventory!$Q206=\"Tons\"),Inventory!$P206*12000,IF(AND(OR($W199=\"c\",$W199=\"d\"),Inventory!$AK206=\"Btu/hr\"),Inventory!$AJ206,IF(AND(OR($W199=\"c\",$W199=\"d\"),Inventory!$AK206=\"Tons\"),Inventory!$AJ206*12000,0)))))","v":0},0,0,"COP","No",{"$f":"IF(OR(Inventory!$J206=\"\",$BD199=\"No\"),\"-\",Inventory!$J206)","v":"-"},{"$f":"IFERROR(VLOOKUP($BE199,'Early Retirement'!$B$6:$C$32,2,FALSE),\"-\")","v":"-"},{"$f":"IF(OR($W199<>\"b\",AND($X199<>\"b\",$X199<>\"c\")),\"n\",IF(AND($AO199<>1,$AO199<>2,$AO199<>7,$AO199<>8),\"n\",IF(Inventory!$K206=\"Split\",\"s\",IF(Inventory!$K206=\"Packaged\",\"p\",\"n\"))))","v":"n"},{"$f":"IF(AND($X199<>\"i\",$X199<>\"j\"),\"n\",IF(Inventory!$L206=\"Centrifugal\",\"c\",\"n\"))","v":"n"},"-","-",{"$f":"IFERROR(INDEX('Early Retirement'!$C$4:$AC$32,$BF199,$BJ199),0)","v":0},{"$f":"IFERROR(HLOOKUP($BJ199,'Early Retirement'!$D$4:$AC$5,2,FALSE),0)","v":0},{"$f":"IFERROR(INDEX('Early Retirement'!$AE$4:$BE$32,$BF199,$BJ199),0)","v":0},{"$f":"IFERROR(HLOOKUP($BJ199,'Early Retirement'!$AF$4:$BE$5,2,FALSE),0)","v":0},0,0,"kW/ton",{"$f":"IFERROR(INDEX('Early Retirement'!$BG$4:$CG$32,$BF199,$BJ199),0)","v":0},{"$f":"IFERROR(HLOOKUP($BJ199,'Early Retirement'!$BH$4:$CH$5,2,FALSE),0)","v":0},0,"COP","Yes",0,0,"kW/ton",0,"COP",0,0,"kW/ton",0,"COP"]
[null,null,null,null,null,null,null,null,null,null,null,null,null,null,null,null,null,null,null,null,null,198,{"$f":"IF(Inventory!$C207=\"\",\"a\",VLOOKUP(Inventory!$C207,$B$3:$C$6,2,FALSE))","v":"a"},{"$f":"IF(AND($W200=\"b\",Inventory!$I207=\"\"),\"a\",IF(AND($W200=\"b\",Inventory!$I207<>\"\"),VLOOKUP(Inventory!$I207,$E$3:$F$12,2,FALSE),IF(AND(OR($W200=\"c\",$W200=\"d\"),Inventory!$AB207=\"\"),\"a\",IF(AND(OR($W200=\"c\",$W200=\"d\"),Inventory!$AB207<>\"\"),VLOOKUP(Inventory!$AB207,$E$3:$F$12,2,FALSE),\"a\"))))","v":"a"},{"$f":"IF(OR(AND($X200<>\"b\",$X200<>\"c\"),$AB200=0,$AB200>=(65000/12000),Inventory!$AC207=\"\"),\"a\",VLOOKUP(Inventory!$AC207,$H$3:$I$5,2,FALSE))","v":"a"},{"$f":"IF(AND($X200<>\"i\",$X200<>\"j\"),\"a\",IF(AND($W200=\"b\",Inventory!$L207=\"\"),\"a\",IF(AND($W200=\"b\",Inventory!$L207<>\"\"),VLOOKUP(Inventory!$L207,$K$3:$L$6,2,FALSE),IF(AND(OR($W200=\"c\",$W200=\"d\"),Inventory!$AD207=\"\"),\"a\",IF(AND(OR($W200=\"c\",$W200=\"d\"),Inventory!$AD207<>\"\"),VLOOKUP(Inventory!$AD207,$K$3:$L$6,2,FALSE),\"a\")))))","v":"a"},{"$f":"IF(OR(AND($X200<>\"e\",$X200<>\"f\"),$AB200=0,Inventory!$AF207=\"\"),\"a\",VLOOKUP(Inventory!$AF207,$N$3:$O$5,2,FALSE))","v":"a"},{"$f":"IF(OR(Inventory!C207=\"New Construction\",Inventory!C207=\"Replace-on-Burnout\"),Inventory!AS207,IF(Inventory!C207=\"Early Retirement\",Inventory!AR207,0))","v":0},"","","","","","","","","","","","",0,"aaaaa0","No","No",{"$f":"IF($W200=\"a\",0,IF($W200=\"b\",Inventory!$M207,Inventory!$AG207))","v":0},{"$f":"IF(OR($W200=\"a\",AND($AQ200=\"No\",$AR200=\"No\")),0,IF(AND($W200=\"b\",Inventory!$O207=\"Btu/hr\"),Inventory!$N207,IF(AND($W200=\"b\",Inventory!$O207=\"Tons\"),Inventory!$N207*12000,IF(AND(OR($W200=\"c\",$W200=\"d\"),Inventory!$AI207=\"Btu/hr\"),Inventory!$AH207,IF(AND(OR($W200=\"c\",$W200=\"d\"),Inventory!$AI207=\"Tons\"),Inventory!$AH207*12000,0)))))","v":0},0,0,"EER",0,"kW/ton",{"$f":"IF(OR($W200=\"a\",$AR200=\"No\"),0,IF(AND($W200=\"b\",Inventory!$Q207=\"Btu/hr\"),Inventory!$P207,IF(AND($W200=\"b\",Inventory!$Q207=\"Tons\"),Inventory!$P207*12000,IF(AND(OR($W200=\"c\",$W200=\"d\"),Inventory!$AK207=\"Btu/hr\"),Inventory!$AJ207,IF(AND(OR($W200=\"c\",$W200=\"d\"),Inventory!$AK207=\"Tons\"),Inventory!$AJ207*12000,0)))))","v":0},0,0,"COP","No",{"$f":"IF(OR(Inventory!$J207=\"\",$BD200=\"No\"),\"-\",Inventory!$J207)","v":"-"},{"$f":"IFERROR(VLOOKUP($BE200,'Early Retirement'!$B$6:$C$32,2,FALSE),\"-\")","v":"-"},{"$f":"IF(OR($W200<>\"b\",AND($X200<>\"b\",$X200<>\"c\")),\"n\",IF(AND($AO200<>1,$AO200<>2,$AO200<>7,$AO200<>8),\"n\",IF(Inventory!$K207=\"Split\",\"s\",IF(Inventory!$K207=\"Packaged\",\"p\",\"n\"))))","v":"n"},{"$f":"IF(AND($X200<>\"i\",$X200<>\"j\"),\"n\",IF(Inventory!$L207=\"Centrifugal\",\"c\",\"n\"))","v":"n"},"-","-",{"$f":"IFERROR(INDEX('Early Retirement'!$C$4:$AC$32,$BF200,$BJ200),0)","v":0},{"$f":"IFERROR(HLOOKUP($BJ200,'Early Retirement'!$D$4:$AC$5,2,FALSE),0)","v":0},{"$f":"IFERROR(INDEX('Early Retirement'!$AE$4:$BE$32,$BF200,$BJ200),0)","v":0},{"$f":"IFERROR(HLOOKUP($BJ200,'Early Retirement'!$AF$4:$BE$5,2,FALSE),0)","v":0},0,0,"kW/ton",{"$f":"IFERROR(INDEX('Early Retirement'!$BG$4:$CG$32,$BF200,$BJ200),0)","v":0},{"$f":"IFERROR(HLOOKUP($BJ200,'Early Retirement'!$BH$4:$CH$5,2,FALSE),0)","v":0},0,"COP","Yes",0,0,"kW/ton",0,"COP",0,0,"kW/ton",0,"COP"]
[null,null,null,null,null,null,null,null,null,null,null,null,null,null,null,null,null,null,null,null,null,199,{"$f":"IF(Inventory!$C208=\"\",\"a\",VLOOKUP(Inventory!$C208,$B$3:$C$6,2,FALSE))","v":"a"},{"$f":"IF(AND($W201=\"b\",Inventory!$I208=\"\"),\"a\",IF(AND($W201=\"b\",Inventory!$I208<>\"\"),VLOOKUP(Inventory!$I208,$E$3:$F$12,2,FALSE),IF(AND(OR($W201=\"c\",$W201=\"d\"),Inventory!$AB208=\"\"),\"a\",IF(AND(OR($W201=\"c\",$W201=\"d\"),Inventory!$AB208<>\"\"),VLOOKUP(Inventory!$AB208,$E$3:$F$12,2,FALSE),\"a\"))))","v":"a"},{"$f":"IF(OR(AND($X201<>\"b\",$X201<>\"c\"),$AB201=0,$AB201>=(65000/12000),Inventory!$AC208=\"\"),\"a\",VLOOKUP(Inventory!$AC208,$H$3:$I$5,2,FALSE))","v":"a"},{"$f":"IF(AND($X201<>\"i\",$X201<>\"j\"),\"a\",IF(AND($W201=\"b\",Inventory!$L208=\"\"),\"a\",IF(AND($W201=\"b\",Inventory!$L208<>\"\"),VLOOKUP(Inventory!$L208,$K$3:$L$6,2,FALSE),IF(AND(OR($W201=\"c\",$W201=\"d\"),Inventory!$AD208=\"\"),\"a\",IF(AND(OR($W201=\"c\",$W201=\"d\"),Inventory!$AD208<>\"\"),VLOOKUP(Inventory!$AD208,$K$3:$L$6,2,FALSE),\"a\")))))","v":"a"},{"$f":"IF(OR(AND($X201<>\"e\",$X201<>\"f\"),$AB201=0,Inventory!$AF208=\"\"),\"a\",VLOOKUP(Inventory!$AF208,$N$3:$O$5,2,FALSE))","v":"a"},{"$f":"IF(OR(Inventory!C208=\"New Construction\",Inventory!C208=\"Replace-on-Burnout\"),Inventory!AS208,IF(Inventory!C208=\"Early Retirement\",Inventory!AR208,0))","v":0},"","","","","","","","","","","","",0,"aaaaa0","No","No",{"$f":"IF($W201=\"a\",0,IF($W201=\"b\",Inventory!$M208,Inventory!$AG208))","v":0},{"$f":"IF(OR($W201=\"a\",AND($AQ201=\"No\",$AR201=\"No\")),0,IF(AND($W201=\"b\",Inventory!$O208=\"Btu/hr\"),Inventory!$N208,IF(AND($W201=\"b\",Inventory!$O208=\"Tons\"),Inventory!$N208*12000,IF(AND(OR($W201=\"c\",$W201=\"d\"),Inventory!$AI208=\"Btu/hr\"),Inventory!$AH208,IF(AND(OR($W201=\"c\",$W201=\"d\"),Inventory!$AI208=\"Tons\"),Inventory!$AH208*12000,0)))))","v":0},0,0,"EER",0,"kW/ton",{"$f":"IF(OR($W201=\"a\",$AR201=\"No\"),0,IF(AND($W201=\"b\",Inventory!$Q208=\"Btu/hr\"),Inventory!$P208,IF(AND($W201=\"b\",Inventory!$Q208=\"Tons\"),Inventory!$P208*12000,IF(AND(OR($W201=\"c\",$W201=\"d\"),Inventory!$AK208=\"Btu/hr\"),Inventory!$AJ208,IF(AND(OR($W201=\"c\",$W201=\"d\"),Inventory!$AK208=\"Tons\"),Inventory!$AJ208*12000,0)))))","v":0},0,0,"COP","No",{"$f":"IF(OR(Inventory!$J208=\"\",$BD201=\"No\"),\"-\",Inventory!$J208)","v":"-"},{"$f":"IFERROR(VLOOKUP($BE201,'Early Retirement'!$B$6:$C$32,2,FALSE),\"-\")","v":"-"},{"$f":"IF(OR($W201<>\"b\",AND($X201<>\"b\",$X201<>\"c\")),\"n\",IF(AND($AO201<>1,$AO201<>2,$AO201<>7,$AO201<>8),\"n\",IF(Inventory!$K208=\"Split\",\"s\",IF(Inventory!$K208=\"Packaged\",\"p\",\"n\"))))","v":"n"},{"$f":"IF(AND($X201<>\"i\",$X201<>\"j\"),\"n\",IF(Inventory!$L208=\"Centrifugal\",\"c\",\"n\"))","v":"n"},"-","-",{"$f":"IFERROR(INDEX('Early Retirement'!$C$4:$AC$32,$BF201,$BJ201),0)","v":0},{"$f":"IFERROR(HLOOKUP($BJ201,'Early Retirement'!$D$4:$AC$5,2,FALSE),0)","v":0},{"$f":"IFERROR(INDEX('Early Retirement'!$AE$4:$BE$32,$BF201,$BJ201),0)","v":0},{"$f":"IFERROR(HLOOKUP($BJ201,'Early Retirement'!$AF$4:$BE$5,2,FALSE),0)","v":0},0,0,"kW/ton",{"$f":"IFERROR(INDEX('Early Retirement'!$BG$4:$CG$32,$BF201,$BJ201),0)","v":0},{"$f":"IFERROR(HLOOKUP($BJ201,'Early Retirement'!$BH$4:$CH$5,2,FALSE),0)","v":0},0,"COP","Yes",0,0,"kW/ton",0,"COP",0,0,"kW/ton",0,"COP"]
[null,null,null,null,null,null,null,null,null,null,null,null,null,null,null,null,null,null,null,null,null,200,{"$f":"IF(Inventory!$C209=\"\",\"a\",VLOOKUP(Inventory!$C209,$B$3:$C$6,2,FALSE))","v":"a"},{"$f":"IF(AND($W202=\"b\",Inventory!$I209=\"\"),\"a\",IF(AND($W202=\"b\",Inventory!$I209<>\"\"),VLOOKUP(Inventory!$I209,$E$3:$F$12,2,FALSE),IF(AND(OR($W202=\"c\",$W202=\"d\"),Inventory!$AB209=\"\"),\"a\",IF(AND(OR($W202=\"c\",$W202=\"d\"),Inventory!$AB209<>\"\"),VLOOKUP(Inventory!$AB209,$E$3:$F$12,2,FALSE),\"a\"))))","v":"a"},{"$f":"IF(OR(AND($X202<>\"b\",$X202<>\"c\"),$AB202=0,$AB202>=(65000/12000),Inventory!$AC209=\"\"),\"a\",VLOOKUP(Inventory!$AC209,$H$3:$I$5,2,FALSE))","v":"a"},{"$f":"IF(AND($X202<>\"i\",$X202<>\"j\"),\"a\",IF(AND($W202=\"b\",Inventory!$L209=\"\"),\"a\",IF(AND($W202=\"b\",Inventory!$L209<>\"\"),VLOOKUP(Inventory!$L209,$K$3:$L$6,2,FALSE),IF(AND(OR($W202=\"c\",$W202=\"d\"),Inventory!$AD209=\"\"),\"a\",IF(AND(OR($W202=\"c\",$W202=\"d\"),Inventory!$AD209<>\"\"),VLOOKUP(Inventory!$AD209,$K$3:$L$6,2,FALSE),\"a\")))))","v":"a"},{"$f":"IF(OR(AND($X202<>\"e\",$X202<>\"f\"),$AB202=0,Inventory!$AF209=\"\"),\"a\",VLOOKUP(Inventory!$AF209,$N$3:$O$5,2,FALSE))","v":"a"},{"$f":"IF(OR(Inventory!C209=\"New Construction\",Inventory!C209=\"Replace-on-Burnout\"),Inventory!AS209,IF(Inventory!C209=\"Early Retirement\",Inventory!AR209,0))","v":0},"","","","","","","","","","","","",0,"aaaaa0","No","No",{"$f":"IF($W202=\"a\",0,IF($W202=\"b\",Inventory!$M209,Inventory!$AG209))","v":0},{"$f":"IF(OR($W202=\"a\",AND($AQ202=\"No\",$AR202=\"No\")),0,IF(AND($W202=\"b\",Inventory!$O209=\"Btu/hr\"),Inventory!$N209,IF(AND($W202=\"b\",Inventory!$O209=\"Tons\"),Inventory!$N209*12000,IF(AND(OR($W202=\"c\",$W202=\"d\"),Inventory!$AI209=\"Btu/hr\"),Inventory!$AH209,IF(AND(OR($W202=\"c\",$W202=\"d\"),Inventory!$AI209=\"Tons\"),Inventory!$AH209*12000,0)))))","v":0},0,0,"EER",0,"kW/ton",{"$f":"IF(OR($W202=\"a\",$AR202=\"No\"),0,IF(AND($W202=\"b\",Inventory!$Q209=\"Btu/hr\"),Inventory!$P209,IF(AND($W202=\"b\",Inventory!$Q209=\"Tons\"),Inventory!$P209*12000,IF(AND(OR($W202=\"c\",$W202=\"d\"),Inventory!$AK209=\"Btu/hr\"),Inventory!$AJ209,IF(AND(OR($W202=\"c\",$W202=\"d\"),Inventory!$AK209=\"Tons\"),Inventory!$AJ209*12000,0)))))","v":0},0,0,"COP","No",{"$f":"IF(OR(Inventory!$J209=\"\",$BD202=\"No\"),\"-\",Inventory!$J209)","v":"-"},{"$f":"IFERROR(VLOOKUP($BE202,'Early Retirement'!$B$6:$C$32,2,FALSE),\"-\")","v":"-"},{"$f":"IF(OR($W202<>\"b\",AND($X202<>\"b\",$X202<>\"c\")),\"n\",IF(AND($AO202<>1,$AO202<>2,$AO202<>7,$AO202<>8),\"n\",IF(Inventory!$K209=\"Split\",\"s\",IF(Inventory!$K209=\"Packaged\",\"p\",\"n\"))))","v":"n"},{"$f":"IF(AND($X202<>\"i\",$X202<>\"j\"),\"n\",IF(Inventory!$L209=\"Centrifugal\",\"c\",\"n\"))","v":"n"},"-","-",{"$f":"IFERROR(INDEX('Early Retirement'!$C$4:$AC$32,$BF202,$BJ202),0)","v":0},{"$f":"IFERROR(HLOOKUP($BJ202,'Early Retirement'!$D$4:$AC$5,2,FALSE),0)","v":0},{"$f":"IFERROR(INDEX('Early Retirement'!$AE$4:$BE$32,$BF202,$BJ202),0)","v":0},{"$f":"IFERROR(HLOOKUP($BJ202,'Early Retirement'!$AF$4:$BE$5,2,FALSE),0)","v":0},0,0,"kW/ton",{"$f":"IFERROR(INDEX('Early Retirement'!$BG$4:$CG$32,$BF202,$BJ202),0)","v":0},{"$f":"IFERROR(HLOOKUP($BJ202,'Early Retirement'!$BH$4:$CH$5,2,FALSE),0)","v":0},0,"COP","Yes",0,0,"kW/ton",0,"COP",0,0,"kW/ton",0,"COP"]
[null,null,null,null,null,null,null,null,null,null,null,null,null,null,null,null,null,null,null,null,null,201,{"$f":"IF(Inventory!$C210=\"\",\"a\",VLOOKUP(Inventory!$C210,$B$3:$C$6,2,FALSE))","v":"a"},{"$f":"IF(AND($W203=\"b\",Inventory!$I210=\"\"),\"a\",IF(AND($W203=\"b\",Inventory!$I210<>\"\"),VLOOKUP(Inventory!$I210,$E$3:$F$12,2,FALSE),IF(AND(OR($W203=\"c\",$W203=\"d\"),Inventory!$AB210=\"\"),\"a\",IF(AND(OR($W203=\"c\",$W203=\"d\"),Inventory!$AB210<>\"\"),VLOOKUP(Inventory!$AB210,$E$3:$F$12,2,FALSE),\"a\"))))","v":"a"},{"$f":"IF(OR(AND($X203<>\"b\",$X203<>\"c\"),$AB203=0,$AB203>=(65000/12000),Inventory!$AC210=\"\"),\"a\",VLOOKUP(Inventory!$AC210,$H$3:$I$5,2,FALSE))","v":"a"},{"$f":"IF(AND($X203<>\"i\",$X203<>\"j\"),\"a\",IF(AND($W203=\"b\",Inventory!$L210=\"\"),\"a\",IF(AND($W203=\"b\",Inventory!$L210<>\"\"),VLOOKUP(Inventory!$L210,$K$3:$L$6,2,FALSE),IF(AND(OR($W203=\"c\",$W203=\"d\"),Inventory!$AD210=\"\"),\"a\",IF(AND(OR($W203=\"c\",$W203=\"d\"),Inventory!$AD210<>\"\"),VLOOKUP(Inventory!$AD210,$K$3:$L$6,2,FALSE),\"a\")))))","v":"a"},{"$f":"IF(OR(AND($X203<>\"e\",$X203<>\"f\"),$AB203=0,Inventory!$AF210=\"\"),\"a\",VLOOKUP(Inventory!$AF210,$N$3:$O$5,2,FALSE))","v":"a"},{"$f":"IF(OR(Inventory!C210=\"New Construction\",Inventory!C210=\"Replace-on-Burnout\"),Inventory!AS210,IF(Inventory!C210=\"Early Retirement\",Inventory!AR210,0))","v":0},"","","","","","","","","","","","",0,"aaaaa0","No","No",{"$f":"IF($W203=\"a\",0,IF($W203=\"b\",Inventory!$M210,Inventory!$AG210))","v":0},{"$f":"IF(OR($W203=\"a\",AND($AQ203=\"No\",$AR203=\"No\")),0,IF(AND($W203=\"b\",Inventory!$O210=\"Btu/hr\"),Inventory!$N210,IF(AND($W203=\"b\",Inventory!$O210=\"Tons\"),Inventory!$N210*12000,IF(AND(OR($W203=\"c\",$W203=\"d\"),Inventory!$AI210=\"Btu/hr\"),Inventory!$AH210,IF(AND(OR($W203=\"c\",$W203=\"d\"),Inventory!$AI210=\"Tons\"),Inventory!$AH210*12000,0)))))","v":0},0,0,"EER",0,"kW/ton",{"$f":"IF(OR($W203=\"a\",$AR203=\"No\"),0,IF(AND($W203=\"b\",Inventory!$Q210=\"Btu/hr\"),Inventory!$P210,IF(AND($W203=\"b\",Inventory!$Q210=\"Tons\"),Inventory!$P210*12000,IF(AND(OR($W203=\"c\",$W203=\"d\"),Inventory!$AK210=\"Btu/hr\"),Inventory!$AJ210,IF(AND(OR($W203=\"c\",$W203=\"d\"),Inventory!$AK210=\"Tons\"),Inventory!$AJ210*12000,0)))))","v":0},0,0,"COP","No",{"$f":"IF(OR(Inventory!$J210=\"\",$BD203=\"No\"),\"-\",Inventory!$J210)","v":"-"},{"$f":"IFERROR(VLOOKUP($BE203,'Early Retirement'!$B$6:$C$32,2,FALSE),\"-\")","v":"-"},{"$f":"IF(OR($W203<>\"b\",AND($X203<>\"b\",$X203<>\"c\")),\"n\",IF(AND($AO203<>1,$AO203<>2,$AO203<>7,$AO203<>8),\"n\",IF(Inventory!$K210=\"Split\",\"s\",IF(Inventory!$K210=\"Packaged\",\"p\",\"n\"))))","v":"n"},{"$f":"IF(AND($X203<>\"i\",$X203<>\"j\"),\"n\",IF(Inventory!$L210=\"Centrifugal\",\"c\",\"n\"))","v":"n"},"-","-",{"$f":"IFERROR(INDEX('Early Retirement'!$C$4:$AC$32,$BF203,$BJ203),0)","v":0},{"$f":"IFERROR(HLOOKUP($BJ203,'Early Retirement'!$D$4:$AC$5,2,FALSE),0)","v":0},{"$f":"IFERROR(INDEX('Early Retirement'!$AE$4:$BE$32,$BF203,$BJ203),0)","v":0},{"$f":"IFERROR(HLOOKUP($BJ203,'Early Retirement'!$AF$4:$BE$5,2,FALSE),0)","v":0},0,0,"kW/ton",{"$f":"IFERROR(INDEX('Early Retirement'!$BG$4:$CG$32,$BF203,$BJ203),0)","v":0},{"$f":"IFERROR(HLOOKUP($BJ203,'Early Retirement'!$BH$4:$CH$5,2,FALSE),0)","v":0},0,"COP","Yes",0,0,"kW/ton",0,"COP",0,0,"kW/ton",0,"COP"]
[null,null,null,null,null,null,null,null,null,null,null,null,null,null,null,null,null,null,null,null,null,202,{"$f":"IF(Inventory!$C211=\"\",\"a\",VLOOKUP(Inventory!$C211,$B$3:$C$6,2,FALSE))","v":"a"},{"$f":"IF(AND($W204=\"b\",Inventory!$I211=\"\"),\"a\",IF(AND($W204=\"b\",Inventory!$I211<>\"\"),VLOOKUP(Inventory!$I211,$E$3:$F$12,2,FALSE),IF(AND(OR($W204=\"c\",$W204=\"d\"),Inventory!$AB211=\"\"),\"a\",IF(AND(OR($W204=\"c\",$W204=\"d\"),Inventory!$AB211<>\"\"),VLOOKUP(Inventory!$AB211,$E$3:$F$12,2,FALSE),\"a\"))))","v":"a"},{"$f":"IF(OR(AND($X204<>\"b\",$X204<>\"c\"),$AB204=0,$AB204>=(65000/12000),Inventory!$AC211=\"\"),\"a\",VLOOKUP(Inventory!$AC211,$H$3:$I$5,2,FALSE))","v":"a"},{"$f":"IF(AND($X204<>\"i\",$X204<>\"j\"),\"a\",IF(AND($W204=\"b\",Inventory!$L211=\"\"),\"a\",IF(AND($W204=\"b\",Inventory!$L211<>\"\"),VLOOKUP(Inventory!$L211,$K$3:$L$6,2,FALSE),IF(AND(OR($W204=\"c\",$W204=\"d\"),Inventory!$AD211=\"\"),\"a\",IF(AND(OR($W204=\"c\",$W204=\"d\"),Inventory!$AD211<>\"\"),VLOOKUP(Inventory!$AD211,$K$3:$L$6,2,FALSE),\"a\")))))","v":"a"},{"$f":"IF(OR(AND($X204<>\"e\",$X204<>\"f\"),$AB204=0,Inventory!$AF211=\"\"),\"a\",VLOOKUP(Inventory!$AF211,$N$3:$O$5,2,FALSE))","v":"a"},{"$f":"IF(OR(Inventory!C211=\"New Construction\",Inventory!C211=\"Replace-on-Burnout\"),Inventory!AS211,IF(Inventory!C211=\"Early Retirement\",Inventory!AR211,0))","v":0},"","","","","","","","","","","","",0,"aaaaa0","No","No",{"$f":"IF($W204=\"a\",0,IF($W204=\"b\",Inventory!$M211,Inventory!$AG211))","v":0},{"$f":"IF(OR($W204=\"a\",AND($AQ204=\"No\",$AR204=\"No\")),0,IF(AND($W204=\"b\",Inventory!$O211=\"Btu/hr\"),Inventory!$N211,IF(AND($W204=\"b\",Inventory!$O211=\"Tons\"),Inventory!$N211*12000,IF(AND(OR($W204=\"c\",$W204=\"d\"),Inventory!$AI211=\"Btu/hr\"),Inventory!$AH211,IF(AND(OR($W204=\"c\",$W204=\"d\"),Inventory!$AI211=\"Tons\"),Inventory!$AH211*12000,0)))))","v":0},0,0,"EER",0,"kW/ton",{"$f":"IF(OR($W204=\"a\",$AR204=\"No\"),0,IF(AND($W204=\"b\",Inventory!$Q211=\"Btu/hr\"),Inventory!$P211,IF(AND($W204=\"b\",Inventory!$Q211=\"Tons\"),Inventory!$P211*12000,IF(AND(OR($W204=\"c\",$W204=\"d\"),Inventory!$AK211=\"Btu/hr\"),Inventory!$AJ211,IF(AND(OR($W204=\"c\",$W204=\"d\"),Inventory!$AK211=\"Tons\"),Inventory!$AJ211*12000,0)))))","v":0},0,0,"COP","No",{"$f":"IF(OR(Inventory!$J211=\"\",$BD204=\"No\"),\"-\",Inventory!$J211)","v":"-"},{"$f":"IFERROR(VLOOKUP($BE204,'Early Retirement'!$B$6:$C$32,2,FALSE),\"-\")","v":"-"},{"$f":"IF(OR($W204<>\"b\",AND($X204<>\"b\",$X204<>\"c\")),\"n\",IF(AND($AO204<>1,$AO204<>2,$AO204<>7,$AO204<>8),\"n\",IF(Inventory!$K211=\"Split\",\"s\",IF(Inventory!$K211=\"Packaged\",\"p\",\"n\"))))","v":"n"},{"$f":"IF(AND($X204<>\"i\",$X204<>\"j\"),\"n\",IF(Inventory!$L211=\"Centrifugal\",\"c\",\"n\"))","v":"n"},"-","-",{"$f":"IFERROR(INDEX('Early Retirement'!$C$4:$AC$32,$BF204,$BJ204),0)","v":0},{"$f":"IFERROR(HLOOKUP($BJ204,'Early Retirement'!$D$4:$AC$5,2,FALSE),0)","v":0},{"$f":"IFERROR(INDEX('Early Retirement'!$AE$4:$BE$32,$BF204,$BJ204),0)","v":0},{"$f":"IFERROR(HLOOKUP($BJ204,'Early Retirement'!$AF$4:$BE$5,2,FALSE),0)","v":0},0,0,"kW/ton",{"$f":"IFERROR(INDEX('Early Retirement'!$BG$4:$CG$32,$BF204,$BJ204),0)","v":0},{"$f":"IFERROR(HLOOKUP($BJ204,'Early Retirement'!$BH$4:$CH$5,2,FALSE),0)","v":0},0,"COP","Yes",0,0,"kW/ton",0,"COP",0,0,"kW/ton",0,"COP"]
[null,null,null,null,null,null,null,null,null,null,null,null,null,null,null,null,null,null,null,null,null,203,{"$f":"IF(Inventory!$C212=\"\",\"a\",VLOOKUP(Inventory!$C212,$B$3:$C$6,2,FALSE))","v":"a"},{"$f":"IF(AND($W205=\"b\",Inventory!$I212=\"\"),\"a\",IF(AND($W205=\"b\",Inventory!$I212<>\"\"),VLOOKUP(Inventory!$I212,$E$3:$F$12,2,FALSE),IF(AND(OR($W205=\"c\",$W205=\"d\"),Inventory!$AB212=\"\"),\"a\",IF(AND(OR($W205=\"c\",$W205=\"d\"),Inventory!$AB212<>\"\"),VLOOKUP(Inventory!$AB212,$E$3:$F$12,2,FALSE),\"a\"))))","v":"a"},{"$f":"IF(OR(AND($X205<>\"b\",$X205<>\"c\"),$AB205=0,$AB205>=(65000/12000),Inventory!$AC212=\"\"),\"a\",VLOOKUP(Inventory!$AC212,$H$3:$I$5,2,FALSE))","v":"a"},{"$f":"IF(AND($X205<>\"i\",$X205<>\"j\"),\"a\",IF(AND($W205=\"b\",Inventory!$L212=\"\"),\"a\",IF(AND($W205=\"b\",Inventory!$L212<>\"\"),VLOOKUP(Inventory!$L212,$K$3:$L$6,2,FALSE),IF(AND(OR($W205=\"c\",$W205=\"d\"),Inventory!$AD212=\"\"),\"a\",IF(AND(OR($W205=\"c\",$W205=\"d\"),Inventory!$AD212<>\"\"),VLOOKUP(Inventory!$AD212,$K$3:$L$6,2,FALSE),\"a\")))))","v":"a"},{"$f":"IF(OR(AND($X205<>\"e\",$X205<>\"f\"),$AB205=0,Inventory!$AF212=\"\"),\"a\",VLOOKUP(Inventory!$AF212,$N$3:$O$5,2,FALSE))","v":"a"},{"$f":"IF(OR(Inventory!C212=\"New Construction\",Inventory!C212=\"Replace-on-Burnout\"),Inventory!AS212,IF(Inventory!C212=\"Early Retirement\",Inventory!AR212,0))","v":0},"","","","","","","","","","","","",0,"aaaaa0","No","No",{"$f":"IF($W205=\"a\",0,IF($W205=\"b\",Inventory!$M212,Inventory!$AG212))","v":0},{"$f":"IF(OR($W205=\"a\",AND($AQ205=\"No\",$AR205=\"No\")),0,IF(AND($W205=\"b\",Inventory!$O212=\"Btu/hr\"),Inventory!$N212,IF(AND($W205=\"b\",Inventory!$O212=\"Tons\"),Inventory!$N212*12000,IF(AND(OR($W205=\"c\",$W205=\"d\"),Inventory!$AI212=\"Btu/hr\"),Inventory!$AH212,IF(AND(OR($W205=\"c\",$W205=\"d\"),Inventory!$AI212=\"Tons\"),Inventory!$AH212*12000,0)))))","v":0},0,0,"EER",0,"kW/ton",{"$f":"IF(OR($W205=\"a\",$AR205=\"No\"),0,IF(AND($W205=\"b\",Inventory!$Q212=\"Btu/hr\"),Inventory!$P212,IF(AND($W205=\"b\",Inventory!$Q212=\"Tons\"),Inventory!$P212*12000,IF(AND(OR($W205=\"c\",$W205=\"d\"),Inventory!$AK212=\"Btu/hr\"),Inventory!$AJ212,IF(AND(OR($W205=\"c\",$W205=\"d\"),Inventory!$AK212=\"Tons\"),Inventory!$AJ212*12000,0)))))","v":0},0,0,"COP","No",{"$f":"IF(OR(Inventory!$J212=\"\",$BD205=\"No\"),\"-\",Inventory!$J212)","v":"-"},{"$f":"IFERROR(VLOOKUP($BE205,'Early Retirement'!$B$6:$C$32,2,FALSE),\"-\")","v":"-"},{"$f":"IF(OR($W205<>\"b\",AND($X205<>\"b\",$X205<>\"c\")),\"n\",IF(AND($AO205<>1,$AO205<>2,$AO205<>7,$AO205<>8),\"n\",IF(Inventory!$K212=\"Split\",\"s\",IF(Inventory!$K212=\"Packaged\",\"p\",\"n\"))))","v":"n"},{"$f":"IF(AND($X205<>\"i\",$X205<>\"j\"),\"n\",IF(Inventory!$L212=\"Centrifugal\",\"c\",\"n\"))","v":"n"},"-","-",{"$f":"IFERROR(INDEX('Early Retirement'!$C$4:$AC$32,$BF205,$BJ205),0)","v":0},{"$f":"IFERROR(HLOOKUP($BJ205,'Early Retirement'!$D$4:$AC$5,2,FALSE),0)","v":0},{"$f":"IFERROR(INDEX('Early Retirement'!$AE$4:$BE$32,$BF205,$BJ205),0)","v":0},{"$f":"IFERROR(HLOOKUP($BJ205,'Early Retirement'!$AF$4:$BE$5,2,FALSE),0)","v":0},0,0,"kW/ton",{"$f":"IFERROR(INDEX('Early Retirement'!$BG$4:$CG$32,$BF205,$BJ205),0)","v":0},{"$f":"IFERROR(HLOOKUP($BJ205,'Early Retirement'!$BH$4:$CH$5,2,FALSE),0)","v":0},0,"COP","Yes",0,0,"kW/ton",0,"COP",0,0,"kW/ton",0,"COP"]
[null,null,null,null,null,null,null,null,null,null,null,null,null,null,null,null,null,null,null,null,null,204,{"$f":"IF(Inventory!$C213=\"\",\"a\",VLOOKUP(Inventory!$C213,$B$3:$C$6,2,FALSE))","v":"a"},{"$f":"IF(AND($W206=\"b\",Inventory!$I213=\"\"),\"a\",IF(AND($W206=\"b\",Inventory!$I213<>\"\"),VLOOKUP(Inventory!$I213,$E$3:$F$12,2,FALSE),IF(AND(OR($W206=\"c\",$W206=\"d\"),Inventory!$AB213=\"\"),\"a\",IF(AND(OR($W206=\"c\",$W206=\"d\"),Inventory!$AB213<>\"\"),VLOOKUP(Inventory!$AB213,$E$3:$F$12,2,FALSE),\"a\"))))","v":"a"},{"$f":"IF(OR(AND($X206<>\"b\",$X206<>\"c\"),$AB206=0,$AB206>=(65000/12000),Inventory!$AC213=\"\"),\"a\",VLOOKUP(Inventory!$AC213,$H$3:$I$5,2,FALSE))","v":"a"},{"$f":"IF(AND($X206<>\"i\",$X206<>\"j\"),\"a\",IF(AND($W206=\"b\",Inventory!$L213=\"\"),\"a\",IF(AND($W206=\"b\",Inventory!$L213<>\"\"),VLOOKUP(Inventory!$L213,$K$3:$L$6,2,FALSE),IF(AND(OR($W206=\"c\",$W206=\"d\"),Inventory!$AD213=\"\"),\"a\",IF(AND(OR($W206=\"c\",$W206=\"d\"),Inventory!$AD213<>\"\"),VLOOKUP(Inventory!$AD213,$K$3:$L$6,2,FALSE),\"a\")))))","v":"a"},{"$f":"IF(OR(AND($X206<>\"e\",$X206<>\"f\"),$AB206=0,Inventory!$AF213=\"\"),\"a\",VLOOKUP(Inventory!$AF213,$N$3:$O$5,2,FALSE))","v":"a"},{"$f":"IF(OR(Inventory!C213=\"New Construction\",Inventory!C213=\"Replace-on-Burnout\"),Inventory!AS213,IF(Inventory!C213=\"Early Retirement\",Inventory!AR213,0))","v":0},"","","","","","","","","","","","",0,"aaaaa0","No","No",{"$f":"IF($W206=\"a\",0,IF($W206=\"b\",Inventory!$M213,Inventory!$AG213))","v":0},{"$f":"IF(OR($W206=\"a\",AND($AQ206=\"No\",$AR206=\"No\")),0,IF(AND($W206=\"b\",Inventory!$O213=\"Btu/hr\"),Inventory!$N213,IF(AND($W206=\"b\",Inventory!$O213=\"Tons\"),Inventory!$N213*12000,IF(AND(OR($W206=\"c\",$W206=\"d\"),Inventory!$AI213=\"Btu/hr\"),Inventory!$AH213,IF(AND(OR($W206=\"c\",$W206=\"d\"),Inventory!$AI213=\"Tons\"),Inventory!$AH213*12000,0)))))","v":0},0,0,"EER",0,"kW/ton",{"$f":"IF(OR($W206=\"a\",$AR206=\"No\"),0,IF(AND($W206=\"b\",Inventory!$Q213=\"Btu/hr\"),Inventory!$P213,IF(AND($W206=\"b\",Inventory!$Q213=\"Tons\"),Inventory!$P213*12000,IF(AND(OR($W206=\"c\",$W206=\"d\"),Inventory!$AK213=\"Btu/hr\"),Inventory!$AJ213,IF(AND(OR($W206=\"c\",$W206=\"d\"),Inventory!$AK213=\"Tons\"),Inventory!$AJ213*12000,0)))))","v":0},0,0,"COP","No",{"$f":"IF(OR(Inventory!$J213=\"\",$BD206=\"No\"),\"-\",Inventory!$J213)","v":"-"},{"$f":"IFERROR(VLOOKUP($BE206,'Early Retirement'!$B$6:$C$32,2,FALSE),\"-\")","v":"-"},{"$f":"IF(OR($W206<>\"b\",AND($X206<>\"b\",$X206<>\"c\")),\"n\",IF(AND($AO206<>1,$AO206<>2,$AO206<>7,$AO206<>8),\"n\",IF(Inventory!$K213=\"Split\",\"s\",IF(Inventory!$K213=\"Packaged\",\"p\",\"n\"))))","v":"n"},{"$f":"IF(AND($X206<>\"i\",$X206<>\"j\"),\"n\",IF(Inventory!$L213=\"Centrifugal\",\"c\",\"n\"))","v":"n"},"-","-",{"$f":"IFERROR(INDEX('Early Retirement'!$C$4:$AC$32,$BF206,$BJ206),0)","v":0},{"$f":"IFERROR(HLOOKUP($BJ206,'Early Retirement'!$D$4:$AC$5,2,FALSE),0)","v":0},{"$f":"IFERROR(INDEX('Early Retirement'!$AE$4:$BE$32,$BF206,$BJ206),0)","v":0},{"$f":"IFERROR(HLOOKUP($BJ206,'Early Retirement'!$AF$4:$BE$5,2,FALSE),0)","v":0},0,0,"kW/ton",{"$f":"IFERROR(INDEX('Early Retirement'!$BG$4:$CG$32,$BF206,$BJ206),0)","v":0},{"$f":"IFERROR(HLOOKUP($BJ206,'Early Retirement'!$BH$4:$CH$5,2,FALSE),0)","v":0},0,"COP","Yes",0,0,"kW/ton",0,"COP",0,0,"kW/ton",0,"COP"]
[null,null,null,null,null,null,null,null,null,null,null,null,null,null,null,null,null,null,null,null,null,205,{"$f":"IF(Inventory!$C214=\"\",\"a\",VLOOKUP(Inventory!$C214,$B$3:$C$6,2,FALSE))","v":"a"},{"$f":"IF(AND($W207=\"b\",Inventory!$I214=\"\"),\"a\",IF(AND($W207=\"b\",Inventory!$I214<>\"\"),VLOOKUP(Inventory!$I214,$E$3:$F$12,2,FALSE),IF(AND(OR($W207=\"c\",$W207=\"d\"),Inventory!$AB214=\"\"),\"a\",IF(AND(OR($W207=\"c\",$W207=\"d\"),Inventory!$AB214<>\"\"),VLOOKUP(Inventory!$AB214,$E$3:$F$12,2,FALSE),\"a\"))))","v":"a"},{"$f":"IF(OR(AND($X207<>\"b\",$X207<>\"c\"),$AB207=0,$AB207>=(65000/12000),Inventory!$AC214=\"\"),\"a\",VLOOKUP(Inventory!$AC214,$H$3:$I$5,2,FALSE))","v":"a"},{"$f":"IF(AND($X207<>\"i\",$X207<>\"j\"),\"a\",IF(AND($W207=\"b\",Inventory!$L214=\"\"),\"a\",IF(AND($W207=\"b\",Inventory!$L214<>\"\"),VLOOKUP(Inventory!$L214,$K$3:$L$6,2,FALSE),IF(AND(OR($W207=\"c\",$W207=\"d\"),Inventory!$AD214=\"\"),\"a\",IF(AND(OR($W207=\"c\",$W207=\"d\"),Inventory!$AD214<>\"\"),VLOOKUP(Inventory!$AD214,$K$3:$L$6,2,FALSE),\"a\")))))","v":"a"},{"$f":"IF(OR(AND($X207<>\"e\",$X207<>\"f\"),$AB207=0,Inventory!$AF214=\"\"),\"a\",VLOOKUP(Inventory!$AF214,$N$3:$O$5,2,FALSE))","v":"a"},{"$f":"IF(OR(Inventory!C214=\"New Construction\",Inventory!C214=\"Replace-on-Burnout\"),Inventory!AS214,IF(Inventory!C214=\"Early Retirement\",Inventory!AR214,0))","v":0},"","","","","","","","","","","","",0,"aaaaa0","No","No",{"$f":"IF($W207=\"a\",0,IF($W207=\"b\",Inventory!$M214,Inventory!$AG214))","v":0},{"$f":"IF(OR($W207=\"a\",AND($AQ207=\"No\",$AR207=\"No\")),0,IF(AND($W207=\"b\",Inventory!$O214=\"Btu/hr\"),Inventory!$N214,IF(AND($W207=\"b\",Inventory!$O214=\"Tons\"),Inventory!$N214*12000,IF(AND(OR($W207=\"c\",$W207=\"d\"),Inventory!$AI214=\"Btu/hr\"),Inventory!$AH214,IF(AND(OR($W207=\"c\",$W207=\"d\"),Inventory!$AI214=\"Tons\"),Inventory!$AH214*12000,0)))))","v":0},0,0,"EER",0,"kW/ton",{"$f":"IF(OR($W207=\"a\",$AR207=\"No\"),0,IF(AND($W207=\"b\",Inventory!$Q214=\"Btu/hr\"),Inventory!$P214,IF(AND($W207=\"b\",Inventory!$Q214=\"Tons\"),Inventory!$P214*12000,IF(AND(OR($W207=\"c\",$W207=\"d\"),Inventory!$AK214=\"Btu/hr\"),Inventory!$AJ214,IF(AND(OR($W207=\"c\",$W207=\"d\"),Inventory!$AK214=\"Tons\"),Inventory!$AJ214*12000,0)))))","v":0},0,0,"COP","No",{"$f":"IF(OR(Inventory!$J214=\"\",$BD207=\"No\"),\"-\",Inventory!$J214)","v":"-"},{"$f":"IFERROR(VLOOKUP($BE207,'Early Retirement'!$B$6:$C$32,2,FALSE),\"-\")","v":"-"},{"$f":"IF(OR($W207<>\"b\",AND($X207<>\"b\",$X207<>\"c\")),\"n\",IF(AND($AO207<>1,$AO207<>2,$AO207<>7,$AO207<>8),\"n\",IF(Inventory!$K214=\"Split\",\"s\",IF(Inventory!$K214=\"Packaged\",\"p\",\"n\"))))","v":"n"},{"$f":"IF(AND($X207<>\"i\",$X207<>\"j\"),\"n\",IF(Inventory!$L214=\"Centrifugal\",\"c\",\"n\"))","v":"n"},"-","-",{"$f":"IFERROR(INDEX('Early Retirement'!$C$4:$AC$32,$BF207,$BJ207),0)","v":0},{"$f":"IFERROR(HLOOKUP($BJ207,'Early Retirement'!$D$4:$AC$5,2,FALSE),0)","v":0},{"$f":"IFERROR(INDEX('Early Retirement'!$AE$4:$BE$32,$BF207,$BJ207),0)","v":0},{"$f":"IFERROR(HLOOKUP($BJ207,'Early Retirement'!$AF$4:$BE$5,2,FALSE),0)","v":0},0,0,"kW/ton",{"$f":"IFERROR(INDEX('Early Retirement'!$BG$4:$CG$32,$BF207,$BJ207),0)","v":0},{"$f":"IFERROR(HLOOKUP($BJ207,'Early Retirement'!$BH$4:$CH$5,2,FALSE),0)","v":0},0,"COP","Yes",0,0,"kW/ton",0,"COP",0,0,"kW/ton",0,"COP"]
[null,null,null,null,null,null,null,null,null,null,null,null,null,null,null,null,null,null,null,null,null,206,{"$f":"IF(Inventory!$C215=\"\",\"a\",VLOOKUP(Inventory!$C215,$B$3:$C$6,2,FALSE))","v":"a"},{"$f":"IF(AND($W208=\"b\",Inventory!$I215=\"\"),\"a\",IF(AND($W208=\"b\",Inventory!$I215<>\"\"),VLOOKUP(Inventory!$I215,$E$3:$F$12,2,FALSE),IF(AND(OR($W208=\"c\",$W208=\"d\"),Inventory!$AB215=\"\"),\"a\",IF(AND(OR($W208=\"c\",$W208=\"d\"),Inventory!$AB215<>\"\"),VLOOKUP(Inventory!$AB215,$E$3:$F$12,2,FALSE),\"a\"))))","v":"a"},{"$f":"IF(OR(AND($X208<>\"b\",$X208<>\"c\"),$AB208=0,$AB208>=(65000/12000),Inventory!$AC215=\"\"),\"a\",VLOOKUP(Inventory!$AC215,$H$3:$I$5,2,FALSE))","v":"a"},{"$f":"IF(AND($X208<>\"i\",$X208<>\"j\"),\"a\",IF(AND($W208=\"b\",Inventory!$L215=\"\"),\"a\",IF(AND($W208=\"b\",Inventory!$L215<>\"\"),VLOOKUP(Inventory!$L215,$K$3:$L$6,2,FALSE),IF(AND(OR($W208=\"c\",$W208=\"d\"),Inventory!$AD215=\"\"),\"a\",IF(AND(OR($W208=\"c\",$W208=\"d\"),Inventory!$AD215<>\"\"),VLOOKUP(Inventory!$AD215,$K$3:$L$6,2,FALSE),\"a\")))))","v":"a"},{"$f":"IF(OR(AND($X208<>\"e\",$X208<>\"f\"),$AB208=0,Inventory!$AF215=\"\"),\"a\",VLOOKUP(Inventory!$AF215,$N$3:$O$5,2,FALSE))","v":"a"},{"$f":"IF(OR(Inventory!C215=\"New Construction\",Inventory!C215=\"Replace-on-Burnout\"),Inventory!AS215,IF(Inventory!C215=\"Early Retirement\",Inventory!AR215,0))","v":0},"","","","","","","","","","","","",0,"aaaaa0","No","No",{"$f":"IF($W208=\"a\",0,IF($W208=\"b\",Inventory!$M215,Inventory!$AG215))","v":0},{"$f":"IF(OR($W208=\"a\",AND($AQ208=\"No\",$AR208=\"No\")),0,IF(AND($W208=\"b\",Inventory!$O215=\"Btu/hr\"),Inventory!$N215,IF(AND($W208=\"b\",Inventory!$O215=\"Tons\"),Inventory!$N215*12000,IF(AND(OR($W208=\"c\",$W208=\"d\"),Inventory!$AI215=\"Btu/hr\"),Inventory!$AH215,IF(AND(OR($W208=\"c\",$W208=\"d\"),Inventory!$AI215=\"Tons\"),Inventory!$AH215*12000,0)))))","v":0},0,0,"EER",0,"kW/ton",{"$f":"IF(OR($W208=\"a\",$AR208=\"No\"),0,IF(AND($W208=\"b\",Inventory!$Q215=\"Btu/hr\"),Inventory!$P215,IF(AND($W208=\"b\",Inventory!$Q215=\"Tons\"),Inventory!$P215*12000,IF(AND(OR($W208=\"c\",$W208=\"d\"),Inventory!$AK215=\"Btu/hr\"),Inventory!$AJ215,IF(AND(OR($W208=\"c\",$W208=\"d\"),Inventory!$AK215=\"Tons\"),Inventory!$AJ215*12000,0)))))","v":0},0,0,"COP","No",{"$f":"IF(OR(Inventory!$J215=\"\",$BD208=\"No\"),\"-\",Inventory!$J215)","v":"-"},{"$f":"IFERROR(VLOOKUP($BE208,'Early Retirement'!$B$6:$C$32,2,FALSE),\"-\")","v":"-"},{"$f":"IF(OR($W208<>\"b\",AND($X208<>\"b\",$X208<>\"c\")),\"n\",IF(AND($AO208<>1,$AO208<>2,$AO208<>7,$AO208<>8),\"n\",IF(Inventory!$K215=\"Split\",\"s\",IF(Inventory!$K215=\"Packaged\",\"p\",\"n\"))))","v":"n"},{"$f":"IF(AND($X208<>\"i\",$X208<>\"j\"),\"n\",IF(Inventory!$L215=\"Centrifugal\",\"c\",\"n\"))","v":"n"},"-","-",{"$f":"IFERROR(INDEX('Early Retirement'!$C$4:$AC$32,$BF208,$BJ208),0)","v":0},{"$f":"IFERROR(HLOOKUP($BJ208,'Early Retirement'!$D$4:$AC$5,2,FALSE),0)","v":0},{"$f":"IFERROR(INDEX('Early Retirement'!$AE$4:$BE$32,$BF208,$BJ208),0)","v":0},{"$f":"IFERROR(HLOOKUP($BJ208,'Early Retirement'!$AF$4:$BE$5,2,FALSE),0)","v":0},0,0,"kW/ton",{"$f":"IFERROR(INDEX('Early Retirement'!$BG$4:$CG$32,$BF208,$BJ208),0)","v":0},{"$f":"IFERROR(HLOOKUP($BJ208,'Early Retirement'!$BH$4:$CH$5,2,FALSE),0)","v":0},0,"COP","Yes",0,0,"kW/ton",0,"COP",0,0,"kW/ton",0,"COP"]
[null,null,null,null,null,null,null,null,null,null,null,null,null,null,null,null,null,null,null,null,null,207,{"$f":"IF(Inventory!$C216=\"\",\"a\",VLOOKUP(Inventory!$C216,$B$3:$C$6,2,FALSE))","v":"a"},{"$f":"IF(AND($W209=\"b\",Inventory!$I216=\"\"),\"a\",IF(AND($W209=\"b\",Inventory!$I216<>\"\"),VLOOKUP(Inventory!$I216,$E$3:$F$12,2,FALSE),IF(AND(OR($W209=\"c\",$W209=\"d\"),Inventory!$AB216=\"\"),\"a\",IF(AND(OR($W209=\"c\",$W209=\"d\"),Inventory!$AB216<>\"\"),VLOOKUP(Inventory!$AB216,$E$3:$F$12,2,FALSE),\"a\"))))","v":"a"},{"$f":"IF(OR(AND($X209<>\"b\",$X209<>\"c\"),$AB209=0,$AB209>=(65000/12000),Inventory!$AC216=\"\"),\"a\",VLOOKUP(Inventory!$AC216,$H$3:$I$5,2,FALSE))","v":"a"},{"$f":"IF(AND($X209<>\"i\",$X209<>\"j\"),\"a\",IF(AND($W209=\"b\",Inventory!$L216=\"\"),\"a\",IF(AND($W209=\"b\",Inventory!$L216<>\"\"),VLOOKUP(Inventory!$L216,$K$3:$L$6,2,FALSE),IF(AND(OR($W209=\"c\",$W209=\"d\"),Inventory!$AD216=\"\"),\"a\",IF(AND(OR($W209=\"c\",$W209=\"d\"),Inventory!$AD216<>\"\"),VLOOKUP(Inventory!$AD216,$K$3:$L$6,2,FALSE),\"a\")))))","v":"a"},{"$f":"IF(OR(AND($X209<>\"e\",$X209<>\"f\"),$AB209=0,Inventory!$AF216=\"\"),\"a\",VLOOKUP(Inventory!$AF216,$N$3:$O$5,2,FALSE))","v":"a"},{"$f":"IF(OR(Inventory!C216=\"New Construction\",Inventory!C216=\"Replace-on-Burnout\"),Inventory!AS216,IF(Inventory!C216=\"Early Retirement\",Inventory!AR216,0))","v":0},"","","","","","","","","","","","",0,"aaaaa0","No","No",{"$f":"IF($W209=\"a\",0,IF($W209=\"b\",Inventory!$M216,Inventory!$AG216))","v":0},{"$f":"IF(OR($W209=\"a\",AND($AQ209=\"No\",$AR209=\"No\")),0,IF(AND($W209=\"b\",Inventory!$O216=\"Btu/hr\"),Inventory!$N216,IF(AND($W209=\"b\",Inventory!$O216=\"Tons\"),Inventory!$N216*12000,IF(AND(OR($W209=\"c\",$W209=\"d\"),Inventory!$AI216=\"Btu/hr\"),Inventory!$AH216,IF(AND(OR($W209=\"c\",$W209=\"d\"),Inventory!$AI216=\"Tons\"),Inventory!$AH216*12000,0)))))","v":0},0,0,"EER",0,"kW/ton",{"$f":"IF(OR($W209=\"a\",$AR209=\"No\"),0,IF(AND($W209=\"b\",Inventory!$Q216=\"Btu/hr\"),Inventory!$P216,IF(AND($W209=\"b\",Inventory!$Q216=\"Tons\"),Inventory!$P216*12000,IF(AND(OR($W209=\"c\",$W209=\"d\"),Inventory!$AK216=\"Btu/hr\"),Inventory!$AJ216,IF(AND(OR($W209=\"c\",$W209=\"d\"),Inventory!$AK216=\"Tons\"),Inventory!$AJ216*12000,0)))))","v":0},0,0,"COP","No",{"$f":"IF(OR(Inventory!$J216=\"\",$BD209=\"No\"),\"-\",Inventory!$J216)","v":"-"},{"$f":"IFERROR(VLOOKUP($BE209,'Early Retirement'!$B$6:$C$32,2,FALSE),\"-\")","v":"-"},{"$f":"IF(OR($W209<>\"b\",AND($X209<>\"b\",$X209<>\"c\")),\"n\",IF(AND($AO209<>1,$AO209<>2,$AO209<>7,$AO209<>8),\"n\",IF(Inventory!$K216=\"Split\",\"s\",IF(Inventory!$K216=\"Packaged\",\"p\",\"n\"))))","v":"n"},{"$f":"IF(AND($X209<>\"i\",$X209<>\"j\"),\"n\",IF(Inventory!$L216=\"Centrifugal\",\"c\",\"n\"))","v":"n"},"-","-",{"$f":"IFERROR(INDEX('Early Retirement'!$C$4:$AC$32,$BF209,$BJ209),0)","v":0},{"$f":"IFERROR(HLOOKUP($BJ209,'Early Retirement'!$D$4:$AC$5,2,FALSE),0)","v":0},{"$f":"IFERROR(INDEX('Early Retirement'!$AE$4:$BE$32,$BF209,$BJ209),0)","v":0},{"$f":"IFERROR(HLOOKUP($BJ209,'Early Retirement'!$AF$4:$BE$5,2,FALSE),0)","v":0},0,0,"kW/ton",{"$f":"IFERROR(INDEX('Early Retirement'!$BG$4:$CG$32,$BF209,$BJ209),0)","v":0},{"$f":"IFERROR(HLOOKUP($BJ209,'Early Retirement'!$BH$4:$CH$5,2,FALSE),0)","v":0},0,"COP","Yes",0,0,"kW/ton",0,"COP",0,0,"kW/ton",0,"COP"]
[null,null,null,null,null,null,null,null,null,null,null,null,null,null,null,null,null,null,null,null,null,208,{"$f":"IF(Inventory!$C217=\"\",\"a\",VLOOKUP(Inventory!$C217,$B$3:$C$6,2,FALSE))","v":"a"},{"$f":"IF(AND($W210=\"b\",Inventory!$I217=\"\"),\"a\",IF(AND($W210=\"b\",Inventory!$I217<>\"\"),VLOOKUP(Inventory!$I217,$E$3:$F$12,2,FALSE),IF(AND(OR($W210=\"c\",$W210=\"d\"),Inventory!$AB217=\"\"),\"a\",IF(AND(OR($W210=\"c\",$W210=\"d\"),Inventory!$AB217<>\"\"),VLOOKUP(Inventory!$AB217,$E$3:$F$12,2,FALSE),\"a\"))))","v":"a"},{"$f":"IF(OR(AND($X210<>\"b\",$X210<>\"c\"),$AB210=0,$AB210>=(65000/12000),Inventory!$AC217=\"\"),\"a\",VLOOKUP(Inventory!$AC217,$H$3:$I$5,2,FALSE))","v":"a"},{"$f":"IF(AND($X210<>\"i\",$X210<>\"j\"),\"a\",IF(AND($W210=\"b\",Inventory!$L217=\"\"),\"a\",IF(AND($W210=\"b\",Inventory!$L217<>\"\"),VLOOKUP(Inventory!$L217,$K$3:$L$6,2,FALSE),IF(AND(OR($W210=\"c\",$W210=\"d\"),Inventory!$AD217=\"\"),\"a\",IF(AND(OR($W210=\"c\",$W210=\"d\"),Inventory!$AD217<>\"\"),VLOOKUP(Inventory!$AD217,$K$3:$L$6,2,FALSE),\"a\")))))","v":"a"},{"$f":"IF(OR(AND($X210<>\"e\",$X210<>\"f\"),$AB210=0,Inventory!$AF217=\"\"),\"a\",VLOOKUP(Inventory!$AF217,$N$3:$O$5,2,FALSE))","v":"a"},{"$f":"IF(OR(Inventory!C217=\"New Construction\",Inventory!C217=\"Replace-on-Burnout\"),Inventory!AS217,IF(Inventory!C217=\"Early Retirement\",Inventory!AR217,0))","v":0},"","","","","","","","","","","","",0,"aaaaa0","No","No",{"$f":"IF($W210=\"a\",0,IF($W210=\"b\",Inventory!$M217,Inventory!$AG217))","v":0},{"$f":"IF(OR($W210=\"a\",AND($AQ210=\"No\",$AR210=\"No\")),0,IF(AND($W210=\"b\",Inventory!$O217=\"Btu/hr\"),Inventory!$N217,IF(AND($W210=\"b\",Inventory!$O217=\"Tons\"),Inventory!$N217*12000,IF(AND(OR($W210=\"c\",$W210=\"d\"),Inventory!$AI217=\"Btu/hr\"),Inventory!$AH217,IF(AND(OR($W210=\"c\",$W210=\"d\"),Inventory!$AI217=\"Tons\"),Inventory!$AH217*12000,0)))))","v":0},0,0,"EER",0,"kW/ton",{"$f":"IF(OR($W210=\"a\",$AR210=\"No\"),0,IF(AND($W210=\"b\",Inventory!$Q217=\"Btu/hr\"),Inventory!$P217,IF(AND($W210=\"b\",Inventory!$Q217=\"Tons\"),Inventory!$P217*12000,IF(AND(OR($W210=\"c\",$W210=\"d\"),Inventory!$AK217=\"Btu/hr\"),Inventory!$AJ217,IF(AND(OR($W210=\"c\",$W210=\"d\"),Inventory!$AK217=\"Tons\"),Inventory!$AJ217*12000,0)))))","v":0},0,0,"COP","No",{"$f":"IF(OR(Inventory!$J217=\"\",$BD210=\"No\"),\"-\",Inventory!$J217)","v":"-"},{"$f":"IFERROR(VLOOKUP($BE210,'Early Retirement'!$B$6:$C$32,2,FALSE),\"-\")","v":"-"},{"$f":"IF(OR($W210<>\"b\",AND($X210<>\"b\",$X210<>\"c\")),\"n\",IF(AND($AO210<>1,$AO210<>2,$AO210<>7,$AO210<>8),\"n\",IF(Inventory!$K217=\"Split\",\"s\",IF(Inventory!$K217=\"Packaged\",\"p\",\"n\"))))","v":"n"},{"$f":"IF(AND($X210<>\"i\",$X210<>\"j\"),\"n\",IF(Inventory!$L217=\"Centrifugal\",\"c\",\"n\"))","v":"n"},"-","-",{"$f":"IFERROR(INDEX('Early Retirement'!$C$4:$AC$32,$BF210,$BJ210),0)","v":0},{"$f":"IFERROR(HLOOKUP($BJ210,'Early Retirement'!$D$4:$AC$5,2,FALSE),0)","v":0},{"$f":"IFERROR(INDEX('Early Retirement'!$AE$4:$BE$32,$BF210,$BJ210),0)","v":0},{"$f":"IFERROR(HLOOKUP($BJ210,'Early Retirement'!$AF$4:$BE$5,2,FALSE),0)","v":0},0,0,"kW/ton",{"$f":"IFERROR(INDEX('Early Retirement'!$BG$4:$CG$32,$BF210,$BJ210),0)","v":0},{"$f":"IFERROR(HLOOKUP($BJ210,'Early Retirement'!$BH$4:$CH$5,2,FALSE),0)","v":0},0,"COP","Yes",0,0,"kW/ton",0,"COP",0,0,"kW/ton",0,"COP"]
[null,null,null,null,null,null,null,null,null,null,null,null,null,null,null,null,null,null,null,null,null,209,{"$f":"IF(Inventory!$C218=\"\",\"a\",VLOOKUP(Inventory!$C218,$B$3:$C$6,2,FALSE))","v":"a"},{"$f":"IF(AND($W211=\"b\",Inventory!$I218=\"\"),\"a\",IF(AND($W211=\"b\",Inventory!$I218<>\"\"),VLOOKUP(Inventory!$I218,$E$3:$F$12,2,FALSE),IF(AND(OR($W211=\"c\",$W211=\"d\"),Inventory!$AB218=\"\"),\"a\",IF(AND(OR($W211=\"c\",$W211=\"d\"),Inventory!$AB218<>\"\"),VLOOKUP(Inventory!$AB218,$E$3:$F$12,2,FALSE),\"a\"))))","v":"a"},{"$f":"IF(OR(AND($X211<>\"b\",$X211<>\"c\"),$AB211=0,$AB211>=(65000/12000),Inventory!$AC218=\"\"),\"a\",VLOOKUP(Inventory!$AC218,$H$3:$I$5,2,FALSE))","v":"a"},{"$f":"IF(AND($X211<>\"i\",$X211<>\"j\"),\"a\",IF(AND($W211=\"b\",Inventory!$L218=\"\"),\"a\",IF(AND($W211=\"b\",Inventory!$L218<>\"\"),VLOOKUP(Inventory!$L218,$K$3:$L$6,2,FALSE),IF(AND(OR($W211=\"c\",$W211=\"d\"),Inventory!$AD218=\"\"),\"a\",IF(AND(OR($W211=\"c\",$W211=\"d\"),Inventory!$AD218<>\"\"),VLOOKUP(Inventory!$AD218,$K$3:$L$6,2,FALSE),\"a\")))))","v":"a"},{"$f":"IF(OR(AND($X211<>\"e\",$X211<>\"f\"),$AB211=0,Inventory!$AF218=\"\"),\"a\",VLOOKUP(Inventory!$AF218,$N$3:$O$5,2,FALSE))","v":"a"},{"$f":"IF(OR(Inventory!C218=\"New Construction\",Inventory!C218=\"Replace-on-Burnout\"),Inventory!AS218,IF(Inventory!C218=\"Early Retirement\",Inventory!AR218,0))","v":0},"","","","","","","","","","","","",0,"aaaaa0","No","No",{"$f":"IF($W211=\"a\",0,IF($W211=\"b\",Inventory!$M218,Inventory!$AG218))","v":0},{"$f":"IF(OR($W211=\"a\",AND($AQ211=\"No\",$AR211=\"No\")),0,IF(AND($W211=\"b\",Inventory!$O218=\"Btu/hr\"),Inventory!$N218,IF(AND($W211=\"b\",Inventory!$O218=\"Tons\"),Inventory!$N218*12000,IF(AND(OR($W211=\"c\",$W211=\"d\"),Inventory!$AI218=\"Btu/hr\"),Inventory!$AH218,IF(AND(OR($W211=\"c\",$W211=\"d\"),Inventory!$AI218=\"Tons\"),Inventory!$AH218*12000,0)))))","v":0},0,0,"EER",0,"kW/ton",{"$f":"IF(OR($W211=\"a\",$AR211=\"No\"),0,IF(AND($W211=\"b\",Inventory!$Q218=\"Btu/hr\"),Inventory!$P218,IF(AND($W211=\"b\",Inventory!$Q218=\"Tons\"),Inventory!$P218*12000,IF(AND(OR($W211=\"c\",$W211=\"d\"),Inventory!$AK218=\"Btu/hr\"),Inventory!$AJ218,IF(AND(OR($W211=\"c\",$W211=\"d\"),Inventory!$AK218=\"Tons\"),Inventory!$AJ218*12000,0)))))","v":0},0,0,"COP","No",{"$f":"IF(OR(Inventory!$J218=\"\",$BD211=\"No\"),\"-\",Inventory!$J218)","v":"-"},{"$f":"IFERROR(VLOOKUP($BE211,'Early Retirement'!$B$6:$C$32,2,FALSE),\"-\")","v":"-"},{"$f":"IF(OR($W211<>\"b\",AND($X211<>\"b\",$X211<>\"c\")),\"n\",IF(AND($AO211<>1,$AO211<>2,$AO211<>7,$AO211<>8),\"n\",IF(Inventory!$K218=\"Split\",\"s\",IF(Inventory!$K218=\"Packaged\",\"p\",\"n\"))))","v":"n"},{"$f":"IF(AND($X211<>\"i\",$X211<>\"j\"),\"n\",IF(Inventory!$L218=\"Centrifugal\",\"c\",\"n\"))","v":"n"},"-","-",{"$f":"IFERROR(INDEX('Early Retirement'!$C$4:$AC$32,$BF211,$BJ211),0)","v":0},{"$f":"IFERROR(HLOOKUP($BJ211,'Early Retirement'!$D$4:$AC$5,2,FALSE),0)","v":0},{"$f":"IFERROR(INDEX('Early Retirement'!$AE$4:$BE$32,$BF211,$BJ211),0)","v":0},{"$f":"IFERROR(HLOOKUP($BJ211,'Early Retirement'!$AF$4:$BE$5,2,FALSE),0)","v":0},0,0,"kW/ton",{"$f":"IFERROR(INDEX('Early Retirement'!$BG$4:$CG$32,$BF211,$BJ211),0)","v":0},{"$f":"IFERROR(HLOOKUP($BJ211,'Early Retirement'!$BH$4:$CH$5,2,FALSE),0)","v":0},0,"COP","Yes",0,0,"kW/ton",0,"COP",0,0,"kW/ton",0,"COP"]
[null,null,null,null,null,null,null,null,null,null,null,null,null,null,null,null,null,null,null,null,null,210,{"$f":"IF(Inventory!$C219=\"\",\"a\",VLOOKUP(Inventory!$C219,$B$3:$C$6,2,FALSE))","v":"a"},{"$f":"IF(AND($W212=\"b\",Inventory!$I219=\"\"),\"a\",IF(AND($W212=\"b\",Inventory!$I219<>\"\"),VLOOKUP(Inventory!$I219,$E$3:$F$12,2,FALSE),IF(AND(OR($W212=\"c\",$W212=\"d\"),Inventory!$AB219=\"\"),\"a\",IF(AND(OR($W212=\"c\",$W212=\"d\"),Inventory!$AB219<>\"\"),VLOOKUP(Inventory!$AB219,$E$3:$F$12,2,FALSE),\"a\"))))","v":"a"},{"$f":"IF(OR(AND($X212<>\"b\",$X212<>\"c\"),$AB212=0,$AB212>=(65000/12000),Inventory!$AC219=\"\"),\"a\",VLOOKUP(Inventory!$AC219,$H$3:$I$5,2,FALSE))","v":"a"},{"$f":"IF(AND($X212<>\"i\",$X212<>\"j\"),\"a\",IF(AND($W212=\"b\",Inventory!$L219=\"\"),\"a\",IF(AND($W212=\"b\",Inventory!$L219<>\"\"),VLOOKUP(Inventory!$L219,$K$3:$L$6,2,FALSE),IF(AND(OR($W212=\"c\",$W212=\"d\"),Inventory!$AD219=\"\"),\"a\",IF(AND(OR($W212=\"c\",$W212=\"d\"),Inventory!$AD219<>\"\"),VLOOKUP(Inventory!$AD219,$K$3:$L$6,2,FALSE),\"a\")))))","v":"a"},{"$f":"IF(OR(AND($X212<>\"e\",$X212<>\"f\"),$AB212=0,Inventory!$AF219=\"\"),\"a\",VLOOKUP(Inventory!$AF219,$N$3:$O$5,2,FALSE))","v":"a"},{"$f":"IF(OR(Inventory!C219=\"New Construction\",Inventory!C219=\"Replace-on-Burnout\"),Inventory!AS219,IF(Inventory!C219=\"Early Retirement\",Inventory!AR219,0))","v":0},"","","","","","","","","","","","",0,"aaaaa0","No","No",{"$f":"IF($W212=\"a\",0,IF($W212=\"b\",Inventory!$M219,Inventory!$AG219))","v":0},{"$f":"IF(OR($W212=\"a\",AND($AQ212=\"No\",$AR212=\"No\")),0,IF(AND($W212=\"b\",Inventory!$O219=\"Btu/hr\"),Inventory!$N219,IF(AND($W212=\"b\",Inventory!$O219=\"Tons\"),Inventory!$N219*12000,IF(AND(OR($W212=\"c\",$W212=\"d\"),Inventory!$AI219=\"Btu/hr\"),Inventory!$AH219,IF(AND(OR($W212=\"c\",$W212=\"d\"),Inventory!$AI219=\"Tons\"),Inventory!$AH219*12000,0)))))","v":0},0,0,"EER",0,"kW/ton",{"$f":"IF(OR($W212=\"a\",$AR212=\"No\"),0,IF(AND($W212=\"b\",Inventory!$Q219=\"Btu/hr\"),Inventory!$P219,IF(AND($W212=\"b\",Inventory!$Q219=\"Tons\"),Inventory!$P219*12000,IF(AND(OR($W212=\"c\",$W212=\"d\"),Inventory!$AK219=\"Btu/hr\"),Inventory!$AJ219,IF(AND(OR($W212=\"c\",$W212=\"d\"),Inventory!$AK219=\"Tons\"),Inventory!$AJ219*12000,0)))))","v":0},0,0,"COP","No",{"$f":"IF(OR(Inventory!$J219=\"\",$BD212=\"No\"),\"-\",Inventory!$J219)","v":"-"},{"$f":"IFERROR(VLOOKUP($BE212,'Early Retirement'!$B$6:$C$32,2,FALSE),\"-\")","v":"-"},{"$f":"IF(OR($W212<>\"b\",AND($X212<>\"b\",$X212<>\"c\")),\"n\",IF(AND($AO212<>1,$AO212<>2,$AO212<>7,$AO212<>8),\"n\",IF(Inventory!$K219=\"Split\",\"s\",IF(Inventory!$K219=\"Packaged\",\"p\",\"n\"))))","v":"n"},{"$f":"IF(AND($X212<>\"i\",$X212<>\"j\"),\"n\",IF(Inventory!$L219=\"Centrifugal\",\"c\",\"n\"))","v":"n"},"-","-",{"$f":"IFERROR(INDEX('Early Retirement'!$C$4:$AC$32,$BF212,$BJ212),0)","v":0},{"$f":"IFERROR(HLOOKUP($BJ212,'Early Retirement'!$D$4:$AC$5,2,FALSE),0)","v":0},{"$f":"IFERROR(INDEX('Early Retirement'!$AE$4:$BE$32,$BF212,$BJ212),0)","v":0},{"$f":"IFERROR(HLOOKUP($BJ212,'Early Retirement'!$AF$4:$BE$5,2,FALSE),0)","v":0},0,0,"kW/ton",{"$f":"IFERROR(INDEX('Early Retirement'!$BG$4:$CG$32,$BF212,$BJ212),0)","v":0},{"$f":"IFERROR(HLOOKUP($BJ212,'Early Retirement'!$BH$4:$CH$5,2,FALSE),0)","v":0},0,"COP","Yes",0,0,"kW/ton",0,"COP",0,0,"kW/ton",0,"COP"]
[null,null,null,null,null,null,null,null,null,null,null,null,null,null,null,null,null,null,null,null,null,211,{"$f":"IF(Inventory!$C220=\"\",\"a\",VLOOKUP(Inventory!$C220,$B$3:$C$6,2,FALSE))","v":"a"},{"$f":"IF(AND($W213=\"b\",Inventory!$I220=\"\"),\"a\",IF(AND($W213=\"b\",Inventory!$I220<>\"\"),VLOOKUP(Inventory!$I220,$E$3:$F$12,2,FALSE),IF(AND(OR($W213=\"c\",$W213=\"d\"),Inventory!$AB220=\"\"),\"a\",IF(AND(OR($W213=\"c\",$W213=\"d\"),Inventory!$AB220<>\"\"),VLOOKUP(Inventory!$AB220,$E$3:$F$12,2,FALSE),\"a\"))))","v":"a"},{"$f":"IF(OR(AND($X213<>\"b\",$X213<>\"c\"),$AB213=0,$AB213>=(65000/12000),Inventory!$AC220=\"\"),\"a\",VLOOKUP(Inventory!$AC220,$H$3:$I$5,2,FALSE))","v":"a"},{"$f":"IF(AND($X213<>\"i\",$X213<>\"j\"),\"a\",IF(AND($W213=\"b\",Inventory!$L220=\"\"),\"a\",IF(AND($W213=\"b\",Inventory!$L220<>\"\"),VLOOKUP(Inventory!$L220,$K$3:$L$6,2,FALSE),IF(AND(OR($W213=\"c\",$W213=\"d\"),Inventory!$AD220=\"\"),\"a\",IF(AND(OR($W213=\"c\",$W213=\"d\"),Inventory!$AD220<>\"\"),VLOOKUP(Inventory!$AD220,$K$3:$L$6,2,FALSE),\"a\")))))","v":"a"},{"$f":"IF(OR(AND($X213<>\"e\",$X213<>\"f\"),$AB213=0,Inventory!$AF220=\"\"),\"a\",VLOOKUP(Inventory!$AF220,$N$3:$O$5,2,FALSE))","v":"a"},{"$f":"IF(OR(Inventory!C220=\"New Construction\",Inventory!C220=\"Replace-on-Burnout\"),Inventory!AS220,IF(Inventory!C220=\"Early Retirement\",Inventory!AR220,0))","v":0},"","","","","","","","","","","","",0,"aaaaa0","No","No",{"$f":"IF($W213=\"a\",0,IF($W213=\"b\",Inventory!$M220,Inventory!$AG220))","v":0},{"$f":"IF(OR($W213=\"a\",AND($AQ213=\"No\",$AR213=\"No\")),0,IF(AND($W213=\"b\",Inventory!$O220=\"Btu/hr\"),Inventory!$N220,IF(AND($W213=\"b\",Inventory!$O220=\"Tons\"),Inventory!$N220*12000,IF(AND(OR($W213=\"c\",$W213=\"d\"),Inventory!$AI220=\"Btu/hr\"),Inventory!$AH220,IF(AND(OR($W213=\"c\",$W213=\"d\"),Inventory!$AI220=\"Tons\"),Inventory!$AH220*12000,0)))))","v":0},0,0,"EER",0,"kW/ton",{"$f":"IF(OR($W213=\"a\",$AR213=\"No\"),0,IF(AND($W213=\"b\",Inventory!$Q220=\"Btu/hr\"),Inventory!$P220,IF(AND($W213=\"b\",Inventory!$Q220=\"Tons\"),Inventory!$P220*12000,IF(AND(OR($W213=\"c\",$W213=\"d\"),Inventory!$AK220=\"Btu/hr\"),Inventory!$AJ220,IF(AND(OR($W213=\"c\",$W213=\"d\"),Inventory!$AK220=\"Tons\"),Inventory!$AJ220*12000,0)))))","v":0},0,0,"COP","No",{"$f":"IF(OR(Inventory!$J220=\"\",$BD213=\"No\"),\"-\",Inventory!$J220)","v":"-"},{"$f":"IFERROR(VLOOKUP($BE213,'Early Retirement'!$B$6:$C$32,2,FALSE),\"-\")","v":"-"},{"$f":"IF(OR($W213<>\"b\",AND($X213<>\"b\",$X213<>\"c\")),\"n\",IF(AND($AO213<>1,$AO213<>2,$AO213<>7,$AO213<>8),\"n\",IF(Inventory!$K220=\"Split\",\"s\",IF(Inventory!$K220=\"Packaged\",\"p\",\"n\"))))","v":"n"},{"$f":"IF(AND($X213<>\"i\",$X213<>\"j\"),\"n\",IF(Inventory!$L220=\"Centrifugal\",\"c\",\"n\"))","v":"n"},"-","-",{"$f":"IFERROR(INDEX('Early Retirement'!$C$4:$AC$32,$BF213,$BJ213),0)","v":0},{"$f":"IFERROR(HLOOKUP($BJ213,'Early Retirement'!$D$4:$AC$5,2,FALSE),0)","v":0},{"$f":"IFERROR(INDEX('Early Retirement'!$AE$4:$BE$32,$BF213,$BJ213),0)","v":0},{"$f":"IFERROR(HLOOKUP($BJ213,'Early Retirement'!$AF$4:$BE$5,2,FALSE),0)","v":0},0,0,"kW/ton",{"$f":"IFERROR(INDEX('Early Retirement'!$BG$4:$CG$32,$BF213,$BJ213),0)","v":0},{"$f":"IFERROR(HLOOKUP($BJ213,'Early Retirement'!$BH$4:$CH$5,2,FALSE),0)","v":0},0,"COP","Yes",0,0,"kW/ton",0,"COP",0,0,"kW/ton",0,"COP"]
[null,null,null,null,null,null,null,null,null,null,null,null,null,null,null,null,null,null,null,null,null,212,{"$f":"IF(Inventory!$C221=\"\",\"a\",VLOOKUP(Inventory!$C221,$B$3:$C$6,2,FALSE))","v":"a"},{"$f":"IF(AND($W214=\"b\",Inventory!$I221=\"\"),\"a\",IF(AND($W214=\"b\",Inventory!$I221<>\"\"),VLOOKUP(Inventory!$I221,$E$3:$F$12,2,FALSE),IF(AND(OR($W214=\"c\",$W214=\"d\"),Inventory!$AB221=\"\"),\"a\",IF(AND(OR($W214=\"c\",$W214=\"d\"),Inventory!$AB221<>\"\"),VLOOKUP(Inventory!$AB221,$E$3:$F$12,2,FALSE),\"a\"))))","v":"a"},{"$f":"IF(OR(AND($X214<>\"b\",$X214<>\"c\"),$AB214=0,$AB214>=(65000/12000),Inventory!$AC221=\"\"),\"a\",VLOOKUP(Inventory!$AC221,$H$3:$I$5,2,FALSE))","v":"a"},{"$f":"IF(AND($X214<>\"i\",$X214<>\"j\"),\"a\",IF(AND($W214=\"b\",Inventory!$L221=\"\"),\"a\",IF(AND($W214=\"b\",Inventory!$L221<>\"\"),VLOOKUP(Inventory!$L221,$K$3:$L$6,2,FALSE),IF(AND(OR($W214=\"c\",$W214=\"d\"),Inventory!$AD221=\"\"),\"a\",IF(AND(OR($W214=\"c\",$W214=\"d\"),Inventory!$AD221<>\"\"),VLOOKUP(Inventory!$AD221,$K$3:$L$6,2,FALSE),\"a\")))))","v":"a"},{"$f":"IF(OR(AND($X214<>\"e\",$X214<>\"f\"),$AB214=0,Inventory!$AF221=\"\"),\"a\",VLOOKUP(Inventory!$AF221,$N$3:$O$5,2,FALSE))","v":"a"},{"$f":"IF(OR(Inventory!C221=\"New Construction\",Inventory!C221=\"Replace-on-Burnout\"),Inventory!AS221,IF(Inventory!C221=\"Early Retirement\",Inventory!AR221,0))","v":0},"","","","","","","","","","","","",0,"aaaaa0","No","No",{"$f":"IF($W214=\"a\",0,IF($W214=\"b\",Inventory!$M221,Inventory!$AG221))","v":0},{"$f":"IF(OR($W214=\"a\",AND($AQ214=\"No\",$AR214=\"No\")),0,IF(AND($W214=\"b\",Inventory!$O221=\"Btu/hr\"),Inventory!$N221,IF(AND($W214=\"b\",Inventory!$O221=\"Tons\"),Inventory!$N221*12000,IF(AND(OR($W214=\"c\",$W214=\"d\"),Inventory!$AI221=\"Btu/hr\"),Inventory!$AH221,IF(AND(OR($W214=\"c\",$W214=\"d\"),Inventory!$AI221=\"Tons\"),Inventory!$AH221*12000,0)))))","v":0},0,0,"EER",0,"kW/ton",{"$f":"IF(OR($W214=\"a\",$AR214=\"No\"),0,IF(AND($W214=\"b\",Inventory!$Q221=\"Btu/hr\"),Inventory!$P221,IF(AND($W214=\"b\",Inventory!$Q221=\"Tons\"),Inventory!$P221*12000,IF(AND(OR($W214=\"c\",$W214=\"d\"),Inventory!$AK221=\"Btu/hr\"),Inventory!$AJ221,IF(AND(OR($W214=\"c\",$W214=\"d\"),Inventory!$AK221=\"Tons\"),Inventory!$AJ221*12000,0)))))","v":0},0,0,"COP","No",{"$f":"IF(OR(Inventory!$J221=\"\",$BD214=\"No\"),\"-\",Inventory!$J221)","v":"-"},{"$f":"IFERROR(VLOOKUP($BE214,'Early Retirement'!$B$6:$C$32,2,FALSE),\"-\")","v":"-"},{"$f":"IF(OR($W214<>\"b\",AND($X214<>\"b\",$X214<>\"c\")),\"n\",IF(AND($AO214<>1,$AO214<>2,$AO214<>7,$AO214<>8),\"n\",IF(Inventory!$K221=\"Split\",\"s\",IF(Inventory!$K221=\"Packaged\",\"p\",\"n\"))))","v":"n"},{"$f":"IF(AND($X214<>\"i\",$X214<>\"j\"),\"n\",IF(Inventory!$L221=\"Centrifugal\",\"c\",\"n\"))","v":"n"},"-","-",{"$f":"IFERROR(INDEX('Early Retirement'!$C$4:$AC$32,$BF214,$BJ214),0)","v":0},{"$f":"IFERROR(HLOOKUP($BJ214,'Early Retirement'!$D$4:$AC$5,2,FALSE),0)","v":0},{"$f":"IFERROR(INDEX('Early Retirement'!$AE$4:$BE$32,$BF214,$BJ214),0)","v":0},{"$f":"IFERROR(HLOOKUP($BJ214,'Early Retirement'!$AF$4:$BE$5,2,FALSE),0)","v":0},0,0,"kW/ton",{"$f":"IFERROR(INDEX('Early Retirement'!$BG$4:$CG$32,$BF214,$BJ214),0)","v":0},{"$f":"IFERROR(HLOOKUP($BJ214,'Early Retirement'!$BH$4:$CH$5,2,FALSE),0)","v":0},0,"COP","Yes",0,0,"kW/ton",0,"COP",0,0,"kW/ton",0,"COP"]
[null,null,null,null,null,null,null,null,null,null,null,null,null,null,null,null,null,null,null,null,null,213,{"$f":"IF(Inventory!$C222=\"\",\"a\",VLOOKUP(Inventory!$C222,$B$3:$C$6,2,FALSE))","v":"a"},{"$f":"IF(AND($W215=\"b\",Inventory!$I222=\"\"),\"a\",IF(AND($W215=\"b\",Inventory!$I222<>\"\"),VLOOKUP(Inventory!$I222,$E$3:$F$12,2,FALSE),IF(AND(OR($W215=\"c\",$W215=\"d\"),Inventory!$AB222=\"\"),\"a\",IF(AND(OR($W215=\"c\",$W215=\"d\"),Inventory!$AB222<>\"\"),VLOOKUP(Inventory!$AB222,$E$3:$F$12,2,FALSE),\"a\"))))","v":"a"},{"$f":"IF(OR(AND($X215<>\"b\",$X215<>\"c\"),$AB215=0,$AB215>=(65000/12000),Inventory!$AC222=\"\"),\"a\",VLOOKUP(Inventory!$AC222,$H$3:$I$5,2,FALSE))","v":"a"},{"$f":"IF(AND($X215<>\"i\",$X215<>\"j\"),\"a\",IF(AND($W215=\"b\",Inventory!$L222=\"\"),\"a\",IF(AND($W215=\"b\",Inventory!$L222<>\"\"),VLOOKUP(Inventory!$L222,$K$3:$L$6,2,FALSE),IF(AND(OR($W215=\"c\",$W215=\"d\"),Inventory!$AD222=\"\"),\"a\",IF(AND(OR($W215=\"c\",$W215=\"d\"),Inventory!$AD222<>\"\"),VLOOKUP(Inventory!$AD222,$K$3:$L$6,2,FALSE),\"a\")))))","v":"a"},{"$f":"IF(OR(AND($X215<>\"e\",$X215<>\"f\"),$AB215=0,Inventory!$AF222=\"\"),\"a\",VLOOKUP(Inventory!$AF222,$N$3:$O$5,2,FALSE))","v":"a"},{"$f":"IF(OR(Inventory!C222=\"New Construction\",Inventory!C222=\"Replace-on-Burnout\"),Inventory!AS222,IF(Inventory!C222=\"Early Retirement\",Inventory!AR222,0))","v":0},"","","","","","","","","","","","",0,"aaaaa0","No","No",{"$f":"IF($W215=\"a\",0,IF($W215=\"b\",Inventory!$M222,Inventory!$AG222))","v":0},{"$f":"IF(OR($W215=\"a\",AND($AQ215=\"No\",$AR215=\"No\")),0,IF(AND($W215=\"b\",Inventory!$O222=\"Btu/hr\"),Inventory!$N222,IF(AND($W215=\"b\",Inventory!$O222=\"Tons\"),Inventory!$N222*12000,IF(AND(OR($W215=\"c\",$W215=\"d\"),Inventory!$AI222=\"Btu/hr\"),Inventory!$AH222,IF(AND(OR($W215=\"c\",$W215=\"d\"),Inventory!$AI222=\"Tons\"),Inventory!$AH222*12000,0)))))","v":0},0,0,"EER",0,"kW/ton",{"$f":"IF(OR($W215=\"a\",$AR215=\"No\"),0,IF(AND($W215=\"b\",Inventory!$Q222=\"Btu/hr\"),Inventory!$P222,IF(AND($W215=\"b\",Inventory!$Q222=\"Tons\"),Inventory!$P222*12000,IF(AND(OR($W215=\"c\",$W215=\"d\"),Inventory!$AK222=\"Btu/hr\"),Inventory!$AJ222,IF(AND(OR($W215=\"c\",$W215=\"d\"),Inventory!$AK222=\"Tons\"),Inventory!$AJ222*12000,0)))))","v":0},0,0,"COP","No",{"$f":"IF(OR(Inventory!$J222=\"\",$BD215=\"No\"),\"-\",Inventory!$J222)","v":"-"},{"$f":"IFERROR(VLOOKUP($BE215,'Early Retirement'!$B$6:$C$32,2,FALSE),\"-\")","v":"-"},{"$f":"IF(OR($W215<>\"b\",AND($X215<>\"b\",$X215<>\"c\")),\"n\",IF(AND($AO215<>1,$AO215<>2,$AO215<>7,$AO215<>8),\"n\",IF(Inventory!$K222=\"Split\",\"s\",IF(Inventory!$K222=\"Packaged\",\"p\",\"n\"))))","v":"n"},{"$f":"IF(AND($X215<>\"i\",$X215<>\"j\"),\"n\",IF(Inventory!$L222=\"Centrifugal\",\"c\",\"n\"))","v":"n"},"-","-",{"$f":"IFERROR(INDEX('Early Retirement'!$C$4:$AC$32,$BF215,$BJ215),0)","v":0},{"$f":"IFERROR(HLOOKUP($BJ215,'Early Retirement'!$D$4:$AC$5,2,FALSE),0)","v":0},{"$f":"IFERROR(INDEX('Early Retirement'!$AE$4:$BE$32,$BF215,$BJ215),0)","v":0},{"$f":"IFERROR(HLOOKUP($BJ215,'Early Retirement'!$AF$4:$BE$5,2,FALSE),0)","v":0},0,0,"kW/ton",{"$f":"IFERROR(INDEX('Early Retirement'!$BG$4:$CG$32,$BF215,$BJ215),0)","v":0},{"$f":"IFERROR(HLOOKUP($BJ215,'Early Retirement'!$BH$4:$CH$5,2,FALSE),0)","v":0},0,"COP","Yes",0,0,"kW/ton",0,"COP",0,0,"kW/ton",0,"COP"]
[null,null,null,null,null,null,null,null,null,null,null,null,null,null,null,null,null,null,null,null,null,214,{"$f":"IF(Inventory!$C223=\"\",\"a\",VLOOKUP(Inventory!$C223,$B$3:$C$6,2,FALSE))","v":"a"},{"$f":"IF(AND($W216=\"b\",Inventory!$I223=\"\"),\"a\",IF(AND($W216=\"b\",Inventory!$I223<>\"\"),VLOOKUP(Inventory!$I223,$E$3:$F$12,2,FALSE),IF(AND(OR($W216=\"c\",$W216=\"d\"),Inventory!$AB223=\"\"),\"a\",IF(AND(OR($W216=\"c\",$W216=\"d\"),Inventory!$AB223<>\"\"),VLOOKUP(Inventory!$AB223,$E$3:$F$12,2,FALSE),\"a\"))))","v":"a"},{"$f":"IF(OR(AND($X216<>\"b\",$X216<>\"c\"),$AB216=0,$AB216>=(65000/12000),Inventory!$AC223=\"\"),\"a\",VLOOKUP(Inventory!$AC223,$H$3:$I$5,2,FALSE))","v":"a"},{"$f":"IF(AND($X216<>\"i\",$X216<>\"j\"),\"a\",IF(AND($W216=\"b\",Inventory!$L223=\"\"),\"a\",IF(AND($W216=\"b\",Inventory!$L223<>\"\"),VLOOKUP(Inventory!$L223,$K$3:$L$6,2,FALSE),IF(AND(OR($W216=\"c\",$W216=\"d\"),Inventory!$AD223=\"\"),\"a\",IF(AND(OR($W216=\"c\",$W216=\"d\"),Inventory!$AD223<>\"\"),VLOOKUP(Inventory!$AD223,$K$3:$L$6,2,FALSE),\"a\")))))","v":"a"},{"$f":"IF(OR(AND($X216<>\"e\",$X216<>\"f\"),$AB216=0,Inventory!$AF223=\"\"),\"a\",VLOOKUP(Inventory!$AF223,$N$3:$O$5,2,FALSE))","v":"a"},{"$f":"IF(OR(Inventory!C223=\"New Construction\",Inventory!C223=\"Replace-on-Burnout\"),Inventory!AS223,IF(Inventory!C223=\"Early Retirement\",Inventory!AR223,0))","v":0},"","","","","","","","","","","","",0,"aaaaa0","No","No",{"$f":"IF($W216=\"a\",0,IF($W216=\"b\",Inventory!$M223,Inventory!$AG223))","v":0},{"$f":"IF(OR($W216=\"a\",AND($AQ216=\"No\",$AR216=\"No\")),0,IF(AND($W216=\"b\",Inventory!$O223=\"Btu/hr\"),Inventory!$N223,IF(AND($W216=\"b\",Inventory!$O223=\"Tons\"),Inventory!$N223*12000,IF(AND(OR($W216=\"c\",$W216=\"d\"),Inventory!$AI223=\"Btu/hr\"),Inventory!$AH223,IF(AND(OR($W216=\"c\",$W216=\"d\"),Inventory!$AI223=\"Tons\"),Inventory!$AH223*12000,0)))))","v":0},0,0,"EER",0,"kW/ton",{"$f":"IF(OR($W216=\"a\",$AR216=\"No\"),0,IF(AND($W216=\"b\",Inventory!$Q223=\"Btu/hr\"),Inventory!$P223,IF(AND($W216=\"b\",Inventory!$Q223=\"Tons\"),Inventory!$P223*12000,IF(AND(OR($W216=\"c\",$W216=\"d\"),Inventory!$AK223=\"Btu/hr\"),Inventory!$AJ223,IF(AND(OR($W216=\"c\",$W216=\"d\"),Inventory!$AK223=\"Tons\"),Inventory!$AJ223*12000,0)))))","v":0},0,0,"COP","No",{"$f":"IF(OR(Inventory!$J223=\"\",$BD216=\"No\"),\"-\",Inventory!$J223)","v":"-"},{"$f":"IFERROR(VLOOKUP($BE216,'Early Retirement'!$B$6:$C$32,2,FALSE),\"-\")","v":"-"},{"$f":"IF(OR($W216<>\"b\",AND($X216<>\"b\",$X216<>\"c\")),\"n\",IF(AND($AO216<>1,$AO216<>2,$AO216<>7,$AO216<>8),\"n\",IF(Inventory!$K223=\"Split\",\"s\",IF(Inventory!$K223=\"Packaged\",\"p\",\"n\"))))","v":"n"},{"$f":"IF(AND($X216<>\"i\",$X216<>\"j\"),\"n\",IF(Inventory!$L223=\"Centrifugal\",\"c\",\"n\"))","v":"n"},"-","-",{"$f":"IFERROR(INDEX('Early Retirement'!$C$4:$AC$32,$BF216,$BJ216),0)","v":0},{"$f":"IFERROR(HLOOKUP($BJ216,'Early Retirement'!$D$4:$AC$5,2,FALSE),0)","v":0},{"$f":"IFERROR(INDEX('Early Retirement'!$AE$4:$BE$32,$BF216,$BJ216),0)","v":0},{"$f":"IFERROR(HLOOKUP($BJ216,'Early Retirement'!$AF$4:$BE$5,2,FALSE),0)","v":0},0,0,"kW/ton",{"$f":"IFERROR(INDEX('Early Retirement'!$BG$4:$CG$32,$BF216,$BJ216),0)","v":0},{"$f":"IFERROR(HLOOKUP($BJ216,'Early Retirement'!$BH$4:$CH$5,2,FALSE),0)","v":0},0,"COP","Yes",0,0,"kW/ton",0,"COP",0,0,"kW/ton",0,"COP"]
[null,null,null,null,null,null,null,null,null,null,null,null,null,null,null,null,null,null,null,null,null,215,{"$f":"IF(Inventory!$C224=\"\",\"a\",VLOOKUP(Inventory!$C224,$B$3:$C$6,2,FALSE))","v":"a"},{"$f":"IF(AND($W217=\"b\",Inventory!$I224=\"\"),\"a\",IF(AND($W217=\"b\",Inventory!$I224<>\"\"),VLOOKUP(Inventory!$I224,$E$3:$F$12,2,FALSE),IF(AND(OR($W217=\"c\",$W217=\"d\"),Inventory!$AB224=\"\"),\"a\",IF(AND(OR($W217=\"c\",$W217=\"d\"),Inventory!$AB224<>\"\"),VLOOKUP(Inventory!$AB224,$E$3:$F$12,2,FALSE),\"a\"))))","v":"a"},{"$f":"IF(OR(AND($X217<>\"b\",$X217<>\"c\"),$AB217=0,$AB217>=(65000/12000),Inventory!$AC224=\"\"),\"a\",VLOOKUP(Inventory!$AC224,$H$3:$I$5,2,FALSE))","v":"a"},{"$f":"IF(AND($X217<>\"i\",$X217<>\"j\"),\"a\",IF(AND($W217=\"b\",Inventory!$L224=\"\"),\"a\",IF(AND($W217=\"b\",Inventory!$L224<>\"\"),VLOOKUP(Inventory!$L224,$K$3:$L$6,2,FALSE),IF(AND(OR($W217=\"c\",$W217=\"d\"),Inventory!$AD224=\"\"),\"a\",IF(AND(OR($W217=\"c\",$W217=\"d\"),Inventory!$AD224<>\"\"),VLOOKUP(Inventory!$AD224,$K$3:$L$6,2,FALSE),\"a\")))))","v":"a"},{"$f":"IF(OR(AND($X217<>\"e\",$X217<>\"f\"),$AB217=0,Inventory!$AF224=\"\"),\"a\",VLOOKUP(Inventory!$AF224,$N$3:$O$5,2,FALSE))","v":"a"},{"$f":"IF(OR(Inventory!C224=\"New Construction\",Inventory!C224=\"Replace-on-Burnout\"),Inventory!AS224,IF(Inventory!C224=\"Early Retirement\",Inventory!AR224,0))","v":0},"","","","","","","","","","","","",0,"aaaaa0","No","No",{"$f":"IF($W217=\"a\",0,IF($W217=\"b\",Inventory!$M224,Inventory!$AG224))","v":0},{"$f":"IF(OR($W217=\"a\",AND($AQ217=\"No\",$AR217=\"No\")),0,IF(AND($W217=\"b\",Inventory!$O224=\"Btu/hr\"),Inventory!$N224,IF(AND($W217=\"b\",Inventory!$O224=\"Tons\"),Inventory!$N224*12000,IF(AND(OR($W217=\"c\",$W217=\"d\"),Inventory!$AI224=\"Btu/hr\"),Inventory!$AH224,IF(AND(OR($W217=\"c\",$W217=\"d\"),Inventory!$AI224=\"Tons\"),Inventory!$AH224*12000,0)))))","v":0},0,0,"EER",0,"kW/ton",{"$f":"IF(OR($W217=\"a\",$AR217=\"No\"),0,IF(AND($W217=\"b\",Inventory!$Q224=\"Btu/hr\"),Inventory!$P224,IF(AND($W217=\"b\",Inventory!$Q224=\"Tons\"),Inventory!$P224*12000,IF(AND(OR($W217=\"c\",$W217=\"d\"),Inventory!$AK224=\"Btu/hr\"),Inventory!$AJ224,IF(AND(OR($W217=\"c\",$W217=\"d\"),Inventory!$AK224=\"Tons\"),Inventory!$AJ224*12000,0)))))","v":0},0,0,"COP","No",{"$f":"IF(OR(Inventory!$J224=\"\",$BD217=\"No\"),\"-\",Inventory!$J224)","v":"-"},{"$f":"IFERROR(VLOOKUP($BE217,'Early Retirement'!$B$6:$C$32,2,FALSE),\"-\")","v":"-"},{"$f":"IF(OR($W217<>\"b\",AND($X217<>\"b\",$X217<>\"c\")),\"n\",IF(AND($AO217<>1,$AO217<>2,$AO217<>7,$AO217<>8),\"n\",IF(Inventory!$K224=\"Split\",\"s\",IF(Inventory!$K224=\"Packaged\",\"p\",\"n\"))))","v":"n"},{"$f":"IF(AND($X217<>\"i\",$X217<>\"j\"),\"n\",IF(Inventory!$L224=\"Centrifugal\",\"c\",\"n\"))","v":"n"},"-","-",{"$f":"IFERROR(INDEX('Early Retirement'!$C$4:$AC$32,$BF217,$BJ217),0)","v":0},{"$f":"IFERROR(HLOOKUP($BJ217,'Early Retirement'!$D$4:$AC$5,2,FALSE),0)","v":0},{"$f":"IFERROR(INDEX('Early Retirement'!$AE$4:$BE$32,$BF217,$BJ217),0)","v":0},{"$f":"IFERROR(HLOOKUP($BJ217,'Early Retirement'!$AF$4:$BE$5,2,FALSE),0)","v":0},0,0,"kW/ton",{"$f":"IFERROR(INDEX('Early Retirement'!$BG$4:$CG$32,$BF217,$BJ217),0)","v":0},{"$f":"IFERROR(HLOOKUP($BJ217,'Early Retirement'!$BH$4:$CH$5,2,FALSE),0)","v":0},0,"COP","Yes",0,0,"kW/ton",0,"COP",0,0,"kW/ton",0,"COP"]
[null,null,null,null,null,null,null,null,null,null,null,null,null,null,null,null,null,null,null,null,null,216,{"$f":"IF(Inventory!$C225=\"\",\"a\",VLOOKUP(Inventory!$C225,$B$3:$C$6,2,FALSE))","v":"a"},{"$f":"IF(AND($W218=\"b\",Inventory!$I225=\"\"),\"a\",IF(AND($W218=\"b\",Inventory!$I225<>\"\"),VLOOKUP(Inventory!$I225,$E$3:$F$12,2,FALSE),IF(AND(OR($W218=\"c\",$W218=\"d\"),Inventory!$AB225=\"\"),\"a\",IF(AND(OR($W218=\"c\",$W218=\"d\"),Inventory!$AB225<>\"\"),VLOOKUP(Inventory!$AB225,$E$3:$F$12,2,FALSE),\"a\"))))","v":"a"},{"$f":"IF(OR(AND($X218<>\"b\",$X218<>\"c\"),$AB218=0,$AB218>=(65000/12000),Inventory!$AC225=\"\"),\"a\",VLOOKUP(Inventory!$AC225,$H$3:$I$5,2,FALSE))","v":"a"},{"$f":"IF(AND($X218<>\"i\",$X218<>\"j\"),\"a\",IF(AND($W218=\"b\",Inventory!$L225=\"\"),\"a\",IF(AND($W218=\"b\",Inventory!$L225<>\"\"),VLOOKUP(Inventory!$L225,$K$3:$L$6,2,FALSE),IF(AND(OR($W218=\"c\",$W218=\"d\"),Inventory!$AD225=\"\"),\"a\",IF(AND(OR($W218=\"c\",$W218=\"d\"),Inventory!$AD225<>\"\"),VLOOKUP(Inventory!$AD225,$K$3:$L$6,2,FALSE),\"a\")))))","v":"a"},{"$f":"IF(OR(AND($X218<>\"e\",$X218<>\"f\"),$AB218=0,Inventory!$AF225=\"\"),\"a\",VLOOKUP(Inventory!$AF225,$N$3:$O$5,2,FALSE))","v":"a"},{"$f":"IF(OR(Inventory!C225=\"New Construction\",Inventory!C225=\"Replace-on-Burnout\"),Inventory!AS225,IF(Inventory!C225=\"Early Retirement\",Inventory!AR225,0))","v":0},"","","","","","","","","","","","",0,"aaaaa0","No","No",{"$f":"IF($W218=\"a\",0,IF($W218=\"b\",Inventory!$M225,Inventory!$AG225))","v":0},{"$f":"IF(OR($W218=\"a\",AND($AQ218=\"No\",$AR218=\"No\")),0,IF(AND($W218=\"b\",Inventory!$O225=\"Btu/hr\"),Inventory!$N225,IF(AND($W218=\"b\",Inventory!$O225=\"Tons\"),Inventory!$N225*12000,IF(AND(OR($W218=\"c\",$W218=\"d\"),Inventory!$AI225=\"Btu/hr\"),Inventory!$AH225,IF(AND(OR($W218=\"c\",$W218=\"d\"),Inventory!$AI225=\"Tons\"),Inventory!$AH225*12000,0)))))","v":0},0,0,"EER",0,"kW/ton",{"$f":"IF(OR($W218=\"a\",$AR218=\"No\"),0,IF(AND($W218=\"b\",Inventory!$Q225=\"Btu/hr\"),Inventory!$P225,IF(AND($W218=\"b\",Inventory!$Q225=\"Tons\"),Inventory!$P225*12000,IF(AND(OR($W218=\"c\",$W218=\"d\"),Inventory!$AK225=\"Btu/hr\"),Inventory!$AJ225,IF(AND(OR($W218=\"c\",$W218=\"d\"),Inventory!$AK225=\"Tons\"),Inventory!$AJ225*12000,0)))))","v":0},0,0,"COP","No",{"$f":"IF(OR(Inventory!$J225=\"\",$BD218=\"No\"),\"-\",Inventory!$J225)","v":"-"},{"$f":"IFERROR(VLOOKUP($BE218,'Early Retirement'!$B$6:$C$32,2,FALSE),\"-\")","v":"-"},{"$f":"IF(OR($W218<>\"b\",AND($X218<>\"b\",$X218<>\"c\")),\"n\",IF(AND($AO218<>1,$AO218<>2,$AO218<>7,$AO218<>8),\"n\",IF(Inventory!$K225=\"Split\",\"s\",IF(Inventory!$K225=\"Packaged\",\"p\",\"n\"))))","v":"n"},{"$f":"IF(AND($X218<>\"i\",$X218<>\"j\"),\"n\",IF(Inventory!$L225=\"Centrifugal\",\"c\",\"n\"))","v":"n"},"-","-",{"$f":"IFERROR(INDEX('Early Retirement'!$C$4:$AC$32,$BF218,$BJ218),0)","v":0},{"$f":"IFERROR(HLOOKUP($BJ218,'Early Retirement'!$D$4:$AC$5,2,FALSE),0)","v":0},{"$f":"IFERROR(INDEX('Early Retirement'!$AE$4:$BE$32,$BF218,$BJ218),0)","v":0},{"$f":"IFERROR(HLOOKUP($BJ218,'Early Retirement'!$AF$4:$BE$5,2,FALSE),0)","v":0},0,0,"kW/ton",{"$f":"IFERROR(INDEX('Early Retirement'!$BG$4:$CG$32,$BF218,$BJ218),0)","v":0},{"$f":"IFERROR(HLOOKUP($BJ218,'Early Retirement'!$BH$4:$CH$5,2,FALSE),0)","v":0},0,"COP","Yes",0,0,"kW/ton",0,"COP",0,0,"kW/ton",0,"COP"]
[null,null,null,null,null,null,null,null,null,null,null,null,null,null,null,null,null,null,null,null,null,217,{"$f":"IF(Inventory!$C226=\"\",\"a\",VLOOKUP(Inventory!$C226,$B$3:$C$6,2,FALSE))","v":"a"},{"$f":"IF(AND($W219=\"b\",Inventory!$I226=\"\"),\"a\",IF(AND($W219=\"b\",Inventory!$I226<>\"\"),VLOOKUP(Inventory!$I226,$E$3:$F$12,2,FALSE),IF(AND(OR($W219=\"c\",$W219=\"d\"),Inventory!$AB226=\"\"),\"a\",IF(AND(OR($W219=\"c\",$W219=\"d\"),Inventory!$AB226<>\"\"),VLOOKUP(Inventory!$AB226,$E$3:$F$12,2,FALSE),\"a\"))))","v":"a"},{"$f":"IF(OR(AND($X219<>\"b\",$X219<>\"c\"),$AB219=0,$AB219>=(65000/12000),Inventory!$AC226=\"\"),\"a\",VLOOKUP(Inventory!$AC226,$H$3:$I$5,2,FALSE))","v":"a"},{"$f":"IF(AND($X219<>\"i\",$X219<>\"j\"),\"a\",IF(AND($W219=\"b\",Inventory!$L226=\"\"),\"a\",IF(AND($W219=\"b\",Inventory!$L226<>\"\"),VLOOKUP(Inventory!$L226,$K$3:$L$6,2,FALSE),IF(AND(OR($W219=\"c\",$W219=\"d\"),Inventory!$AD226=\"\"),\"a\",IF(AND(OR($W219=\"c\",$W219=\"d\"),Inventory!$AD226<>\"\"),VLOOKUP(Inventory!$AD226,$K$3:$L$6,2,FALSE),\"a\")))))","v":"a"},{"$f":"IF(OR(AND($X219<>\"e\",$X219<>\"f\"),$AB219=0,Inventory!$AF226=\"\"),\"a\",VLOOKUP(Inventory!$AF226,$N$3:$O$5,2,FALSE))","v":"a"},{"$f":"IF(OR(Inventory!C226=\"New Construction\",Inventory!C226=\"Replace-on-Burnout\"),Inventory!AS226,IF(Inventory!C226=\"Early Retirement\",Inventory!AR226,0))","v":0},"","","","","","","","","","","","",0,"aaaaa0","No","No",{"$f":"IF($W219=\"a\",0,IF($W219=\"b\",Inventory!$M226,Inventory!$AG226))","v":0},{"$f":"IF(OR($W219=\"a\",AND($AQ219=\"No\",$AR219=\"No\")),0,IF(AND($W219=\"b\",Inventory!$O226=\"Btu/hr\"),Inventory!$N226,IF(AND($W219=\"b\",Inventory!$O226=\"Tons\"),Inventory!$N226*12000,IF(AND(OR($W219=\"c\",$W219=\"d\"),Inventory!$AI226=\"Btu/hr\"),Inventory!$AH226,IF(AND(OR($W219=\"c\",$W219=\"d\"),Inventory!$AI226=\"Tons\"),Inventory!$AH226*12000,0)))))","v":0},0,0,"EER",0,"kW/ton",{"$f":"IF(OR($W219=\"a\",$AR219=\"No\"),0,IF(AND($W219=\"b\",Inventory!$Q226=\"Btu/hr\"),Inventory!$P226,IF(AND($W219=\"b\",Inventory!$Q226=\"Tons\"),Inventory!$P226*12000,IF(AND(OR($W219=\"c\",$W219=\"d\"),Inventory!$AK226=\"Btu/hr\"),Inventory!$AJ226,IF(AND(OR($W219=\"c\",$W219=\"d\"),Inventory!$AK226=\"Tons\"),Inventory!$AJ226*12000,0)))))","v":0},0,0,"COP","No",{"$f":"IF(OR(Inventory!$J226=\"\",$BD219=\"No\"),\"-\",Inventory!$J226)","v":"-"},{"$f":"IFERROR(VLOOKUP($BE219,'Early Retirement'!$B$6:$C$32,2,FALSE),\"-\")","v":"-"},{"$f":"IF(OR($W219<>\"b\",AND($X219<>\"b\",$X219<>\"c\")),\"n\",IF(AND($AO219<>1,$AO219<>2,$AO219<>7,$AO219<>8),\"n\",IF(Inventory!$K226=\"Split\",\"s\",IF(Inventory!$K226=\"Packaged\",\"p\",\"n\"))))","v":"n"},{"$f":"IF(AND($X219<>\"i\",$X219<>\"j\"),\"n\",IF(Inventory!$L226=\"Centrifugal\",\"c\",\"n\"))","v":"n"},"-","-",{"$f":"IFERROR(INDEX('Early Retirement'!$C$4:$AC$32,$BF219,$BJ219),0)","v":0},{"$f":"IFERROR(HLOOKUP($BJ219,'Early Retirement'!$D$4:$AC$5,2,FALSE),0)","v":0},{"$f":"IFERROR(INDEX('Early Retirement'!$AE$4:$BE$32,$BF219,$BJ219),0)","v":0},{"$f":"IFERROR(HLOOKUP($BJ219,'Early Retirement'!$AF$4:$BE$5,2,FALSE),0)","v":0},0,0,"kW/ton",{"$f":"IFERROR(INDEX('Early Retirement'!$BG$4:$CG$32,$BF219,$BJ219),0)","v":0},{"$f":"IFERROR(HLOOKUP($BJ219,'Early Retirement'!$BH$4:$CH$5,2,FALSE),0)","v":0},0,"COP","Yes",0,0,"kW/ton",0,"COP",0,0,"kW/ton",0,"COP"]
[null,null,null,null,null,null,null,null,null,null,null,null,null,null,null,null,null,null,null,null,null,218,{"$f":"IF(Inventory!$C227=\"\",\"a\",VLOOKUP(Inventory!$C227,$B$3:$C$6,2,FALSE))","v":"a"},{"$f":"IF(AND($W220=\"b\",Inventory!$I227=\"\"),\"a\",IF(AND($W220=\"b\",Inventory!$I227<>\"\"),VLOOKUP(Inventory!$I227,$E$3:$F$12,2,FALSE),IF(AND(OR($W220=\"c\",$W220=\"d\"),Inventory!$AB227=\"\"),\"a\",IF(AND(OR($W220=\"c\",$W220=\"d\"),Inventory!$AB227<>\"\"),VLOOKUP(Inventory!$AB227,$E$3:$F$12,2,FALSE),\"a\"))))","v":"a"},{"$f":"IF(OR(AND($X220<>\"b\",$X220<>\"c\"),$AB220=0,$AB220>=(65000/12000),Inventory!$AC227=\"\"),\"a\",VLOOKUP(Inventory!$AC227,$H$3:$I$5,2,FALSE))","v":"a"},{"$f":"IF(AND($X220<>\"i\",$X220<>\"j\"),\"a\",IF(AND($W220=\"b\",Inventory!$L227=\"\"),\"a\",IF(AND($W220=\"b\",Inventory!$L227<>\"\"),VLOOKUP(Inventory!$L227,$K$3:$L$6,2,FALSE),IF(AND(OR($W220=\"c\",$W220=\"d\"),Inventory!$AD227=\"\"),\"a\",IF(AND(OR($W220=\"c\",$W220=\"d\"),Inventory!$AD227<>\"\"),VLOOKUP(Inventory!$AD227,$K$3:$L$6,2,FALSE),\"a\")))))","v":"a"},{"$f":"IF(OR(AND($X220<>\"e\",$X220<>\"f\"),$AB220=0,Inventory!$AF227=\"\"),\"a\",VLOOKUP(Inventory!$AF227,$N$3:$O$5,2,FALSE))","v":"a"},{"$f":"IF(OR(Inventory!C227=\"New Construction\",Inventory!C227=\"Replace-on-Burnout\"),Inventory!AS227,IF(Inventory!C227=\"Early Retirement\",Inventory!AR227,0))","v":0},"","","","","","","","","","","","",0,"aaaaa0","No","No",{"$f":"IF($W220=\"a\",0,IF($W220=\"b\",Inventory!$M227,Inventory!$AG227))","v":0},{"$f":"IF(OR($W220=\"a\",AND($AQ220=\"No\",$AR220=\"No\")),0,IF(AND($W220=\"b\",Inventory!$O227=\"Btu/hr\"),Inventory!$N227,IF(AND($W220=\"b\",Inventory!$O227=\"Tons\"),Inventory!$N227*12000,IF(AND(OR($W220=\"c\",$W220=\"d\"),Inventory!$AI227=\"Btu/hr\"),Inventory!$AH227,IF(AND(OR($W220=\"c\",$W220=\"d\"),Inventory!$AI227=\"Tons\"),Inventory!$AH227*12000,0)))))","v":0},0,0,"EER",0,"kW/ton",{"$f":"IF(OR($W220=\"a\",$AR220=\"No\"),0,IF(AND($W220=\"b\",Inventory!$Q227=\"Btu/hr\"),Inventory!$P227,IF(AND($W220=\"b\",Inventory!$Q227=\"Tons\"),Inventory!$P227*12000,IF(AND(OR($W220=\"c\",$W220=\"d\"),Inventory!$AK227=\"Btu/hr\"),Inventory!$AJ227,IF(AND(OR($W220=\"c\",$W220=\"d\"),Inventory!$AK227=\"Tons\"),Inventory!$AJ227*12000,0)))))","v":0},0,0,"COP","No",{"$f":"IF(OR(Inventory!$J227=\"\",$BD220=\"No\"),\"-\",Inventory!$J227)","v":"-"},{"$f":"IFERROR(VLOOKUP($BE220,'Early Retirement'!$B$6:$C$32,2,FALSE),\"-\")","v":"-"},{"$f":"IF(OR($W220<>\"b\",AND($X220<>\"b\",$X220<>\"c\")),\"n\",IF(AND($AO220<>1,$AO220<>2,$AO220<>7,$AO220<>8),\"n\",IF(Inventory!$K227=\"Split\",\"s\",IF(Inventory!$K227=\"Packaged\",\"p\",\"n\"))))","v":"n"},{"$f":"IF(AND($X220<>\"i\",$X220<>\"j\"),\"n\",IF(Inventory!$L227=\"Centrifugal\",\"c\",\"n\"))","v":"n"},"-","-",{"$f":"IFERROR(INDEX('Early Retirement'!$C$4:$AC$32,$BF220,$BJ220),0)","v":0},{"$f":"IFERROR(HLOOKUP($BJ220,'Early Retirement'!$D$4:$AC$5,2,FALSE),0)","v":0},{"$f":"IFERROR(INDEX('Early Retirement'!$AE$4:$BE$32,$BF220,$BJ220),0)","v":0},{"$f":"IFERROR(HLOOKUP($BJ220,'Early Retirement'!$AF$4:$BE$5,2,FALSE),0)","v":0},0,0,"kW/ton",{"$f":"IFERROR(INDEX('Early Retirement'!$BG$4:$CG$32,$BF220,$BJ220),0)","v":0},{"$f":"IFERROR(HLOOKUP($BJ220,'Early Retirement'!$BH$4:$CH$5,2,FALSE),0)","v":0},0,"COP","Yes",0,0,"kW/ton",0,"COP",0,0,"kW/ton",0,"COP"]
[null,null,null,null,null,null,null,null,null,null,null,null,null,null,null,null,null,null,null,null,null,219,{"$f":"IF(Inventory!$C228=\"\",\"a\",VLOOKUP(Inventory!$C228,$B$3:$C$6,2,FALSE))","v":"a"},{"$f":"IF(AND($W221=\"b\",Inventory!$I228=\"\"),\"a\",IF(AND($W221=\"b\",Inventory!$I228<>\"\"),VLOOKUP(Inventory!$I228,$E$3:$F$12,2,FALSE),IF(AND(OR($W221=\"c\",$W221=\"d\"),Inventory!$AB228=\"\"),\"a\",IF(AND(OR($W221=\"c\",$W221=\"d\"),Inventory!$AB228<>\"\"),VLOOKUP(Inventory!$AB228,$E$3:$F$12,2,FALSE),\"a\"))))","v":"a"},{"$f":"IF(OR(AND($X221<>\"b\",$X221<>\"c\"),$AB221=0,$AB221>=(65000/12000),Inventory!$AC228=\"\"),\"a\",VLOOKUP(Inventory!$AC228,$H$3:$I$5,2,FALSE))","v":"a"},{"$f":"IF(AND($X221<>\"i\",$X221<>\"j\"),\"a\",IF(AND($W221=\"b\",Inventory!$L228=\"\"),\"a\",IF(AND($W221=\"b\",Inventory!$L228<>\"\"),VLOOKUP(Inventory!$L228,$K$3:$L$6,2,FALSE),IF(AND(OR($W221=\"c\",$W221=\"d\"),Inventory!$AD228=\"\"),\"a\",IF(AND(OR($W221=\"c\",$W221=\"d\"),Inventory!$AD228<>\"\"),VLOOKUP(Inventory!$AD228,$K$3:$L$6,2,FALSE),\"a\")))))","v":"a"},{"$f":"IF(OR(AND($X221<>\"e\",$X221<>\"f\"),$AB221=0,Inventory!$AF228=\"\"),\"a\",VLOOKUP(Inventory!$AF228,$N$3:$O$5,2,FALSE))","v":"a"},{"$f":"IF(OR(Inventory!C228=\"New Construction\",Inventory!C228=\"Replace-on-Burnout\"),Inventory!AS228,IF(Inventory!C228=\"Early Retirement\",Inventory!AR228,0))","v":0},"","","","","","","","","","","","",0,"aaaaa0","No","No",{"$f":"IF($W221=\"a\",0,IF($W221=\"b\",Inventory!$M228,Inventory!$AG228))","v":0},{"$f":"IF(OR($W221=\"a\",AND($AQ221=\"No\",$AR221=\"No\")),0,IF(AND($W221=\"b\",Inventory!$O228=\"Btu/hr\"),Inventory!$N228,IF(AND($W221=\"b\",Inventory!$O228=\"Tons\"),Inventory!$N228*12000,IF(AND(OR($W221=\"c\",$W221=\"d\"),Inventory!$AI228=\"Btu/hr\"),Inventory!$AH228,IF(AND(OR($W221=\"c\",$W221=\"d\"),Inventory!$AI228=\"Tons\"),Inventory!$AH228*12000,0)))))","v":0},0,0,"EER",0,"kW/ton",{"$f":"IF(OR($W221=\"a\",$AR221=\"No\"),0,IF(AND($W221=\"b\",Inventory!$Q228=\"Btu/hr\"),Inventory!$P228,IF(AND($W221=\"b\",Inventory!$Q228=\"Tons\"),Inventory!$P228*12000,IF(AND(OR($W221=\"c\",$W221=\"d\"),Inventory!$AK228=\"Btu/hr\"),Inventory!$AJ228,IF(AND(OR($W221=\"c\",$W221=\"d\"),Inventory!$AK228=\"Tons\"),Inventory!$AJ228*12000,0)))))","v":0},0,0,"COP","No",{"$f":"IF(OR(Inventory!$J228=\"\",$BD221=\"No\"),\"-\",Inventory!$J228)","v":"-"},{"$f":"IFERROR(VLOOKUP($BE221,'Early Retirement'!$B$6:$C$32,2,FALSE),\"-\")","v":"-"},{"$f":"IF(OR($W221<>\"b\",AND($X221<>\"b\",$X221<>\"c\")),\"n\",IF(AND($AO221<>1,$AO221<>2,$AO221<>7,$AO221<>8),\"n\",IF(Inventory!$K228=\"Split\",\"s\",IF(Inventory!$K228=\"Packaged\",\"p\",\"n\"))))","v":"n"},{"$f":"IF(AND($X221<>\"i\",$X221<>\"j\"),\"n\",IF(Inventory!$L228=\"Centrifugal\",\"c\",\"n\"))","v":"n"},"-","-",{"$f":"IFERROR(INDEX('Early Retirement'!$C$4:$AC$32,$BF221,$BJ221),0)","v":0},{"$f":"IFERROR(HLOOKUP($BJ221,'Early Retirement'!$D$4:$AC$5,2,FALSE),0)","v":0},{"$f":"IFERROR(INDEX('Early Retirement'!$AE$4:$BE$32,$BF221,$BJ221),0)","v":0},{"$f":"IFERROR(HLOOKUP($BJ221,'Early Retirement'!$AF$4:$BE$5,2,FALSE),0)","v":0},0,0,"kW/ton",{"$f":"IFERROR(INDEX('Early Retirement'!$BG$4:$CG$32,$BF221,$BJ221),0)","v":0},{"$f":"IFERROR(HLOOKUP($BJ221,'Early Retirement'!$BH$4:$CH$5,2,FALSE),0)","v":0},0,"COP","Yes",0,0,"kW/ton",0,"COP",0,0,"kW/ton",0,"COP"]
[null,null,null,null,null,null,null,null,null,null,null,null,null,null,null,null,null,null,null,null,null,220,{"$f":"IF(Inventory!$C229=\"\",\"a\",VLOOKUP(Inventory!$C229,$B$3:$C$6,2,FALSE))","v":"a"},{"$f":"IF(AND($W222=\"b\",Inventory!$I229=\"\"),\"a\",IF(AND($W222=\"b\",Inventory!$I229<>\"\"),VLOOKUP(Inventory!$I229,$E$3:$F$12,2,FALSE),IF(AND(OR($W222=\"c\",$W222=\"d\"),Inventory!$AB229=\"\"),\"a\",IF(AND(OR($W222=\"c\",$W222=\"d\"),Inventory!$AB229<>\"\"),VLOOKUP(Inventory!$AB229,$E$3:$F$12,2,FALSE),\"a\"))))","v":"a"},{"$f":"IF(OR(AND($X222<>\"b\",$X222<>\"c\"),$AB222=0,$AB222>=(65000/12000),Inventory!$AC229=\"\"),\"a\",VLOOKUP(Inventory!$AC229,$H$3:$I$5,2,FALSE))","v":"a"},{"$f":"IF(AND($X222<>\"i\",$X222<>\"j\"),\"a\",IF(AND($W222=\"b\",Inventory!$L229=\"\"),\"a\",IF(AND($W222=\"b\",Inventory!$L229<>\"\"),VLOOKUP(Inventory!$L229,$K$3:$L$6,2,FALSE),IF(AND(OR($W222=\"c\",$W222=\"d\"),Inventory!$AD229=\"\"),\"a\",IF(AND(OR($W222=\"c\",$W222=\"d\"),Inventory!$AD229<>\"\"),VLOOKUP(Inventory!$AD229,$K$3:$L$6,2,FALSE),\"a\")))))","v":"a"},{"$f":"IF(OR(AND($X222<>\"e\",$X222<>\"f\"),$AB222=0,Inventory!$AF229=\"\"),\"a\",VLOOKUP(Inventory!$AF229,$N$3:$O$5,2,FALSE))","v":"a"},{"$f":"IF(OR(Inventory!C229=\"New Construction\",Inventory!C229=\"Replace-on-Burnout\"),Inventory!AS229,IF(Inventory!C229=\"Early Retirement\",Inventory!AR229,0))","v":0},"","","","","","","","","","","","",0,"aaaaa0","No","No",{"$f":"IF($W222=\"a\",0,IF($W222=\"b\",Inventory!$M229,Inventory!$AG229))","v":0},{"$f":"IF(OR($W222=\"a\",AND($AQ222=\"No\",$AR222=\"No\")),0,IF(AND($W222=\"b\",Inventory!$O229=\"Btu/hr\"),Inventory!$N229,IF(AND($W222=\"b\",Inventory!$O229=\"Tons\"),Inventory!$N229*12000,IF(AND(OR($W222=\"c\",$W222=\"d\"),Inventory!$AI229=\"Btu/hr\"),Inventory!$AH229,IF(AND(OR($W222=\"c\",$W222=\"d\"),Inventory!$AI229=\"Tons\"),Inventory!$AH229*12000,0)))))","v":0},0,0,"EER",0,"kW/ton",{"$f":"IF(OR($W222=\"a\",$AR222=\"No\"),0,IF(AND($W222=\"b\",Inventory!$Q229=\"Btu/hr\"),Inventory!$P229,IF(AND($W222=\"b\",Inventory!$Q229=\"Tons\"),Inventory!$P229*12000,IF(AND(OR($W222=\"c\",$W222=\"d\"),Inventory!$AK229=\"Btu/hr\"),Inventory!$AJ229,IF(AND(OR($W222=\"c\",$W222=\"d\"),Inventory!$AK229=\"Tons\"),Inventory!$AJ229*12000,0)))))","v":0},0,0,"COP","No",{"$f":"IF(OR(Inventory!$J229=\"\",$BD222=\"No\"),\"-\",Inventory!$J229)","v":"-"},{"$f":"IFERROR(VLOOKUP($BE222,'Early Retirement'!$B$6:$C$32,2,FALSE),\"-\")","v":"-"},{"$f":"IF(OR($W222<>\"b\",AND($X222<>\"b\",$X222<>\"c\")),\"n\",IF(AND($AO222<>1,$AO222<>2,$AO222<>7,$AO222<>8),\"n\",IF(Inventory!$K229=\"Split\",\"s\",IF(Inventory!$K229=\"Packaged\",\"p\",\"n\"))))","v":"n"},{"$f":"IF(AND($X222<>\"i\",$X222<>\"j\"),\"n\",IF(Inventory!$L229=\"Centrifugal\",\"c\",\"n\"))","v":"n"},"-","-",{"$f":"IFERROR(INDEX('Early Retirement'!$C$4:$AC$32,$BF222,$BJ222),0)","v":0},{"$f":"IFERROR(HLOOKUP($BJ222,'Early Retirement'!$D$4:$AC$5,2,FALSE),0)","v":0},{"$f":"IFERROR(INDEX('Early Retirement'!$AE$4:$BE$32,$BF222,$BJ222),0)","v":0},{"$f":"IFERROR(HLOOKUP($BJ222,'Early Retirement'!$AF$4:$BE$5,2,FALSE),0)","v":0},0,0,"kW/ton",{"$f":"IFERROR(INDEX('Early Retirement'!$BG$4:$CG$32,$BF222,$BJ222),0)","v":0},{"$f":"IFERROR(HLOOKUP($BJ222,'Early Retirement'!$BH$4:$CH$5,2,FALSE),0)","v":0},0,"COP","Yes",0,0,"kW/ton",0,"COP",0,0,"kW/ton",0,"COP"]
[null,null,null,null,null,null,null,null,null,null,null,null,null,null,null,null,null,null,null,null,null,221,{"$f":"IF(Inventory!$C230=\"\",\"a\",VLOOKUP(Inventory!$C230,$B$3:$C$6,2,FALSE))","v":"a"},{"$f":"IF(AND($W223=\"b\",Inventory!$I230=\"\"),\"a\",IF(AND($W223=\"b\",Inventory!$I230<>\"\"),VLOOKUP(Inventory!$I230,$E$3:$F$12,2,FALSE),IF(AND(OR($W223=\"c\",$W223=\"d\"),Inventory!$AB230=\"\"),\"a\",IF(AND(OR($W223=\"c\",$W223=\"d\"),Inventory!$AB230<>\"\"),VLOOKUP(Inventory!$AB230,$E$3:$F$12,2,FALSE),\"a\"))))","v":"a"},{"$f":"IF(OR(AND($X223<>\"b\",$X223<>\"c\"),$AB223=0,$AB223>=(65000/12000),Inventory!$AC230=\"\"),\"a\",VLOOKUP(Inventory!$AC230,$H$3:$I$5,2,FALSE))","v":"a"},{"$f":"IF(AND($X223<>\"i\",$X223<>\"j\"),\"a\",IF(AND($W223=\"b\",Inventory!$L230=\"\"),\"a\",IF(AND($W223=\"b\",Inventory!$L230<>\"\"),VLOOKUP(Inventory!$L230,$K$3:$L$6,2,FALSE),IF(AND(OR($W223=\"c\",$W223=\"d\"),Inventory!$AD230=\"\"),\"a\",IF(AND(OR($W223=\"c\",$W223=\"d\"),Inventory!$AD230<>\"\"),VLOOKUP(Inventory!$AD230,$K$3:$L$6,2,FALSE),\"a\")))))","v":"a"},{"$f":"IF(OR(AND($X223<>\"e\",$X223<>\"f\"),$AB223=0,Inventory!$AF230=\"\"),\"a\",VLOOKUP(Inventory!$AF230,$N$3:$O$5,2,FALSE))","v":"a"},{"$f":"IF(OR(Inventory!C230=\"New Construction\",Inventory!C230=\"Replace-on-Burnout\"),Inventory!AS230,IF(Inventory!C230=\"Early Retirement\",Inventory!AR230,0))","v":0},"","","","","","","","","","","","",0,"aaaaa0","No","No",{"$f":"IF($W223=\"a\",0,IF($W223=\"b\",Inventory!$M230,Inventory!$AG230))","v":0},{"$f":"IF(OR($W223=\"a\",AND($AQ223=\"No\",$AR223=\"No\")),0,IF(AND($W223=\"b\",Inventory!$O230=\"Btu/hr\"),Inventory!$N230,IF(AND($W223=\"b\",Inventory!$O230=\"Tons\"),Inventory!$N230*12000,IF(AND(OR($W223=\"c\",$W223=\"d\"),Inventory!$AI230=\"Btu/hr\"),Inventory!$AH230,IF(AND(OR($W223=\"c\",$W223=\"d\"),Inventory!$AI230=\"Tons\"),Inventory!$AH230*12000,0)))))","v":0},0,0,"EER",0,"kW/ton",{"$f":"IF(OR($W223=\"a\",$AR223=\"No\"),0,IF(AND($W223=\"b\",Inventory!$Q230=\"Btu/hr\"),Inventory!$P230,IF(AND($W223=\"b\",Inventory!$Q230=\"Tons\"),Inventory!$P230*12000,IF(AND(OR($W223=\"c\",$W223=\"d\"),Inventory!$AK230=\"Btu/hr\"),Inventory!$AJ230,IF(AND(OR($W223=\"c\",$W223=\"d\"),Inventory!$AK230=\"Tons\"),Inventory!$AJ230*12000,0)))))","v":0},0,0,"COP","No",{"$f":"IF(OR(Inventory!$J230=\"\",$BD223=\"No\"),\"-\",Inventory!$J230)","v":"-"},{"$f":"IFERROR(VLOOKUP($BE223,'Early Retirement'!$B$6:$C$32,2,FALSE),\"-\")","v":"-"},{"$f":"IF(OR($W223<>\"b\",AND($X223<>\"b\",$X223<>\"c\")),\"n\",IF(AND($AO223<>1,$AO223<>2,$AO223<>7,$AO223<>8),\"n\",IF(Inventory!$K230=\"Split\",\"s\",IF(Inventory!$K230=\"Packaged\",\"p\",\"n\"))))","v":"n"},{"$f":"IF(AND($X223<>\"i\",$X223<>\"j\"),\"n\",IF(Inventory!$L230=\"Centrifugal\",\"c\",\"n\"))","v":"n"},"-","-",{"$f":"IFERROR(INDEX('Early Retirement'!$C$4:$AC$32,$BF223,$BJ223),0)","v":0},{"$f":"IFERROR(HLOOKUP($BJ223,'Early Retirement'!$D$4:$AC$5,2,FALSE),0)","v":0},{"$f":"IFERROR(INDEX('Early Retirement'!$AE$4:$BE$32,$BF223,$BJ223),0)","v":0},{"$f":"IFERROR(HLOOKUP($BJ223,'Early Retirement'!$AF$4:$BE$5,2,FALSE),0)","v":0},0,0,"kW/ton",{"$f":"IFERROR(INDEX('Early Retirement'!$BG$4:$CG$32,$BF223,$BJ223),0)","v":0},{"$f":"IFERROR(HLOOKUP($BJ223,'Early Retirement'!$BH$4:$CH$5,2,FALSE),0)","v":0},0,"COP","Yes",0,0,"kW/ton",0,"COP",0,0,"kW/ton",0,"COP"]
[null,null,null,null,null,null,null,null,null,null,null,null,null,null,null,null,null,null,null,null,null,222,{"$f":"IF(Inventory!$C231=\"\",\"a\",VLOOKUP(Inventory!$C231,$B$3:$C$6,2,FALSE))","v":"a"},{"$f":"IF(AND($W224=\"b\",Inventory!$I231=\"\"),\"a\",IF(AND($W224=\"b\",Inventory!$I231<>\"\"),VLOOKUP(Inventory!$I231,$E$3:$F$12,2,FALSE),IF(AND(OR($W224=\"c\",$W224=\"d\"),Inventory!$AB231=\"\"),\"a\",IF(AND(OR($W224=\"c\",$W224=\"d\"),Inventory!$AB231<>\"\"),VLOOKUP(Inventory!$AB231,$E$3:$F$12,2,FALSE),\"a\"))))","v":"a"},{"$f":"IF(OR(AND($X224<>\"b\",$X224<>\"c\"),$AB224=0,$AB224>=(65000/12000),Inventory!$AC231=\"\"),\"a\",VLOOKUP(Inventory!$AC231,$H$3:$I$5,2,FALSE))","v":"a"},{"$f":"IF(AND($X224<>\"i\",$X224<>\"j\"),\"a\",IF(AND($W224=\"b\",Inventory!$L231=\"\"),\"a\",IF(AND($W224=\"b\",Inventory!$L231<>\"\"),VLOOKUP(Inventory!$L231,$K$3:$L$6,2,FALSE),IF(AND(OR($W224=\"c\",$W224=\"d\"),Inventory!$AD231=\"\"),\"a\",IF(AND(OR($W224=\"c\",$W224=\"d\"),Inventory!$AD231<>\"\"),VLOOKUP(Inventory!$AD231,$K$3:$L$6,2,FALSE),\"a\")))))","v":"a"},{"$f":"IF(OR(AND($X224<>\"e\",$X224<>\"f\"),$AB224=0,Inventory!$AF231=\"\"),\"a\",VLOOKUP(Inventory!$AF231,$N$3:$O$5,2,FALSE))","v":"a"},{"$f":"IF(OR(Inventory!C231=\"New Construction\",Inventory!C231=\"Replace-on-Burnout\"),Inventory!AS231,IF(Inventory!C231=\"Early Retirement\",Inventory!AR231,0))","v":0},"","","","","","","","","","","","",0,"aaaaa0","No","No",{"$f":"IF($W224=\"a\",0,IF($W224=\"b\",Inventory!$M231,Inventory!$AG231))","v":0},{"$f":"IF(OR($W224=\"a\",AND($AQ224=\"No\",$AR224=\"No\")),0,IF(AND($W224=\"b\",Inventory!$O231=\"Btu/hr\"),Inventory!$N231,IF(AND($W224=\"b\",Inventory!$O231=\"Tons\"),Inventory!$N231*12000,IF(AND(OR($W224=\"c\",$W224=\"d\"),Inventory!$AI231=\"Btu/hr\"),Inventory!$AH231,IF(AND(OR($W224=\"c\",$W224=\"d\"),Inventory!$AI231=\"Tons\"),Inventory!$AH231*12000,0)))))","v":0},0,0,"EER",0,"kW/ton",{"$f":"IF(OR($W224=\"a\",$AR224=\"No\"),0,IF(AND($W224=\"b\",Inventory!$Q231=\"Btu/hr\"),Inventory!$P231,IF(AND($W224=\"b\",Inventory!$Q231=\"Tons\"),Inventory!$P231*12000,IF(AND(OR($W224=\"c\",$W224=\"d\"),Inventory!$AK231=\"Btu/hr\"),Inventory!$AJ231,IF(AND(OR($W224=\"c\",$W224=\"d\"),Inventory!$AK231=\"Tons\"),Inventory!$AJ231*12000,0)))))","v":0},0,0,"COP","No",{"$f":"IF(OR(Inventory!$J231=\"\",$BD224=\"No\"),\"-\",Inventory!$J231)","v":"-"},{"$f":"IFERROR(VLOOKUP($BE224,'Early Retirement'!$B$6:$C$32,2,FALSE),\"-\")","v":"-"},{"$f":"IF(OR($W224<>\"b\",AND($X224<>\"b\",$X224<>\"c\")),\"n\",IF(AND($AO224<>1,$AO224<>2,$AO224<>7,$AO224<>8),\"n\",IF(Inventory!$K231=\"Split\",\"s\",IF(Inventory!$K231=\"Packaged\",\"p\",\"n\"))))","v":"n"},{"$f":"IF(AND($X224<>\"i\",$X224<>\"j\"),\"n\",IF(Inventory!$L231=\"Centrifugal\",\"c\",\"n\"))","v":"n"},"-","-",{"$f":"IFERROR(INDEX('Early Retirement'!$C$4:$AC$32,$BF224,$BJ224),0)","v":0},{"$f":"IFERROR(HLOOKUP($BJ224,'Early Retirement'!$D$4:$AC$5,2,FALSE),0)","v":0},{"$f":"IFERROR(INDEX('Early Retirement'!$AE$4:$BE$32,$BF224,$BJ224),0)","v":0},{"$f":"IFERROR(HLOOKUP($BJ224,'Early Retirement'!$AF$4:$BE$5,2,FALSE),0)","v":0},0,0,"kW/ton",{"$f":"IFERROR(INDEX('Early Retirement'!$BG$4:$CG$32,$BF224,$BJ224),0)","v":0},{"$f":"IFERROR(HLOOKUP($BJ224,'Early Retirement'!$BH$4:$CH$5,2,FALSE),0)","v":0},0,"COP","Yes",0,0,"kW/ton",0,"COP",0,0,"kW/ton",0,"COP"]
[null,null,null,null,null,null,null,null,null,null,null,null,null,null,null,null,null,null,null,null,null,223,{"$f":"IF(Inventory!$C232=\"\",\"a\",VLOOKUP(Inventory!$C232,$B$3:$C$6,2,FALSE))","v":"a"},{"$f":"IF(AND($W225=\"b\",Inventory!$I232=\"\"),\"a\",IF(AND($W225=\"b\",Inventory!$I232<>\"\"),VLOOKUP(Inventory!$I232,$E$3:$F$12,2,FALSE),IF(AND(OR($W225=\"c\",$W225=\"d\"),Inventory!$AB232=\"\"),\"a\",IF(AND(OR($W225=\"c\",$W225=\"d\"),Inventory!$AB232<>\"\"),VLOOKUP(Inventory!$AB232,$E$3:$F$12,2,FALSE),\"a\"))))","v":"a"},{"$f":"IF(OR(AND($X225<>\"b\",$X225<>\"c\"),$AB225=0,$AB225>=(65000/12000),Inventory!$AC232=\"\"),\"a\",VLOOKUP(Inventory!$AC232,$H$3:$I$5,2,FALSE))","v":"a"},{"$f":"IF(AND($X225<>\"i\",$X225<>\"j\"),\"a\",IF(AND($W225=\"b\",Inventory!$L232=\"\"),\"a\",IF(AND($W225=\"b\",Inventory!$L232<>\"\"),VLOOKUP(Inventory!$L232,$K$3:$L$6,2,FALSE),IF(AND(OR($W225=\"c\",$W225=\"d\"),Inventory!$AD232=\"\"),\"a\",IF(AND(OR($W225=\"c\",$W225=\"d\"),Inventory!$AD232<>\"\"),VLOOKUP(Inventory!$AD232,$K$3:$L$6,2,FALSE),\"a\")))))","v":"a"},{"$f":"IF(OR(AND($X225<>\"e\",$X225<>\"f\"),$AB225=0,Inventory!$AF232=\"\"),\"a\",VLOOKUP(Inventory!$AF232,$N$3:$O$5,2,FALSE))","v":"a"},{"$f":"IF(OR(Inventory!C232=\"New Construction\",Inventory!C232=\"Replace-on-Burnout\"),Inventory!AS232,IF(Inventory!C232=\"Early Retirement\",Inventory!AR232,0))","v":0},"","","","","","","","","","","","",0,"aaaaa0","No","No",{"$f":"IF($W225=\"a\",0,IF($W225=\"b\",Inventory!$M232,Inventory!$AG232))","v":0},{"$f":"IF(OR($W225=\"a\",AND($AQ225=\"No\",$AR225=\"No\")),0,IF(AND($W225=\"b\",Inventory!$O232=\"Btu/hr\"),Inventory!$N232,IF(AND($W225=\"b\",Inventory!$O232=\"Tons\"),Inventory!$N232*12000,IF(AND(OR($W225=\"c\",$W225=\"d\"),Inventory!$AI232=\"Btu/hr\"),Inventory!$AH232,IF(AND(OR($W225=\"c\",$W225=\"d\"),Inventory!$AI232=\"Tons\"),Inventory!$AH232*12000,0)))))","v":0},0,0,"EER",0,"kW/ton",{"$f":"IF(OR($W225=\"a\",$AR225=\"No\"),0,IF(AND($W225=\"b\",Inventory!$Q232=\"Btu/hr\"),Inventory!$P232,IF(AND($W225=\"b\",Inventory!$Q232=\"Tons\"),Inventory!$P232*12000,IF(AND(OR($W225=\"c\",$W225=\"d\"),Inventory!$AK232=\"Btu/hr\"),Inventory!$AJ232,IF(AND(OR($W225=\"c\",$W225=\"d\"),Inventory!$AK232=\"Tons\"),Inventory!$AJ232*12000,0)))))","v":0},0,0,"COP","No",{"$f":"IF(OR(Inventory!$J232=\"\",$BD225=\"No\"),\"-\",Inventory!$J232)","v":"-"},{"$f":"IFERROR(VLOOKUP($BE225,'Early Retirement'!$B$6:$C$32,2,FALSE),\"-\")","v":"-"},{"$f":"IF(OR($W225<>\"b\",AND($X225<>\"b\",$X225<>\"c\")),\"n\",IF(AND($AO225<>1,$AO225<>2,$AO225<>7,$AO225<>8),\"n\",IF(Inventory!$K232=\"Split\",\"s\",IF(Inventory!$K232=\"Packaged\",\"p\",\"n\"))))","v":"n"},{"$f":"IF(AND($X225<>\"i\",$X225<>\"j\"),\"n\",IF(Inventory!$L232=\"Centrifugal\",\"c\",\"n\"))","v":"n"},"-","-",{"$f":"IFERROR(INDEX('Early Retirement'!$C$4:$AC$32,$BF225,$BJ225),0)","v":0},{"$f":"IFERROR(HLOOKUP($BJ225,'Early Retirement'!$D$4:$AC$5,2,FALSE),0)","v":0},{"$f":"IFERROR(INDEX('Early Retirement'!$AE$4:$BE$32,$BF225,$BJ225),0)","v":0},{"$f":"IFERROR(HLOOKUP($BJ225,'Early Retirement'!$AF$4:$BE$5,2,FALSE),0)","v":0},0,0,"kW/ton",{"$f":"IFERROR(INDEX('Early Retirement'!$BG$4:$CG$32,$BF225,$BJ225),0)","v":0},{"$f":"IFERROR(HLOOKUP($BJ225,'Early Retirement'!$BH$4:$CH$5,2,FALSE),0)","v":0},0,"COP","Yes",0,0,"kW/ton",0,"COP",0,0,"kW/ton",0,"COP"]
[null,null,null,null,null,null,null,null,null,null,null,null,null,null,null,null,null,null,null,null,null,224,{"$f":"IF(Inventory!$C233=\"\",\"a\",VLOOKUP(Inventory!$C233,$B$3:$C$6,2,FALSE))","v":"a"},{"$f":"IF(AND($W226=\"b\",Inventory!$I233=\"\"),\"a\",IF(AND($W226=\"b\",Inventory!$I233<>\"\"),VLOOKUP(Inventory!$I233,$E$3:$F$12,2,FALSE),IF(AND(OR($W226=\"c\",$W226=\"d\"),Inventory!$AB233=\"\"),\"a\",IF(AND(OR($W226=\"c\",$W226=\"d\"),Inventory!$AB233<>\"\"),VLOOKUP(Inventory!$AB233,$E$3:$F$12,2,FALSE),\"a\"))))","v":"a"},{"$f":"IF(OR(AND($X226<>\"b\",$X226<>\"c\"),$AB226=0,$AB226>=(65000/12000),Inventory!$AC233=\"\"),\"a\",VLOOKUP(Inventory!$AC233,$H$3:$I$5,2,FALSE))","v":"a"},{"$f":"IF(AND($X226<>\"i\",$X226<>\"j\"),\"a\",IF(AND($W226=\"b\",Inventory!$L233=\"\"),\"a\",IF(AND($W226=\"b\",Inventory!$L233<>\"\"),VLOOKUP(Inventory!$L233,$K$3:$L$6,2,FALSE),IF(AND(OR($W226=\"c\",$W226=\"d\"),Inventory!$AD233=\"\"),\"a\",IF(AND(OR($W226=\"c\",$W226=\"d\"),Inventory!$AD233<>\"\"),VLOOKUP(Inventory!$AD233,$K$3:$L$6,2,FALSE),\"a\")))))","v":"a"},{"$f":"IF(OR(AND($X226<>\"e\",$X226<>\"f\"),$AB226=0,Inventory!$AF233=\"\"),\"a\",VLOOKUP(Inventory!$AF233,$N$3:$O$5,2,FALSE))","v":"a"},{"$f":"IF(OR(Inventory!C233=\"New Construction\",Inventory!C233=\"Replace-on-Burnout\"),Inventory!AS233,IF(Inventory!C233=\"Early Retirement\",Inventory!AR233,0))","v":0},"","","","","","","","","","","","",0,"aaaaa0","No","No",{"$f":"IF($W226=\"a\",0,IF($W226=\"b\",Inventory!$M233,Inventory!$AG233))","v":0},{"$f":"IF(OR($W226=\"a\",AND($AQ226=\"No\",$AR226=\"No\")),0,IF(AND($W226=\"b\",Inventory!$O233=\"Btu/hr\"),Inventory!$N233,IF(AND($W226=\"b\",Inventory!$O233=\"Tons\"),Inventory!$N233*12000,IF(AND(OR($W226=\"c\",$W226=\"d\"),Inventory!$AI233=\"Btu/hr\"),Inventory!$AH233,IF(AND(OR($W226=\"c\",$W226=\"d\"),Inventory!$AI233=\"Tons\"),Inventory!$AH233*12000,0)))))","v":0},0,0,"EER",0,"kW/ton",{"$f":"IF(OR($W226=\"a\",$AR226=\"No\"),0,IF(AND($W226=\"b\",Inventory!$Q233=\"Btu/hr\"),Inventory!$P233,IF(AND($W226=\"b\",Inventory!$Q233=\"Tons\"),Inventory!$P233*12000,IF(AND(OR($W226=\"c\",$W226=\"d\"),Inventory!$AK233=\"Btu/hr\"),Inventory!$AJ233,IF(AND(OR($W226=\"c\",$W226=\"d\"),Inventory!$AK233=\"Tons\"),Inventory!$AJ233*12000,0)))))","v":0},0,0,"COP","No",{"$f":"IF(OR(Inventory!$J233=\"\",$BD226=\"No\"),\"-\",Inventory!$J233)","v":"-"},{"$f":"IFERROR(VLOOKUP($BE226,'Early Retirement'!$B$6:$C$32,2,FALSE),\"-\")","v":"-"},{"$f":"IF(OR($W226<>\"b\",AND($X226<>\"b\",$X226<>\"c\")),\"n\",IF(AND($AO226<>1,$AO226<>2,$AO226<>7,$AO226<>8),\"n\",IF(Inventory!$K233=\"Split\",\"s\",IF(Inventory!$K233=\"Packaged\",\"p\",\"n\"))))","v":"n"},{"$f":"IF(AND($X226<>\"i\",$X226<>\"j\"),\"n\",IF(Inventory!$L233=\"Centrifugal\",\"c\",\"n\"))","v":"n"},"-","-",{"$f":"IFERROR(INDEX('Early Retirement'!$C$4:$AC$32,$BF226,$BJ226),0)","v":0},{"$f":"IFERROR(HLOOKUP($BJ226,'Early Retirement'!$D$4:$AC$5,2,FALSE),0)","v":0},{"$f":"IFERROR(INDEX('Early Retirement'!$AE$4:$BE$32,$BF226,$BJ226),0)","v":0},{"$f":"IFERROR(HLOOKUP($BJ226,'Early Retirement'!$AF$4:$BE$5,2,FALSE),0)","v":0},0,0,"kW/ton",{"$f":"IFERROR(INDEX('Early Retirement'!$BG$4:$CG$32,$BF226,$BJ226),0)","v":0},{"$f":"IFERROR(HLOOKUP($BJ226,'Early Retirement'!$BH$4:$CH$5,2,FALSE),0)","v":0},0,"COP","Yes",0,0,"kW/ton",0,"COP",0,0,"kW/ton",0,"COP"]
[null,null,null,null,null,null,null,null,null,null,null,null,null,null,null,null,null,null,null,null,null,225,{"$f":"IF(Inventory!$C234=\"\",\"a\",VLOOKUP(Inventory!$C234,$B$3:$C$6,2,FALSE))","v":"a"},{"$f":"IF(AND($W227=\"b\",Inventory!$I234=\"\"),\"a\",IF(AND($W227=\"b\",Inventory!$I234<>\"\"),VLOOKUP(Inventory!$I234,$E$3:$F$12,2,FALSE),IF(AND(OR($W227=\"c\",$W227=\"d\"),Inventory!$AB234=\"\"),\"a\",IF(AND(OR($W227=\"c\",$W227=\"d\"),Inventory!$AB234<>\"\"),VLOOKUP(Inventory!$AB234,$E$3:$F$12,2,FALSE),\"a\"))))","v":"a"},{"$f":"IF(OR(AND($X227<>\"b\",$X227<>\"c\"),$AB227=0,$AB227>=(65000/12000),Inventory!$AC234=\"\"),\"a\",VLOOKUP(Inventory!$AC234,$H$3:$I$5,2,FALSE))","v":"a"},{"$f":"IF(AND($X227<>\"i\",$X227<>\"j\"),\"a\",IF(AND($W227=\"b\",Inventory!$L234=\"\"),\"a\",IF(AND($W227=\"b\",Inventory!$L234<>\"\"),VLOOKUP(Inventory!$L234,$K$3:$L$6,2,FALSE),IF(AND(OR($W227=\"c\",$W227=\"d\"),Inventory!$AD234=\"\"),\"a\",IF(AND(OR($W227=\"c\",$W227=\"d\"),Inventory!$AD234<>\"\"),VLOOKUP(Inventory!$AD234,$K$3:$L$6,2,FALSE),\"a\")))))","v":"a"},{"$f":"IF(OR(AND($X227<>\"e\",$X227<>\"f\"),$AB227=0,Inventory!$AF234=\"\"),\"a\",VLOOKUP(Inventory!$AF234,$N$3:$O$5,2,FALSE))","v":"a"},{"$f":"IF(OR(Inventory!C234=\"New Construction\",Inventory!C234=\"Replace-on-Burnout\"),Inventory!AS234,IF(Inventory!C234=\"Early Retirement\",Inventory!AR234,0))","v":0},"","","","","","","","","","","","",0,"aaaaa0","No","No",{"$f":"IF($W227=\"a\",0,IF($W227=\"b\",Inventory!$M234,Inventory!$AG234))","v":0},{"$f":"IF(OR($W227=\"a\",AND($AQ227=\"No\",$AR227=\"No\")),0,IF(AND($W227=\"b\",Inventory!$O234=\"Btu/hr\"),Inventory!$N234,IF(AND($W227=\"b\",Inventory!$O234=\"Tons\"),Inventory!$N234*12000,IF(AND(OR($W227=\"c\",$W227=\"d\"),Inventory!$AI234=\"Btu/hr\"),Inventory!$AH234,IF(AND(OR($W227=\"c\",$W227=\"d\"),Inventory!$AI234=\"Tons\"),Inventory!$AH234*12000,0)))))","v":0},0,0,"EER",0,"kW/ton",{"$f":"IF(OR($W227=\"a\",$AR227=\"No\"),0,IF(AND($W227=\"b\",Inventory!$Q234=\"Btu/hr\"),Inventory!$P234,IF(AND($W227=\"b\",Inventory!$Q234=\"Tons\"),Inventory!$P234*12000,IF(AND(OR($W227=\"c\",$W227=\"d\"),Inventory!$AK234=\"Btu/hr\"),Inventory!$AJ234,IF(AND(OR($W227=\"c\",$W227=\"d\"),Inventory!$AK234=\"Tons\"),Inventory!$AJ234*12000,0)))))","v":0},0,0,"COP","No",{"$f":"IF(OR(Inventory!$J234=\"\",$BD227=\"No\"),\"-\",Inventory!$J234)","v":"-"},{"$f":"IFERROR(VLOOKUP($BE227,'Early Retirement'!$B$6:$C$32,2,FALSE),\"-\")","v":"-"},{"$f":"IF(OR($W227<>\"b\",AND($X227<>\"b\",$X227<>\"c\")),\"n\",IF(AND($AO227<>1,$AO227<>2,$AO227<>7,$AO227<>8),\"n\",IF(Inventory!$K234=\"Split\",\"s\",IF(Inventory!$K234=\"Packaged\",\"p\",\"n\"))))","v":"n"},{"$f":"IF(AND($X227<>\"i\",$X227<>\"j\"),\"n\",IF(Inventory!$L234=\"Centrifugal\",\"c\",\"n\"))","v":"n"},"-","-",{"$f":"IFERROR(INDEX('Early Retirement'!$C$4:$AC$32,$BF227,$BJ227),0)","v":0},{"$f":"IFERROR(HLOOKUP($BJ227,'Early Retirement'!$D$4:$AC$5,2,FALSE),0)","v":0},{"$f":"IFERROR(INDEX('Early Retirement'!$AE$4:$BE$32,$BF227,$BJ227),0)","v":0},{"$f":"IFERROR(HLOOKUP($BJ227,'Early Retirement'!$AF$4:$BE$5,2,FALSE),0)","v":0},0,0,"kW/ton",{"$f":"IFERROR(INDEX('Early Retirement'!$BG$4:$CG$32,$BF227,$BJ227),0)","v":0},{"$f":"IFERROR(HLOOKUP($BJ227,'Early Retirement'!$BH$4:$CH$5,2,FALSE),0)","v":0},0,"COP","Yes",0,0,"kW/ton",0,"COP",0,0,"kW/ton",0,"COP"]
[null,null,null,null,null,null,null,null,null,null,null,null,null,null,null,null,null,null,null,null,null,226,{"$f":"IF(Inventory!$C235=\"\",\"a\",VLOOKUP(Inventory!$C235,$B$3:$C$6,2,FALSE))","v":"a"},{"$f":"IF(AND($W228=\"b\",Inventory!$I235=\"\"),\"a\",IF(AND($W228=\"b\",Inventory!$I235<>\"\"),VLOOKUP(Inventory!$I235,$E$3:$F$12,2,FALSE),IF(AND(OR($W228=\"c\",$W228=\"d\"),Inventory!$AB235=\"\"),\"a\",IF(AND(OR($W228=\"c\",$W228=\"d\"),Inventory!$AB235<>\"\"),VLOOKUP(Inventory!$AB235,$E$3:$F$12,2,FALSE),\"a\"))))","v":"a"},{"$f":"IF(OR(AND($X228<>\"b\",$X228<>\"c\"),$AB228=0,$AB228>=(65000/12000),Inventory!$AC235=\"\"),\"a\",VLOOKUP(Inventory!$AC235,$H$3:$I$5,2,FALSE))","v":"a"},{"$f":"IF(AND($X228<>\"i\",$X228<>\"j\"),\"a\",IF(AND($W228=\"b\",Inventory!$L235=\"\"),\"a\",IF(AND($W228=\"b\",Inventory!$L235<>\"\"),VLOOKUP(Inventory!$L235,$K$3:$L$6,2,FALSE),IF(AND(OR($W228=\"c\",$W228=\"d\"),Inventory!$AD235=\"\"),\"a\",IF(AND(OR($W228=\"c\",$W228=\"d\"),Inventory!$AD235<>\"\"),VLOOKUP(Inventory!$AD235,$K$3:$L$6,2,FALSE),\"a\")))))","v":"a"},{"$f":"IF(OR(AND($X228<>\"e\",$X228<>\"f\"),$AB228=0,Inventory!$AF235=\"\"),\"a\",VLOOKUP(Inventory!$AF235,$N$3:$O$5,2,FALSE))","v":"a"},{"$f":"IF(OR(Inventory!C235=\"New Construction\",Inventory!C235=\"Replace-on-Burnout\"),Inventory!AS235,IF(Inventory!C235=\"Early Retirement\",Inventory!AR235,0))","v":0},"","","","","","","","","","","","",0,"aaaaa0","No","No",{"$f":"IF($W228=\"a\",0,IF($W228=\"b\",Inventory!$M235,Inventory!$AG235))","v":0},{"$f":"IF(OR($W228=\"a\",AND($AQ228=\"No\",$AR228=\"No\")),0,IF(AND($W228=\"b\",Inventory!$O235=\"Btu/hr\"),Inventory!$N235,IF(AND($W228=\"b\",Inventory!$O235=\"Tons\"),Inventory!$N235*12000,IF(AND(OR($W228=\"c\",$W228=\"d\"),Inventory!$AI235=\"Btu/hr\"),Inventory!$AH235,IF(AND(OR($W228=\"c\",$W228=\"d\"),Inventory!$AI235=\"Tons\"),Inventory!$AH235*12000,0)))))","v":0},0,0,"EER",0,"kW/ton",{"$f":"IF(OR($W228=\"a\",$AR228=\"No\"),0,IF(AND($W228=\"b\",Inventory!$Q235=\"Btu/hr\"),Inventory!$P235,IF(AND($W228=\"b\",Inventory!$Q235=\"Tons\"),Inventory!$P235*12000,IF(AND(OR($W228=\"c\",$W228=\"d\"),Inventory!$AK235=\"Btu/hr\"),Inventory!$AJ235,IF(AND(OR($W228=\"c\",$W228=\"d\"),Inventory!$AK235=\"Tons\"),Inventory!$AJ235*12000,0)))))","v":0},0,0,"COP","No",{"$f":"IF(OR(Inventory!$J235=\"\",$BD228=\"No\"),\"-\",Inventory!$J235)","v":"-"},{"$f":"IFERROR(VLOOKUP($BE228,'Early Retirement'!$B$6:$C$32,2,FALSE),\"-\")","v":"-"},{"$f":"IF(OR($W228<>\"b\",AND($X228<>\"b\",$X228<>\"c\")),\"n\",IF(AND($AO228<>1,$AO228<>2,$AO228<>7,$AO228<>8),\"n\",IF(Inventory!$K235=\"Split\",\"s\",IF(Inventory!$K235=\"Packaged\",\"p\",\"n\"))))","v":"n"},{"$f":"IF(AND($X228<>\"i\",$X228<>\"j\"),\"n\",IF(Inventory!$L235=\"Centrifugal\",\"c\",\"n\"))","v":"n"},"-","-",{"$f":"IFERROR(INDEX('Early Retirement'!$C$4:$AC$32,$BF228,$BJ228),0)","v":0},{"$f":"IFERROR(HLOOKUP($BJ228,'Early Retirement'!$D$4:$AC$5,2,FALSE),0)","v":0},{"$f":"IFERROR(INDEX('Early Retirement'!$AE$4:$BE$32,$BF228,$BJ228),0)","v":0},{"$f":"IFERROR(HLOOKUP($BJ228,'Early Retirement'!$AF$4:$BE$5,2,FALSE),0)","v":0},0,0,"kW/ton",{"$f":"IFERROR(INDEX('Early Retirement'!$BG$4:$CG$32,$BF228,$BJ228),0)","v":0},{"$f":"IFERROR(HLOOKUP($BJ228,'Early Retirement'!$BH$4:$CH$5,2,FALSE),0)","v":0},0,"COP","Yes",0,0,"kW/ton",0,"COP",0,0,"kW/ton",0,"COP"]
[null,null,null,null,null,null,null,null,null,null,null,null,null,null,null,null,null,null,null,null,null,227,{"$f":"IF(Inventory!$C236=\"\",\"a\",VLOOKUP(Inventory!$C236,$B$3:$C$6,2,FALSE))","v":"a"},{"$f":"IF(AND($W229=\"b\",Inventory!$I236=\"\"),\"a\",IF(AND($W229=\"b\",Inventory!$I236<>\"\"),VLOOKUP(Inventory!$I236,$E$3:$F$12,2,FALSE),IF(AND(OR($W229=\"c\",$W229=\"d\"),Inventory!$AB236=\"\"),\"a\",IF(AND(OR($W229=\"c\",$W229=\"d\"),Inventory!$AB236<>\"\"),VLOOKUP(Inventory!$AB236,$E$3:$F$12,2,FALSE),\"a\"))))","v":"a"},{"$f":"IF(OR(AND($X229<>\"b\",$X229<>\"c\"),$AB229=0,$AB229>=(65000/12000),Inventory!$AC236=\"\"),\"a\",VLOOKUP(Inventory!$AC236,$H$3:$I$5,2,FALSE))","v":"a"},{"$f":"IF(AND($X229<>\"i\",$X229<>\"j\"),\"a\",IF(AND($W229=\"b\",Inventory!$L236=\"\"),\"a\",IF(AND($W229=\"b\",Inventory!$L236<>\"\"),VLOOKUP(Inventory!$L236,$K$3:$L$6,2,FALSE),IF(AND(OR($W229=\"c\",$W229=\"d\"),Inventory!$AD236=\"\"),\"a\",IF(AND(OR($W229=\"c\",$W229=\"d\"),Inventory!$AD236<>\"\"),VLOOKUP(Inventory!$AD236,$K$3:$L$6,2,FALSE),\"a\")))))","v":"a"},{"$f":"IF(OR(AND($X229<>\"e\",$X229<>\"f\"),$AB229=0,Inventory!$AF236=\"\"),\"a\",VLOOKUP(Inventory!$AF236,$N$3:$O$5,2,FALSE))","v":"a"},{"$f":"IF(OR(Inventory!C236=\"New Construction\",Inventory!C236=\"Replace-on-Burnout\"),Inventory!AS236,IF(Inventory!C236=\"Early Retirement\",Inventory!AR236,0))","v":0},"","","","","","","","","","","","",0,"aaaaa0","No","No",{"$f":"IF($W229=\"a\",0,IF($W229=\"b\",Inventory!$M236,Inventory!$AG236))","v":0},{"$f":"IF(OR($W229=\"a\",AND($AQ229=\"No\",$AR229=\"No\")),0,IF(AND($W229=\"b\",Inventory!$O236=\"Btu/hr\"),Inventory!$N236,IF(AND($W229=\"b\",Inventory!$O236=\"Tons\"),Inventory!$N236*12000,IF(AND(OR($W229=\"c\",$W229=\"d\"),Inventory!$AI236=\"Btu/hr\"),Inventory!$AH236,IF(AND(OR($W229=\"c\",$W229=\"d\"),Inventory!$AI236=\"Tons\"),Inventory!$AH236*12000,0)))))","v":0},0,0,"EER",0,"kW/ton",{"$f":"IF(OR($W229=\"a\",$AR229=\"No\"),0,IF(AND($W229=\"b\",Inventory!$Q236=\"Btu/hr\"),Inventory!$P236,IF(AND($W229=\"b\",Inventory!$Q236=\"Tons\"),Inventory!$P236*12000,IF(AND(OR($W229=\"c\",$W229=\"d\"),Inventory!$AK236=\"Btu/hr\"),Inventory!$AJ236,IF(AND(OR($W229=\"c\",$W229=\"d\"),Inventory!$AK236=\"Tons\"),Inventory!$AJ236*12000,0)))))","v":0},0,0,"COP","No",{"$f":"IF(OR(Inventory!$J236=\"\",$BD229=\"No\"),\"-\",Inventory!$J236)","v":"-"},{"$f":"IFERROR(VLOOKUP($BE229,'Early Retirement'!$B$6:$C$32,2,FALSE),\"-\")","v":"-"},{"$f":"IF(OR($W229<>\"b\",AND($X229<>\"b\",$X229<>\"c\")),\"n\",IF(AND($AO229<>1,$AO229<>2,$AO229<>7,$AO229<>8),\"n\",IF(Inventory!$K236=\"Split\",\"s\",IF(Inventory!$K236=\"Packaged\",\"p\",\"n\"))))","v":"n"},{"$f":"IF(AND($X229<>\"i\",$X229<>\"j\"),\"n\",IF(Inventory!$L236=\"Centrifugal\",\"c\",\"n\"))","v":"n"},"-","-",{"$f":"IFERROR(INDEX('Early Retirement'!$C$4:$AC$32,$BF229,$BJ229),0)","v":0},{"$f":"IFERROR(HLOOKUP($BJ229,'Early Retirement'!$D$4:$AC$5,2,FALSE),0)","v":0},{"$f":"IFERROR(INDEX('Early Retirement'!$AE$4:$BE$32,$BF229,$BJ229),0)","v":0},{"$f":"IFERROR(HLOOKUP($BJ229,'Early Retirement'!$AF$4:$BE$5,2,FALSE),0)","v":0},0,0,"kW/ton",{"$f":"IFERROR(INDEX('Early Retirement'!$BG$4:$CG$32,$BF229,$BJ229),0)","v":0},{"$f":"IFERROR(HLOOKUP($BJ229,'Early Retirement'!$BH$4:$CH$5,2,FALSE),0)","v":0},0,"COP","Yes",0,0,"kW/ton",0,"COP",0,0,"kW/ton",0,"COP"]
[null,null,null,null,null,null,null,null,null,null,null,null,null,null,null,null,null,null,null,null,null,228,{"$f":"IF(Inventory!$C237=\"\",\"a\",VLOOKUP(Inventory!$C237,$B$3:$C$6,2,FALSE))","v":"a"},{"$f":"IF(AND($W230=\"b\",Inventory!$I237=\"\"),\"a\",IF(AND($W230=\"b\",Inventory!$I237<>\"\"),VLOOKUP(Inventory!$I237,$E$3:$F$12,2,FALSE),IF(AND(OR($W230=\"c\",$W230=\"d\"),Inventory!$AB237=\"\"),\"a\",IF(AND(OR($W230=\"c\",$W230=\"d\"),Inventory!$AB237<>\"\"),VLOOKUP(Inventory!$AB237,$E$3:$F$12,2,FALSE),\"a\"))))","v":"a"},{"$f":"IF(OR(AND($X230<>\"b\",$X230<>\"c\"),$AB230=0,$AB230>=(65000/12000),Inventory!$AC237=\"\"),\"a\",VLOOKUP(Inventory!$AC237,$H$3:$I$5,2,FALSE))","v":"a"},{"$f":"IF(AND($X230<>\"i\",$X230<>\"j\"),\"a\",IF(AND($W230=\"b\",Inventory!$L237=\"\"),\"a\",IF(AND($W230=\"b\",Inventory!$L237<>\"\"),VLOOKUP(Inventory!$L237,$K$3:$L$6,2,FALSE),IF(AND(OR($W230=\"c\",$W230=\"d\"),Inventory!$AD237=\"\"),\"a\",IF(AND(OR($W230=\"c\",$W230=\"d\"),Inventory!$AD237<>\"\"),VLOOKUP(Inventory!$AD237,$K$3:$L$6,2,FALSE),\"a\")))))","v":"a"},{"$f":"IF(OR(AND($X230<>\"e\",$X230<>\"f\"),$AB230=0,Inventory!$AF237=\"\"),\"a\",VLOOKUP(Inventory!$AF237,$N$3:$O$5,2,FALSE))","v":"a"},{"$f":"IF(OR(Inventory!C237=\"New Construction\",Inventory!C237=\"Replace-on-Burnout\"),Inventory!AS237,IF(Inventory!C237=\"Early Retirement\",Inventory!AR237,0))","v":0},"","","","","","","","","","","","",0,"aaaaa0","No","No",{"$f":"IF($W230=\"a\",0,IF($W230=\"b\",Inventory!$M237,Inventory!$AG237))","v":0},{"$f":"IF(OR($W230=\"a\",AND($AQ230=\"No\",$AR230=\"No\")),0,IF(AND($W230=\"b\",Inventory!$O237=\"Btu/hr\"),Inventory!$N237,IF(AND($W230=\"b\",Inventory!$O237=\"Tons\"),Inventory!$N237*12000,IF(AND(OR($W230=\"c\",$W230=\"d\"),Inventory!$AI237=\"Btu/hr\"),Inventory!$AH237,IF(AND(OR($W230=\"c\",$W230=\"d\"),Inventory!$AI237=\"Tons\"),Inventory!$AH237*12000,0)))))","v":0},0,0,"EER",0,"kW/ton",{"$f":"IF(OR($W230=\"a\",$AR230=\"No\"),0,IF(AND($W230=\"b\",Inventory!$Q237=\"Btu/hr\"),Inventory!$P237,IF(AND($W230=\"b\",Inventory!$Q237=\"Tons\"),Inventory!$P237*12000,IF(AND(OR($W230=\"c\",$W230=\"d\"),Inventory!$AK237=\"Btu/hr\"),Inventory!$AJ237,IF(AND(OR($W230=\"c\",$W230=\"d\"),Inventory!$AK237=\"Tons\"),Inventory!$AJ237*12000,0)))))","v":0},0,0,"COP","No",{"$f":"IF(OR(Inventory!$J237=\"\",$BD230=\"No\"),\"-\",Inventory!$J237)","v":"-"},{"$f":"IFERROR(VLOOKUP($BE230,'Early Retirement'!$B$6:$C$32,2,FALSE),\"-\")","v":"-"},{"$f":"IF(OR($W230<>\"b\",AND($X230<>\"b\",$X230<>\"c\")),\"n\",IF(AND($AO230<>1,$AO230<>2,$AO230<>7,$AO230<>8),\"n\",IF(Inventory!$K237=\"Split\",\"s\",IF(Inventory!$K237=\"Packaged\",\"p\",\"n\"))))","v":"n"},{"$f":"IF(AND($X230<>\"i\",$X230<>\"j\"),\"n\",IF(Inventory!$L237=\"Centrifugal\",\"c\",\"n\"))","v":"n"},"-","-",{"$f":"IFERROR(INDEX('Early Retirement'!$C$4:$AC$32,$BF230,$BJ230),0)","v":0},{"$f":"IFERROR(HLOOKUP($BJ230,'Early Retirement'!$D$4:$AC$5,2,FALSE),0)","v":0},{"$f":"IFERROR(INDEX('Early Retirement'!$AE$4:$BE$32,$BF230,$BJ230),0)","v":0},{"$f":"IFERROR(HLOOKUP($BJ230,'Early Retirement'!$AF$4:$BE$5,2,FALSE),0)","v":0},0,0,"kW/ton",{"$f":"IFERROR(INDEX('Early Retirement'!$BG$4:$CG$32,$BF230,$BJ230),0)","v":0},{"$f":"IFERROR(HLOOKUP($BJ230,'Early Retirement'!$BH$4:$CH$5,2,FALSE),0)","v":0},0,"COP","Yes",0,0,"kW/ton",0,"COP",0,0,"kW/ton",0,"COP"]
[null,null,null,null,null,null,null,null,null,null,null,null,null,null,null,null,null,null,null,null,null,229,{"$f":"IF(Inventory!$C238=\"\",\"a\",VLOOKUP(Inventory!$C238,$B$3:$C$6,2,FALSE))","v":"a"},{"$f":"IF(AND($W231=\"b\",Inventory!$I238=\"\"),\"a\",IF(AND($W231=\"b\",Inventory!$I238<>\"\"),VLOOKUP(Inventory!$I238,$E$3:$F$12,2,FALSE),IF(AND(OR($W231=\"c\",$W231=\"d\"),Inventory!$AB238=\"\"),\"a\",IF(AND(OR($W231=\"c\",$W231=\"d\"),Inventory!$AB238<>\"\"),VLOOKUP(Inventory!$AB238,$E$3:$F$12,2,FALSE),\"a\"))))","v":"a"},{"$f":"IF(OR(AND($X231<>\"b\",$X231<>\"c\"),$AB231=0,$AB231>=(65000/12000),Inventory!$AC238=\"\"),\"a\",VLOOKUP(Inventory!$AC238,$H$3:$I$5,2,FALSE))","v":"a"},{"$f":"IF(AND($X231<>\"i\",$X231<>\"j\"),\"a\",IF(AND($W231=\"b\",Inventory!$L238=\"\"),\"a\",IF(AND($W231=\"b\",Inventory!$L238<>\"\"),VLOOKUP(Inventory!$L238,$K$3:$L$6,2,FALSE),IF(AND(OR($W231=\"c\",$W231=\"d\"),Inventory!$AD238=\"\"),\"a\",IF(AND(OR($W231=\"c\",$W231=\"d\"),Inventory!$AD238<>\"\"),VLOOKUP(Inventory!$AD238,$K$3:$L$6,2,FALSE),\"a\")))))","v":"a"},{"$f":"IF(OR(AND($X231<>\"e\",$X231<>\"f\"),$AB231=0,Inventory!$AF238=\"\"),\"a\",VLOOKUP(Inventory!$AF238,$N$3:$O$5,2,FALSE))","v":"a"},{"$f":"IF(OR(Inventory!C238=\"New Construction\",Inventory!C238=\"Replace-on-Burnout\"),Inventory!AS238,IF(Inventory!C238=\"Early Retirement\",Inventory!AR238,0))","v":0},"","","","","","","","","","","","",0,"aaaaa0","No","No",{"$f":"IF($W231=\"a\",0,IF($W231=\"b\",Inventory!$M238,Inventory!$AG238))","v":0},{"$f":"IF(OR($W231=\"a\",AND($AQ231=\"No\",$AR231=\"No\")),0,IF(AND($W231=\"b\",Inventory!$O238=\"Btu/hr\"),Inventory!$N238,IF(AND($W231=\"b\",Inventory!$O238=\"Tons\"),Inventory!$N238*12000,IF(AND(OR($W231=\"c\",$W231=\"d\"),Inventory!$AI238=\"Btu/hr\"),Inventory!$AH238,IF(AND(OR($W231=\"c\",$W231=\"d\"),Inventory!$AI238=\"Tons\"),Inventory!$AH238*12000,0)))))","v":0},0,0,"EER",0,"kW/ton",{"$f":"IF(OR($W231=\"a\",$AR231=\"No\"),0,IF(AND($W231=\"b\",Inventory!$Q238=\"Btu/hr\"),Inventory!$P238,IF(AND($W231=\"b\",Inventory!$Q238=\"Tons\"),Inventory!$P238*12000,IF(AND(OR($W231=\"c\",$W231=\"d\"),Inventory!$AK238=\"Btu/hr\"),Inventory!$AJ238,IF(AND(OR($W231=\"c\",$W231=\"d\"),Inventory!$AK238=\"Tons\"),Inventory!$AJ238*12000,0)))))","v":0},0,0,"COP","No",{"$f":"IF(OR(Inventory!$J238=\"\",$BD231=\"No\"),\"-\",Inventory!$J238)","v":"-"},{"$f":"IFERROR(VLOOKUP($BE231,'Early Retirement'!$B$6:$C$32,2,FALSE),\"-\")","v":"-"},{"$f":"IF(OR($W231<>\"b\",AND($X231<>\"b\",$X231<>\"c\")),\"n\",IF(AND($AO231<>1,$AO231<>2,$AO231<>7,$AO231<>8),\"n\",IF(Inventory!$K238=\"Split\",\"s\",IF(Inventory!$K238=\"Packaged\",\"p\",\"n\"))))","v":"n"},{"$f":"IF(AND($X231<>\"i\",$X231<>\"j\"),\"n\",IF(Inventory!$L238=\"Centrifugal\",\"c\",\"n\"))","v":"n"},"-","-",{"$f":"IFERROR(INDEX('Early Retirement'!$C$4:$AC$32,$BF231,$BJ231),0)","v":0},{"$f":"IFERROR(HLOOKUP($BJ231,'Early Retirement'!$D$4:$AC$5,2,FALSE),0)","v":0},{"$f":"IFERROR(INDEX('Early Retirement'!$AE$4:$BE$32,$BF231,$BJ231),0)","v":0},{"$f":"IFERROR(HLOOKUP($BJ231,'Early Retirement'!$AF$4:$BE$5,2,FALSE),0)","v":0},0,0,"kW/ton",{"$f":"IFERROR(INDEX('Early Retirement'!$BG$4:$CG$32,$BF231,$BJ231),0)","v":0},{"$f":"IFERROR(HLOOKUP($BJ231,'Early Retirement'!$BH$4:$CH$5,2,FALSE),0)","v":0},0,"COP","Yes",0,0,"kW/ton",0,"COP",0,0,"kW/ton",0,"COP"]
[null,null,null,null,null,null,null,null,null,null,null,null,null,null,null,null,null,null,null,null,null,230,{"$f":"IF(Inventory!$C239=\"\",\"a\",VLOOKUP(Inventory!$C239,$B$3:$C$6,2,FALSE))","v":"a"},{"$f":"IF(AND($W232=\"b\",Inventory!$I239=\"\"),\"a\",IF(AND($W232=\"b\",Inventory!$I239<>\"\"),VLOOKUP(Inventory!$I239,$E$3:$F$12,2,FALSE),IF(AND(OR($W232=\"c\",$W232=\"d\"),Inventory!$AB239=\"\"),\"a\",IF(AND(OR($W232=\"c\",$W232=\"d\"),Inventory!$AB239<>\"\"),VLOOKUP(Inventory!$AB239,$E$3:$F$12,2,FALSE),\"a\"))))","v":"a"},{"$f":"IF(OR(AND($X232<>\"b\",$X232<>\"c\"),$AB232=0,$AB232>=(65000/12000),Inventory!$AC239=\"\"),\"a\",VLOOKUP(Inventory!$AC239,$H$3:$I$5,2,FALSE))","v":"a"},{"$f":"IF(AND($X232<>\"i\",$X232<>\"j\"),\"a\",IF(AND($W232=\"b\",Inventory!$L239=\"\"),\"a\",IF(AND($W232=\"b\",Inventory!$L239<>\"\"),VLOOKUP(Inventory!$L239,$K$3:$L$6,2,FALSE),IF(AND(OR($W232=\"c\",$W232=\"d\"),Inventory!$AD239=\"\"),\"a\",IF(AND(OR($W232=\"c\",$W232=\"d\"),Inventory!$AD239<>\"\"),VLOOKUP(Inventory!$AD239,$K$3:$L$6,2,FALSE),\"a\")))))","v":"a"},{"$f":"IF(OR(AND($X232<>\"e\",$X232<>\"f\"),$AB232=0,Inventory!$AF239=\"\"),\"a\",VLOOKUP(Inventory!$AF239,$N$3:$O$5,2,FALSE))","v":"a"},{"$f":"IF(OR(Inventory!C239=\"New Construction\",Inventory!C239=\"Replace-on-Burnout\"),Inventory!AS239,IF(Inventory!C239=\"Early Retirement\",Inventory!AR239,0))","v":0},"","","","","","","","","","","","",0,"aaaaa0","No","No",{"$f":"IF($W232=\"a\",0,IF($W232=\"b\",Inventory!$M239,Inventory!$AG239))","v":0},{"$f":"IF(OR($W232=\"a\",AND($AQ232=\"No\",$AR232=\"No\")),0,IF(AND($W232=\"b\",Inventory!$O239=\"Btu/hr\"),Inventory!$N239,IF(AND($W232=\"b\",Inventory!$O239=\"Tons\"),Inventory!$N239*12000,IF(AND(OR($W232=\"c\",$W232=\"d\"),Inventory!$AI239=\"Btu/hr\"),Inventory!$AH239,IF(AND(OR($W232=\"c\",$W232=\"d\"),Inventory!$AI239=\"Tons\"),Inventory!$AH239*12000,0)))))","v":0},0,0,"EER",0,"kW/ton",{"$f":"IF(OR($W232=\"a\",$AR232=\"No\"),0,IF(AND($W232=\"b\",Inventory!$Q239=\"Btu/hr\"),Inventory!$P239,IF(AND($W232=\"b\",Inventory!$Q239=\"Tons\"),Inventory!$P239*12000,IF(AND(OR($W232=\"c\",$W232=\"d\"),Inventory!$AK239=\"Btu/hr\"),Inventory!$AJ239,IF(AND(OR($W232=\"c\",$W232=\"d\"),Inventory!$AK239=\"Tons\"),Inventory!$AJ239*12000,0)))))","v":0},0,0,"COP","No",{"$f":"IF(OR(Inventory!$J239=\"\",$BD232=\"No\"),\"-\",Inventory!$J239)","v":"-"},{"$f":"IFERROR(VLOOKUP($BE232,'Early Retirement'!$B$6:$C$32,2,FALSE),\"-\")","v":"-"},{"$f":"IF(OR($W232<>\"b\",AND($X232<>\"b\",$X232<>\"c\")),\"n\",IF(AND($AO232<>1,$AO232<>2,$AO232<>7,$AO232<>8),\"n\",IF(Inventory!$K239=\"Split\",\"s\",IF(Inventory!$K239=\"Packaged\",\"p\",\"n\"))))","v":"n"},{"$f":"IF(AND($X232<>\"i\",$X232<>\"j\"),\"n\",IF(Inventory!$L239=\"Centrifugal\",\"c\",\"n\"))","v":"n"},"-","-",{"$f":"IFERROR(INDEX('Early Retirement'!$C$4:$AC$32,$BF232,$BJ232),0)","v":0},{"$f":"IFERROR(HLOOKUP($BJ232,'Early Retirement'!$D$4:$AC$5,2,FALSE),0)","v":0},{"$f":"IFERROR(INDEX('Early Retirement'!$AE$4:$BE$32,$BF232,$BJ232),0)","v":0},{"$f":"IFERROR(HLOOKUP($BJ232,'Early Retirement'!$AF$4:$BE$5,2,FALSE),0)","v":0},0,0,"kW/ton",{"$f":"IFERROR(INDEX('Early Retirement'!$BG$4:$CG$32,$BF232,$BJ232),0)","v":0},{"$f":"IFERROR(HLOOKUP($BJ232,'Early Retirement'!$BH$4:$CH$5,2,FALSE),0)","v":0},0,"COP","Yes",0,0,"kW/ton",0,"COP",0,0,"kW/ton",0,"COP"]
[null,null,null,null,null,null,null,null,null,null,null,null,null,null,null,null,null,null,null,null,null,231,{"$f":"IF(Inventory!$C240=\"\",\"a\",VLOOKUP(Inventory!$C240,$B$3:$C$6,2,FALSE))","v":"a"},{"$f":"IF(AND($W233=\"b\",Inventory!$I240=\"\"),\"a\",IF(AND($W233=\"b\",Inventory!$I240<>\"\"),VLOOKUP(Inventory!$I240,$E$3:$F$12,2,FALSE),IF(AND(OR($W233=\"c\",$W233=\"d\"),Inventory!$AB240=\"\"),\"a\",IF(AND(OR($W233=\"c\",$W233=\"d\"),Inventory!$AB240<>\"\"),VLOOKUP(Inventory!$AB240,$E$3:$F$12,2,FALSE),\"a\"))))","v":"a"},{"$f":"IF(OR(AND($X233<>\"b\",$X233<>\"c\"),$AB233=0,$AB233>=(65000/12000),Inventory!$AC240=\"\"),\"a\",VLOOKUP(Inventory!$AC240,$H$3:$I$5,2,FALSE))","v":"a"},{"$f":"IF(AND($X233<>\"i\",$X233<>\"j\"),\"a\",IF(AND($W233=\"b\",Inventory!$L240=\"\"),\"a\",IF(AND($W233=\"b\",Inventory!$L240<>\"\"),VLOOKUP(Inventory!$L240,$K$3:$L$6,2,FALSE),IF(AND(OR($W233=\"c\",$W233=\"d\"),Inventory!$AD240=\"\"),\"a\",IF(AND(OR($W233=\"c\",$W233=\"d\"),Inventory!$AD240<>\"\"),VLOOKUP(Inventory!$AD240,$K$3:$L$6,2,FALSE),\"a\")))))","v":"a"},{"$f":"IF(OR(AND($X233<>\"e\",$X233<>\"f\"),$AB233=0,Inventory!$AF240=\"\"),\"a\",VLOOKUP(Inventory!$AF240,$N$3:$O$5,2,FALSE))","v":"a"},{"$f":"IF(OR(Inventory!C240=\"New Construction\",Inventory!C240=\"Replace-on-Burnout\"),Inventory!AS240,IF(Inventory!C240=\"Early Retirement\",Inventory!AR240,0))","v":0},"","","","","","","","","","","","",0,"aaaaa0","No","No",{"$f":"IF($W233=\"a\",0,IF($W233=\"b\",Inventory!$M240,Inventory!$AG240))","v":0},{"$f":"IF(OR($W233=\"a\",AND($AQ233=\"No\",$AR233=\"No\")),0,IF(AND($W233=\"b\",Inventory!$O240=\"Btu/hr\"),Inventory!$N240,IF(AND($W233=\"b\",Inventory!$O240=\"Tons\"),Inventory!$N240*12000,IF(AND(OR($W233=\"c\",$W233=\"d\"),Inventory!$AI240=\"Btu/hr\"),Inventory!$AH240,IF(AND(OR($W233=\"c\",$W233=\"d\"),Inventory!$AI240=\"Tons\"),Inventory!$AH240*12000,0)))))","v":0},0,0,"EER",0,"kW/ton",{"$f":"IF(OR($W233=\"a\",$AR233=\"No\"),0,IF(AND($W233=\"b\",Inventory!$Q240=\"Btu/hr\"),Inventory!$P240,IF(AND($W233=\"b\",Inventory!$Q240=\"Tons\"),Inventory!$P240*12000,IF(AND(OR($W233=\"c\",$W233=\"d\"),Inventory!$AK240=\"Btu/hr\"),Inventory!$AJ240,IF(AND(OR($W233=\"c\",$W233=\"d\"),Inventory!$AK240=\"Tons\"),Inventory!$AJ240*12000,0)))))","v":0},0,0,"COP","No",{"$f":"IF(OR(Inventory!$J240=\"\",$BD233=\"No\"),\"-\",Inventory!$J240)","v":"-"},{"$f":"IFERROR(VLOOKUP($BE233,'Early Retirement'!$B$6:$C$32,2,FALSE),\"-\")","v":"-"},{"$f":"IF(OR($W233<>\"b\",AND($X233<>\"b\",$X233<>\"c\")),\"n\",IF(AND($AO233<>1,$AO233<>2,$AO233<>7,$AO233<>8),\"n\",IF(Inventory!$K240=\"Split\",\"s\",IF(Inventory!$K240=\"Packaged\",\"p\",\"n\"))))","v":"n"},{"$f":"IF(AND($X233<>\"i\",$X233<>\"j\"),\"n\",IF(Inventory!$L240=\"Centrifugal\",\"c\",\"n\"))","v":"n"},"-","-",{"$f":"IFERROR(INDEX('Early Retirement'!$C$4:$AC$32,$BF233,$BJ233),0)","v":0},{"$f":"IFERROR(HLOOKUP($BJ233,'Early Retirement'!$D$4:$AC$5,2,FALSE),0)","v":0},{"$f":"IFERROR(INDEX('Early Retirement'!$AE$4:$BE$32,$BF233,$BJ233),0)","v":0},{"$f":"IFERROR(HLOOKUP($BJ233,'Early Retirement'!$AF$4:$BE$5,2,FALSE),0)","v":0},0,0,"kW/ton",{"$f":"IFERROR(INDEX('Early Retirement'!$BG$4:$CG$32,$BF233,$BJ233),0)","v":0},{"$f":"IFERROR(HLOOKUP($BJ233,'Early Retirement'!$BH$4:$CH$5,2,FALSE),0)","v":0},0,"COP","Yes",0,0,"kW/ton",0,"COP",0,0,"kW/ton",0,"COP"]
[null,null,null,null,null,null,null,null,null,null,null,null,null,null,null,null,null,null,null,null,null,232,{"$f":"IF(Inventory!$C241=\"\",\"a\",VLOOKUP(Inventory!$C241,$B$3:$C$6,2,FALSE))","v":"a"},{"$f":"IF(AND($W234=\"b\",Inventory!$I241=\"\"),\"a\",IF(AND($W234=\"b\",Inventory!$I241<>\"\"),VLOOKUP(Inventory!$I241,$E$3:$F$12,2,FALSE),IF(AND(OR($W234=\"c\",$W234=\"d\"),Inventory!$AB241=\"\"),\"a\",IF(AND(OR($W234=\"c\",$W234=\"d\"),Inventory!$AB241<>\"\"),VLOOKUP(Inventory!$AB241,$E$3:$F$12,2,FALSE),\"a\"))))","v":"a"},{"$f":"IF(OR(AND($X234<>\"b\",$X234<>\"c\"),$AB234=0,$AB234>=(65000/12000),Inventory!$AC241=\"\"),\"a\",VLOOKUP(Inventory!$AC241,$H$3:$I$5,2,FALSE))","v":"a"},{"$f":"IF(AND($X234<>\"i\",$X234<>\"j\"),\"a\",IF(AND($W234=\"b\",Inventory!$L241=\"\"),\"a\",IF(AND($W234=\"b\",Inventory!$L241<>\"\"),VLOOKUP(Inventory!$L241,$K$3:$L$6,2,FALSE),IF(AND(OR($W234=\"c\",$W234=\"d\"),Inventory!$AD241=\"\"),\"a\",IF(AND(OR($W234=\"c\",$W234=\"d\"),Inventory!$AD241<>\"\"),VLOOKUP(Inventory!$AD241,$K$3:$L$6,2,FALSE),\"a\")))))","v":"a"},{"$f":"IF(OR(AND($X234<>\"e\",$X234<>\"f\"),$AB234=0,Inventory!$AF241=\"\"),\"a\",VLOOKUP(Inventory!$AF241,$N$3:$O$5,2,FALSE))","v":"a"},{"$f":"IF(OR(Inventory!C241=\"New Construction\",Inventory!C241=\"Replace-on-Burnout\"),Inventory!AS241,IF(Inventory!C241=\"Early Retirement\",Inventory!AR241,0))","v":0},"","","","","","","","","","","","",0,"aaaaa0","No","No",{"$f":"IF($W234=\"a\",0,IF($W234=\"b\",Inventory!$M241,Inventory!$AG241))","v":0},{"$f":"IF(OR($W234=\"a\",AND($AQ234=\"No\",$AR234=\"No\")),0,IF(AND($W234=\"b\",Inventory!$O241=\"Btu/hr\"),Inventory!$N241,IF(AND($W234=\"b\",Inventory!$O241=\"Tons\"),Inventory!$N241*12000,IF(AND(OR($W234=\"c\",$W234=\"d\"),Inventory!$AI241=\"Btu/hr\"),Inventory!$AH241,IF(AND(OR($W234=\"c\",$W234=\"d\"),Inventory!$AI241=\"Tons\"),Inventory!$AH241*12000,0)))))","v":0},0,0,"EER",0,"kW/ton",{"$f":"IF(OR($W234=\"a\",$AR234=\"No\"),0,IF(AND($W234=\"b\",Inventory!$Q241=\"Btu/hr\"),Inventory!$P241,IF(AND($W234=\"b\",Inventory!$Q241=\"Tons\"),Inventory!$P241*12000,IF(AND(OR($W234=\"c\",$W234=\"d\"),Inventory!$AK241=\"Btu/hr\"),Inventory!$AJ241,IF(AND(OR($W234=\"c\",$W234=\"d\"),Inventory!$AK241=\"Tons\"),Inventory!$AJ241*12000,0)))))","v":0},0,0,"COP","No",{"$f":"IF(OR(Inventory!$J241=\"\",$BD234=\"No\"),\"-\",Inventory!$J241)","v":"-"},{"$f":"IFERROR(VLOOKUP($BE234,'Early Retirement'!$B$6:$C$32,2,FALSE),\"-\")","v":"-"},{"$f":"IF(OR($W234<>\"b\",AND($X234<>\"b\",$X234<>\"c\")),\"n\",IF(AND($AO234<>1,$AO234<>2,$AO234<>7,$AO234<>8),\"n\",IF(Inventory!$K241=\"Split\",\"s\",IF(Inventory!$K241=\"Packaged\",\"p\",\"n\"))))","v":"n"},{"$f":"IF(AND($X234<>\"i\",$X234<>\"j\"),\"n\",IF(Inventory!$L241=\"Centrifugal\",\"c\",\"n\"))","v":"n"},"-","-",{"$f":"IFERROR(INDEX('Early Retirement'!$C$4:$AC$32,$BF234,$BJ234),0)","v":0},{"$f":"IFERROR(HLOOKUP($BJ234,'Early Retirement'!$D$4:$AC$5,2,FALSE),0)","v":0},{"$f":"IFERROR(INDEX('Early Retirement'!$AE$4:$BE$32,$BF234,$BJ234),0)","v":0},{"$f":"IFERROR(HLOOKUP($BJ234,'Early Retirement'!$AF$4:$BE$5,2,FALSE),0)","v":0},0,0,"kW/ton",{"$f":"IFERROR(INDEX('Early Retirement'!$BG$4:$CG$32,$BF234,$BJ234),0)","v":0},{"$f":"IFERROR(HLOOKUP($BJ234,'Early Retirement'!$BH$4:$CH$5,2,FALSE),0)","v":0},0,"COP","Yes",0,0,"kW/ton",0,"COP",0,0,"kW/ton",0,"COP"]
[null,null,null,null,null,null,null,null,null,null,null,null,null,null,null,null,null,null,null,null,null,233,{"$f":"IF(Inventory!$C242=\"\",\"a\",VLOOKUP(Inventory!$C242,$B$3:$C$6,2,FALSE))","v":"a"},{"$f":"IF(AND($W235=\"b\",Inventory!$I242=\"\"),\"a\",IF(AND($W235=\"b\",Inventory!$I242<>\"\"),VLOOKUP(Inventory!$I242,$E$3:$F$12,2,FALSE),IF(AND(OR($W235=\"c\",$W235=\"d\"),Inventory!$AB242=\"\"),\"a\",IF(AND(OR($W235=\"c\",$W235=\"d\"),Inventory!$AB242<>\"\"),VLOOKUP(Inventory!$AB242,$E$3:$F$12,2,FALSE),\"a\"))))","v":"a"},{"$f":"IF(OR(AND($X235<>\"b\",$X235<>\"c\"),$AB235=0,$AB235>=(65000/12000),Inventory!$AC242=\"\"),\"a\",VLOOKUP(Inventory!$AC242,$H$3:$I$5,2,FALSE))","v":"a"},{"$f":"IF(AND($X235<>\"i\",$X235<>\"j\"),\"a\",IF(AND($W235=\"b\",Inventory!$L242=\"\"),\"a\",IF(AND($W235=\"b\",Inventory!$L242<>\"\"),VLOOKUP(Inventory!$L242,$K$3:$L$6,2,FALSE),IF(AND(OR($W235=\"c\",$W235=\"d\"),Inventory!$AD242=\"\"),\"a\",IF(AND(OR($W235=\"c\",$W235=\"d\"),Inventory!$AD242<>\"\"),VLOOKUP(Inventory!$AD242,$K$3:$L$6,2,FALSE),\"a\")))))","v":"a"},{"$f":"IF(OR(AND($X235<>\"e\",$X235<>\"f\"),$AB235=0,Inventory!$AF242=\"\"),\"a\",VLOOKUP(Inventory!$AF242,$N$3:$O$5,2,FALSE))","v":"a"},{"$f":"IF(OR(Inventory!C242=\"New Construction\",Inventory!C242=\"Replace-on-Burnout\"),Inventory!AS242,IF(Inventory!C242=\"Early Retirement\",Inventory!AR242,0))","v":0},"","","","","","","","","","","","",0,"aaaaa0","No","No",{"$f":"IF($W235=\"a\",0,IF($W235=\"b\",Inventory!$M242,Inventory!$AG242))","v":0},{"$f":"IF(OR($W235=\"a\",AND($AQ235=\"No\",$AR235=\"No\")),0,IF(AND($W235=\"b\",Inventory!$O242=\"Btu/hr\"),Inventory!$N242,IF(AND($W235=\"b\",Inventory!$O242=\"Tons\"),Inventory!$N242*12000,IF(AND(OR($W235=\"c\",$W235=\"d\"),Inventory!$AI242=\"Btu/hr\"),Inventory!$AH242,IF(AND(OR($W235=\"c\",$W235=\"d\"),Inventory!$AI242=\"Tons\"),Inventory!$AH242*12000,0)))))","v":0},0,0,"EER",0,"kW/ton",{"$f":"IF(OR($W235=\"a\",$AR235=\"No\"),0,IF(AND($W235=\"b\",Inventory!$Q242=\"Btu/hr\"),Inventory!$P242,IF(AND($W235=\"b\",Inventory!$Q242=\"Tons\"),Inventory!$P242*12000,IF(AND(OR($W235=\"c\",$W235=\"d\"),Inventory!$AK242=\"Btu/hr\"),Inventory!$AJ242,IF(AND(OR($W235=\"c\",$W235=\"d\"),Inventory!$AK242=\"Tons\"),Inventory!$AJ242*12000,0)))))","v":0},0,0,"COP","No",{"$f":"IF(OR(Inventory!$J242=\"\",$BD235=\"No\"),\"-\",Inventory!$J242)","v":"-"},{"$f":"IFERROR(VLOOKUP($BE235,'Early Retirement'!$B$6:$C$32,2,FALSE),\"-\")","v":"-"},{"$f":"IF(OR($W235<>\"b\",AND($X235<>\"b\",$X235<>\"c\")),\"n\",IF(AND($AO235<>1,$AO235<>2,$AO235<>7,$AO235<>8),\"n\",IF(Inventory!$K242=\"Split\",\"s\",IF(Inventory!$K242=\"Packaged\",\"p\",\"n\"))))","v":"n"},{"$f":"IF(AND($X235<>\"i\",$X235<>\"j\"),\"n\",IF(Inventory!$L242=\"Centrifugal\",\"c\",\"n\"))","v":"n"},"-","-",{"$f":"IFERROR(INDEX('Early Retirement'!$C$4:$AC$32,$BF235,$BJ235),0)","v":0},{"$f":"IFERROR(HLOOKUP($BJ235,'Early Retirement'!$D$4:$AC$5,2,FALSE),0)","v":0},{"$f":"IFERROR(INDEX('Early Retirement'!$AE$4:$BE$32,$BF235,$BJ235),0)","v":0},{"$f":"IFERROR(HLOOKUP($BJ235,'Early Retirement'!$AF$4:$BE$5,2,FALSE),0)","v":0},0,0,"kW/ton",{"$f":"IFERROR(INDEX('Early Retirement'!$BG$4:$CG$32,$BF235,$BJ235),0)","v":0},{"$f":"IFERROR(HLOOKUP($BJ235,'Early Retirement'!$BH$4:$CH$5,2,FALSE),0)","v":0},0,"COP","Yes",0,0,"kW/ton",0,"COP",0,0,"kW/ton",0,"COP"]
[null,null,null,null,null,null,null,null,null,null,null,null,null,null,null,null,null,null,null,null,null,234,{"$f":"IF(Inventory!$C243=\"\",\"a\",VLOOKUP(Inventory!$C243,$B$3:$C$6,2,FALSE))","v":"a"},{"$f":"IF(AND($W236=\"b\",Inventory!$I243=\"\"),\"a\",IF(AND($W236=\"b\",Inventory!$I243<>\"\"),VLOOKUP(Inventory!$I243,$E$3:$F$12,2,FALSE),IF(AND(OR($W236=\"c\",$W236=\"d\"),Inventory!$AB243=\"\"),\"a\",IF(AND(OR($W236=\"c\",$W236=\"d\"),Inventory!$AB243<>\"\"),VLOOKUP(Inventory!$AB243,$E$3:$F$12,2,FALSE),\"a\"))))","v":"a"},{"$f":"IF(OR(AND($X236<>\"b\",$X236<>\"c\"),$AB236=0,$AB236>=(65000/12000),Inventory!$AC243=\"\"),\"a\",VLOOKUP(Inventory!$AC243,$H$3:$I$5,2,FALSE))","v":"a"},{"$f":"IF(AND($X236<>\"i\",$X236<>\"j\"),\"a\",IF(AND($W236=\"b\",Inventory!$L243=\"\"),\"a\",IF(AND($W236=\"b\",Inventory!$L243<>\"\"),VLOOKUP(Inventory!$L243,$K$3:$L$6,2,FALSE),IF(AND(OR($W236=\"c\",$W236=\"d\"),Inventory!$AD243=\"\"),\"a\",IF(AND(OR($W236=\"c\",$W236=\"d\"),Inventory!$AD243<>\"\"),VLOOKUP(Inventory!$AD243,$K$3:$L$6,2,FALSE),\"a\")))))","v":"a"},{"$f":"IF(OR(AND($X236<>\"e\",$X236<>\"f\"),$AB236=0,Inventory!$AF243=\"\"),\"a\",VLOOKUP(Inventory!$AF243,$N$3:$O$5,2,FALSE))","v":"a"},{"$f":"IF(OR(Inventory!C243=\"New Construction\",Inventory!C243=\"Replace-on-Burnout\"),Inventory!AS243,IF(Inventory!C243=\"Early Retirement\",Inventory!AR243,0))","v":0},"","","","","","","","","","","","",0,"aaaaa0","No","No",{"$f":"IF($W236=\"a\",0,IF($W236=\"b\",Inventory!$M243,Inventory!$AG243))","v":0},{"$f":"IF(OR($W236=\"a\",AND($AQ236=\"No\",$AR236=\"No\")),0,IF(AND($W236=\"b\",Inventory!$O243=\"Btu/hr\"),Inventory!$N243,IF(AND($W236=\"b\",Inventory!$O243=\"Tons\"),Inventory!$N243*12000,IF(AND(OR($W236=\"c\",$W236=\"d\"),Inventory!$AI243=\"Btu/hr\"),Inventory!$AH243,IF(AND(OR($W236=\"c\",$W236=\"d\"),Inventory!$AI243=\"Tons\"),Inventory!$AH243*12000,0)))))","v":0},0,0,"EER",0,"kW/ton",{"$f":"IF(OR($W236=\"a\",$AR236=\"No\"),0,IF(AND($W236=\"b\",Inventory!$Q243=\"Btu/hr\"),Inventory!$P243,IF(AND($W236=\"b\",Inventory!$Q243=\"Tons\"),Inventory!$P243*12000,IF(AND(OR($W236=\"c\",$W236=\"d\"),Inventory!$AK243=\"Btu/hr\"),Inventory!$AJ243,IF(AND(OR($W236=\"c\",$W236=\"d\"),Inventory!$AK243=\"Tons\"),Inventory!$AJ243*12000,0)))))","v":0},0,0,"COP","No",{"$f":"IF(OR(Inventory!$J243=\"\",$BD236=\"No\"),\"-\",Inventory!$J243)","v":"-"},{"$f":"IFERROR(VLOOKUP($BE236,'Early Retirement'!$B$6:$C$32,2,FALSE),\"-\")","v":"-"},{"$f":"IF(OR($W236<>\"b\",AND($X236<>\"b\",$X236<>\"c\")),\"n\",IF(AND($AO236<>1,$AO236<>2,$AO236<>7,$AO236<>8),\"n\",IF(Inventory!$K243=\"Split\",\"s\",IF(Inventory!$K243=\"Packaged\",\"p\",\"n\"))))","v":"n"},{"$f":"IF(AND($X236<>\"i\",$X236<>\"j\"),\"n\",IF(Inventory!$L243=\"Centrifugal\",\"c\",\"n\"))","v":"n"},"-","-",{"$f":"IFERROR(INDEX('Early Retirement'!$C$4:$AC$32,$BF236,$BJ236),0)","v":0},{"$f":"IFERROR(HLOOKUP($BJ236,'Early Retirement'!$D$4:$AC$5,2,FALSE),0)","v":0},{"$f":"IFERROR(INDEX('Early Retirement'!$AE$4:$BE$32,$BF236,$BJ236),0)","v":0},{"$f":"IFERROR(HLOOKUP($BJ236,'Early Retirement'!$AF$4:$BE$5,2,FALSE),0)","v":0},0,0,"kW/ton",{"$f":"IFERROR(INDEX('Early Retirement'!$BG$4:$CG$32,$BF236,$BJ236),0)","v":0},{"$f":"IFERROR(HLOOKUP($BJ236,'Early Retirement'!$BH$4:$CH$5,2,FALSE),0)","v":0},0,"COP","Yes",0,0,"kW/ton",0,"COP",0,0,"kW/ton",0,"COP"]
[null,null,null,null,null,null,null,null,null,null,null,null,null,null,null,null,null,null,null,null,null,235,{"$f":"IF(Inventory!$C244=\"\",\"a\",VLOOKUP(Inventory!$C244,$B$3:$C$6,2,FALSE))","v":"a"},{"$f":"IF(AND($W237=\"b\",Inventory!$I244=\"\"),\"a\",IF(AND($W237=\"b\",Inventory!$I244<>\"\"),VLOOKUP(Inventory!$I244,$E$3:$F$12,2,FALSE),IF(AND(OR($W237=\"c\",$W237=\"d\"),Inventory!$AB244=\"\"),\"a\",IF(AND(OR($W237=\"c\",$W237=\"d\"),Inventory!$AB244<>\"\"),VLOOKUP(Inventory!$AB244,$E$3:$F$12,2,FALSE),\"a\"))))","v":"a"},{"$f":"IF(OR(AND($X237<>\"b\",$X237<>\"c\"),$AB237=0,$AB237>=(65000/12000),Inventory!$AC244=\"\"),\"a\",VLOOKUP(Inventory!$AC244,$H$3:$I$5,2,FALSE))","v":"a"},{"$f":"IF(AND($X237<>\"i\",$X237<>\"j\"),\"a\",IF(AND($W237=\"b\",Inventory!$L244=\"\"),\"a\",IF(AND($W237=\"b\",Inventory!$L244<>\"\"),VLOOKUP(Inventory!$L244,$K$3:$L$6,2,FALSE),IF(AND(OR($W237=\"c\",$W237=\"d\"),Inventory!$AD244=\"\"),\"a\",IF(AND(OR($W237=\"c\",$W237=\"d\"),Inventory!$AD244<>\"\"),VLOOKUP(Inventory!$AD244,$K$3:$L$6,2,FALSE),\"a\")))))","v":"a"},{"$f":"IF(OR(AND($X237<>\"e\",$X237<>\"f\"),$AB237=0,Inventory!$AF244=\"\"),\"a\",VLOOKUP(Inventory!$AF244,$N$3:$O$5,2,FALSE))","v":"a"},{"$f":"IF(OR(Inventory!C244=\"New Construction\",Inventory!C244=\"Replace-on-Burnout\"),Inventory!AS244,IF(Inventory!C244=\"Early Retirement\",Inventory!AR244,0))","v":0},"","","","","","","","","","","","",0,"aaaaa0","No","No",{"$f":"IF($W237=\"a\",0,IF($W237=\"b\",Inventory!$M244,Inventory!$AG244))","v":0},{"$f":"IF(OR($W237=\"a\",AND($AQ237=\"No\",$AR237=\"No\")),0,IF(AND($W237=\"b\",Inventory!$O244=\"Btu/hr\"),Inventory!$N244,IF(AND($W237=\"b\",Inventory!$O244=\"Tons\"),Inventory!$N244*12000,IF(AND(OR($W237=\"c\",$W237=\"d\"),Inventory!$AI244=\"Btu/hr\"),Inventory!$AH244,IF(AND(OR($W237=\"c\",$W237=\"d\"),Inventory!$AI244=\"Tons\"),Inventory!$AH244*12000,0)))))","v":0},0,0,"EER",0,"kW/ton",{"$f":"IF(OR($W237=\"a\",$AR237=\"No\"),0,IF(AND($W237=\"b\",Inventory!$Q244=\"Btu/hr\"),Inventory!$P244,IF(AND($W237=\"b\",Inventory!$Q244=\"Tons\"),Inventory!$P244*12000,IF(AND(OR($W237=\"c\",$W237=\"d\"),Inventory!$AK244=\"Btu/hr\"),Inventory!$AJ244,IF(AND(OR($W237=\"c\",$W237=\"d\"),Inventory!$AK244=\"Tons\"),Inventory!$AJ244*12000,0)))))","v":0},0,0,"COP","No",{"$f":"IF(OR(Inventory!$J244=\"\",$BD237=\"No\"),\"-\",Inventory!$J244)","v":"-"},{"$f":"IFERROR(VLOOKUP($BE237,'Early Retirement'!$B$6:$C$32,2,FALSE),\"-\")","v":"-"},{"$f":"IF(OR($W237<>\"b\",AND($X237<>\"b\",$X237<>\"c\")),\"n\",IF(AND($AO237<>1,$AO237<>2,$AO237<>7,$AO237<>8),\"n\",IF(Inventory!$K244=\"Split\",\"s\",IF(Inventory!$K244=\"Packaged\",\"p\",\"n\"))))","v":"n"},{"$f":"IF(AND($X237<>\"i\",$X237<>\"j\"),\"n\",IF(Inventory!$L244=\"Centrifugal\",\"c\",\"n\"))","v":"n"},"-","-",{"$f":"IFERROR(INDEX('Early Retirement'!$C$4:$AC$32,$BF237,$BJ237),0)","v":0},{"$f":"IFERROR(HLOOKUP($BJ237,'Early Retirement'!$D$4:$AC$5,2,FALSE),0)","v":0},{"$f":"IFERROR(INDEX('Early Retirement'!$AE$4:$BE$32,$BF237,$BJ237),0)","v":0},{"$f":"IFERROR(HLOOKUP($BJ237,'Early Retirement'!$AF$4:$BE$5,2,FALSE),0)","v":0},0,0,"kW/ton",{"$f":"IFERROR(INDEX('Early Retirement'!$BG$4:$CG$32,$BF237,$BJ237),0)","v":0},{"$f":"IFERROR(HLOOKUP($BJ237,'Early Retirement'!$BH$4:$CH$5,2,FALSE),0)","v":0},0,"COP","Yes",0,0,"kW/ton",0,"COP",0,0,"kW/ton",0,"COP"]
[null,null,null,null,null,null,null,null,null,null,null,null,null,null,null,null,null,null,null,null,null,236,{"$f":"IF(Inventory!$C245=\"\",\"a\",VLOOKUP(Inventory!$C245,$B$3:$C$6,2,FALSE))","v":"a"},{"$f":"IF(AND($W238=\"b\",Inventory!$I245=\"\"),\"a\",IF(AND($W238=\"b\",Inventory!$I245<>\"\"),VLOOKUP(Inventory!$I245,$E$3:$F$12,2,FALSE),IF(AND(OR($W238=\"c\",$W238=\"d\"),Inventory!$AB245=\"\"),\"a\",IF(AND(OR($W238=\"c\",$W238=\"d\"),Inventory!$AB245<>\"\"),VLOOKUP(Inventory!$AB245,$E$3:$F$12,2,FALSE),\"a\"))))","v":"a"},{"$f":"IF(OR(AND($X238<>\"b\",$X238<>\"c\"),$AB238=0,$AB238>=(65000/12000),Inventory!$AC245=\"\"),\"a\",VLOOKUP(Inventory!$AC245,$H$3:$I$5,2,FALSE))","v":"a"},{"$f":"IF(AND($X238<>\"i\",$X238<>\"j\"),\"a\",IF(AND($W238=\"b\",Inventory!$L245=\"\"),\"a\",IF(AND($W238=\"b\",Inventory!$L245<>\"\"),VLOOKUP(Inventory!$L245,$K$3:$L$6,2,FALSE),IF(AND(OR($W238=\"c\",$W238=\"d\"),Inventory!$AD245=\"\"),\"a\",IF(AND(OR($W238=\"c\",$W238=\"d\"),Inventory!$AD245<>\"\"),VLOOKUP(Inventory!$AD245,$K$3:$L$6,2,FALSE),\"a\")))))","v":"a"},{"$f":"IF(OR(AND($X238<>\"e\",$X238<>\"f\"),$AB238=0,Inventory!$AF245=\"\"),\"a\",VLOOKUP(Inventory!$AF245,$N$3:$O$5,2,FALSE))","v":"a"},{"$f":"IF(OR(Inventory!C245=\"New Construction\",Inventory!C245=\"Replace-on-Burnout\"),Inventory!AS245,IF(Inventory!C245=\"Early Retirement\",Inventory!AR245,0))","v":0},"","","","","","","","","","","","",0,"aaaaa0","No","No",{"$f":"IF($W238=\"a\",0,IF($W238=\"b\",Inventory!$M245,Inventory!$AG245))","v":0},{"$f":"IF(OR($W238=\"a\",AND($AQ238=\"No\",$AR238=\"No\")),0,IF(AND($W238=\"b\",Inventory!$O245=\"Btu/hr\"),Inventory!$N245,IF(AND($W238=\"b\",Inventory!$O245=\"Tons\"),Inventory!$N245*12000,IF(AND(OR($W238=\"c\",$W238=\"d\"),Inventory!$AI245=\"Btu/hr\"),Inventory!$AH245,IF(AND(OR($W238=\"c\",$W238=\"d\"),Inventory!$AI245=\"Tons\"),Inventory!$AH245*12000,0)))))","v":0},0,0,"EER",0,"kW/ton",{"$f":"IF(OR($W238=\"a\",$AR238=\"No\"),0,IF(AND($W238=\"b\",Inventory!$Q245=\"Btu/hr\"),Inventory!$P245,IF(AND($W238=\"b\",Inventory!$Q245=\"Tons\"),Inventory!$P245*12000,IF(AND(OR($W238=\"c\",$W238=\"d\"),Inventory!$AK245=\"Btu/hr\"),Inventory!$AJ245,IF(AND(OR($W238=\"c\",$W238=\"d\"),Inventory!$AK245=\"Tons\"),Inventory!$AJ245*12000,0)))))","v":0},0,0,"COP","No",{"$f":"IF(OR(Inventory!$J245=\"\",$BD238=\"No\"),\"-\",Inventory!$J245)","v":"-"},{"$f":"IFERROR(VLOOKUP($BE238,'Early Retirement'!$B$6:$C$32,2,FALSE),\"-\")","v":"-"},{"$f":"IF(OR($W238<>\"b\",AND($X238<>\"b\",$X238<>\"c\")),\"n\",IF(AND($AO238<>1,$AO238<>2,$AO238<>7,$AO238<>8),\"n\",IF(Inventory!$K245=\"Split\",\"s\",IF(Inventory!$K245=\"Packaged\",\"p\",\"n\"))))","v":"n"},{"$f":"IF(AND($X238<>\"i\",$X238<>\"j\"),\"n\",IF(Inventory!$L245=\"Centrifugal\",\"c\",\"n\"))","v":"n"},"-","-",{"$f":"IFERROR(INDEX('Early Retirement'!$C$4:$AC$32,$BF238,$BJ238),0)","v":0},{"$f":"IFERROR(HLOOKUP($BJ238,'Early Retirement'!$D$4:$AC$5,2,FALSE),0)","v":0},{"$f":"IFERROR(INDEX('Early Retirement'!$AE$4:$BE$32,$BF238,$BJ238),0)","v":0},{"$f":"IFERROR(HLOOKUP($BJ238,'Early Retirement'!$AF$4:$BE$5,2,FALSE),0)","v":0},0,0,"kW/ton",{"$f":"IFERROR(INDEX('Early Retirement'!$BG$4:$CG$32,$BF238,$BJ238),0)","v":0},{"$f":"IFERROR(HLOOKUP($BJ238,'Early Retirement'!$BH$4:$CH$5,2,FALSE),0)","v":0},0,"COP","Yes",0,0,"kW/ton",0,"COP",0,0,"kW/ton",0,"COP"]
[null,null,null,null,null,null,null,null,null,null,null,null,null,null,null,null,null,null,null,null,null,237,{"$f":"IF(Inventory!$C246=\"\",\"a\",VLOOKUP(Inventory!$C246,$B$3:$C$6,2,FALSE))","v":"a"},{"$f":"IF(AND($W239=\"b\",Inventory!$I246=\"\"),\"a\",IF(AND($W239=\"b\",Inventory!$I246<>\"\"),VLOOKUP(Inventory!$I246,$E$3:$F$12,2,FALSE),IF(AND(OR($W239=\"c\",$W239=\"d\"),Inventory!$AB246=\"\"),\"a\",IF(AND(OR($W239=\"c\",$W239=\"d\"),Inventory!$AB246<>\"\"),VLOOKUP(Inventory!$AB246,$E$3:$F$12,2,FALSE),\"a\"))))","v":"a"},{"$f":"IF(OR(AND($X239<>\"b\",$X239<>\"c\"),$AB239=0,$AB239>=(65000/12000),Inventory!$AC246=\"\"),\"a\",VLOOKUP(Inventory!$AC246,$H$3:$I$5,2,FALSE))","v":"a"},{"$f":"IF(AND($X239<>\"i\",$X239<>\"j\"),\"a\",IF(AND($W239=\"b\",Inventory!$L246=\"\"),\"a\",IF(AND($W239=\"b\",Inventory!$L246<>\"\"),VLOOKUP(Inventory!$L246,$K$3:$L$6,2,FALSE),IF(AND(OR($W239=\"c\",$W239=\"d\"),Inventory!$AD246=\"\"),\"a\",IF(AND(OR($W239=\"c\",$W239=\"d\"),Inventory!$AD246<>\"\"),VLOOKUP(Inventory!$AD246,$K$3:$L$6,2,FALSE),\"a\")))))","v":"a"},{"$f":"IF(OR(AND($X239<>\"e\",$X239<>\"f\"),$AB239=0,Inventory!$AF246=\"\"),\"a\",VLOOKUP(Inventory!$AF246,$N$3:$O$5,2,FALSE))","v":"a"},{"$f":"IF(OR(Inventory!C246=\"New Construction\",Inventory!C246=\"Replace-on-Burnout\"),Inventory!AS246,IF(Inventory!C246=\"Early Retirement\",Inventory!AR246,0))","v":0},"","","","","","","","","","","","",0,"aaaaa0","No","No",{"$f":"IF($W239=\"a\",0,IF($W239=\"b\",Inventory!$M246,Inventory!$AG246))","v":0},{"$f":"IF(OR($W239=\"a\",AND($AQ239=\"No\",$AR239=\"No\")),0,IF(AND($W239=\"b\",Inventory!$O246=\"Btu/hr\"),Inventory!$N246,IF(AND($W239=\"b\",Inventory!$O246=\"Tons\"),Inventory!$N246*12000,IF(AND(OR($W239=\"c\",$W239=\"d\"),Inventory!$AI246=\"Btu/hr\"),Inventory!$AH246,IF(AND(OR($W239=\"c\",$W239=\"d\"),Inventory!$AI246=\"Tons\"),Inventory!$AH246*12000,0)))))","v":0},0,0,"EER",0,"kW/ton",{"$f":"IF(OR($W239=\"a\",$AR239=\"No\"),0,IF(AND($W239=\"b\",Inventory!$Q246=\"Btu/hr\"),Inventory!$P246,IF(AND($W239=\"b\",Inventory!$Q246=\"Tons\"),Inventory!$P246*12000,IF(AND(OR($W239=\"c\",$W239=\"d\"),Inventory!$AK246=\"Btu/hr\"),Inventory!$AJ246,IF(AND(OR($W239=\"c\",$W239=\"d\"),Inventory!$AK246=\"Tons\"),Inventory!$AJ246*12000,0)))))","v":0},0,0,"COP","No",{"$f":"IF(OR(Inventory!$J246=\"\",$BD239=\"No\"),\"-\",Inventory!$J246)","v":"-"},{"$f":"IFERROR(VLOOKUP($BE239,'Early Retirement'!$B$6:$C$32,2,FALSE),\"-\")","v":"-"},{"$f":"IF(OR($W239<>\"b\",AND($X239<>\"b\",$X239<>\"c\")),\"n\",IF(AND($AO239<>1,$AO239<>2,$AO239<>7,$AO239<>8),\"n\",IF(Inventory!$K246=\"Split\",\"s\",IF(Inventory!$K246=\"Packaged\",\"p\",\"n\"))))","v":"n"},{"$f":"IF(AND($X239<>\"i\",$X239<>\"j\"),\"n\",IF(Inventory!$L246=\"Centrifugal\",\"c\",\"n\"))","v":"n"},"-","-",{"$f":"IFERROR(INDEX('Early Retirement'!$C$4:$AC$32,$BF239,$BJ239),0)","v":0},{"$f":"IFERROR(HLOOKUP($BJ239,'Early Retirement'!$D$4:$AC$5,2,FALSE),0)","v":0},{"$f":"IFERROR(INDEX('Early Retirement'!$AE$4:$BE$32,$BF239,$BJ239),0)","v":0},{"$f":"IFERROR(HLOOKUP($BJ239,'Early Retirement'!$AF$4:$BE$5,2,FALSE),0)","v":0},0,0,"kW/ton",{"$f":"IFERROR(INDEX('Early Retirement'!$BG$4:$CG$32,$BF239,$BJ239),0)","v":0},{"$f":"IFERROR(HLOOKUP($BJ239,'Early Retirement'!$BH$4:$CH$5,2,FALSE),0)","v":0},0,"COP","Yes",0,0,"kW/ton",0,"COP",0,0,"kW/ton",0,"COP"]
[null,null,null,null,null,null,null,null,null,null,null,null,null,null,null,null,null,null,null,null,null,238,{"$f":"IF(Inventory!$C247=\"\",\"a\",VLOOKUP(Inventory!$C247,$B$3:$C$6,2,FALSE))","v":"a"},{"$f":"IF(AND($W240=\"b\",Inventory!$I247=\"\"),\"a\",IF(AND($W240=\"b\",Inventory!$I247<>\"\"),VLOOKUP(Inventory!$I247,$E$3:$F$12,2,FALSE),IF(AND(OR($W240=\"c\",$W240=\"d\"),Inventory!$AB247=\"\"),\"a\",IF(AND(OR($W240=\"c\",$W240=\"d\"),Inventory!$AB247<>\"\"),VLOOKUP(Inventory!$AB247,$E$3:$F$12,2,FALSE),\"a\"))))","v":"a"},{"$f":"IF(OR(AND($X240<>\"b\",$X240<>\"c\"),$AB240=0,$AB240>=(65000/12000),Inventory!$AC247=\"\"),\"a\",VLOOKUP(Inventory!$AC247,$H$3:$I$5,2,FALSE))","v":"a"},{"$f":"IF(AND($X240<>\"i\",$X240<>\"j\"),\"a\",IF(AND($W240=\"b\",Inventory!$L247=\"\"),\"a\",IF(AND($W240=\"b\",Inventory!$L247<>\"\"),VLOOKUP(Inventory!$L247,$K$3:$L$6,2,FALSE),IF(AND(OR($W240=\"c\",$W240=\"d\"),Inventory!$AD247=\"\"),\"a\",IF(AND(OR($W240=\"c\",$W240=\"d\"),Inventory!$AD247<>\"\"),VLOOKUP(Inventory!$AD247,$K$3:$L$6,2,FALSE),\"a\")))))","v":"a"},{"$f":"IF(OR(AND($X240<>\"e\",$X240<>\"f\"),$AB240=0,Inventory!$AF247=\"\"),\"a\",VLOOKUP(Inventory!$AF247,$N$3:$O$5,2,FALSE))","v":"a"},{"$f":"IF(OR(Inventory!C247=\"New Construction\",Inventory!C247=\"Replace-on-Burnout\"),Inventory!AS247,IF(Inventory!C247=\"Early Retirement\",Inventory!AR247,0))","v":0},"","","","","","","","","","","","",0,"aaaaa0","No","No",{"$f":"IF($W240=\"a\",0,IF($W240=\"b\",Inventory!$M247,Inventory!$AG247))","v":0},{"$f":"IF(OR($W240=\"a\",AND($AQ240=\"No\",$AR240=\"No\")),0,IF(AND($W240=\"b\",Inventory!$O247=\"Btu/hr\"),Inventory!$N247,IF(AND($W240=\"b\",Inventory!$O247=\"Tons\"),Inventory!$N247*12000,IF(AND(OR($W240=\"c\",$W240=\"d\"),Inventory!$AI247=\"Btu/hr\"),Inventory!$AH247,IF(AND(OR($W240=\"c\",$W240=\"d\"),Inventory!$AI247=\"Tons\"),Inventory!$AH247*12000,0)))))","v":0},0,0,"EER",0,"kW/ton",{"$f":"IF(OR($W240=\"a\",$AR240=\"No\"),0,IF(AND($W240=\"b\",Inventory!$Q247=\"Btu/hr\"),Inventory!$P247,IF(AND($W240=\"b\",Inventory!$Q247=\"Tons\"),Inventory!$P247*12000,IF(AND(OR($W240=\"c\",$W240=\"d\"),Inventory!$AK247=\"Btu/hr\"),Inventory!$AJ247,IF(AND(OR($W240=\"c\",$W240=\"d\"),Inventory!$AK247=\"Tons\"),Inventory!$AJ247*12000,0)))))","v":0},0,0,"COP","No",{"$f":"IF(OR(Inventory!$J247=\"\",$BD240=\"No\"),\"-\",Inventory!$J247)","v":"-"},{"$f":"IFERROR(VLOOKUP($BE240,'Early Retirement'!$B$6:$C$32,2,FALSE),\"-\")","v":"-"},{"$f":"IF(OR($W240<>\"b\",AND($X240<>\"b\",$X240<>\"c\")),\"n\",IF(AND($AO240<>1,$AO240<>2,$AO240<>7,$AO240<>8),\"n\",IF(Inventory!$K247=\"Split\",\"s\",IF(Inventory!$K247=\"Packaged\",\"p\",\"n\"))))","v":"n"},{"$f":"IF(AND($X240<>\"i\",$X240<>\"j\"),\"n\",IF(Inventory!$L247=\"Centrifugal\",\"c\",\"n\"))","v":"n"},"-","-",{"$f":"IFERROR(INDEX('Early Retirement'!$C$4:$AC$32,$BF240,$BJ240),0)","v":0},{"$f":"IFERROR(HLOOKUP($BJ240,'Early Retirement'!$D$4:$AC$5,2,FALSE),0)","v":0},{"$f":"IFERROR(INDEX('Early Retirement'!$AE$4:$BE$32,$BF240,$BJ240),0)","v":0},{"$f":"IFERROR(HLOOKUP($BJ240,'Early Retirement'!$AF$4:$BE$5,2,FALSE),0)","v":0},0,0,"kW/ton",{"$f":"IFERROR(INDEX('Early Retirement'!$BG$4:$CG$32,$BF240,$BJ240),0)","v":0},{"$f":"IFERROR(HLOOKUP($BJ240,'Early Retirement'!$BH$4:$CH$5,2,FALSE),0)","v":0},0,"COP","Yes",0,0,"kW/ton",0,"COP",0,0,"kW/ton",0,"COP"]
[null,null,null,null,null,null,null,null,null,null,null,null,null,null,null,null,null,null,null,null,null,239,{"$f":"IF(Inventory!$C248=\"\",\"a\",VLOOKUP(Inventory!$C248,$B$3:$C$6,2,FALSE))","v":"a"},{"$f":"IF(AND($W241=\"b\",Inventory!$I248=\"\"),\"a\",IF(AND($W241=\"b\",Inventory!$I248<>\"\"),VLOOKUP(Inventory!$I248,$E$3:$F$12,2,FALSE),IF(AND(OR($W241=\"c\",$W241=\"d\"),Inventory!$AB248=\"\"),\"a\",IF(AND(OR($W241=\"c\",$W241=\"d\"),Inventory!$AB248<>\"\"),VLOOKUP(Inventory!$AB248,$E$3:$F$12,2,FALSE),\"a\"))))","v":"a"},{"$f":"IF(OR(AND($X241<>\"b\",$X241<>\"c\"),$AB241=0,$AB241>=(65000/12000),Inventory!$AC248=\"\"),\"a\",VLOOKUP(Inventory!$AC248,$H$3:$I$5,2,FALSE))","v":"a"},{"$f":"IF(AND($X241<>\"i\",$X241<>\"j\"),\"a\",IF(AND($W241=\"b\",Inventory!$L248=\"\"),\"a\",IF(AND($W241=\"b\",Inventory!$L248<>\"\"),VLOOKUP(Inventory!$L248,$K$3:$L$6,2,FALSE),IF(AND(OR($W241=\"c\",$W241=\"d\"),Inventory!$AD248=\"\"),\"a\",IF(AND(OR($W241=\"c\",$W241=\"d\"),Inventory!$AD248<>\"\"),VLOOKUP(Inventory!$AD248,$K$3:$L$6,2,FALSE),\"a\")))))","v":"a"},{"$f":"IF(OR(AND($X241<>\"e\",$X241<>\"f\"),$AB241=0,Inventory!$AF248=\"\"),\"a\",VLOOKUP(Inventory!$AF248,$N$3:$O$5,2,FALSE))","v":"a"},{"$f":"IF(OR(Inventory!C248=\"New Construction\",Inventory!C248=\"Replace-on-Burnout\"),Inventory!AS248,IF(Inventory!C248=\"Early Retirement\",Inventory!AR248,0))","v":0},"","","","","","","","","","","","",0,"aaaaa0","No","No",{"$f":"IF($W241=\"a\",0,IF($W241=\"b\",Inventory!$M248,Inventory!$AG248))","v":0},{"$f":"IF(OR($W241=\"a\",AND($AQ241=\"No\",$AR241=\"No\")),0,IF(AND($W241=\"b\",Inventory!$O248=\"Btu/hr\"),Inventory!$N248,IF(AND($W241=\"b\",Inventory!$O248=\"Tons\"),Inventory!$N248*12000,IF(AND(OR($W241=\"c\",$W241=\"d\"),Inventory!$AI248=\"Btu/hr\"),Inventory!$AH248,IF(AND(OR($W241=\"c\",$W241=\"d\"),Inventory!$AI248=\"Tons\"),Inventory!$AH248*12000,0)))))","v":0},0,0,"EER",0,"kW/ton",{"$f":"IF(OR($W241=\"a\",$AR241=\"No\"),0,IF(AND($W241=\"b\",Inventory!$Q248=\"Btu/hr\"),Inventory!$P248,IF(AND($W241=\"b\",Inventory!$Q248=\"Tons\"),Inventory!$P248*12000,IF(AND(OR($W241=\"c\",$W241=\"d\"),Inventory!$AK248=\"Btu/hr\"),Inventory!$AJ248,IF(AND(OR($W241=\"c\",$W241=\"d\"),Inventory!$AK248=\"Tons\"),Inventory!$AJ248*12000,0)))))","v":0},0,0,"COP","No",{"$f":"IF(OR(Inventory!$J248=\"\",$BD241=\"No\"),\"-\",Inventory!$J248)","v":"-"},{"$f":"IFERROR(VLOOKUP($BE241,'Early Retirement'!$B$6:$C$32,2,FALSE),\"-\")","v":"-"},{"$f":"IF(OR($W241<>\"b\",AND($X241<>\"b\",$X241<>\"c\")),\"n\",IF(AND($AO241<>1,$AO241<>2,$AO241<>7,$AO241<>8),\"n\",IF(Inventory!$K248=\"Split\",\"s\",IF(Inventory!$K248=\"Packaged\",\"p\",\"n\"))))","v":"n"},{"$f":"IF(AND($X241<>\"i\",$X241<>\"j\"),\"n\",IF(Inventory!$L248=\"Centrifugal\",\"c\",\"n\"))","v":"n"},"-","-",{"$f":"IFERROR(INDEX('Early Retirement'!$C$4:$AC$32,$BF241,$BJ241),0)","v":0},{"$f":"IFERROR(HLOOKUP($BJ241,'Early Retirement'!$D$4:$AC$5,2,FALSE),0)","v":0},{"$f":"IFERROR(INDEX('Early Retirement'!$AE$4:$BE$32,$BF241,$BJ241),0)","v":0},{"$f":"IFERROR(HLOOKUP($BJ241,'Early Retirement'!$AF$4:$BE$5,2,FALSE),0)","v":0},0,0,"kW/ton",{"$f":"IFERROR(INDEX('Early Retirement'!$BG$4:$CG$32,$BF241,$BJ241),0)","v":0},{"$f":"IFERROR(HLOOKUP($BJ241,'Early Retirement'!$BH$4:$CH$5,2,FALSE),0)","v":0},0,"COP","Yes",0,0,"kW/ton",0,"COP",0,0,"kW/ton",0,"COP"]
[null,null,null,null,null,null,null,null,null,null,null,null,null,null,null,null,null,null,null,null,null,240,{"$f":"IF(Inventory!$C249=\"\",\"a\",VLOOKUP(Inventory!$C249,$B$3:$C$6,2,FALSE))","v":"a"},{"$f":"IF(AND($W242=\"b\",Inventory!$I249=\"\"),\"a\",IF(AND($W242=\"b\",Inventory!$I249<>\"\"),VLOOKUP(Inventory!$I249,$E$3:$F$12,2,FALSE),IF(AND(OR($W242=\"c\",$W242=\"d\"),Inventory!$AB249=\"\"),\"a\",IF(AND(OR($W242=\"c\",$W242=\"d\"),Inventory!$AB249<>\"\"),VLOOKUP(Inventory!$AB249,$E$3:$F$12,2,FALSE),\"a\"))))","v":"a"},{"$f":"IF(OR(AND($X242<>\"b\",$X242<>\"c\"),$AB242=0,$AB242>=(65000/12000),Inventory!$AC249=\"\"),\"a\",VLOOKUP(Inventory!$AC249,$H$3:$I$5,2,FALSE))","v":"a"},{"$f":"IF(AND($X242<>\"i\",$X242<>\"j\"),\"a\",IF(AND($W242=\"b\",Inventory!$L249=\"\"),\"a\",IF(AND($W242=\"b\",Inventory!$L249<>\"\"),VLOOKUP(Inventory!$L249,$K$3:$L$6,2,FALSE),IF(AND(OR($W242=\"c\",$W242=\"d\"),Inventory!$AD249=\"\"),\"a\",IF(AND(OR($W242=\"c\",$W242=\"d\"),Inventory!$AD249<>\"\"),VLOOKUP(Inventory!$AD249,$K$3:$L$6,2,FALSE),\"a\")))))","v":"a"},{"$f":"IF(OR(AND($X242<>\"e\",$X242<>\"f\"),$AB242=0,Inventory!$AF249=\"\"),\"a\",VLOOKUP(Inventory!$AF249,$N$3:$O$5,2,FALSE))","v":"a"},{"$f":"IF(OR(Inventory!C249=\"New Construction\",Inventory!C249=\"Replace-on-Burnout\"),Inventory!AS249,IF(Inventory!C249=\"Early Retirement\",Inventory!AR249,0))","v":0},"","","","","","","","","","","","",0,"aaaaa0","No","No",{"$f":"IF($W242=\"a\",0,IF($W242=\"b\",Inventory!$M249,Inventory!$AG249))","v":0},{"$f":"IF(OR($W242=\"a\",AND($AQ242=\"No\",$AR242=\"No\")),0,IF(AND($W242=\"b\",Inventory!$O249=\"Btu/hr\"),Inventory!$N249,IF(AND($W242=\"b\",Inventory!$O249=\"Tons\"),Inventory!$N249*12000,IF(AND(OR($W242=\"c\",$W242=\"d\"),Inventory!$AI249=\"Btu/hr\"),Inventory!$AH249,IF(AND(OR($W242=\"c\",$W242=\"d\"),Inventory!$AI249=\"Tons\"),Inventory!$AH249*12000,0)))))","v":0},0,0,"EER",0,"kW/ton",{"$f":"IF(OR($W242=\"a\",$AR242=\"No\"),0,IF(AND($W242=\"b\",Inventory!$Q249=\"Btu/hr\"),Inventory!$P249,IF(AND($W242=\"b\",Inventory!$Q249=\"Tons\"),Inventory!$P249*12000,IF(AND(OR($W242=\"c\",$W242=\"d\"),Inventory!$AK249=\"Btu/hr\"),Inventory!$AJ249,IF(AND(OR($W242=\"c\",$W242=\"d\"),Inventory!$AK249=\"Tons\"),Inventory!$AJ249*12000,0)))))","v":0},0,0,"COP","No",{"$f":"IF(OR(Inventory!$J249=\"\",$BD242=\"No\"),\"-\",Inventory!$J249)","v":"-"},{"$f":"IFERROR(VLOOKUP($BE242,'Early Retirement'!$B$6:$C$32,2,FALSE),\"-\")","v":"-"},{"$f":"IF(OR($W242<>\"b\",AND($X242<>\"b\",$X242<>\"c\")),\"n\",IF(AND($AO242<>1,$AO242<>2,$AO242<>7,$AO242<>8),\"n\",IF(Inventory!$K249=\"Split\",\"s\",IF(Inventory!$K249=\"Packaged\",\"p\",\"n\"))))","v":"n"},{"$f":"IF(AND($X242<>\"i\",$X242<>\"j\"),\"n\",IF(Inventory!$L249=\"Centrifugal\",\"c\",\"n\"))","v":"n"},"-","-",{"$f":"IFERROR(INDEX('Early Retirement'!$C$4:$AC$32,$BF242,$BJ242),0)","v":0},{"$f":"IFERROR(HLOOKUP($BJ242,'Early Retirement'!$D$4:$AC$5,2,FALSE),0)","v":0},{"$f":"IFERROR(INDEX('Early Retirement'!$AE$4:$BE$32,$BF242,$BJ242),0)","v":0},{"$f":"IFERROR(HLOOKUP($BJ242,'Early Retirement'!$AF$4:$BE$5,2,FALSE),0)","v":0},0,0,"kW/ton",{"$f":"IFERROR(INDEX('Early Retirement'!$BG$4:$CG$32,$BF242,$BJ242),0)","v":0},{"$f":"IFERROR(HLOOKUP($BJ242,'Early Retirement'!$BH$4:$CH$5,2,FALSE),0)","v":0},0,"COP","Yes",0,0,"kW/ton",0,"COP",0,0,"kW/ton",0,"COP"]
[null,null,null,null,null,null,null,null,null,null,null,null,null,null,null,null,null,null,null,null,null,241,{"$f":"IF(Inventory!$C250=\"\",\"a\",VLOOKUP(Inventory!$C250,$B$3:$C$6,2,FALSE))","v":"a"},{"$f":"IF(AND($W243=\"b\",Inventory!$I250=\"\"),\"a\",IF(AND($W243=\"b\",Inventory!$I250<>\"\"),VLOOKUP(Inventory!$I250,$E$3:$F$12,2,FALSE),IF(AND(OR($W243=\"c\",$W243=\"d\"),Inventory!$AB250=\"\"),\"a\",IF(AND(OR($W243=\"c\",$W243=\"d\"),Inventory!$AB250<>\"\"),VLOOKUP(Inventory!$AB250,$E$3:$F$12,2,FALSE),\"a\"))))","v":"a"},{"$f":"IF(OR(AND($X243<>\"b\",$X243<>\"c\"),$AB243=0,$AB243>=(65000/12000),Inventory!$AC250=\"\"),\"a\",VLOOKUP(Inventory!$AC250,$H$3:$I$5,2,FALSE))","v":"a"},{"$f":"IF(AND($X243<>\"i\",$X243<>\"j\"),\"a\",IF(AND($W243=\"b\",Inventory!$L250=\"\"),\"a\",IF(AND($W243=\"b\",Inventory!$L250<>\"\"),VLOOKUP(Inventory!$L250,$K$3:$L$6,2,FALSE),IF(AND(OR($W243=\"c\",$W243=\"d\"),Inventory!$AD250=\"\"),\"a\",IF(AND(OR($W243=\"c\",$W243=\"d\"),Inventory!$AD250<>\"\"),VLOOKUP(Inventory!$AD250,$K$3:$L$6,2,FALSE),\"a\")))))","v":"a"},{"$f":"IF(OR(AND($X243<>\"e\",$X243<>\"f\"),$AB243=0,Inventory!$AF250=\"\"),\"a\",VLOOKUP(Inventory!$AF250,$N$3:$O$5,2,FALSE))","v":"a"},{"$f":"IF(OR(Inventory!C250=\"New Construction\",Inventory!C250=\"Replace-on-Burnout\"),Inventory!AS250,IF(Inventory!C250=\"Early Retirement\",Inventory!AR250,0))","v":0},"","","","","","","","","","","","",0,"aaaaa0","No","No",{"$f":"IF($W243=\"a\",0,IF($W243=\"b\",Inventory!$M250,Inventory!$AG250))","v":0},{"$f":"IF(OR($W243=\"a\",AND($AQ243=\"No\",$AR243=\"No\")),0,IF(AND($W243=\"b\",Inventory!$O250=\"Btu/hr\"),Inventory!$N250,IF(AND($W243=\"b\",Inventory!$O250=\"Tons\"),Inventory!$N250*12000,IF(AND(OR($W243=\"c\",$W243=\"d\"),Inventory!$AI250=\"Btu/hr\"),Inventory!$AH250,IF(AND(OR($W243=\"c\",$W243=\"d\"),Inventory!$AI250=\"Tons\"),Inventory!$AH250*12000,0)))))","v":0},0,0,"EER",0,"kW/ton",{"$f":"IF(OR($W243=\"a\",$AR243=\"No\"),0,IF(AND($W243=\"b\",Inventory!$Q250=\"Btu/hr\"),Inventory!$P250,IF(AND($W243=\"b\",Inventory!$Q250=\"Tons\"),Inventory!$P250*12000,IF(AND(OR($W243=\"c\",$W243=\"d\"),Inventory!$AK250=\"Btu/hr\"),Inventory!$AJ250,IF(AND(OR($W243=\"c\",$W243=\"d\"),Inventory!$AK250=\"Tons\"),Inventory!$AJ250*12000,0)))))","v":0},0,0,"COP","No",{"$f":"IF(OR(Inventory!$J250=\"\",$BD243=\"No\"),\"-\",Inventory!$J250)","v":"-"},{"$f":"IFERROR(VLOOKUP($BE243,'Early Retirement'!$B$6:$C$32,2,FALSE),\"-\")","v":"-"},{"$f":"IF(OR($W243<>\"b\",AND($X243<>\"b\",$X243<>\"c\")),\"n\",IF(AND($AO243<>1,$AO243<>2,$AO243<>7,$AO243<>8),\"n\",IF(Inventory!$K250=\"Split\",\"s\",IF(Inventory!$K250=\"Packaged\",\"p\",\"n\"))))","v":"n"},{"$f":"IF(AND($X243<>\"i\",$X243<>\"j\"),\"n\",IF(Inventory!$L250=\"Centrifugal\",\"c\",\"n\"))","v":"n"},"-","-",{"$f":"IFERROR(INDEX('Early Retirement'!$C$4:$AC$32,$BF243,$BJ243),0)","v":0},{"$f":"IFERROR(HLOOKUP($BJ243,'Early Retirement'!$D$4:$AC$5,2,FALSE),0)","v":0},{"$f":"IFERROR(INDEX('Early Retirement'!$AE$4:$BE$32,$BF243,$BJ243),0)","v":0},{"$f":"IFERROR(HLOOKUP($BJ243,'Early Retirement'!$AF$4:$BE$5,2,FALSE),0)","v":0},0,0,"kW/ton",{"$f":"IFERROR(INDEX('Early Retirement'!$BG$4:$CG$32,$BF243,$BJ243),0)","v":0},{"$f":"IFERROR(HLOOKUP($BJ243,'Early Retirement'!$BH$4:$CH$5,2,FALSE),0)","v":0},0,"COP","Yes",0,0,"kW/ton",0,"COP",0,0,"kW/ton",0,"COP"]
[null,null,null,null,null,null,null,null,null,null,null,null,null,null,null,null,null,null,null,null,null,242,{"$f":"IF(Inventory!$C251=\"\",\"a\",VLOOKUP(Inventory!$C251,$B$3:$C$6,2,FALSE))","v":"a"},{"$f":"IF(AND($W244=\"b\",Inventory!$I251=\"\"),\"a\",IF(AND($W244=\"b\",Inventory!$I251<>\"\"),VLOOKUP(Inventory!$I251,$E$3:$F$12,2,FALSE),IF(AND(OR($W244=\"c\",$W244=\"d\"),Inventory!$AB251=\"\"),\"a\",IF(AND(OR($W244=\"c\",$W244=\"d\"),Inventory!$AB251<>\"\"),VLOOKUP(Inventory!$AB251,$E$3:$F$12,2,FALSE),\"a\"))))","v":"a"},{"$f":"IF(OR(AND($X244<>\"b\",$X244<>\"c\"),$AB244=0,$AB244>=(65000/12000),Inventory!$AC251=\"\"),\"a\",VLOOKUP(Inventory!$AC251,$H$3:$I$5,2,FALSE))","v":"a"},{"$f":"IF(AND($X244<>\"i\",$X244<>\"j\"),\"a\",IF(AND($W244=\"b\",Inventory!$L251=\"\"),\"a\",IF(AND($W244=\"b\",Inventory!$L251<>\"\"),VLOOKUP(Inventory!$L251,$K$3:$L$6,2,FALSE),IF(AND(OR($W244=\"c\",$W244=\"d\"),Inventory!$AD251=\"\"),\"a\",IF(AND(OR($W244=\"c\",$W244=\"d\"),Inventory!$AD251<>\"\"),VLOOKUP(Inventory!$AD251,$K$3:$L$6,2,FALSE),\"a\")))))","v":"a"},{"$f":"IF(OR(AND($X244<>\"e\",$X244<>\"f\"),$AB244=0,Inventory!$AF251=\"\"),\"a\",VLOOKUP(Inventory!$AF251,$N$3:$O$5,2,FALSE))","v":"a"},{"$f":"IF(OR(Inventory!C251=\"New Construction\",Inventory!C251=\"Replace-on-Burnout\"),Inventory!AS251,IF(Inventory!C251=\"Early Retirement\",Inventory!AR251,0))","v":0},"","","","","","","","","","","","",0,"aaaaa0","No","No",{"$f":"IF($W244=\"a\",0,IF($W244=\"b\",Inventory!$M251,Inventory!$AG251))","v":0},{"$f":"IF(OR($W244=\"a\",AND($AQ244=\"No\",$AR244=\"No\")),0,IF(AND($W244=\"b\",Inventory!$O251=\"Btu/hr\"),Inventory!$N251,IF(AND($W244=\"b\",Inventory!$O251=\"Tons\"),Inventory!$N251*12000,IF(AND(OR($W244=\"c\",$W244=\"d\"),Inventory!$AI251=\"Btu/hr\"),Inventory!$AH251,IF(AND(OR($W244=\"c\",$W244=\"d\"),Inventory!$AI251=\"Tons\"),Inventory!$AH251*12000,0)))))","v":0},0,0,"EER",0,"kW/ton",{"$f":"IF(OR($W244=\"a\",$AR244=\"No\"),0,IF(AND($W244=\"b\",Inventory!$Q251=\"Btu/hr\"),Inventory!$P251,IF(AND($W244=\"b\",Inventory!$Q251=\"Tons\"),Inventory!$P251*12000,IF(AND(OR($W244=\"c\",$W244=\"d\"),Inventory!$AK251=\"Btu/hr\"),Inventory!$AJ251,IF(AND(OR($W244=\"c\",$W244=\"d\"),Inventory!$AK251=\"Tons\"),Inventory!$AJ251*12000,0)))))","v":0},0,0,"COP","No",{"$f":"IF(OR(Inventory!$J251=\"\",$BD244=\"No\"),\"-\",Inventory!$J251)","v":"-"},{"$f":"IFERROR(VLOOKUP($BE244,'Early Retirement'!$B$6:$C$32,2,FALSE),\"-\")","v":"-"},{"$f":"IF(OR($W244<>\"b\",AND($X244<>\"b\",$X244<>\"c\")),\"n\",IF(AND($AO244<>1,$AO244<>2,$AO244<>7,$AO244<>8),\"n\",IF(Inventory!$K251=\"Split\",\"s\",IF(Inventory!$K251=\"Packaged\",\"p\",\"n\"))))","v":"n"},{"$f":"IF(AND($X244<>\"i\",$X244<>\"j\"),\"n\",IF(Inventory!$L251=\"Centrifugal\",\"c\",\"n\"))","v":"n"},"-","-",{"$f":"IFERROR(INDEX('Early Retirement'!$C$4:$AC$32,$BF244,$BJ244),0)","v":0},{"$f":"IFERROR(HLOOKUP($BJ244,'Early Retirement'!$D$4:$AC$5,2,FALSE),0)","v":0},{"$f":"IFERROR(INDEX('Early Retirement'!$AE$4:$BE$32,$BF244,$BJ244),0)","v":0},{"$f":"IFERROR(HLOOKUP($BJ244,'Early Retirement'!$AF$4:$BE$5,2,FALSE),0)","v":0},0,0,"kW/ton",{"$f":"IFERROR(INDEX('Early Retirement'!$BG$4:$CG$32,$BF244,$BJ244),0)","v":0},{"$f":"IFERROR(HLOOKUP($BJ244,'Early Retirement'!$BH$4:$CH$5,2,FALSE),0)","v":0},0,"COP","Yes",0,0,"kW/ton",0,"COP",0,0,"kW/ton",0,"COP"]
[null,null,null,null,null,null,null,null,null,null,null,null,null,null,null,null,null,null,null,null,null,243,{"$f":"IF(Inventory!$C252=\"\",\"a\",VLOOKUP(Inventory!$C252,$B$3:$C$6,2,FALSE))","v":"a"},{"$f":"IF(AND($W245=\"b\",Inventory!$I252=\"\"),\"a\",IF(AND($W245=\"b\",Inventory!$I252<>\"\"),VLOOKUP(Inventory!$I252,$E$3:$F$12,2,FALSE),IF(AND(OR($W245=\"c\",$W245=\"d\"),Inventory!$AB252=\"\"),\"a\",IF(AND(OR($W245=\"c\",$W245=\"d\"),Inventory!$AB252<>\"\"),VLOOKUP(Inventory!$AB252,$E$3:$F$12,2,FALSE),\"a\"))))","v":"a"},{"$f":"IF(OR(AND($X245<>\"b\",$X245<>\"c\"),$AB245=0,$AB245>=(65000/12000),Inventory!$AC252=\"\"),\"a\",VLOOKUP(Inventory!$AC252,$H$3:$I$5,2,FALSE))","v":"a"},{"$f":"IF(AND($X245<>\"i\",$X245<>\"j\"),\"a\",IF(AND($W245=\"b\",Inventory!$L252=\"\"),\"a\",IF(AND($W245=\"b\",Inventory!$L252<>\"\"),VLOOKUP(Inventory!$L252,$K$3:$L$6,2,FALSE),IF(AND(OR($W245=\"c\",$W245=\"d\"),Inventory!$AD252=\"\"),\"a\",IF(AND(OR($W245=\"c\",$W245=\"d\"),Inventory!$AD252<>\"\"),VLOOKUP(Inventory!$AD252,$K$3:$L$6,2,FALSE),\"a\")))))","v":"a"},{"$f":"IF(OR(AND($X245<>\"e\",$X245<>\"f\"),$AB245=0,Inventory!$AF252=\"\"),\"a\",VLOOKUP(Inventory!$AF252,$N$3:$O$5,2,FALSE))","v":"a"},{"$f":"IF(OR(Inventory!C252=\"New Construction\",Inventory!C252=\"Replace-on-Burnout\"),Inventory!AS252,IF(Inventory!C252=\"Early Retirement\",Inventory!AR252,0))","v":0},"","","","","","","","","","","","",0,"aaaaa0","No","No",{"$f":"IF($W245=\"a\",0,IF($W245=\"b\",Inventory!$M252,Inventory!$AG252))","v":0},{"$f":"IF(OR($W245=\"a\",AND($AQ245=\"No\",$AR245=\"No\")),0,IF(AND($W245=\"b\",Inventory!$O252=\"Btu/hr\"),Inventory!$N252,IF(AND($W245=\"b\",Inventory!$O252=\"Tons\"),Inventory!$N252*12000,IF(AND(OR($W245=\"c\",$W245=\"d\"),Inventory!$AI252=\"Btu/hr\"),Inventory!$AH252,IF(AND(OR($W245=\"c\",$W245=\"d\"),Inventory!$AI252=\"Tons\"),Inventory!$AH252*12000,0)))))","v":0},0,0,"EER",0,"kW/ton",{"$f":"IF(OR($W245=\"a\",$AR245=\"No\"),0,IF(AND($W245=\"b\",Inventory!$Q252=\"Btu/hr\"),Inventory!$P252,IF(AND($W245=\"b\",Inventory!$Q252=\"Tons\"),Inventory!$P252*12000,IF(AND(OR($W245=\"c\",$W245=\"d\"),Inventory!$AK252=\"Btu/hr\"),Inventory!$AJ252,IF(AND(OR($W245=\"c\",$W245=\"d\"),Inventory!$AK252=\"Tons\"),Inventory!$AJ252*12000,0)))))","v":0},0,0,"COP","No",{"$f":"IF(OR(Inventory!$J252=\"\",$BD245=\"No\"),\"-\",Inventory!$J252)","v":"-"},{"$f":"IFERROR(VLOOKUP($BE245,'Early Retirement'!$B$6:$C$32,2,FALSE),\"-\")","v":"-"},{"$f":"IF(OR($W245<>\"b\",AND($X245<>\"b\",$X245<>\"c\")),\"n\",IF(AND($AO245<>1,$AO245<>2,$AO245<>7,$AO245<>8),\"n\",IF(Inventory!$K252=\"Split\",\"s\",IF(Inventory!$K252=\"Packaged\",\"p\",\"n\"))))","v":"n"},{"$f":"IF(AND($X245<>\"i\",$X245<>\"j\"),\"n\",IF(Inventory!$L252=\"Centrifugal\",\"c\",\"n\"))","v":"n"},"-","-",{"$f":"IFERROR(INDEX('Early Retirement'!$C$4:$AC$32,$BF245,$BJ245),0)","v":0},{"$f":"IFERROR(HLOOKUP($BJ245,'Early Retirement'!$D$4:$AC$5,2,FALSE),0)","v":0},{"$f":"IFERROR(INDEX('Early Retirement'!$AE$4:$BE$32,$BF245,$BJ245),0)","v":0},{"$f":"IFERROR(HLOOKUP($BJ245,'Early Retirement'!$AF$4:$BE$5,2,FALSE),0)","v":0},0,0,"kW/ton",{"$f":"IFERROR(INDEX('Early Retirement'!$BG$4:$CG$32,$BF245,$BJ245),0)","v":0},{"$f":"IFERROR(HLOOKUP($BJ245,'Early Retirement'!$BH$4:$CH$5,2,FALSE),0)","v":0},0,"COP","Yes",0,0,"kW/ton",0,"COP",0,0,"kW/ton",0,"COP"]
[null,null,null,null,null,null,null,null,null,null,null,null,null,null,null,null,null,null,null,null,null,244,{"$f":"IF(Inventory!$C253=\"\",\"a\",VLOOKUP(Inventory!$C253,$B$3:$C$6,2,FALSE))","v":"a"},{"$f":"IF(AND($W246=\"b\",Inventory!$I253=\"\"),\"a\",IF(AND($W246=\"b\",Inventory!$I253<>\"\"),VLOOKUP(Inventory!$I253,$E$3:$F$12,2,FALSE),IF(AND(OR($W246=\"c\",$W246=\"d\"),Inventory!$AB253=\"\"),\"a\",IF(AND(OR($W246=\"c\",$W246=\"d\"),Inventory!$AB253<>\"\"),VLOOKUP(Inventory!$AB253,$E$3:$F$12,2,FALSE),\"a\"))))","v":"a"},{"$f":"IF(OR(AND($X246<>\"b\",$X246<>\"c\"),$AB246=0,$AB246>=(65000/12000),Inventory!$AC253=\"\"),\"a\",VLOOKUP(Inventory!$AC253,$H$3:$I$5,2,FALSE))","v":"a"},{"$f":"IF(AND($X246<>\"i\",$X246<>\"j\"),\"a\",IF(AND($W246=\"b\",Inventory!$L253=\"\"),\"a\",IF(AND($W246=\"b\",Inventory!$L253<>\"\"),VLOOKUP(Inventory!$L253,$K$3:$L$6,2,FALSE),IF(AND(OR($W246=\"c\",$W246=\"d\"),Inventory!$AD253=\"\"),\"a\",IF(AND(OR($W246=\"c\",$W246=\"d\"),Inventory!$AD253<>\"\"),VLOOKUP(Inventory!$AD253,$K$3:$L$6,2,FALSE),\"a\")))))","v":"a"},{"$f":"IF(OR(AND($X246<>\"e\",$X246<>\"f\"),$AB246=0,Inventory!$AF253=\"\"),\"a\",VLOOKUP(Inventory!$AF253,$N$3:$O$5,2,FALSE))","v":"a"},{"$f":"IF(OR(Inventory!C253=\"New Construction\",Inventory!C253=\"Replace-on-Burnout\"),Inventory!AS253,IF(Inventory!C253=\"Early Retirement\",Inventory!AR253,0))","v":0},"","","","","","","","","","","","",0,"aaaaa0","No","No",{"$f":"IF($W246=\"a\",0,IF($W246=\"b\",Inventory!$M253,Inventory!$AG253))","v":0},{"$f":"IF(OR($W246=\"a\",AND($AQ246=\"No\",$AR246=\"No\")),0,IF(AND($W246=\"b\",Inventory!$O253=\"Btu/hr\"),Inventory!$N253,IF(AND($W246=\"b\",Inventory!$O253=\"Tons\"),Inventory!$N253*12000,IF(AND(OR($W246=\"c\",$W246=\"d\"),Inventory!$AI253=\"Btu/hr\"),Inventory!$AH253,IF(AND(OR($W246=\"c\",$W246=\"d\"),Inventory!$AI253=\"Tons\"),Inventory!$AH253*12000,0)))))","v":0},0,0,"EER",0,"kW/ton",{"$f":"IF(OR($W246=\"a\",$AR246=\"No\"),0,IF(AND($W246=\"b\",Inventory!$Q253=\"Btu/hr\"),Inventory!$P253,IF(AND($W246=\"b\",Inventory!$Q253=\"Tons\"),Inventory!$P253*12000,IF(AND(OR($W246=\"c\",$W246=\"d\"),Inventory!$AK253=\"Btu/hr\"),Inventory!$AJ253,IF(AND(OR($W246=\"c\",$W246=\"d\"),Inventory!$AK253=\"Tons\"),Inventory!$AJ253*12000,0)))))","v":0},0,0,"COP","No",{"$f":"IF(OR(Inventory!$J253=\"\",$BD246=\"No\"),\"-\",Inventory!$J253)","v":"-"},{"$f":"IFERROR(VLOOKUP($BE246,'Early Retirement'!$B$6:$C$32,2,FALSE),\"-\")","v":"-"},{"$f":"IF(OR($W246<>\"b\",AND($X246<>\"b\",$X246<>\"c\")),\"n\",IF(AND($AO246<>1,$AO246<>2,$AO246<>7,$AO246<>8),\"n\",IF(Inventory!$K253=\"Split\",\"s\",IF(Inventory!$K253=\"Packaged\",\"p\",\"n\"))))","v":"n"},{"$f":"IF(AND($X246<>\"i\",$X246<>\"j\"),\"n\",IF(Inventory!$L253=\"Centrifugal\",\"c\",\"n\"))","v":"n"},"-","-",{"$f":"IFERROR(INDEX('Early Retirement'!$C$4:$AC$32,$BF246,$BJ246),0)","v":0},{"$f":"IFERROR(HLOOKUP($BJ246,'Early Retirement'!$D$4:$AC$5,2,FALSE),0)","v":0},{"$f":"IFERROR(INDEX('Early Retirement'!$AE$4:$BE$32,$BF246,$BJ246),0)","v":0},{"$f":"IFERROR(HLOOKUP($BJ246,'Early Retirement'!$AF$4:$BE$5,2,FALSE),0)","v":0},0,0,"kW/ton",{"$f":"IFERROR(INDEX('Early Retirement'!$BG$4:$CG$32,$BF246,$BJ246),0)","v":0},{"$f":"IFERROR(HLOOKUP($BJ246,'Early Retirement'!$BH$4:$CH$5,2,FALSE),0)","v":0},0,"COP","Yes",0,0,"kW/ton",0,"COP",0,0,"kW/ton",0,"COP"]
[null,null,null,null,null,null,null,null,null,null,null,null,null,null,null,null,null,null,null,null,null,245,{"$f":"IF(Inventory!$C254=\"\",\"a\",VLOOKUP(Inventory!$C254,$B$3:$C$6,2,FALSE))","v":"a"},{"$f":"IF(AND($W247=\"b\",Inventory!$I254=\"\"),\"a\",IF(AND($W247=\"b\",Inventory!$I254<>\"\"),VLOOKUP(Inventory!$I254,$E$3:$F$12,2,FALSE),IF(AND(OR($W247=\"c\",$W247=\"d\"),Inventory!$AB254=\"\"),\"a\",IF(AND(OR($W247=\"c\",$W247=\"d\"),Inventory!$AB254<>\"\"),VLOOKUP(Inventory!$AB254,$E$3:$F$12,2,FALSE),\"a\"))))","v":"a"},{"$f":"IF(OR(AND($X247<>\"b\",$X247<>\"c\"),$AB247=0,$AB247>=(65000/12000),Inventory!$AC254=\"\"),\"a\",VLOOKUP(Inventory!$AC254,$H$3:$I$5,2,FALSE))","v":"a"},{"$f":"IF(AND($X247<>\"i\",$X247<>\"j\"),\"a\",IF(AND($W247=\"b\",Inventory!$L254=\"\"),\"a\",IF(AND($W247=\"b\",Inventory!$L254<>\"\"),VLOOKUP(Inventory!$L254,$K$3:$L$6,2,FALSE),IF(AND(OR($W247=\"c\",$W247=\"d\"),Inventory!$AD254=\"\"),\"a\",IF(AND(OR($W247=\"c\",$W247=\"d\"),Inventory!$AD254<>\"\"),VLOOKUP(Inventory!$AD254,$K$3:$L$6,2,FALSE),\"a\")))))","v":"a"},{"$f":"IF(OR(AND($X247<>\"e\",$X247<>\"f\"),$AB247=0,Inventory!$AF254=\"\"),\"a\",VLOOKUP(Inventory!$AF254,$N$3:$O$5,2,FALSE))","v":"a"},{"$f":"IF(OR(Inventory!C254=\"New Construction\",Inventory!C254=\"Replace-on-Burnout\"),Inventory!AS254,IF(Inventory!C254=\"Early Retirement\",Inventory!AR254,0))","v":0},"","","","","","","","","","","","",0,"aaaaa0","No","No",{"$f":"IF($W247=\"a\",0,IF($W247=\"b\",Inventory!$M254,Inventory!$AG254))","v":0},{"$f":"IF(OR($W247=\"a\",AND($AQ247=\"No\",$AR247=\"No\")),0,IF(AND($W247=\"b\",Inventory!$O254=\"Btu/hr\"),Inventory!$N254,IF(AND($W247=\"b\",Inventory!$O254=\"Tons\"),Inventory!$N254*12000,IF(AND(OR($W247=\"c\",$W247=\"d\"),Inventory!$AI254=\"Btu/hr\"),Inventory!$AH254,IF(AND(OR($W247=\"c\",$W247=\"d\"),Inventory!$AI254=\"Tons\"),Inventory!$AH254*12000,0)))))","v":0},0,0,"EER",0,"kW/ton",{"$f":"IF(OR($W247=\"a\",$AR247=\"No\"),0,IF(AND($W247=\"b\",Inventory!$Q254=\"Btu/hr\"),Inventory!$P254,IF(AND($W247=\"b\",Inventory!$Q254=\"Tons\"),Inventory!$P254*12000,IF(AND(OR($W247=\"c\",$W247=\"d\"),Inventory!$AK254=\"Btu/hr\"),Inventory!$AJ254,IF(AND(OR($W247=\"c\",$W247=\"d\"),Inventory!$AK254=\"Tons\"),Inventory!$AJ254*12000,0)))))","v":0},0,0,"COP","No",{"$f":"IF(OR(Inventory!$J254=\"\",$BD247=\"No\"),\"-\",Inventory!$J254)","v":"-"},{"$f":"IFERROR(VLOOKUP($BE247,'Early Retirement'!$B$6:$C$32,2,FALSE),\"-\")","v":"-"},{"$f":"IF(OR($W247<>\"b\",AND($X247<>\"b\",$X247<>\"c\")),\"n\",IF(AND($AO247<>1,$AO247<>2,$AO247<>7,$AO247<>8),\"n\",IF(Inventory!$K254=\"Split\",\"s\",IF(Inventory!$K254=\"Packaged\",\"p\",\"n\"))))","v":"n"},{"$f":"IF(AND($X247<>\"i\",$X247<>\"j\"),\"n\",IF(Inventory!$L254=\"Centrifugal\",\"c\",\"n\"))","v":"n"},"-","-",{"$f":"IFERROR(INDEX('Early Retirement'!$C$4:$AC$32,$BF247,$BJ247),0)","v":0},{"$f":"IFERROR(HLOOKUP($BJ247,'Early Retirement'!$D$4:$AC$5,2,FALSE),0)","v":0},{"$f":"IFERROR(INDEX('Early Retirement'!$AE$4:$BE$32,$BF247,$BJ247),0)","v":0},{"$f":"IFERROR(HLOOKUP($BJ247,'Early Retirement'!$AF$4:$BE$5,2,FALSE),0)","v":0},0,0,"kW/ton",{"$f":"IFERROR(INDEX('Early Retirement'!$BG$4:$CG$32,$BF247,$BJ247),0)","v":0},{"$f":"IFERROR(HLOOKUP($BJ247,'Early Retirement'!$BH$4:$CH$5,2,FALSE),0)","v":0},0,"COP","Yes",0,0,"kW/ton",0,"COP",0,0,"kW/ton",0,"COP"]
[null,null,null,null,null,null,null,null,null,null,null,null,null,null,null,null,null,null,null,null,null,246,{"$f":"IF(Inventory!$C255=\"\",\"a\",VLOOKUP(Inventory!$C255,$B$3:$C$6,2,FALSE))","v":"a"},{"$f":"IF(AND($W248=\"b\",Inventory!$I255=\"\"),\"a\",IF(AND($W248=\"b\",Inventory!$I255<>\"\"),VLOOKUP(Inventory!$I255,$E$3:$F$12,2,FALSE),IF(AND(OR($W248=\"c\",$W248=\"d\"),Inventory!$AB255=\"\"),\"a\",IF(AND(OR($W248=\"c\",$W248=\"d\"),Inventory!$AB255<>\"\"),VLOOKUP(Inventory!$AB255,$E$3:$F$12,2,FALSE),\"a\"))))","v":"a"},{"$f":"IF(OR(AND($X248<>\"b\",$X248<>\"c\"),$AB248=0,$AB248>=(65000/12000),Inventory!$AC255=\"\"),\"a\",VLOOKUP(Inventory!$AC255,$H$3:$I$5,2,FALSE))","v":"a"},{"$f":"IF(AND($X248<>\"i\",$X248<>\"j\"),\"a\",IF(AND($W248=\"b\",Inventory!$L255=\"\"),\"a\",IF(AND($W248=\"b\",Inventory!$L255<>\"\"),VLOOKUP(Inventory!$L255,$K$3:$L$6,2,FALSE),IF(AND(OR($W248=\"c\",$W248=\"d\"),Inventory!$AD255=\"\"),\"a\",IF(AND(OR($W248=\"c\",$W248=\"d\"),Inventory!$AD255<>\"\"),VLOOKUP(Inventory!$AD255,$K$3:$L$6,2,FALSE),\"a\")))))","v":"a"},{"$f":"IF(OR(AND($X248<>\"e\",$X248<>\"f\"),$AB248=0,Inventory!$AF255=\"\"),\"a\",VLOOKUP(Inventory!$AF255,$N$3:$O$5,2,FALSE))","v":"a"},{"$f":"IF(OR(Inventory!C255=\"New Construction\",Inventory!C255=\"Replace-on-Burnout\"),Inventory!AS255,IF(Inventory!C255=\"Early Retirement\",Inventory!AR255,0))","v":0},"","","","","","","","","","","","",0,"aaaaa0","No","No",{"$f":"IF($W248=\"a\",0,IF($W248=\"b\",Inventory!$M255,Inventory!$AG255))","v":0},{"$f":"IF(OR($W248=\"a\",AND($AQ248=\"No\",$AR248=\"No\")),0,IF(AND($W248=\"b\",Inventory!$O255=\"Btu/hr\"),Inventory!$N255,IF(AND($W248=\"b\",Inventory!$O255=\"Tons\"),Inventory!$N255*12000,IF(AND(OR($W248=\"c\",$W248=\"d\"),Inventory!$AI255=\"Btu/hr\"),Inventory!$AH255,IF(AND(OR($W248=\"c\",$W248=\"d\"),Inventory!$AI255=\"Tons\"),Inventory!$AH255*12000,0)))))","v":0},0,0,"EER",0,"kW/ton",{"$f":"IF(OR($W248=\"a\",$AR248=\"No\"),0,IF(AND($W248=\"b\",Inventory!$Q255=\"Btu/hr\"),Inventory!$P255,IF(AND($W248=\"b\",Inventory!$Q255=\"Tons\"),Inventory!$P255*12000,IF(AND(OR($W248=\"c\",$W248=\"d\"),Inventory!$AK255=\"Btu/hr\"),Inventory!$AJ255,IF(AND(OR($W248=\"c\",$W248=\"d\"),Inventory!$AK255=\"Tons\"),Inventory!$AJ255*12000,0)))))","v":0},0,0,"COP","No",{"$f":"IF(OR(Inventory!$J255=\"\",$BD248=\"No\"),\"-\",Inventory!$J255)","v":"-"},{"$f":"IFERROR(VLOOKUP($BE248,'Early Retirement'!$B$6:$C$32,2,FALSE),\"-\")","v":"-"},{"$f":"IF(OR($W248<>\"b\",AND($X248<>\"b\",$X248<>\"c\")),\"n\",IF(AND($AO248<>1,$AO248<>2,$AO248<>7,$AO248<>8),\"n\",IF(Inventory!$K255=\"Split\",\"s\",IF(Inventory!$K255=\"Packaged\",\"p\",\"n\"))))","v":"n"},{"$f":"IF(AND($X248<>\"i\",$X248<>\"j\"),\"n\",IF(Inventory!$L255=\"Centrifugal\",\"c\",\"n\"))","v":"n"},"-","-",{"$f":"IFERROR(INDEX('Early Retirement'!$C$4:$AC$32,$BF248,$BJ248),0)","v":0},{"$f":"IFERROR(HLOOKUP($BJ248,'Early Retirement'!$D$4:$AC$5,2,FALSE),0)","v":0},{"$f":"IFERROR(INDEX('Early Retirement'!$AE$4:$BE$32,$BF248,$BJ248),0)","v":0},{"$f":"IFERROR(HLOOKUP($BJ248,'Early Retirement'!$AF$4:$BE$5,2,FALSE),0)","v":0},0,0,"kW/ton",{"$f":"IFERROR(INDEX('Early Retirement'!$BG$4:$CG$32,$BF248,$BJ248),0)","v":0},{"$f":"IFERROR(HLOOKUP($BJ248,'Early Retirement'!$BH$4:$CH$5,2,FALSE),0)","v":0},0,"COP","Yes",0,0,"kW/ton",0,"COP",0,0,"kW/ton",0,"COP"]
[null,null,null,null,null,null,null,null,null,null,null,null,null,null,null,null,null,null,null,null,null,247,{"$f":"IF(Inventory!$C256=\"\",\"a\",VLOOKUP(Inventory!$C256,$B$3:$C$6,2,FALSE))","v":"a"},{"$f":"IF(AND($W249=\"b\",Inventory!$I256=\"\"),\"a\",IF(AND($W249=\"b\",Inventory!$I256<>\"\"),VLOOKUP(Inventory!$I256,$E$3:$F$12,2,FALSE),IF(AND(OR($W249=\"c\",$W249=\"d\"),Inventory!$AB256=\"\"),\"a\",IF(AND(OR($W249=\"c\",$W249=\"d\"),Inventory!$AB256<>\"\"),VLOOKUP(Inventory!$AB256,$E$3:$F$12,2,FALSE),\"a\"))))","v":"a"},{"$f":"IF(OR(AND($X249<>\"b\",$X249<>\"c\"),$AB249=0,$AB249>=(65000/12000),Inventory!$AC256=\"\"),\"a\",VLOOKUP(Inventory!$AC256,$H$3:$I$5,2,FALSE))","v":"a"},{"$f":"IF(AND($X249<>\"i\",$X249<>\"j\"),\"a\",IF(AND($W249=\"b\",Inventory!$L256=\"\"),\"a\",IF(AND($W249=\"b\",Inventory!$L256<>\"\"),VLOOKUP(Inventory!$L256,$K$3:$L$6,2,FALSE),IF(AND(OR($W249=\"c\",$W249=\"d\"),Inventory!$AD256=\"\"),\"a\",IF(AND(OR($W249=\"c\",$W249=\"d\"),Inventory!$AD256<>\"\"),VLOOKUP(Inventory!$AD256,$K$3:$L$6,2,FALSE),\"a\")))))","v":"a"},{"$f":"IF(OR(AND($X249<>\"e\",$X249<>\"f\"),$AB249=0,Inventory!$AF256=\"\"),\"a\",VLOOKUP(Inventory!$AF256,$N$3:$O$5,2,FALSE))","v":"a"},{"$f":"IF(OR(Inventory!C256=\"New Construction\",Inventory!C256=\"Replace-on-Burnout\"),Inventory!AS256,IF(Inventory!C256=\"Early Retirement\",Inventory!AR256,0))","v":0},"","","","","","","","","","","","",0,"aaaaa0","No","No",{"$f":"IF($W249=\"a\",0,IF($W249=\"b\",Inventory!$M256,Inventory!$AG256))","v":0},{"$f":"IF(OR($W249=\"a\",AND($AQ249=\"No\",$AR249=\"No\")),0,IF(AND($W249=\"b\",Inventory!$O256=\"Btu/hr\"),Inventory!$N256,IF(AND($W249=\"b\",Inventory!$O256=\"Tons\"),Inventory!$N256*12000,IF(AND(OR($W249=\"c\",$W249=\"d\"),Inventory!$AI256=\"Btu/hr\"),Inventory!$AH256,IF(AND(OR($W249=\"c\",$W249=\"d\"),Inventory!$AI256=\"Tons\"),Inventory!$AH256*12000,0)))))","v":0},0,0,"EER",0,"kW/ton",{"$f":"IF(OR($W249=\"a\",$AR249=\"No\"),0,IF(AND($W249=\"b\",Inventory!$Q256=\"Btu/hr\"),Inventory!$P256,IF(AND($W249=\"b\",Inventory!$Q256=\"Tons\"),Inventory!$P256*12000,IF(AND(OR($W249=\"c\",$W249=\"d\"),Inventory!$AK256=\"Btu/hr\"),Inventory!$AJ256,IF(AND(OR($W249=\"c\",$W249=\"d\"),Inventory!$AK256=\"Tons\"),Inventory!$AJ256*12000,0)))))","v":0},0,0,"COP","No",{"$f":"IF(OR(Inventory!$J256=\"\",$BD249=\"No\"),\"-\",Inventory!$J256)","v":"-"},{"$f":"IFERROR(VLOOKUP($BE249,'Early Retirement'!$B$6:$C$32,2,FALSE),\"-\")","v":"-"},{"$f":"IF(OR($W249<>\"b\",AND($X249<>\"b\",$X249<>\"c\")),\"n\",IF(AND($AO249<>1,$AO249<>2,$AO249<>7,$AO249<>8),\"n\",IF(Inventory!$K256=\"Split\",\"s\",IF(Inventory!$K256=\"Packaged\",\"p\",\"n\"))))","v":"n"},{"$f":"IF(AND($X249<>\"i\",$X249<>\"j\"),\"n\",IF(Inventory!$L256=\"Centrifugal\",\"c\",\"n\"))","v":"n"},"-","-",{"$f":"IFERROR(INDEX('Early Retirement'!$C$4:$AC$32,$BF249,$BJ249),0)","v":0},{"$f":"IFERROR(HLOOKUP($BJ249,'Early Retirement'!$D$4:$AC$5,2,FALSE),0)","v":0},{"$f":"IFERROR(INDEX('Early Retirement'!$AE$4:$BE$32,$BF249,$BJ249),0)","v":0},{"$f":"IFERROR(HLOOKUP($BJ249,'Early Retirement'!$AF$4:$BE$5,2,FALSE),0)","v":0},0,0,"kW/ton",{"$f":"IFERROR(INDEX('Early Retirement'!$BG$4:$CG$32,$BF249,$BJ249),0)","v":0},{"$f":"IFERROR(HLOOKUP($BJ249,'Early Retirement'!$BH$4:$CH$5,2,FALSE),0)","v":0},0,"COP","Yes",0,0,"kW/ton",0,"COP",0,0,"kW/ton",0,"COP"]
[null,null,null,null,null,null,null,null,null,null,null,null,null,null,null,null,null,null,null,null,null,248,{"$f":"IF(Inventory!$C257=\"\",\"a\",VLOOKUP(Inventory!$C257,$B$3:$C$6,2,FALSE))","v":"a"},{"$f":"IF(AND($W250=\"b\",Inventory!$I257=\"\"),\"a\",IF(AND($W250=\"b\",Inventory!$I257<>\"\"),VLOOKUP(Inventory!$I257,$E$3:$F$12,2,FALSE),IF(AND(OR($W250=\"c\",$W250=\"d\"),Inventory!$AB257=\"\"),\"a\",IF(AND(OR($W250=\"c\",$W250=\"d\"),Inventory!$AB257<>\"\"),VLOOKUP(Inventory!$AB257,$E$3:$F$12,2,FALSE),\"a\"))))","v":"a"},{"$f":"IF(OR(AND($X250<>\"b\",$X250<>\"c\"),$AB250=0,$AB250>=(65000/12000),Inventory!$AC257=\"\"),\"a\",VLOOKUP(Inventory!$AC257,$H$3:$I$5,2,FALSE))","v":"a"},{"$f":"IF(AND($X250<>\"i\",$X250<>\"j\"),\"a\",IF(AND($W250=\"b\",Inventory!$L257=\"\"),\"a\",IF(AND($W250=\"b\",Inventory!$L257<>\"\"),VLOOKUP(Inventory!$L257,$K$3:$L$6,2,FALSE),IF(AND(OR($W250=\"c\",$W250=\"d\"),Inventory!$AD257=\"\"),\"a\",IF(AND(OR($W250=\"c\",$W250=\"d\"),Inventory!$AD257<>\"\"),VLOOKUP(Inventory!$AD257,$K$3:$L$6,2,FALSE),\"a\")))))","v":"a"},{"$f":"IF(OR(AND($X250<>\"e\",$X250<>\"f\"),$AB250=0,Inventory!$AF257=\"\"),\"a\",VLOOKUP(Inventory!$AF257,$N$3:$O$5,2,FALSE))","v":"a"},{"$f":"IF(OR(Inventory!C257=\"New Construction\",Inventory!C257=\"Replace-on-Burnout\"),Inventory!AS257,IF(Inventory!C257=\"Early Retirement\",Inventory!AR257,0))","v":0},"","","","","","","","","","","","",0,"aaaaa0","No","No",{"$f":"IF($W250=\"a\",0,IF($W250=\"b\",Inventory!$M257,Inventory!$AG257))","v":0},{"$f":"IF(OR($W250=\"a\",AND($AQ250=\"No\",$AR250=\"No\")),0,IF(AND($W250=\"b\",Inventory!$O257=\"Btu/hr\"),Inventory!$N257,IF(AND($W250=\"b\",Inventory!$O257=\"Tons\"),Inventory!$N257*12000,IF(AND(OR($W250=\"c\",$W250=\"d\"),Inventory!$AI257=\"Btu/hr\"),Inventory!$AH257,IF(AND(OR($W250=\"c\",$W250=\"d\"),Inventory!$AI257=\"Tons\"),Inventory!$AH257*12000,0)))))","v":0},0,0,"EER",0,"kW/ton",{"$f":"IF(OR($W250=\"a\",$AR250=\"No\"),0,IF(AND($W250=\"b\",Inventory!$Q257=\"Btu/hr\"),Inventory!$P257,IF(AND($W250=\"b\",Inventory!$Q257=\"Tons\"),Inventory!$P257*12000,IF(AND(OR($W250=\"c\",$W250=\"d\"),Inventory!$AK257=\"Btu/hr\"),Inventory!$AJ257,IF(AND(OR($W250=\"c\",$W250=\"d\"),Inventory!$AK257=\"Tons\"),Inventory!$AJ257*12000,0)))))","v":0},0,0,"COP","No",{"$f":"IF(OR(Inventory!$J257=\"\",$BD250=\"No\"),\"-\",Inventory!$J257)","v":"-"},{"$f":"IFERROR(VLOOKUP($BE250,'Early Retirement'!$B$6:$C$32,2,FALSE),\"-\")","v":"-"},{"$f":"IF(OR($W250<>\"b\",AND($X250<>\"b\",$X250<>\"c\")),\"n\",IF(AND($AO250<>1,$AO250<>2,$AO250<>7,$AO250<>8),\"n\",IF(Inventory!$K257=\"Split\",\"s\",IF(Inventory!$K257=\"Packaged\",\"p\",\"n\"))))","v":"n"},{"$f":"IF(AND($X250<>\"i\",$X250<>\"j\"),\"n\",IF(Inventory!$L257=\"Centrifugal\",\"c\",\"n\"))","v":"n"},"-","-",{"$f":"IFERROR(INDEX('Early Retirement'!$C$4:$AC$32,$BF250,$BJ250),0)","v":0},{"$f":"IFERROR(HLOOKUP($BJ250,'Early Retirement'!$D$4:$AC$5,2,FALSE),0)","v":0},{"$f":"IFERROR(INDEX('Early Retirement'!$AE$4:$BE$32,$BF250,$BJ250),0)","v":0},{"$f":"IFERROR(HLOOKUP($BJ250,'Early Retirement'!$AF$4:$BE$5,2,FALSE),0)","v":0},0,0,"kW/ton",{"$f":"IFERROR(INDEX('Early Retirement'!$BG$4:$CG$32,$BF250,$BJ250),0)","v":0},{"$f":"IFERROR(HLOOKUP($BJ250,'Early Retirement'!$BH$4:$CH$5,2,FALSE),0)","v":0},0,"COP","Yes",0,0,"kW/ton",0,"COP",0,0,"kW/ton",0,"COP"]
[null,null,null,null,null,null,null,null,null,null,null,null,null,null,null,null,null,null,null,null,null,249,{"$f":"IF(Inventory!$C258=\"\",\"a\",VLOOKUP(Inventory!$C258,$B$3:$C$6,2,FALSE))","v":"a"},{"$f":"IF(AND($W251=\"b\",Inventory!$I258=\"\"),\"a\",IF(AND($W251=\"b\",Inventory!$I258<>\"\"),VLOOKUP(Inventory!$I258,$E$3:$F$12,2,FALSE),IF(AND(OR($W251=\"c\",$W251=\"d\"),Inventory!$AB258=\"\"),\"a\",IF(AND(OR($W251=\"c\",$W251=\"d\"),Inventory!$AB258<>\"\"),VLOOKUP(Inventory!$AB258,$E$3:$F$12,2,FALSE),\"a\"))))","v":"a"},{"$f":"IF(OR(AND($X251<>\"b\",$X251<>\"c\"),$AB251=0,$AB251>=(65000/12000),Inventory!$AC258=\"\"),\"a\",VLOOKUP(Inventory!$AC258,$H$3:$I$5,2,FALSE))","v":"a"},{"$f":"IF(AND($X251<>\"i\",$X251<>\"j\"),\"a\",IF(AND($W251=\"b\",Inventory!$L258=\"\"),\"a\",IF(AND($W251=\"b\",Inventory!$L258<>\"\"),VLOOKUP(Inventory!$L258,$K$3:$L$6,2,FALSE),IF(AND(OR($W251=\"c\",$W251=\"d\"),Inventory!$AD258=\"\"),\"a\",IF(AND(OR($W251=\"c\",$W251=\"d\"),Inventory!$AD258<>\"\"),VLOOKUP(Inventory!$AD258,$K$3:$L$6,2,FALSE),\"a\")))))","v":"a"},{"$f":"IF(OR(AND($X251<>\"e\",$X251<>\"f\"),$AB251=0,Inventory!$AF258=\"\"),\"a\",VLOOKUP(Inventory!$AF258,$N$3:$O$5,2,FALSE))","v":"a"},{"$f":"IF(OR(Inventory!C258=\"New Construction\",Inventory!C258=\"Replace-on-Burnout\"),Inventory!AS258,IF(Inventory!C258=\"Early Retirement\",Inventory!AR258,0))","v":0},"","","","","","","","","","","","",0,"aaaaa0","No","No",{"$f":"IF($W251=\"a\",0,IF($W251=\"b\",Inventory!$M258,Inventory!$AG258))","v":0},{"$f":"IF(OR($W251=\"a\",AND($AQ251=\"No\",$AR251=\"No\")),0,IF(AND($W251=\"b\",Inventory!$O258=\"Btu/hr\"),Inventory!$N258,IF(AND($W251=\"b\",Inventory!$O258=\"Tons\"),Inventory!$N258*12000,IF(AND(OR($W251=\"c\",$W251=\"d\"),Inventory!$AI258=\"Btu/hr\"),Inventory!$AH258,IF(AND(OR($W251=\"c\",$W251=\"d\"),Inventory!$AI258=\"Tons\"),Inventory!$AH258*12000,0)))))","v":0},0,0,"EER",0,"kW/ton",{"$f":"IF(OR($W251=\"a\",$AR251=\"No\"),0,IF(AND($W251=\"b\",Inventory!$Q258=\"Btu/hr\"),Inventory!$P258,IF(AND($W251=\"b\",Inventory!$Q258=\"Tons\"),Inventory!$P258*12000,IF(AND(OR($W251=\"c\",$W251=\"d\"),Inventory!$AK258=\"Btu/hr\"),Inventory!$AJ258,IF(AND(OR($W251=\"c\",$W251=\"d\"),Inventory!$AK258=\"Tons\"),Inventory!$AJ258*12000,0)))))","v":0},0,0,"COP","No",{"$f":"IF(OR(Inventory!$J258=\"\",$BD251=\"No\"),\"-\",Inventory!$J258)","v":"-"},{"$f":"IFERROR(VLOOKUP($BE251,'Early Retirement'!$B$6:$C$32,2,FALSE),\"-\")","v":"-"},{"$f":"IF(OR($W251<>\"b\",AND($X251<>\"b\",$X251<>\"c\")),\"n\",IF(AND($AO251<>1,$AO251<>2,$AO251<>7,$AO251<>8),\"n\",IF(Inventory!$K258=\"Split\",\"s\",IF(Inventory!$K258=\"Packaged\",\"p\",\"n\"))))","v":"n"},{"$f":"IF(AND($X251<>\"i\",$X251<>\"j\"),\"n\",IF(Inventory!$L258=\"Centrifugal\",\"c\",\"n\"))","v":"n"},"-","-",{"$f":"IFERROR(INDEX('Early Retirement'!$C$4:$AC$32,$BF251,$BJ251),0)","v":0},{"$f":"IFERROR(HLOOKUP($BJ251,'Early Retirement'!$D$4:$AC$5,2,FALSE),0)","v":0},{"$f":"IFERROR(INDEX('Early Retirement'!$AE$4:$BE$32,$BF251,$BJ251),0)","v":0},{"$f":"IFERROR(HLOOKUP($BJ251,'Early Retirement'!$AF$4:$BE$5,2,FALSE),0)","v":0},0,0,"kW/ton",{"$f":"IFERROR(INDEX('Early Retirement'!$BG$4:$CG$32,$BF251,$BJ251),0)","v":0},{"$f":"IFERROR(HLOOKUP($BJ251,'Early Retirement'!$BH$4:$CH$5,2,FALSE),0)","v":0},0,"COP","Yes",0,0,"kW/ton",0,"COP",0,0,"kW/ton",0,"COP"]
[null,null,null,null,null,null,null,null,null,null,null,null,null,null,null,null,null,null,null,null,null,250,{"$f":"IF(Inventory!$C259=\"\",\"a\",VLOOKUP(Inventory!$C259,$B$3:$C$6,2,FALSE))","v":"a"},{"$f":"IF(AND($W252=\"b\",Inventory!$I259=\"\"),\"a\",IF(AND($W252=\"b\",Inventory!$I259<>\"\"),VLOOKUP(Inventory!$I259,$E$3:$F$12,2,FALSE),IF(AND(OR($W252=\"c\",$W252=\"d\"),Inventory!$AB259=\"\"),\"a\",IF(AND(OR($W252=\"c\",$W252=\"d\"),Inventory!$AB259<>\"\"),VLOOKUP(Inventory!$AB259,$E$3:$F$12,2,FALSE),\"a\"))))","v":"a"},{"$f":"IF(OR(AND($X252<>\"b\",$X252<>\"c\"),$AB252=0,$AB252>=(65000/12000),Inventory!$AC259=\"\"),\"a\",VLOOKUP(Inventory!$AC259,$H$3:$I$5,2,FALSE))","v":"a"},{"$f":"IF(AND($X252<>\"i\",$X252<>\"j\"),\"a\",IF(AND($W252=\"b\",Inventory!$L259=\"\"),\"a\",IF(AND($W252=\"b\",Inventory!$L259<>\"\"),VLOOKUP(Inventory!$L259,$K$3:$L$6,2,FALSE),IF(AND(OR($W252=\"c\",$W252=\"d\"),Inventory!$AD259=\"\"),\"a\",IF(AND(OR($W252=\"c\",$W252=\"d\"),Inventory!$AD259<>\"\"),VLOOKUP(Inventory!$AD259,$K$3:$L$6,2,FALSE),\"a\")))))","v":"a"},{"$f":"IF(OR(AND($X252<>\"e\",$X252<>\"f\"),$AB252=0,Inventory!$AF259=\"\"),\"a\",VLOOKUP(Inventory!$AF259,$N$3:$O$5,2,FALSE))","v":"a"},{"$f":"IF(OR(Inventory!C259=\"New Construction\",Inventory!C259=\"Replace-on-Burnout\"),Inventory!AS259,IF(Inventory!C259=\"Early Retirement\",Inventory!AR259,0))","v":0},"","","","","","","","","","","","",0,"aaaaa0","No","No",{"$f":"IF($W252=\"a\",0,IF($W252=\"b\",Inventory!$M259,Inventory!$AG259))","v":0},{"$f":"IF(OR($W252=\"a\",AND($AQ252=\"No\",$AR252=\"No\")),0,IF(AND($W252=\"b\",Inventory!$O259=\"Btu/hr\"),Inventory!$N259,IF(AND($W252=\"b\",Inventory!$O259=\"Tons\"),Inventory!$N259*12000,IF(AND(OR($W252=\"c\",$W252=\"d\"),Inventory!$AI259=\"Btu/hr\"),Inventory!$AH259,IF(AND(OR($W252=\"c\",$W252=\"d\"),Inventory!$AI259=\"Tons\"),Inventory!$AH259*12000,0)))))","v":0},0,0,"EER",0,"kW/ton",{"$f":"IF(OR($W252=\"a\",$AR252=\"No\"),0,IF(AND($W252=\"b\",Inventory!$Q259=\"Btu/hr\"),Inventory!$P259,IF(AND($W252=\"b\",Inventory!$Q259=\"Tons\"),Inventory!$P259*12000,IF(AND(OR($W252=\"c\",$W252=\"d\"),Inventory!$AK259=\"Btu/hr\"),Inventory!$AJ259,IF(AND(OR($W252=\"c\",$W252=\"d\"),Inventory!$AK259=\"Tons\"),Inventory!$AJ259*12000,0)))))","v":0},0,0,"COP","No",{"$f":"IF(OR(Inventory!$J259=\"\",$BD252=\"No\"),\"-\",Inventory!$J259)","v":"-"},{"$f":"IFERROR(VLOOKUP($BE252,'Early Retirement'!$B$6:$C$32,2,FALSE),\"-\")","v":"-"},{"$f":"IF(OR($W252<>\"b\",AND($X252<>\"b\",$X252<>\"c\")),\"n\",IF(AND($AO252<>1,$AO252<>2,$AO252<>7,$AO252<>8),\"n\",IF(Inventory!$K259=\"Split\",\"s\",IF(Inventory!$K259=\"Packaged\",\"p\",\"n\"))))","v":"n"},{"$f":"IF(AND($X252<>\"i\",$X252<>\"j\"),\"n\",IF(Inventory!$L259=\"Centrifugal\",\"c\",\"n\"))","v":"n"},"-","-",{"$f":"IFERROR(INDEX('Early Retirement'!$C$4:$AC$32,$BF252,$BJ252),0)","v":0},{"$f":"IFERROR(HLOOKUP($BJ252,'Early Retirement'!$D$4:$AC$5,2,FALSE),0)","v":0},{"$f":"IFERROR(INDEX('Early Retirement'!$AE$4:$BE$32,$BF252,$BJ252),0)","v":0},{"$f":"IFERROR(HLOOKUP($BJ252,'Early Retirement'!$AF$4:$BE$5,2,FALSE),0)","v":0},0,0,"kW/ton",{"$f":"IFERROR(INDEX('Early Retirement'!$BG$4:$CG$32,$BF252,$BJ252),0)","v":0},{"$f":"IFERROR(HLOOKUP($BJ252,'Early Retirement'!$BH$4:$CH$5,2,FALSE),0)","v":0},0,"COP","Yes",0,0,"kW/ton",0,"COP",0,0,"kW/ton",0,"COP"]
[]
[null,null,null,null,null,null,null,null,null,null,null,null,null,null,null,null,null,null,null,null,null,1,{"$f":"IF(Inventory!$C10=\"\",\"a\",VLOOKUP(Inventory!$C10,$B$8:$C$11,2,FALSE))","v":"a"},{"$f":"IF(AND($W254=\"b\",Inventory!$I10=\"\"),\"a\",IF(AND($W254=\"b\",Inventory!$I10<>\"\"),VLOOKUP(Inventory!$I10,$E$3:$F$12,2,FALSE),IF(AND(OR($W254=\"c\",$W254=\"d\"),Inventory!$AB10=\"\"),\"a\",IF(AND(OR($W254=\"c\",$W254=\"d\"),Inventory!$AB10<>\"\"),VLOOKUP(Inventory!$AB10,$E$3:$F$12,2,FALSE),\"a\"))))","v":"a"},{"$f":"IF(OR(AND($X254<>\"b\",$X254<>\"c\"),$AB254=0,$AB254>=(65000/12000),Inventory!$AC10=\"\"),\"a\",VLOOKUP(Inventory!$AC10,$H$3:$I$5,2,FALSE))","v":"a"},{"$f":"IF(AND($X254<>\"i\",$X254<>\"j\"),\"a\",IF(AND($W254=\"b\",Inventory!$L10=\"\"),\"a\",IF(AND($W254=\"b\",Inventory!$L10<>\"\"),VLOOKUP(Inventory!$L10,$K$3:$L$6,2,FALSE),IF(AND(OR($W254=\"c\",$W254=\"d\"),Inventory!$AD10=\"\"),\"a\",IF(AND(OR($W254=\"c\",$W254=\"d\"),Inventory!$AD10<>\"\"),VLOOKUP(Inventory!$AD10,$K$3:$L$6,2,FALSE),\"a\")))))","v":"a"},{"$f":"IF(OR(AND($X254<>\"e\",$X254<>\"f\"),$AB254=0,Inventory!$AF10=\"\"),\"a\",VLOOKUP(Inventory!$AF10,$N$3:$O$5,2,FALSE))","v":"a"},{"$f":"IF(OR(Inventory!C10=\"New Construction\",Inventory!C10=\"Replace-on-Burnout\",Inventory!C10=\"Early Retirement\"),Inventory!AS10,0)","v":0},{"$f":"IF(AND($X254<>\"b\",$X254<>\"c\",$X254<>\"d\",$X254<>\"e\",$X254<>\"f\"),\"\",IF(AND($AB254>=$AC$2,$X254=\"b\"),6,IF(AND($AB254>=$AC$2,$X254=\"c\"),12,IF(AND($AB254>=$AC$2,$X254=\"d\"),18,IF(AND($AB254>=$AC$2,$X254=\"e\"),24,IF(AND($AB254>=$AC$2,$X254=\"f\"),30,0))))))","v":""},{"$f":"IF(OR(AND($X254<>\"b\",$X254<>\"c\",$X254<>\"d\",$X254<>\"e\",$X254<>\"f\"),$AC254<>0),\"\",IF(AND($AB254>=$AD$2,$X254=\"b\"),5,IF(AND($AB254>=$AD$2,$X254=\"c\"),11,IF(AND($AB254>=$AD$2,$X254=\"d\"),17,IF(AND($AB254>=$AD$2,$X254=\"e\"),23,IF(AND($AB254>=$AD$2,$X254=\"f\"),29,0))))))","v":""},{"$f":"IF(OR(AND($X254<>\"b\",$X254<>\"c\",$X254<>\"d\",$X254<>\"e\",$X254<>\"f\"),$AD254<>0),\"\",IF(AND($AB254>=$AE$2,$X254=\"b\"),4,IF(AND($AB254>=$AE$2,$X254=\"c\"),10,IF(AND($AB254>=$AE$2,$X254=\"d\"),16,IF(AND($AB254>=$AE$2,$X254=\"e\"),22,IF(AND($AB254>=$AE$2,$X254=\"f\"),28,0))))))","v":""},{"$f":"IF(OR(AND($X254<>\"b\",$X254<>\"c\",$X254<>\"d\",$X254<>\"e\",$X254<>\"f\"),$AE254<>0),\"\",IF(AND($AB254>=$AF$2,$X254=\"b\"),3,IF(AND($AB254>=$AF$2,$X254=\"c\"),9,IF(AND($AB254>=$AF$2,$X254=\"d\"),15,IF(AND($AB254>=$AF$2,$X254=\"e\"),21,IF(AND($AB254>=$AF$2,$X254=\"f\"),27,0))))))","v":""},{"$f":"IF(OR(AND($X254<>\"b\",$X254<>\"c\",$X254<>\"d\",$X254<>\"e\",$X254<>\"f\"),$AF254<>0),\"\",IF(AND($AB254>=$AG$2,$X254=\"b\"),2,IF(AND($AB254>=$AG$2,$X254=\"c\"),8,IF(AND($AB254>=$AG$2,$X254=\"d\"),14,IF(AND($AB254>=$AG$2,$X254=\"e\"),20,IF(AND($AB254>=$AG$2,$X254=\"f\"),26,0))))))","v":""},{"$f":"IF(OR(AND($X254<>\"b\",$X254<>\"c\",$X254<>\"d\",$X254<>\"e\",$X254<>\"f\"),$AG254<>0),\"\",IF(AND($AB254>=$AH$2,$X254=\"b\"),1,IF(AND($AB254>=$AH$2,$X254=\"c\"),7,IF(AND($AB254>=$AH$2,$X254=\"d\"),13,IF(AND($AB254>=$AH$2,$X254=\"e\"),19,IF(AND($AB254>=$AH$2,$X254=\"f\"),25,0))))))","v":""},{"$f":"IF(AND($X254<>\"i\",$X254<>\"j\"),\"\",IF(AND($AB254>=$AI$2,$X254=\"i\"),39,IF(AND($AB254>=$AI$2,$X254=\"j\",$Z254=\"b\"),44,IF(AND($AB254>=$AI$2,$X254=\"j\",$Z254<>\"b\"),49,0))))","v":""},{"$f":"IF(OR(AND($X254<>\"i\",$X254<>\"j\"),$AI254<>0),\"\",IF(AND($AB254>=$AJ$2,$X254=\"i\"),38,IF(AND($AB254>=$AJ$2,$X254=\"j\",$Z254=\"b\"),43,IF(AND($AB254>=$AJ$2,$X254=\"j\",$Z254<>\"b\"),48,0))))","v":""},{"$f":"IF(OR(AND($X254<>\"i\",$X254<>\"j\"),$AJ254<>0),\"\",IF(AND($AB254>=$AK$2,$X254=\"i\"),37,IF(AND($AB254>=$AK$2,$X254=\"j\",$Z254=\"b\"),42,IF(AND($AB254>=$AK$2,$X254=\"j\",$Z254<>\"b\"),47,0))))","v":""},{"$f":"IF(OR(AND($X254<>\"i\",$X254<>\"j\"),$AK254<>0),\"\",IF(AND($AB254>=$AL$2,$X254=\"i\"),36,IF(AND($AB254>=$AL$2,$X254=\"j\",$Z254=\"b\"),41,IF(AND($AB254>=$AL$2,$X254=\"j\",$Z254<>\"b\"),46,0))))","v":""},{"$f":"IF(OR(AND($X254<>\"i\",$X254<>\"j\"),$AL254<>0),\"\",IF(AND($AB254>=$AM$2,$X254=\"i\"),35,IF(AND($AB254>=$AM$2,$X254=\"j\",$Z254=\"b\"),40,IF(AND($AB254>=$AM$2,$X254=\"j\",$Z254<>\"b\"),45,0))))","v":""},{"$f":"IF(AND($X254<>\"g\",$X254<>\"h\"),\"\",IF(AND($W254=\"d\",$X254=\"g\"),31,IF(AND($W254=\"c\",$X254=\"g\"),32,IF(AND($W254=\"d\",$X254=\"h\"),33,IF(AND($W254=\"c\",$X254=\"h\"),34,\"\")))))","v":""},0,{"$f":"CONCATENATE($W254,$X254,$Y254,$Z254,$AA254,$AO254)","v":"aaaaa0"},{"$f":"IF($X254=\"g\",\"Yes\",\"No\")","v":"No"},{"$f":"IF($X254=\"h\",\"Yes\",\"No\")","v":"No"},{"$f":"IF($W254=\"a\",0,IF($W254=\"b\",Inventory!$M10,Inventory!$AG10))","v":0},{"$f":"IF(OR($W254=\"a\",AND($AQ254=\"No\",$AR254=\"No\")),0,IF(AND($W254=\"b\",Inventory!$O10=\"Btu/hr\"),Inventory!$N10,IF(AND($W254=\"b\",Inventory!$O10=\"Tons\"),Inventory!$N10*12000,IF(AND(OR($W254=\"c\",$W254=\"d\"),Inventory!$AI10=\"Btu/hr\"),Inventory!$AH10,IF(AND(OR($W254=\"c\",$W254=\"d\"),Inventory!$AI10=\"Tons\"),Inventory!$AH10*12000,0)))))","v":0},{"$f":"IF(AT254=0,0,IF($AT254<7000,7000,IF($AT254>15000,15000,$AT254)))","v":0},{"$f":"IF(OR($W254=\"a\",AND($AQ254=\"No\",$AR254=\"No\"),$AT254=0),0,IF(AND($W254<>\"b\",$AQ254=\"Yes\",$AS254=\"Yes\"),13.8-(0.3*$AU254/1000),IF(AND($W254<>\"b\",$AQ254=\"Yes\",$AS254=\"No\"),10.9-(0.213*$AU254/1000),IF(AND($W254=\"b\",$AQ254=\"Yes\"),10.9-(0.213*$AU254/1000),IF(AND($W254<>\"b\",$AR254=\"Yes\",$AS254=\"Yes\"),14-(0.3*$AU254/1000),IF(AND($W254<>\"b\",$AR254=\"Yes\",$AS254=\"No\"),10.8-(0.213*$AU254/1000),IF(AND($W254=\"b\",$AR254=\"Yes\"),10.8-(0.213*$AU254/1000),0)))))))","v":0},"EER",{"$f":"IFERROR(12/$AV254,0)","v":0},"kW/ton",{"$f":"IF(OR($W254=\"a\",$AR254=\"No\"),0,IF(AND($W254=\"b\",Inventory!$Q10=\"Btu/hr\"),Inventory!$P10,IF(AND($W254=\"b\",Inventory!$Q10=\"Tons\"),Inventory!$P10*12000,IF(AND(OR($W254=\"c\",$W254=\"d\"),Inventory!$AK10=\"Btu/hr\"),Inventory!$AJ10,IF(AND(OR($W254=\"c\",$W254=\"d\"),Inventory!$AK10=\"Tons\"),Inventory!$AJ10*12000,0)))))","v":0},{"$f":"IF(AZ254=0,0,IF($AZ254<7000,7000,IF($AZ254>15000,15000,$AZ254)))","v":0},{"$f":"IF(OR($W254=\"a\",$AR254=\"No\",$AZ254=0),0,IF(AND($W254<>\"b\",$AR254=\"Yes\",$AS254=\"Yes\"),3.7-(0.052*$BA254/1000),IF(AND($W254<>\"b\",$AR254=\"Yes\",$AS254=\"No\"),2.9-(0.026*$BA254/1000),IF(AND($W254=\"b\",$AR254=\"Yes\"),2.9-(0.026*$BA254/1000),0))))","v":0},"COP",{"$f":"IF($W254=\"b\",\"Yes\",\"No\")","v":"No"},{"$f":"IF(OR(Inventory!$J10=\"\",$BD254=\"No\"),\"-\",Inventory!$J10)","v":"-"},{"$f":"IFERROR(VLOOKUP($BE254,'Early Retirement'!$B$6:$C$32,2,FALSE),\"-\")","v":"-"},{"$f":"IF(OR($W254<>\"b\",AND($X254<>\"b\",$X254<>\"c\")),\"n\",IF(AND($AO254<>1,$AO254<>2,$AO254<>7,$AO254<>8),\"n\",IF(Inventory!$K10=\"Split\",\"s\",IF(Inventory!$K10=\"Packaged\",\"p\",\"n\"))))","v":"n"},{"$f":"IF(AND($X254<>\"i\",$X254<>\"j\"),\"n\",IF(Inventory!$L10=\"Centrifugal\",\"c\",\"n\"))","v":"n"},{"$f":"IF(OR($BD254=\"No\",$X254=\"a\"),\"-\",CONCATENATE($AO254,$BG254,$BH254))","v":"-"},{"$f":"IFERROR(VLOOKUP($BI254,$BI$506:$BJ$541,2,FALSE),\"-\")","v":"-"},{"$f":"IFERROR(INDEX('Early Retirement'!$C$4:$AC$32,$BF254,$BJ254),0)","v":0},{"$f":"IFERROR(HLOOKUP($BJ254,'Early Retirement'!$D$4:$AC$5,2,FALSE),0)","v":0},{"$f":"IFERROR(INDEX('Early Retirement'!$AE$4:$BE$32,$BF254,$BJ254),0)","v":0},{"$f":"IFERROR(HLOOKUP($BJ254,'Early Retirement'!$AF$4:$BE$5,2,FALSE),0)","v":0},{"$f":"IF(LEFT($BL254,3)=\"EER\",12/$BK254,IF($BL254=\"kW/ton\",$BK254,0))","v":0},{"$f":"IF(OR(LEFT($BN254,4)=\"SEER\",$BN254=\"IEER\",$BN254=\"IPLV (EER)\"),12/$BM254,IF($BN254=\"IPLV (kW/ton)\",$BM254,0))","v":0},"kW/ton",{"$f":"IFERROR(INDEX('Early Retirement'!$BG$4:$CG$32,$BF254,$BJ254),0)","v":0},{"$f":"IFERROR(HLOOKUP($BJ254,'Early Retirement'!$BH$4:$CH$5,2,FALSE),0)","v":0},{"$f":"IF(LEFT($BS254,4)=\"HSPF\",$BR254/3.412,IF($BS254=\"COP\",$BR254,0))","v":0},"COP",{"$f":"IF(AND($AQ254=\"No\",$AR254=\"No\",$BD254=\"No\"),\"Yes\",\"No\")","v":"Yes"},{"$f":"IF($BV254=\"Yes\",IFERROR(VLOOKUP($AP254,$CH:$CO,6,FALSE),0),0)","v":0},{"$f":"IF($BV254=\"Yes\",IFERROR(VLOOKUP($AP254,$CH:$CO,7,FALSE),0),0)","v":0},"kW/ton",{"$f":"IF($BV254=\"Yes\",IFERROR(VLOOKUP($AP254,$CH:$CS,11,FALSE),0),0)","v":0},"COP",{"$f":"MAX($AX254,$BO254,$BW254)","v":0},{"$f":"MAX($AX254,$BP254,$BX254)","v":0},"kW/ton",{"$f":"MAX($BB254,$BT254,$BZ254)","v":0},"COP"]
[null,null,null,null,null,null,null,null,null,null,null,null,null,null,null,null,null,null,null,null,null,2,{"$f":"IF(Inventory!$C11=\"\",\"a\",VLOOKUP(Inventory!$C11,$B$8:$C$11,2,FALSE))","v":"a"},{"$f":"IF(AND($W255=\"b\",Inventory!$I11=\"\"),\"a\",IF(AND($W255=\"b\",Inventory!$I11<>\"\"),VLOOKUP(Inventory!$I11,$E$3:$F$12,2,FALSE),IF(AND(OR($W255=\"c\",$W255=\"d\"),Inventory!$AB11=\"\"),\"a\",IF(AND(OR($W255=\"c\",$W255=\"d\"),Inventory!$AB11<>\"\"),VLOOKUP(Inventory!$AB11,$E$3:$F$12,2,FALSE),\"a\"))))","v":"a"},{"$f":"IF(OR(AND($X255<>\"b\",$X255<>\"c\"),$AB255=0,$AB255>=(65000/12000),Inventory!$AC11=\"\"),\"a\",VLOOKUP(Inventory!$AC11,$H$3:$I$5,2,FALSE))","v":"a"},{"$f":"IF(AND($X255<>\"i\",$X255<>\"j\"),\"a\",IF(AND($W255=\"b\",Inventory!$L11=\"\"),\"a\",IF(AND($W255=\"b\",Inventory!$L11<>\"\"),VLOOKUP(Inventory!$L11,$K$3:$L$6,2,FALSE),IF(AND(OR($W255=\"c\",$W255=\"d\"),Inventory!$AD11=\"\"),\"a\",IF(AND(OR($W255=\"c\",$W255=\"d\"),Inventory!$AD11<>\"\"),VLOOKUP(Inventory!$AD11,$K$3:$L$6,2,FALSE),\"a\")))))","v":"a"},{"$f":"IF(OR(AND($X255<>\"e\",$X255<>\"f\"),$AB255=0,Inventory!$AF11=\"\"),\"a\",VLOOKUP(Inventory!$AF11,$N$3:$O$5,2,FALSE))","v":"a"},{"$f":"IF(OR(Inventory!C11=\"New Construction\",Inventory!C11=\"Replace-on-Burnout\",Inventory!C11=\"Early Retirement\"),Inventory!AS11,0)","v":0},{"$f":"IF(AND($X255<>\"b\",$X255<>\"c\",$X255<>\"d\",$X255<>\"e\",$X255<>\"f\"),\"\",IF(AND($AB255>=$AC$2,$X255=\"b\"),6,IF(AND($AB255>=$AC$2,$X255=\"c\"),12,IF(AND($AB255>=$AC$2,$X255=\"d\"),18,IF(AND($AB255>=$AC$2,$X255=\"e\"),24,IF(AND($AB255>=$AC$2,$X255=\"f\"),30,0))))))","v":""},{"$f":"IF(OR(AND($X255<>\"b\",$X255<>\"c\",$X255<>\"d\",$X255<>\"e\",$X255<>\"f\"),$AC255<>0),\"\",IF(AND($AB255>=$AD$2,$X255=\"b\"),5,IF(AND($AB255>=$AD$2,$X255=\"c\"),11,IF(AND($AB255>=$AD$2,$X255=\"d\"),17,IF(AND($AB255>=$AD$2,$X255=\"e\"),23,IF(AND($AB255>=$AD$2,$X255=\"f\"),29,0))))))","v":""},{"$f":"IF(OR(AND($X255<>\"b\",$X255<>\"c\",$X255<>\"d\",$X255<>\"e\",$X255<>\"f\"),$AD255<>0),\"\",IF(AND($AB255>=$AE$2,$X255=\"b\"),4,IF(AND($AB255>=$AE$2,$X255=\"c\"),10,IF(AND($AB255>=$AE$2,$X255=\"d\"),16,IF(AND($AB255>=$AE$2,$X255=\"e\"),22,IF(AND($AB255>=$AE$2,$X255=\"f\"),28,0))))))","v":""},{"$f":"IF(OR(AND($X255<>\"b\",$X255<>\"c\",$X255<>\"d\",$X255<>\"e\",$X255<>\"f\"),$AE255<>0),\"\",IF(AND($AB255>=$AF$2,$X255=\"b\"),3,IF(AND($AB255>=$AF$2,$X255=\"c\"),9,IF(AND($AB255>=$AF$2,$X255=\"d\"),15,IF(AND($AB255>=$AF$2,$X255=\"e\"),21,IF(AND($AB255>=$AF$2,$X255=\"f\"),27,0))))))","v":""},{"$f":"IF(OR(AND($X255<>\"b\",$X255<>\"c\",$X255<>\"d\",$X255<>\"e\",$X255<>\"f\"),$AF255<>0),\"\",IF(AND($AB255>=$AG$2,$X255=\"b\"),2,IF(AND($AB255>=$AG$2,$X255=\"c\"),8,IF(AND($AB255>=$AG$2,$X255=\"d\"),14,IF(AND($AB255>=$AG$2,$X255=\"e\"),20,IF(AND($AB255>=$AG$2,$X255=\"f\"),26,0))))))","v":""},{"$f":"IF(OR(AND($X255<>\"b\",$X255<>\"c\",$X255<>\"d\",$X255<>\"e\",$X255<>\"f\"),$AG255<>0),\"\",IF(AND($AB255>=$AH$2,$X255=\"b\"),1,IF(AND($AB255>=$AH$2,$X255=\"c\"),7,IF(AND($AB255>=$AH$2,$X255=\"d\"),13,IF(AND($AB255>=$AH$2,$X255=\"e\"),19,IF(AND($AB255>=$AH$2,$X255=\"f\"),25,0))))))","v":""},{"$f":"IF(AND($X255<>\"i\",$X255<>\"j\"),\"\",IF(AND($AB255>=$AI$2,$X255=\"i\"),39,IF(AND($AB255>=$AI$2,$X255=\"j\",$Z255=\"b\"),44,IF(AND($AB255>=$AI$2,$X255=\"j\",$Z255<>\"b\"),49,0))))","v":""},{"$f":"IF(OR(AND($X255<>\"i\",$X255<>\"j\"),$AI255<>0),\"\",IF(AND($AB255>=$AJ$2,$X255=\"i\"),38,IF(AND($AB255>=$AJ$2,$X255=\"j\",$Z255=\"b\"),43,IF(AND($AB255>=$AJ$2,$X255=\"j\",$Z255<>\"b\"),48,0))))","v":""},{"$f":"IF(OR(AND($X255<>\"i\",$X255<>\"j\"),$AJ255<>0),\"\",IF(AND($AB255>=$AK$2,$X255=\"i\"),37,IF(AND($AB255>=$AK$2,$X255=\"j\",$Z255=\"b\"),42,IF(AND($AB255>=$AK$2,$X255=\"j\",$Z255<>\"b\"),47,0))))","v":""},{"$f":"IF(OR(AND($X255<>\"i\",$X255<>\"j\"),$AK255<>0),\"\",IF(AND($AB255>=$AL$2,$X255=\"i\"),36,IF(AND($AB255>=$AL$2,$X255=\"j\",$Z255=\"b\"),41,IF(AND($AB255>=$AL$2,$X255=\"j\",$Z255<>\"b\"),46,0))))","v":""},{"$f":"IF(OR(AND($X255<>\"i\",$X255<>\"j\"),$AL255<>0),\"\",IF(AND($AB255>=$AM$2,$X255=\"i\"),35,IF(AND($AB255>=$AM$2,$X255=\"j\",$Z255=\"b\"),40,IF(AND($AB255>=$AM$2,$X255=\"j\",$Z255<>\"b\"),45,0))))","v":""},{"$f":"IF(AND($X255<>\"g\",$X255<>\"h\"),\"\",IF(AND($W255=\"d\",$X255=\"g\"),31,IF(AND($W255=\"c\",$X255=\"g\"),32,IF(AND($W255=\"d\",$X255=\"h\"),33,IF(AND($W255=\"c\",$X255=\"h\"),34,\"\")))))","v":""},0,"aaaaa0",{"$f":"IF($X255=\"g\",\"Yes\",\"No\")","v":"No"},{"$f":"IF($X255=\"h\",\"Yes\",\"No\")","v":"No"},{"$f":"IF($W255=\"a\",0,IF($W255=\"b\",Inventory!$M11,Inventory!$AG11))","v":0},{"$f":"IF(OR($W255=\"a\",AND($AQ255=\"No\",$AR255=\"No\")),0,IF(AND($W255=\"b\",Inventory!$O11=\"Btu/hr\"),Inventory!$N11,IF(AND($W255=\"b\",Inventory!$O11=\"Tons\"),Inventory!$N11*12000,IF(AND(OR($W255=\"c\",$W255=\"d\"),Inventory!$AI11=\"Btu/hr\"),Inventory!$AH11,IF(AND(OR($W255=\"c\",$W255=\"d\"),Inventory!$AI11=\"Tons\"),Inventory!$AH11*12000,0)))))","v":0},{"$f":"IF(AT255=0,0,IF($AT255<7000,7000,IF($AT255>15000,15000,$AT255)))","v":0},{"$f":"IF(OR($W255=\"a\",AND($AQ255=\"No\",$AR255=\"No\"),$AT255=0),0,IF(AND($W255<>\"b\",$AQ255=\"Yes\",$AS255=\"Yes\"),13.8-(0.3*$AU255/1000),IF(AND($W255<>\"b\",$AQ255=\"Yes\",$AS255=\"No\"),10.9-(0.213*$AU255/1000),IF(AND($W255=\"b\",$AQ255=\"Yes\"),10.9-(0.213*$AU255/1000),IF(AND($W255<>\"b\",$AR255=\"Yes\",$AS255=\"Yes\"),14-(0.3*$AU255/1000),IF(AND($W255<>\"b\",$AR255=\"Yes\",$AS255=\"No\"),10.8-(0.213*$AU255/1000),IF(AND($W255=\"b\",$AR255=\"Yes\"),10.8-(0.213*$AU255/1000),0)))))))","v":0},"EER",0,"kW/ton",{"$f":"IF(OR($W255=\"a\",$AR255=\"No\"),0,IF(AND($W255=\"b\",Inventory!$Q11=\"Btu/hr\"),Inventory!$P11,IF(AND($W255=\"b\",Inventory!$Q11=\"Tons\"),Inventory!$P11*12000,IF(AND(OR($W255=\"c\",$W255=\"d\"),Inventory!$AK11=\"Btu/hr\"),Inventory!$AJ11,IF(AND(OR($W255=\"c\",$W255=\"d\"),Inventory!$AK11=\"Tons\"),Inventory!$AJ11*12000,0)))))","v":0},{"$f":"IF(AZ255=0,0,IF($AZ255<7000,7000,IF($AZ255>15000,15000,$AZ255)))","v":0},{"$f":"IF(OR($W255=\"a\",$AR255=\"No\",$AZ255=0),0,IF(AND($W255<>\"b\",$AR255=\"Yes\",$AS255=\"Yes\"),3.7-(0.052*$BA255/1000),IF(AND($W255<>\"b\",$AR255=\"Yes\",$AS255=\"No\"),2.9-(0.026*$BA255/1000),IF(AND($W255=\"b\",$AR255=\"Yes\"),2.9-(0.026*$BA255/1000),0))))","v":0},"COP","No",{"$f":"IF(OR(Inventory!$J11=\"\",$BD255=\"No\"),\"-\",Inventory!$J11)","v":"-"},{"$f":"IFERROR(VLOOKUP($BE255,'Early Retirement'!$B$6:$C$32,2,FALSE),\"-\")","v":"-"},{"$f":"IF(OR($W255<>\"b\",AND($X255<>\"b\",$X255<>\"c\")),\"n\",IF(AND($AO255<>1,$AO255<>2,$AO255<>7,$AO255<>8),\"n\",IF(Inventory!$K11=\"Split\",\"s\",IF(Inventory!$K11=\"Packaged\",\"p\",\"n\"))))","v":"n"},{"$f":"IF(AND($X255<>\"i\",$X255<>\"j\"),\"n\",IF(Inventory!$L11=\"Centrifugal\",\"c\",\"n\"))","v":"n"},"-","-",{"$f":"IFERROR(INDEX('Early Retirement'!$C$4:$AC$32,$BF255,$BJ255),0)","v":0},{"$f":"IFERROR(HLOOKUP($BJ255,'Early Retirement'!$D$4:$AC$5,2,FALSE),0)","v":0},{"$f":"IFERROR(INDEX('Early Retirement'!$AE$4:$BE$32,$BF255,$BJ255),0)","v":0},{"$f":"IFERROR(HLOOKUP($BJ255,'Early Retirement'!$AF$4:$BE$5,2,FALSE),0)","v":0},{"$f":"IF(LEFT($BL255,3)=\"EER\",12/$BK255,IF($BL255=\"kW/ton\",$BK255,0))","v":0},{"$f":"IF(OR(LEFT($BN255,4)=\"SEER\",$BN255=\"IEER\",$BN255=\"IPLV (EER)\"),12/$BM255,IF($BN255=\"IPLV (kW/ton)\",$BM255,0))","v":0},"kW/ton",{"$f":"IFERROR(INDEX('Early Retirement'!$BG$4:$CG$32,$BF255,$BJ255),0)","v":0},{"$f":"IFERROR(HLOOKUP($BJ255,'Early Retirement'!$BH$4:$CH$5,2,FALSE),0)","v":0},{"$f":"IF(LEFT($BS255,4)=\"HSPF\",$BR255/3.412,IF($BS255=\"COP\",$BR255,0))","v":0},"COP","Yes",0,0,"kW/ton",0,"COP",0,0,"kW/ton",0,"COP"]
[null,null,null,null,null,null,null,null,null,null,null,null,null,null,null,null,null,null,null,null,null,3,{"$f":"IF(Inventory!$C12=\"\",\"a\",VLOOKUP(Inventory!$C12,$B$8:$C$11,2,FALSE))","v":"a"},{"$f":"IF(AND($W256=\"b\",Inventory!$I12=\"\"),\"a\",IF(AND($W256=\"b\",Inventory!$I12<>\"\"),VLOOKUP(Inventory!$I12,$E$3:$F$12,2,FALSE),IF(AND(OR($W256=\"c\",$W256=\"d\"),Inventory!$AB12=\"\"),\"a\",IF(AND(OR($W256=\"c\",$W256=\"d\"),Inventory!$AB12<>\"\"),VLOOKUP(Inventory!$AB12,$E$3:$F$12,2,FALSE),\"a\"))))","v":"a"},{"$f":"IF(OR(AND($X256<>\"b\",$X256<>\"c\"),$AB256=0,$AB256>=(65000/12000),Inventory!$AC12=\"\"),\"a\",VLOOKUP(Inventory!$AC12,$H$3:$I$5,2,FALSE))","v":"a"},{"$f":"IF(AND($X256<>\"i\",$X256<>\"j\"),\"a\",IF(AND($W256=\"b\",Inventory!$L12=\"\"),\"a\",IF(AND($W256=\"b\",Inventory!$L12<>\"\"),VLOOKUP(Inventory!$L12,$K$3:$L$6,2,FALSE),IF(AND(OR($W256=\"c\",$W256=\"d\"),Inventory!$AD12=\"\"),\"a\",IF(AND(OR($W256=\"c\",$W256=\"d\"),Inventory!$AD12<>\"\"),VLOOKUP(Inventory!$AD12,$K$3:$L$6,2,FALSE),\"a\")))))","v":"a"},{"$f":"IF(OR(AND($X256<>\"e\",$X256<>\"f\"),$AB256=0,Inventory!$AF12=\"\"),\"a\",VLOOKUP(Inventory!$AF12,$N$3:$O$5,2,FALSE))","v":"a"},{"$f":"IF(OR(Inventory!C12=\"New Construction\",Inventory!C12=\"Replace-on-Burnout\",Inventory!C12=\"Early Retirement\"),Inventory!AS12,0)","v":0},"","","","","","","","","","","","",0,"aaaaa0","No","No",{"$f":"IF($W256=\"a\",0,IF($W256=\"b\",Inventory!$M12,Inventory!$AG12))","v":0},{"$f":"IF(OR($W256=\"a\",AND($AQ256=\"No\",$AR256=\"No\")),0,IF(AND($W256=\"b\",Inventory!$O12=\"Btu/hr\"),Inventory!$N12,IF(AND($W256=\"b\",Inventory!$O12=\"Tons\"),Inventory!$N12*12000,IF(AND(OR($W256=\"c\",$W256=\"d\"),Inventory!$AI12=\"Btu/hr\"),Inventory!$AH12,IF(AND(OR($W256=\"c\",$W256=\"d\"),Inventory!$AI12=\"Tons\"),Inventory!$AH12*12000,0)))))","v":0},0,0,"EER",0,"kW/ton",{"$f":"IF(OR($W256=\"a\",$AR256=\"No\"),0,IF(AND($W256=\"b\",Inventory!$Q12=\"Btu/hr\"),Inventory!$P12,IF(AND($W256=\"b\",Inventory!$Q12=\"Tons\"),Inventory!$P12*12000,IF(AND(OR($W256=\"c\",$W256=\"d\"),Inventory!$AK12=\"Btu/hr\"),Inventory!$AJ12,IF(AND(OR($W256=\"c\",$W256=\"d\"),Inventory!$AK12=\"Tons\"),Inventory!$AJ12*12000,0)))))","v":0},0,0,"COP","No",{"$f":"IF(OR(Inventory!$J12=\"\",$BD256=\"No\"),\"-\",Inventory!$J12)","v":"-"},{"$f":"IFERROR(VLOOKUP($BE256,'Early Retirement'!$B$6:$C$32,2,FALSE),\"-\")","v":"-"},{"$f":"IF(OR($W256<>\"b\",AND($X256<>\"b\",$X256<>\"c\")),\"n\",IF(AND($AO256<>1,$AO256<>2,$AO256<>7,$AO256<>8),\"n\",IF(Inventory!$K12=\"Split\",\"s\",IF(Inventory!$K12=\"Packaged\",\"p\",\"n\"))))","v":"n"},{"$f":"IF(AND($X256<>\"i\",$X256<>\"j\"),\"n\",IF(Inventory!$L12=\"Centrifugal\",\"c\",\"n\"))","v":"n"},"-","-",{"$f":"IFERROR(INDEX('Early Retirement'!$C$4:$AC$32,$BF256,$BJ256),0)","v":0},{"$f":"IFERROR(HLOOKUP($BJ256,'Early Retirement'!$D$4:$AC$5,2,FALSE),0)","v":0},{"$f":"IFERROR(INDEX('Early Retirement'!$AE$4:$BE$32,$BF256,$BJ256),0)","v":0},{"$f":"IFERROR(HLOOKUP($BJ256,'Early Retirement'!$AF$4:$BE$5,2,FALSE),0)","v":0},0,0,"kW/ton",{"$f":"IFERROR(INDEX('Early Retirement'!$BG$4:$CG$32,$BF256,$BJ256),0)","v":0},{"$f":"IFERROR(HLOOKUP($BJ256,'Early Retirement'!$BH$4:$CH$5,2,FALSE),0)","v":0},0,"COP","Yes",0,0,"kW/ton",0,"COP",0,0,"kW/ton",0,"COP"]
[null,null,null,null,null,null,null,null,null,null,null,null,null,null,null,null,null,null,null,null,null,4,{"$f":"IF(Inventory!$C13=\"\",\"a\",VLOOKUP(Inventory!$C13,$B$8:$C$11,2,FALSE))","v":"a"},{"$f":"IF(AND($W257=\"b\",Inventory!$I13=\"\"),\"a\",IF(AND($W257=\"b\",Inventory!$I13<>\"\"),VLOOKUP(Inventory!$I13,$E$3:$F$12,2,FALSE),IF(AND(OR($W257=\"c\",$W257=\"d\"),Inventory!$AB13=\"\"),\"a\",IF(AND(OR($W257=\"c\",$W257=\"d\"),Inventory!$AB13<>\"\"),VLOOKUP(Inventory!$AB13,$E$3:$F$12,2,FALSE),\"a\"))))","v":"a"},{"$f":"IF(OR(AND($X257<>\"b\",$X257<>\"c\"),$AB257=0,$AB257>=(65000/12000),Inventory!$AC13=\"\"),\"a\",VLOOKUP(Inventory!$AC13,$H$3:$I$5,2,FALSE))","v":"a"},{"$f":"IF(AND($X257<>\"i\",$X257<>\"j\"),\"a\",IF(AND($W257=\"b\",Inventory!$L13=\"\"),\"a\",IF(AND($W257=\"b\",Inventory!$L13<>\"\"),VLOOKUP(Inventory!$L13,$K$3:$L$6,2,FALSE),IF(AND(OR($W257=\"c\",$W257=\"d\"),Inventory!$AD13=\"\"),\"a\",IF(AND(OR($W257=\"c\",$W257=\"d\"),Inventory!$AD13<>\"\"),VLOOKUP(Inventory!$AD13,$K$3:$L$6,2,FALSE),\"a\")))))","v":"a"},{"$f":"IF(OR(AND($X257<>\"e\",$X257<>\"f\"),$AB257=0,Inventory!$AF13=\"\"),\"a\",VLOOKUP(Inventory!$AF13,$N$3:$O$5,2,FALSE))","v":"a"},{"$f":"IF(OR(Inventory!C13=\"New Construction\",Inventory!C13=\"Replace-on-Burnout\",Inventory!C13=\"Early Retirement\"),Inventory!AS13,0)","v":0},"","","","","","","","","","","","",0,"aaaaa0","No","No",{"$f":"IF($W257=\"a\",0,IF($W257=\"b\",Inventory!$M13,Inventory!$AG13))","v":0},{"$f":"IF(OR($W257=\"a\",AND($AQ257=\"No\",$AR257=\"No\")),0,IF(AND($W257=\"b\",Inventory!$O13=\"Btu/hr\"),Inventory!$N13,IF(AND($W257=\"b\",Inventory!$O13=\"Tons\"),Inventory!$N13*12000,IF(AND(OR($W257=\"c\",$W257=\"d\"),Inventory!$AI13=\"Btu/hr\"),Inventory!$AH13,IF(AND(OR($W257=\"c\",$W257=\"d\"),Inventory!$AI13=\"Tons\"),Inventory!$AH13*12000,0)))))","v":0},0,0,"EER",0,"kW/ton",{"$f":"IF(OR($W257=\"a\",$AR257=\"No\"),0,IF(AND($W257=\"b\",Inventory!$Q13=\"Btu/hr\"),Inventory!$P13,IF(AND($W257=\"b\",Inventory!$Q13=\"Tons\"),Inventory!$P13*12000,IF(AND(OR($W257=\"c\",$W257=\"d\"),Inventory!$AK13=\"Btu/hr\"),Inventory!$AJ13,IF(AND(OR($W257=\"c\",$W257=\"d\"),Inventory!$AK13=\"Tons\"),Inventory!$AJ13*12000,0)))))","v":0},0,0,"COP","No",{"$f":"IF(OR(Inventory!$J13=\"\",$BD257=\"No\"),\"-\",Inventory!$J13)","v":"-"},{"$f":"IFERROR(VLOOKUP($BE257,'Early Retirement'!$B$6:$C$32,2,FALSE),\"-\")","v":"-"},{"$f":"IF(OR($W257<>\"b\",AND($X257<>\"b\",$X257<>\"c\")),\"n\",IF(AND($AO257<>1,$AO257<>2,$AO257<>7,$AO257<>8),\"n\",IF(Inventory!$K13=\"Split\",\"s\",IF(Inventory!$K13=\"Packaged\",\"p\",\"n\"))))","v":"n"},{"$f":"IF(AND($X257<>\"i\",$X257<>\"j\"),\"n\",IF(Inventory!$L13=\"Centrifugal\",\"c\",\"n\"))","v":"n"},"-","-",{"$f":"IFERROR(INDEX('Early Retirement'!$C$4:$AC$32,$BF257,$BJ257),0)","v":0},{"$f":"IFERROR(HLOOKUP($BJ257,'Early Retirement'!$D$4:$AC$5,2,FALSE),0)","v":0},{"$f":"IFERROR(INDEX('Early Retirement'!$AE$4:$BE$32,$BF257,$BJ257),0)","v":0},{"$f":"IFERROR(HLOOKUP($BJ257,'Early Retirement'!$AF$4:$BE$5,2,FALSE),0)","v":0},0,0,"kW/ton",{"$f":"IFERROR(INDEX('Early Retirement'!$BG$4:$CG$32,$BF257,$BJ257),0)","v":0},{"$f":"IFERROR(HLOOKUP($BJ257,'Early Retirement'!$BH$4:$CH$5,2,FALSE),0)","v":0},0,"COP","Yes",0,0,"kW/ton",0,"COP",0,0,"kW/ton",0,"COP"]
[null,null,null,null,null,null,null,null,null,null,null,null,null,null,null,null,null,null,null,null,null,5,{"$f":"IF(Inventory!$C14=\"\",\"a\",VLOOKUP(Inventory!$C14,$B$8:$C$11,2,FALSE))","v":"a"},{"$f":"IF(AND($W258=\"b\",Inventory!$I14=\"\"),\"a\",IF(AND($W258=\"b\",Inventory!$I14<>\"\"),VLOOKUP(Inventory!$I14,$E$3:$F$12,2,FALSE),IF(AND(OR($W258=\"c\",$W258=\"d\"),Inventory!$AB14=\"\"),\"a\",IF(AND(OR($W258=\"c\",$W258=\"d\"),Inventory!$AB14<>\"\"),VLOOKUP(Inventory!$AB14,$E$3:$F$12,2,FALSE),\"a\"))))","v":"a"},{"$f":"IF(OR(AND($X258<>\"b\",$X258<>\"c\"),$AB258=0,$AB258>=(65000/12000),Inventory!$AC14=\"\"),\"a\",VLOOKUP(Inventory!$AC14,$H$3:$I$5,2,FALSE))","v":"a"},{"$f":"IF(AND($X258<>\"i\",$X258<>\"j\"),\"a\",IF(AND($W258=\"b\",Inventory!$L14=\"\"),\"a\",IF(AND($W258=\"b\",Inventory!$L14<>\"\"),VLOOKUP(Inventory!$L14,$K$3:$L$6,2,FALSE),IF(AND(OR($W258=\"c\",$W258=\"d\"),Inventory!$AD14=\"\"),\"a\",IF(AND(OR($W258=\"c\",$W258=\"d\"),Inventory!$AD14<>\"\"),VLOOKUP(Inventory!$AD14,$K$3:$L$6,2,FALSE),\"a\")))))","v":"a"},{"$f":"IF(OR(AND($X258<>\"e\",$X258<>\"f\"),$AB258=0,Inventory!$AF14=\"\"),\"a\",VLOOKUP(Inventory!$AF14,$N$3:$O$5,2,FALSE))","v":"a"},{"$f":"IF(OR(Inventory!C14=\"New Construction\",Inventory!C14=\"Replace-on-Burnout\",Inventory!C14=\"Early Retirement\"),Inventory!AS14,0)","v":0},"","","","","","","","","","","","",0,"aaaaa0","No","No",{"$f":"IF($W258=\"a\",0,IF($W258=\"b\",Inventory!$M14,Inventory!$AG14))","v":0},{"$f":"IF(OR($W258=\"a\",AND($AQ258=\"No\",$AR258=\"No\")),0,IF(AND($W258=\"b\",Inventory!$O14=\"Btu/hr\"),Inventory!$N14,IF(AND($W258=\"b\",Inventory!$O14=\"Tons\"),Inventory!$N14*12000,IF(AND(OR($W258=\"c\",$W258=\"d\"),Inventory!$AI14=\"Btu/hr\"),Inventory!$AH14,IF(AND(OR($W258=\"c\",$W258=\"d\"),Inventory!$AI14=\"Tons\"),Inventory!$AH14*12000,0)))))","v":0},0,0,"EER",0,"kW/ton",{"$f":"IF(OR($W258=\"a\",$AR258=\"No\"),0,IF(AND($W258=\"b\",Inventory!$Q14=\"Btu/hr\"),Inventory!$P14,IF(AND($W258=\"b\",Inventory!$Q14=\"Tons\"),Inventory!$P14*12000,IF(AND(OR($W258=\"c\",$W258=\"d\"),Inventory!$AK14=\"Btu/hr\"),Inventory!$AJ14,IF(AND(OR($W258=\"c\",$W258=\"d\"),Inventory!$AK14=\"Tons\"),Inventory!$AJ14*12000,0)))))","v":0},0,0,"COP","No",{"$f":"IF(OR(Inventory!$J14=\"\",$BD258=\"No\"),\"-\",Inventory!$J14)","v":"-"},{"$f":"IFERROR(VLOOKUP($BE258,'Early Retirement'!$B$6:$C$32,2,FALSE),\"-\")","v":"-"},{"$f":"IF(OR($W258<>\"b\",AND($X258<>\"b\",$X258<>\"c\")),\"n\",IF(AND($AO258<>1,$AO258<>2,$AO258<>7,$AO258<>8),\"n\",IF(Inventory!$K14=\"Split\",\"s\",IF(Inventory!$K14=\"Packaged\",\"p\",\"n\"))))","v":"n"},{"$f":"IF(AND($X258<>\"i\",$X258<>\"j\"),\"n\",IF(Inventory!$L14=\"Centrifugal\",\"c\",\"n\"))","v":"n"},"-","-",{"$f":"IFERROR(INDEX('Early Retirement'!$C$4:$AC$32,$BF258,$BJ258),0)","v":0},{"$f":"IFERROR(HLOOKUP($BJ258,'Early Retirement'!$D$4:$AC$5,2,FALSE),0)","v":0},{"$f":"IFERROR(INDEX('Early Retirement'!$AE$4:$BE$32,$BF258,$BJ258),0)","v":0},{"$f":"IFERROR(HLOOKUP($BJ258,'Early Retirement'!$AF$4:$BE$5,2,FALSE),0)","v":0},0,0,"kW/ton",{"$f":"IFERROR(INDEX('Early Retirement'!$BG$4:$CG$32,$BF258,$BJ258),0)","v":0},{"$f":"IFERROR(HLOOKUP($BJ258,'Early Retirement'!$BH$4:$CH$5,2,FALSE),0)","v":0},0,"COP","Yes",0,0,"kW/ton",0,"COP",0,0,"kW/ton",0,"COP"]
[null,null,null,null,null,null,null,null,null,null,null,null,null,null,null,null,null,null,null,null,null,6,{"$f":"IF(Inventory!$C15=\"\",\"a\",VLOOKUP(Inventory!$C15,$B$8:$C$11,2,FALSE))","v":"a"},{"$f":"IF(AND($W259=\"b\",Inventory!$I15=\"\"),\"a\",IF(AND($W259=\"b\",Inventory!$I15<>\"\"),VLOOKUP(Inventory!$I15,$E$3:$F$12,2,FALSE),IF(AND(OR($W259=\"c\",$W259=\"d\"),Inventory!$AB15=\"\"),\"a\",IF(AND(OR($W259=\"c\",$W259=\"d\"),Inventory!$AB15<>\"\"),VLOOKUP(Inventory!$AB15,$E$3:$F$12,2,FALSE),\"a\"))))","v":"a"},{"$f":"IF(OR(AND($X259<>\"b\",$X259<>\"c\"),$AB259=0,$AB259>=(65000/12000),Inventory!$AC15=\"\"),\"a\",VLOOKUP(Inventory!$AC15,$H$3:$I$5,2,FALSE))","v":"a"},{"$f":"IF(AND($X259<>\"i\",$X259<>\"j\"),\"a\",IF(AND($W259=\"b\",Inventory!$L15=\"\"),\"a\",IF(AND($W259=\"b\",Inventory!$L15<>\"\"),VLOOKUP(Inventory!$L15,$K$3:$L$6,2,FALSE),IF(AND(OR($W259=\"c\",$W259=\"d\"),Inventory!$AD15=\"\"),\"a\",IF(AND(OR($W259=\"c\",$W259=\"d\"),Inventory!$AD15<>\"\"),VLOOKUP(Inventory!$AD15,$K$3:$L$6,2,FALSE),\"a\")))))","v":"a"},{"$f":"IF(OR(AND($X259<>\"e\",$X259<>\"f\"),$AB259=0,Inventory!$AF15=\"\"),\"a\",VLOOKUP(Inventory!$AF15,$N$3:$O$5,2,FALSE))","v":"a"},{"$f":"IF(OR(Inventory!C15=\"New Construction\",Inventory!C15=\"Replace-on-Burnout\",Inventory!C15=\"Early Retirement\"),Inventory!AS15,0)","v":0},"","","","","","","","","","","","",0,"aaaaa0","No","No",{"$f":"IF($W259=\"a\",0,IF($W259=\"b\",Inventory!$M15,Inventory!$AG15))","v":0},{"$f":"IF(OR($W259=\"a\",AND($AQ259=\"No\",$AR259=\"No\")),0,IF(AND($W259=\"b\",Inventory!$O15=\"Btu/hr\"),Inventory!$N15,IF(AND($W259=\"b\",Inventory!$O15=\"Tons\"),Inventory!$N15*12000,IF(AND(OR($W259=\"c\",$W259=\"d\"),Inventory!$AI15=\"Btu/hr\"),Inventory!$AH15,IF(AND(OR($W259=\"c\",$W259=\"d\"),Inventory!$AI15=\"Tons\"),Inventory!$AH15*12000,0)))))","v":0},0,0,"EER",0,"kW/ton",{"$f":"IF(OR($W259=\"a\",$AR259=\"No\"),0,IF(AND($W259=\"b\",Inventory!$Q15=\"Btu/hr\"),Inventory!$P15,IF(AND($W259=\"b\",Inventory!$Q15=\"Tons\"),Inventory!$P15*12000,IF(AND(OR($W259=\"c\",$W259=\"d\"),Inventory!$AK15=\"Btu/hr\"),Inventory!$AJ15,IF(AND(OR($W259=\"c\",$W259=\"d\"),Inventory!$AK15=\"Tons\"),Inventory!$AJ15*12000,0)))))","v":0},0,0,"COP","No",{"$f":"IF(OR(Inventory!$J15=\"\",$BD259=\"No\"),\"-\",Inventory!$J15)","v":"-"},{"$f":"IFERROR(VLOOKUP($BE259,'Early Retirement'!$B$6:$C$32,2,FALSE),\"-\")","v":"-"},{"$f":"IF(OR($W259<>\"b\",AND($X259<>\"b\",$X259<>\"c\")),\"n\",IF(AND($AO259<>1,$AO259<>2,$AO259<>7,$AO259<>8),\"n\",IF(Inventory!$K15=\"Split\",\"s\",IF(Inventory!$K15=\"Packaged\",\"p\",\"n\"))))","v":"n"},{"$f":"IF(AND($X259<>\"i\",$X259<>\"j\"),\"n\",IF(Inventory!$L15=\"Centrifugal\",\"c\",\"n\"))","v":"n"},"-","-",{"$f":"IFERROR(INDEX('Early Retirement'!$C$4:$AC$32,$BF259,$BJ259),0)","v":0},{"$f":"IFERROR(HLOOKUP($BJ259,'Early Retirement'!$D$4:$AC$5,2,FALSE),0)","v":0},{"$f":"IFERROR(INDEX('Early Retirement'!$AE$4:$BE$32,$BF259,$BJ259),0)","v":0},{"$f":"IFERROR(HLOOKUP($BJ259,'Early Retirement'!$AF$4:$BE$5,2,FALSE),0)","v":0},0,0,"kW/ton",{"$f":"IFERROR(INDEX('Early Retirement'!$BG$4:$CG$32,$BF259,$BJ259),0)","v":0},{"$f":"IFERROR(HLOOKUP($BJ259,'Early Retirement'!$BH$4:$CH$5,2,FALSE),0)","v":0},0,"COP","Yes",0,0,"kW/ton",0,"COP",0,0,"kW/ton",0,"COP"]
[null,null,null,null,null,null,null,null,null,null,null,null,null,null,null,null,null,null,null,null,null,7,{"$f":"IF(Inventory!$C16=\"\",\"a\",VLOOKUP(Inventory!$C16,$B$8:$C$11,2,FALSE))","v":"a"},{"$f":"IF(AND($W260=\"b\",Inventory!$I16=\"\"),\"a\",IF(AND($W260=\"b\",Inventory!$I16<>\"\"),VLOOKUP(Inventory!$I16,$E$3:$F$12,2,FALSE),IF(AND(OR($W260=\"c\",$W260=\"d\"),Inventory!$AB16=\"\"),\"a\",IF(AND(OR($W260=\"c\",$W260=\"d\"),Inventory!$AB16<>\"\"),VLOOKUP(Inventory!$AB16,$E$3:$F$12,2,FALSE),\"a\"))))","v":"a"},{"$f":"IF(OR(AND($X260<>\"b\",$X260<>\"c\"),$AB260=0,$AB260>=(65000/12000),Inventory!$AC16=\"\"),\"a\",VLOOKUP(Inventory!$AC16,$H$3:$I$5,2,FALSE))","v":"a"},{"$f":"IF(AND($X260<>\"i\",$X260<>\"j\"),\"a\",IF(AND($W260=\"b\",Inventory!$L16=\"\"),\"a\",IF(AND($W260=\"b\",Inventory!$L16<>\"\"),VLOOKUP(Inventory!$L16,$K$3:$L$6,2,FALSE),IF(AND(OR($W260=\"c\",$W260=\"d\"),Inventory!$AD16=\"\"),\"a\",IF(AND(OR($W260=\"c\",$W260=\"d\"),Inventory!$AD16<>\"\"),VLOOKUP(Inventory!$AD16,$K$3:$L$6,2,FALSE),\"a\")))))","v":"a"},{"$f":"IF(OR(AND($X260<>\"e\",$X260<>\"f\"),$AB260=0,Inventory!$AF16=\"\"),\"a\",VLOOKUP(Inventory!$AF16,$N$3:$O$5,2,FALSE))","v":"a"},{"$f":"IF(OR(Inventory!C16=\"New Construction\",Inventory!C16=\"Replace-on-Burnout\",Inventory!C16=\"Early Retirement\"),Inventory!AS16,0)","v":0},"","","","","","","","","","","","",{"$f":"SUM($AC260:$AN260)","v":0},"aaaaa0","No","No",{"$f":"IF($W260=\"a\",0,IF($W260=\"b\",Inventory!$M16,Inventory!$AG16))","v":0},{"$f":"IF(OR($W260=\"a\",AND($AQ260=\"No\",$AR260=\"No\")),0,IF(AND($W260=\"b\",Inventory!$O16=\"Btu/hr\"),Inventory!$N16,IF(AND($W260=\"b\",Inventory!$O16=\"Tons\"),Inventory!$N16*12000,IF(AND(OR($W260=\"c\",$W260=\"d\"),Inventory!$AI16=\"Btu/hr\"),Inventory!$AH16,IF(AND(OR($W260=\"c\",$W260=\"d\"),Inventory!$AI16=\"Tons\"),Inventory!$AH16*12000,0)))))","v":0},0,0,"EER",0,"kW/ton",{"$f":"IF(OR($W260=\"a\",$AR260=\"No\"),0,IF(AND($W260=\"b\",Inventory!$Q16=\"Btu/hr\"),Inventory!$P16,IF(AND($W260=\"b\",Inventory!$Q16=\"Tons\"),Inventory!$P16*12000,IF(AND(OR($W260=\"c\",$W260=\"d\"),Inventory!$AK16=\"Btu/hr\"),Inventory!$AJ16,IF(AND(OR($W260=\"c\",$W260=\"d\"),Inventory!$AK16=\"Tons\"),Inventory!$AJ16*12000,0)))))","v":0},0,0,"COP","No",{"$f":"IF(OR(Inventory!$J16=\"\",$BD260=\"No\"),\"-\",Inventory!$J16)","v":"-"},{"$f":"IFERROR(VLOOKUP($BE260,'Early Retirement'!$B$6:$C$32,2,FALSE),\"-\")","v":"-"},{"$f":"IF(OR($W260<>\"b\",AND($X260<>\"b\",$X260<>\"c\")),\"n\",IF(AND($AO260<>1,$AO260<>2,$AO260<>7,$AO260<>8),\"n\",IF(Inventory!$K16=\"Split\",\"s\",IF(Inventory!$K16=\"Packaged\",\"p\",\"n\"))))","v":"n"},{"$f":"IF(AND($X260<>\"i\",$X260<>\"j\"),\"n\",IF(Inventory!$L16=\"Centrifugal\",\"c\",\"n\"))","v":"n"},"-","-",{"$f":"IFERROR(INDEX('Early Retirement'!$C$4:$AC$32,$BF260,$BJ260),0)","v":0},{"$f":"IFERROR(HLOOKUP($BJ260,'Early Retirement'!$D$4:$AC$5,2,FALSE),0)","v":0},{"$f":"IFERROR(INDEX('Early Retirement'!$AE$4:$BE$32,$BF260,$BJ260),0)","v":0},{"$f":"IFERROR(HLOOKUP($BJ260,'Early Retirement'!$AF$4:$BE$5,2,FALSE),0)","v":0},0,0,"kW/ton",{"$f":"IFERROR(INDEX('Early Retirement'!$BG$4:$CG$32,$BF260,$BJ260),0)","v":0},{"$f":"IFERROR(HLOOKUP($BJ260,'Early Retirement'!$BH$4:$CH$5,2,FALSE),0)","v":0},0,"COP","Yes",0,0,"kW/ton",0,"COP",0,0,"kW/ton",0,"COP"]
[null,null,null,null,null,null,null,null,null,null,null,null,null,null,null,null,null,null,null,null,null,8,{"$f":"IF(Inventory!$C17=\"\",\"a\",VLOOKUP(Inventory!$C17,$B$8:$C$11,2,FALSE))","v":"a"},{"$f":"IF(AND($W261=\"b\",Inventory!$I17=\"\"),\"a\",IF(AND($W261=\"b\",Inventory!$I17<>\"\"),VLOOKUP(Inventory!$I17,$E$3:$F$12,2,FALSE),IF(AND(OR($W261=\"c\",$W261=\"d\"),Inventory!$AB17=\"\"),\"a\",IF(AND(OR($W261=\"c\",$W261=\"d\"),Inventory!$AB17<>\"\"),VLOOKUP(Inventory!$AB17,$E$3:$F$12,2,FALSE),\"a\"))))","v":"a"},{"$f":"IF(OR(AND($X261<>\"b\",$X261<>\"c\"),$AB261=0,$AB261>=(65000/12000),Inventory!$AC17=\"\"),\"a\",VLOOKUP(Inventory!$AC17,$H$3:$I$5,2,FALSE))","v":"a"},{"$f":"IF(AND($X261<>\"i\",$X261<>\"j\"),\"a\",IF(AND($W261=\"b\",Inventory!$L17=\"\"),\"a\",IF(AND($W261=\"b\",Inventory!$L17<>\"\"),VLOOKUP(Inventory!$L17,$K$3:$L$6,2,FALSE),IF(AND(OR($W261=\"c\",$W261=\"d\"),Inventory!$AD17=\"\"),\"a\",IF(AND(OR($W261=\"c\",$W261=\"d\"),Inventory!$AD17<>\"\"),VLOOKUP(Inventory!$AD17,$K$3:$L$6,2,FALSE),\"a\")))))","v":"a"},{"$f":"IF(OR(AND($X261<>\"e\",$X261<>\"f\"),$AB261=0,Inventory!$AF17=\"\"),\"a\",VLOOKUP(Inventory!$AF17,$N$3:$O$5,2,FALSE))","v":"a"},{"$f":"IF(OR(Inventory!C17=\"New Construction\",Inventory!C17=\"Replace-on-Burnout\",Inventory!C17=\"Early Retirement\"),Inventory!AS17,0)","v":0},"","","","","","","","","","","","",0,"aaaaa0","No","No",{"$f":"IF($W261=\"a\",0,IF($W261=\"b\",Inventory!$M17,Inventory!$AG17))","v":0},{"$f":"IF(OR($W261=\"a\",AND($AQ261=\"No\",$AR261=\"No\")),0,IF(AND($W261=\"b\",Inventory!$O17=\"Btu/hr\"),Inventory!$N17,IF(AND($W261=\"b\",Inventory!$O17=\"Tons\"),Inventory!$N17*12000,IF(AND(OR($W261=\"c\",$W261=\"d\"),Inventory!$AI17=\"Btu/hr\"),Inventory!$AH17,IF(AND(OR($W261=\"c\",$W261=\"d\"),Inventory!$AI17=\"Tons\"),Inventory!$AH17*12000,0)))))","v":0},0,0,"EER",0,"kW/ton",{"$f":"IF(OR($W261=\"a\",$AR261=\"No\"),0,IF(AND($W261=\"b\",Inventory!$Q17=\"Btu/hr\"),Inventory!$P17,IF(AND($W261=\"b\",Inventory!$Q17=\"Tons\"),Inventory!$P17*12000,IF(AND(OR($W261=\"c\",$W261=\"d\"),Inventory!$AK17=\"Btu/hr\"),Inventory!$AJ17,IF(AND(OR($W261=\"c\",$W261=\"d\"),Inventory!$AK17=\"Tons\"),Inventory!$AJ17*12000,0)))))","v":0},0,0,"COP","No",{"$f":"IF(OR(Inventory!$J17=\"\",$BD261=\"No\"),\"-\",Inventory!$J17)","v":"-"},{"$f":"IFERROR(VLOOKUP($BE261,'Early Retirement'!$B$6:$C$32,2,FALSE),\"-\")","v":"-"},{"$f":"IF(OR($W261<>\"b\",AND($X261<>\"b\",$X261<>\"c\")),\"n\",IF(AND($AO261<>1,$AO261<>2,$AO261<>7,$AO261<>8),\"n\",IF(Inventory!$K17=\"Split\",\"s\",IF(Inventory!$K17=\"Packaged\",\"p\",\"n\"))))","v":"n"},{"$f":"IF(AND($X261<>\"i\",$X261<>\"j\"),\"n\",IF(Inventory!$L17=\"Centrifugal\",\"c\",\"n\"))","v":"n"},"-","-",{"$f":"IFERROR(INDEX('Early Retirement'!$C$4:$AC$32,$BF261,$BJ261),0)","v":0},{"$f":"IFERROR(HLOOKUP($BJ261,'Early Retirement'!$D$4:$AC$5,2,FALSE),0)","v":0},{"$f":"IFERROR(INDEX('Early Retirement'!$AE$4:$BE$32,$BF261,$BJ261),0)","v":0},{"$f":"IFERROR(HLOOKUP($BJ261,'Early Retirement'!$AF$4:$BE$5,2,FALSE),0)","v":0},0,0,"kW/ton",{"$f":"IFERROR(INDEX('Early Retirement'!$BG$4:$CG$32,$BF261,$BJ261),0)","v":0},{"$f":"IFERROR(HLOOKUP($BJ261,'Early Retirement'!$BH$4:$CH$5,2,FALSE),0)","v":0},0,"COP","Yes",0,0,"kW/ton",0,"COP",0,0,"kW/ton",0,"COP"]
[null,null,null,null,null,null,null,null,null,null,null,null,null,null,null,null,null,null,null,null,null,9,{"$f":"IF(Inventory!$C18=\"\",\"a\",VLOOKUP(Inventory!$C18,$B$8:$C$11,2,FALSE))","v":"a"},{"$f":"IF(AND($W262=\"b\",Inventory!$I18=\"\"),\"a\",IF(AND($W262=\"b\",Inventory!$I18<>\"\"),VLOOKUP(Inventory!$I18,$E$3:$F$12,2,FALSE),IF(AND(OR($W262=\"c\",$W262=\"d\"),Inventory!$AB18=\"\"),\"a\",IF(AND(OR($W262=\"c\",$W262=\"d\"),Inventory!$AB18<>\"\"),VLOOKUP(Inventory!$AB18,$E$3:$F$12,2,FALSE),\"a\"))))","v":"a"},{"$f":"IF(OR(AND($X262<>\"b\",$X262<>\"c\"),$AB262=0,$AB262>=(65000/12000),Inventory!$AC18=\"\"),\"a\",VLOOKUP(Inventory!$AC18,$H$3:$I$5,2,FALSE))","v":"a"},{"$f":"IF(AND($X262<>\"i\",$X262<>\"j\"),\"a\",IF(AND($W262=\"b\",Inventory!$L18=\"\"),\"a\",IF(AND($W262=\"b\",Inventory!$L18<>\"\"),VLOOKUP(Inventory!$L18,$K$3:$L$6,2,FALSE),IF(AND(OR($W262=\"c\",$W262=\"d\"),Inventory!$AD18=\"\"),\"a\",IF(AND(OR($W262=\"c\",$W262=\"d\"),Inventory!$AD18<>\"\"),VLOOKUP(Inventory!$AD18,$K$3:$L$6,2,FALSE),\"a\")))))","v":"a"},{"$f":"IF(OR(AND($X262<>\"e\",$X262<>\"f\"),$AB262=0,Inventory!$AF18=\"\"),\"a\",VLOOKUP(Inventory!$AF18,$N$3:$O$5,2,FALSE))","v":"a"},{"$f":"IF(OR(Inventory!C18=\"New Construction\",Inventory!C18=\"Replace-on-Burnout\",Inventory!C18=\"Early Retirement\"),Inventory!AS18,0)","v":0},"","","","","","","","","","","","",0,"aaaaa0","No","No",{"$f":"IF($W262=\"a\",0,IF($W262=\"b\",Inventory!$M18,Inventory!$AG18))","v":0},{"$f":"IF(OR($W262=\"a\",AND($AQ262=\"No\",$AR262=\"No\")),0,IF(AND($W262=\"b\",Inventory!$O18=\"Btu/hr\"),Inventory!$N18,IF(AND($W262=\"b\",Inventory!$O18=\"Tons\"),Inventory!$N18*12000,IF(AND(OR($W262=\"c\",$W262=\"d\"),Inventory!$AI18=\"Btu/hr\"),Inventory!$AH18,IF(AND(OR($W262=\"c\",$W262=\"d\"),Inventory!$AI18=\"Tons\"),Inventory!$AH18*12000,0)))))","v":0},0,0,"EER",0,"kW/ton",{"$f":"IF(OR($W262=\"a\",$AR262=\"No\"),0,IF(AND($W262=\"b\",Inventory!$Q18=\"Btu/hr\"),Inventory!$P18,IF(AND($W262=\"b\",Inventory!$Q18=\"Tons\"),Inventory!$P18*12000,IF(AND(OR($W262=\"c\",$W262=\"d\"),Inventory!$AK18=\"Btu/hr\"),Inventory!$AJ18,IF(AND(OR($W262=\"c\",$W262=\"d\"),Inventory!$AK18=\"Tons\"),Inventory!$AJ18*12000,0)))))","v":0},0,0,"COP","No",{"$f":"IF(OR(Inventory!$J18=\"\",$BD262=\"No\"),\"-\",Inventory!$J18)","v":"-"},{"$f":"IFERROR(VLOOKUP($BE262,'Early Retirement'!$B$6:$C$32,2,FALSE),\"-\")","v":"-"},{"$f":"IF(OR($W262<>\"b\",AND($X262<>\"b\",$X262<>\"c\")),\"n\",IF(AND($AO262<>1,$AO262<>2,$AO262<>7,$AO262<>8),\"n\",IF(Inventory!$K18=\"Split\",\"s\",IF(Inventory!$K18=\"Packaged\",\"p\",\"n\"))))","v":"n"},{"$f":"IF(AND($X262<>\"i\",$X262<>\"j\"),\"n\",IF(Inventory!$L18=\"Centrifugal\",\"c\",\"n\"))","v":"n"},"-","-",{"$f":"IFERROR(INDEX('Early Retirement'!$C$4:$AC$32,$BF262,$BJ262),0)","v":0},{"$f":"IFERROR(HLOOKUP($BJ262,'Early Retirement'!$D$4:$AC$5,2,FALSE),0)","v":0},{"$f":"IFERROR(INDEX('Early Retirement'!$AE$4:$BE$32,$BF262,$BJ262),0)","v":0},{"$f":"IFERROR(HLOOKUP($BJ262,'Early Retirement'!$AF$4:$BE$5,2,FALSE),0)","v":0},0,0,"kW/ton",{"$f":"IFERROR(INDEX('Early Retirement'!$BG$4:$CG$32,$BF262,$BJ262),0)","v":0},{"$f":"IFERROR(HLOOKUP($BJ262,'Early Retirement'!$BH$4:$CH$5,2,FALSE),0)","v":0},0,"COP","Yes",0,0,"kW/ton",0,"COP",0,0,"kW/ton",0,"COP"]
[null,null,null,null,null,null,null,null,null,null,null,null,null,null,null,null,null,null,null,null,null,10,{"$f":"IF(Inventory!$C19=\"\",\"a\",VLOOKUP(Inventory!$C19,$B$8:$C$11,2,FALSE))","v":"a"},{"$f":"IF(AND($W263=\"b\",Inventory!$I19=\"\"),\"a\",IF(AND($W263=\"b\",Inventory!$I19<>\"\"),VLOOKUP(Inventory!$I19,$E$3:$F$12,2,FALSE),IF(AND(OR($W263=\"c\",$W263=\"d\"),Inventory!$AB19=\"\"),\"a\",IF(AND(OR($W263=\"c\",$W263=\"d\"),Inventory!$AB19<>\"\"),VLOOKUP(Inventory!$AB19,$E$3:$F$12,2,FALSE),\"a\"))))","v":"a"},{"$f":"IF(OR(AND($X263<>\"b\",$X263<>\"c\"),$AB263=0,$AB263>=(65000/12000),Inventory!$AC19=\"\"),\"a\",VLOOKUP(Inventory!$AC19,$H$3:$I$5,2,FALSE))","v":"a"},{"$f":"IF(AND($X263<>\"i\",$X263<>\"j\"),\"a\",IF(AND($W263=\"b\",Inventory!$L19=\"\"),\"a\",IF(AND($W263=\"b\",Inventory!$L19<>\"\"),VLOOKUP(Inventory!$L19,$K$3:$L$6,2,FALSE),IF(AND(OR($W263=\"c\",$W263=\"d\"),Inventory!$AD19=\"\"),\"a\",IF(AND(OR($W263=\"c\",$W263=\"d\"),Inventory!$AD19<>\"\"),VLOOKUP(Inventory!$AD19,$K$3:$L$6,2,FALSE),\"a\")))))","v":"a"},{"$f":"IF(OR(AND($X263<>\"e\",$X263<>\"f\"),$AB263=0,Inventory!$AF19=\"\"),\"a\",VLOOKUP(Inventory!$AF19,$N$3:$O$5,2,FALSE))","v":"a"},{"$f":"IF(OR(Inventory!C19=\"New Construction\",Inventory!C19=\"Replace-on-Burnout\",Inventory!C19=\"Early Retirement\"),Inventory!AS19,0)","v":0},"","","","","","","","","","","","",0,"aaaaa0","No","No",{"$f":"IF($W263=\"a\",0,IF($W263=\"b\",Inventory!$M19,Inventory!$AG19))","v":0},{"$f":"IF(OR($W263=\"a\",AND($AQ263=\"No\",$AR263=\"No\")),0,IF(AND($W263=\"b\",Inventory!$O19=\"Btu/hr\"),Inventory!$N19,IF(AND($W263=\"b\",Inventory!$O19=\"Tons\"),Inventory!$N19*12000,IF(AND(OR($W263=\"c\",$W263=\"d\"),Inventory!$AI19=\"Btu/hr\"),Inventory!$AH19,IF(AND(OR($W263=\"c\",$W263=\"d\"),Inventory!$AI19=\"Tons\"),Inventory!$AH19*12000,0)))))","v":0},0,0,"EER",0,"kW/ton",{"$f":"IF(OR($W263=\"a\",$AR263=\"No\"),0,IF(AND($W263=\"b\",Inventory!$Q19=\"Btu/hr\"),Inventory!$P19,IF(AND($W263=\"b\",Inventory!$Q19=\"Tons\"),Inventory!$P19*12000,IF(AND(OR($W263=\"c\",$W263=\"d\"),Inventory!$AK19=\"Btu/hr\"),Inventory!$AJ19,IF(AND(OR($W263=\"c\",$W263=\"d\"),Inventory!$AK19=\"Tons\"),Inventory!$AJ19*12000,0)))))","v":0},0,0,"COP","No",{"$f":"IF(OR(Inventory!$J19=\"\",$BD263=\"No\"),\"-\",Inventory!$J19)","v":"-"},{"$f":"IFERROR(VLOOKUP($BE263,'Early Retirement'!$B$6:$C$32,2,FALSE),\"-\")","v":"-"},{"$f":"IF(OR($W263<>\"b\",AND($X263<>\"b\",$X263<>\"c\")),\"n\",IF(AND($AO263<>1,$AO263<>2,$AO263<>7,$AO263<>8),\"n\",IF(Inventory!$K19=\"Split\",\"s\",IF(Inventory!$K19=\"Packaged\",\"p\",\"n\"))))","v":"n"},{"$f":"IF(AND($X263<>\"i\",$X263<>\"j\"),\"n\",IF(Inventory!$L19=\"Centrifugal\",\"c\",\"n\"))","v":"n"},"-","-",{"$f":"IFERROR(INDEX('Early Retirement'!$C$4:$AC$32,$BF263,$BJ263),0)","v":0},{"$f":"IFERROR(HLOOKUP($BJ263,'Early Retirement'!$D$4:$AC$5,2,FALSE),0)","v":0},{"$f":"IFERROR(INDEX('Early Retirement'!$AE$4:$BE$32,$BF263,$BJ263),0)","v":0},{"$f":"IFERROR(HLOOKUP($BJ263,'Early Retirement'!$AF$4:$BE$5,2,FALSE),0)","v":0},0,0,"kW/ton",{"$f":"IFERROR(INDEX('Early Retirement'!$BG$4:$CG$32,$BF263,$BJ263),0)","v":0},{"$f":"IFERROR(HLOOKUP($BJ263,'Early Retirement'!$BH$4:$CH$5,2,FALSE),0)","v":0},0,"COP","Yes",0,0,"kW/ton",0,"COP",0,0,"kW/ton",0,"COP"]
[null,null,null,null,null,null,null,null,null,null,null,null,null,null,null,null,null,null,null,null,null,11,{"$f":"IF(Inventory!$C20=\"\",\"a\",VLOOKUP(Inventory!$C20,$B$8:$C$11,2,FALSE))","v":"a"},{"$f":"IF(AND($W264=\"b\",Inventory!$I20=\"\"),\"a\",IF(AND($W264=\"b\",Inventory!$I20<>\"\"),VLOOKUP(Inventory!$I20,$E$3:$F$12,2,FALSE),IF(AND(OR($W264=\"c\",$W264=\"d\"),Inventory!$AB20=\"\"),\"a\",IF(AND(OR($W264=\"c\",$W264=\"d\"),Inventory!$AB20<>\"\"),VLOOKUP(Inventory!$AB20,$E$3:$F$12,2,FALSE),\"a\"))))","v":"a"},{"$f":"IF(OR(AND($X264<>\"b\",$X264<>\"c\"),$AB264=0,$AB264>=(65000/12000),Inventory!$AC20=\"\"),\"a\",VLOOKUP(Inventory!$AC20,$H$3:$I$5,2,FALSE))","v":"a"},{"$f":"IF(AND($X264<>\"i\",$X264<>\"j\"),\"a\",IF(AND($W264=\"b\",Inventory!$L20=\"\"),\"a\",IF(AND($W264=\"b\",Inventory!$L20<>\"\"),VLOOKUP(Inventory!$L20,$K$3:$L$6,2,FALSE),IF(AND(OR($W264=\"c\",$W264=\"d\"),Inventory!$AD20=\"\"),\"a\",IF(AND(OR($W264=\"c\",$W264=\"d\"),Inventory!$AD20<>\"\"),VLOOKUP(Inventory!$AD20,$K$3:$L$6,2,FALSE),\"a\")))))","v":"a"},{"$f":"IF(OR(AND($X264<>\"e\",$X264<>\"f\"),$AB264=0,Inventory!$AF20=\"\"),\"a\",VLOOKUP(Inventory!$AF20,$N$3:$O$5,2,FALSE))","v":"a"},{"$f":"IF(OR(Inventory!C20=\"New Construction\",Inventory!C20=\"Replace-on-Burnout\",Inventory!C20=\"Early Retirement\"),Inventory!AS20,0)","v":0},"","","","","","","","","","","","",0,"aaaaa0","No","No",{"$f":"IF($W264=\"a\",0,IF($W264=\"b\",Inventory!$M20,Inventory!$AG20))","v":0},{"$f":"IF(OR($W264=\"a\",AND($AQ264=\"No\",$AR264=\"No\")),0,IF(AND($W264=\"b\",Inventory!$O20=\"Btu/hr\"),Inventory!$N20,IF(AND($W264=\"b\",Inventory!$O20=\"Tons\"),Inventory!$N20*12000,IF(AND(OR($W264=\"c\",$W264=\"d\"),Inventory!$AI20=\"Btu/hr\"),Inventory!$AH20,IF(AND(OR($W264=\"c\",$W264=\"d\"),Inventory!$AI20=\"Tons\"),Inventory!$AH20*12000,0)))))","v":0},0,0,"EER",0,"kW/ton",{"$f":"IF(OR($W264=\"a\",$AR264=\"No\"),0,IF(AND($W264=\"b\",Inventory!$Q20=\"Btu/hr\"),Inventory!$P20,IF(AND($W264=\"b\",Inventory!$Q20=\"Tons\"),Inventory!$P20*12000,IF(AND(OR($W264=\"c\",$W264=\"d\"),Inventory!$AK20=\"Btu/hr\"),Inventory!$AJ20,IF(AND(OR($W264=\"c\",$W264=\"d\"),Inventory!$AK20=\"Tons\"),Inventory!$AJ20*12000,0)))))","v":0},0,0,"COP","No",{"$f":"IF(OR(Inventory!$J20=\"\",$BD264=\"No\"),\"-\",Inventory!$J20)","v":"-"},{"$f":"IFERROR(VLOOKUP($BE264,'Early Retirement'!$B$6:$C$32,2,FALSE),\"-\")","v":"-"},{"$f":"IF(OR($W264<>\"b\",AND($X264<>\"b\",$X264<>\"c\")),\"n\",IF(AND($AO264<>1,$AO264<>2,$AO264<>7,$AO264<>8),\"n\",IF(Inventory!$K20=\"Split\",\"s\",IF(Inventory!$K20=\"Packaged\",\"p\",\"n\"))))","v":"n"},{"$f":"IF(AND($X264<>\"i\",$X264<>\"j\"),\"n\",IF(Inventory!$L20=\"Centrifugal\",\"c\",\"n\"))","v":"n"},"-","-",{"$f":"IFERROR(INDEX('Early Retirement'!$C$4:$AC$32,$BF264,$BJ264),0)","v":0},{"$f":"IFERROR(HLOOKUP($BJ264,'Early Retirement'!$D$4:$AC$5,2,FALSE),0)","v":0},{"$f":"IFERROR(INDEX('Early Retirement'!$AE$4:$BE$32,$BF264,$BJ264),0)","v":0},{"$f":"IFERROR(HLOOKUP($BJ264,'Early Retirement'!$AF$4:$BE$5,2,FALSE),0)","v":0},0,0,"kW/ton",{"$f":"IFERROR(INDEX('Early Retirement'!$BG$4:$CG$32,$BF264,$BJ264),0)","v":0},{"$f":"IFERROR(HLOOKUP($BJ264,'Early Retirement'!$BH$4:$CH$5,2,FALSE),0)","v":0},0,"COP","Yes",0,0,"kW/ton",0,"COP",0,0,"kW/ton",0,"COP"]
[null,null,null,null,null,null,null,null,null,null,null,null,null,null,null,null,null,null,null,null,null,12,{"$f":"IF(Inventory!$C21=\"\",\"a\",VLOOKUP(Inventory!$C21,$B$8:$C$11,2,FALSE))","v":"a"},{"$f":"IF(AND($W265=\"b\",Inventory!$I21=\"\"),\"a\",IF(AND($W265=\"b\",Inventory!$I21<>\"\"),VLOOKUP(Inventory!$I21,$E$3:$F$12,2,FALSE),IF(AND(OR($W265=\"c\",$W265=\"d\"),Inventory!$AB21=\"\"),\"a\",IF(AND(OR($W265=\"c\",$W265=\"d\"),Inventory!$AB21<>\"\"),VLOOKUP(Inventory!$AB21,$E$3:$F$12,2,FALSE),\"a\"))))","v":"a"},{"$f":"IF(OR(AND($X265<>\"b\",$X265<>\"c\"),$AB265=0,$AB265>=(65000/12000),Inventory!$AC21=\"\"),\"a\",VLOOKUP(Inventory!$AC21,$H$3:$I$5,2,FALSE))","v":"a"},{"$f":"IF(AND($X265<>\"i\",$X265<>\"j\"),\"a\",IF(AND($W265=\"b\",Inventory!$L21=\"\"),\"a\",IF(AND($W265=\"b\",Inventory!$L21<>\"\"),VLOOKUP(Inventory!$L21,$K$3:$L$6,2,FALSE),IF(AND(OR($W265=\"c\",$W265=\"d\"),Inventory!$AD21=\"\"),\"a\",IF(AND(OR($W265=\"c\",$W265=\"d\"),Inventory!$AD21<>\"\"),VLOOKUP(Inventory!$AD21,$K$3:$L$6,2,FALSE),\"a\")))))","v":"a"},{"$f":"IF(OR(AND($X265<>\"e\",$X265<>\"f\"),$AB265=0,Inventory!$AF21=\"\"),\"a\",VLOOKUP(Inventory!$AF21,$N$3:$O$5,2,FALSE))","v":"a"},{"$f":"IF(OR(Inventory!C21=\"New Construction\",Inventory!C21=\"Replace-on-Burnout\",Inventory!C21=\"Early Retirement\"),Inventory!AS21,0)","v":0},"","","","","","","","","","","","",0,"aaaaa0","No","No",{"$f":"IF($W265=\"a\",0,IF($W265=\"b\",Inventory!$M21,Inventory!$AG21))","v":0},{"$f":"IF(OR($W265=\"a\",AND($AQ265=\"No\",$AR265=\"No\")),0,IF(AND($W265=\"b\",Inventory!$O21=\"Btu/hr\"),Inventory!$N21,IF(AND($W265=\"b\",Inventory!$O21=\"Tons\"),Inventory!$N21*12000,IF(AND(OR($W265=\"c\",$W265=\"d\"),Inventory!$AI21=\"Btu/hr\"),Inventory!$AH21,IF(AND(OR($W265=\"c\",$W265=\"d\"),Inventory!$AI21=\"Tons\"),Inventory!$AH21*12000,0)))))","v":0},0,0,"EER",0,"kW/ton",{"$f":"IF(OR($W265=\"a\",$AR265=\"No\"),0,IF(AND($W265=\"b\",Inventory!$Q21=\"Btu/hr\"),Inventory!$P21,IF(AND($W265=\"b\",Inventory!$Q21=\"Tons\"),Inventory!$P21*12000,IF(AND(OR($W265=\"c\",$W265=\"d\"),Inventory!$AK21=\"Btu/hr\"),Inventory!$AJ21,IF(AND(OR($W265=\"c\",$W265=\"d\"),Inventory!$AK21=\"Tons\"),Inventory!$AJ21*12000,0)))))","v":0},0,0,"COP","No",{"$f":"IF(OR(Inventory!$J21=\"\",$BD265=\"No\"),\"-\",Inventory!$J21)","v":"-"},{"$f":"IFERROR(VLOOKUP($BE265,'Early Retirement'!$B$6:$C$32,2,FALSE),\"-\")","v":"-"},{"$f":"IF(OR($W265<>\"b\",AND($X265<>\"b\",$X265<>\"c\")),\"n\",IF(AND($AO265<>1,$AO265<>2,$AO265<>7,$AO265<>8),\"n\",IF(Inventory!$K21=\"Split\",\"s\",IF(Inventory!$K21=\"Packaged\",\"p\",\"n\"))))","v":"n"},{"$f":"IF(AND($X265<>\"i\",$X265<>\"j\"),\"n\",IF(Inventory!$L21=\"Centrifugal\",\"c\",\"n\"))","v":"n"},"-","-",{"$f":"IFERROR(INDEX('Early Retirement'!$C$4:$AC$32,$BF265,$BJ265),0)","v":0},{"$f":"IFERROR(HLOOKUP($BJ265,'Early Retirement'!$D$4:$AC$5,2,FALSE),0)","v":0},{"$f":"IFERROR(INDEX('Early Retirement'!$AE$4:$BE$32,$BF265,$BJ265),0)","v":0},{"$f":"IFERROR(HLOOKUP($BJ265,'Early Retirement'!$AF$4:$BE$5,2,FALSE),0)","v":0},0,0,"kW/ton",{"$f":"IFERROR(INDEX('Early Retirement'!$BG$4:$CG$32,$BF265,$BJ265),0)","v":0},{"$f":"IFERROR(HLOOKUP($BJ265,'Early Retirement'!$BH$4:$CH$5,2,FALSE),0)","v":0},0,"COP","Yes",0,0,"kW/ton",0,"COP",0,0,"kW/ton",0,"COP"]
[null,null,null,null,null,null,null,null,null,null,null,null,null,null,null,null,null,null,null,null,null,13,{"$f":"IF(Inventory!$C22=\"\",\"a\",VLOOKUP(Inventory!$C22,$B$8:$C$11,2,FALSE))","v":"a"},{"$f":"IF(AND($W266=\"b\",Inventory!$I22=\"\"),\"a\",IF(AND($W266=\"b\",Inventory!$I22<>\"\"),VLOOKUP(Inventory!$I22,$E$3:$F$12,2,FALSE),IF(AND(OR($W266=\"c\",$W266=\"d\"),Inventory!$AB22=\"\"),\"a\",IF(AND(OR($W266=\"c\",$W266=\"d\"),Inventory!$AB22<>\"\"),VLOOKUP(Inventory!$AB22,$E$3:$F$12,2,FALSE),\"a\"))))","v":"a"},{"$f":"IF(OR(AND($X266<>\"b\",$X266<>\"c\"),$AB266=0,$AB266>=(65000/12000),Inventory!$AC22=\"\"),\"a\",VLOOKUP(Inventory!$AC22,$H$3:$I$5,2,FALSE))","v":"a"},{"$f":"IF(AND($X266<>\"i\",$X266<>\"j\"),\"a\",IF(AND($W266=\"b\",Inventory!$L22=\"\"),\"a\",IF(AND($W266=\"b\",Inventory!$L22<>\"\"),VLOOKUP(Inventory!$L22,$K$3:$L$6,2,FALSE),IF(AND(OR($W266=\"c\",$W266=\"d\"),Inventory!$AD22=\"\"),\"a\",IF(AND(OR($W266=\"c\",$W266=\"d\"),Inventory!$AD22<>\"\"),VLOOKUP(Inventory!$AD22,$K$3:$L$6,2,FALSE),\"a\")))))","v":"a"},{"$f":"IF(OR(AND($X266<>\"e\",$X266<>\"f\"),$AB266=0,Inventory!$AF22=\"\"),\"a\",VLOOKUP(Inventory!$AF22,$N$3:$O$5,2,FALSE))","v":"a"},{"$f":"IF(OR(Inventory!C22=\"New Construction\",Inventory!C22=\"Replace-on-Burnout\",Inventory!C22=\"Early Retirement\"),Inventory!AS22,0)","v":0},"","","","","","","","","","","","",0,"aaaaa0","No","No",{"$f":"IF($W266=\"a\",0,IF($W266=\"b\",Inventory!$M22,Inventory!$AG22))","v":0},{"$f":"IF(OR($W266=\"a\",AND($AQ266=\"No\",$AR266=\"No\")),0,IF(AND($W266=\"b\",Inventory!$O22=\"Btu/hr\"),Inventory!$N22,IF(AND($W266=\"b\",Inventory!$O22=\"Tons\"),Inventory!$N22*12000,IF(AND(OR($W266=\"c\",$W266=\"d\"),Inventory!$AI22=\"Btu/hr\"),Inventory!$AH22,IF(AND(OR($W266=\"c\",$W266=\"d\"),Inventory!$AI22=\"Tons\"),Inventory!$AH22*12000,0)))))","v":0},0,0,"EER",0,"kW/ton",{"$f":"IF(OR($W266=\"a\",$AR266=\"No\"),0,IF(AND($W266=\"b\",Inventory!$Q22=\"Btu/hr\"),Inventory!$P22,IF(AND($W266=\"b\",Inventory!$Q22=\"Tons\"),Inventory!$P22*12000,IF(AND(OR($W266=\"c\",$W266=\"d\"),Inventory!$AK22=\"Btu/hr\"),Inventory!$AJ22,IF(AND(OR($W266=\"c\",$W266=\"d\"),Inventory!$AK22=\"Tons\"),Inventory!$AJ22*12000,0)))))","v":0},0,0,"COP","No",{"$f":"IF(OR(Inventory!$J22=\"\",$BD266=\"No\"),\"-\",Inventory!$J22)","v":"-"},{"$f":"IFERROR(VLOOKUP($BE266,'Early Retirement'!$B$6:$C$32,2,FALSE),\"-\")","v":"-"},{"$f":"IF(OR($W266<>\"b\",AND($X266<>\"b\",$X266<>\"c\")),\"n\",IF(AND($AO266<>1,$AO266<>2,$AO266<>7,$AO266<>8),\"n\",IF(Inventory!$K22=\"Split\",\"s\",IF(Inventory!$K22=\"Packaged\",\"p\",\"n\"))))","v":"n"},{"$f":"IF(AND($X266<>\"i\",$X266<>\"j\"),\"n\",IF(Inventory!$L22=\"Centrifugal\",\"c\",\"n\"))","v":"n"},"-","-",{"$f":"IFERROR(INDEX('Early Retirement'!$C$4:$AC$32,$BF266,$BJ266),0)","v":0},{"$f":"IFERROR(HLOOKUP($BJ266,'Early Retirement'!$D$4:$AC$5,2,FALSE),0)","v":0},{"$f":"IFERROR(INDEX('Early Retirement'!$AE$4:$BE$32,$BF266,$BJ266),0)","v":0},{"$f":"IFERROR(HLOOKUP($BJ266,'Early Retirement'!$AF$4:$BE$5,2,FALSE),0)","v":0},0,0,"kW/ton",{"$f":"IFERROR(INDEX('Early Retirement'!$BG$4:$CG$32,$BF266,$BJ266),0)","v":0},{"$f":"IFERROR(HLOOKUP($BJ266,'Early Retirement'!$BH$4:$CH$5,2,FALSE),0)","v":0},0,"COP","Yes",0,0,"kW/ton",0,"COP",0,0,"kW/ton",0,"COP"]
[null,null,null,null,null,null,null,null,null,null,null,null,null,null,null,null,null,null,null,null,null,14,{"$f":"IF(Inventory!$C23=\"\",\"a\",VLOOKUP(Inventory!$C23,$B$8:$C$11,2,FALSE))","v":"a"},{"$f":"IF(AND($W267=\"b\",Inventory!$I23=\"\"),\"a\",IF(AND($W267=\"b\",Inventory!$I23<>\"\"),VLOOKUP(Inventory!$I23,$E$3:$F$12,2,FALSE),IF(AND(OR($W267=\"c\",$W267=\"d\"),Inventory!$AB23=\"\"),\"a\",IF(AND(OR($W267=\"c\",$W267=\"d\"),Inventory!$AB23<>\"\"),VLOOKUP(Inventory!$AB23,$E$3:$F$12,2,FALSE),\"a\"))))","v":"a"},{"$f":"IF(OR(AND($X267<>\"b\",$X267<>\"c\"),$AB267=0,$AB267>=(65000/12000),Inventory!$AC23=\"\"),\"a\",VLOOKUP(Inventory!$AC23,$H$3:$I$5,2,FALSE))","v":"a"},{"$f":"IF(AND($X267<>\"i\",$X267<>\"j\"),\"a\",IF(AND($W267=\"b\",Inventory!$L23=\"\"),\"a\",IF(AND($W267=\"b\",Inventory!$L23<>\"\"),VLOOKUP(Inventory!$L23,$K$3:$L$6,2,FALSE),IF(AND(OR($W267=\"c\",$W267=\"d\"),Inventory!$AD23=\"\"),\"a\",IF(AND(OR($W267=\"c\",$W267=\"d\"),Inventory!$AD23<>\"\"),VLOOKUP(Inventory!$AD23,$K$3:$L$6,2,FALSE),\"a\")))))","v":"a"},{"$f":"IF(OR(AND($X267<>\"e\",$X267<>\"f\"),$AB267=0,Inventory!$AF23=\"\"),\"a\",VLOOKUP(Inventory!$AF23,$N$3:$O$5,2,FALSE))","v":"a"},{"$f":"IF(OR(Inventory!C23=\"New Construction\",Inventory!C23=\"Replace-on-Burnout\",Inventory!C23=\"Early Retirement\"),Inventory!AS23,0)","v":0},"","","","","","","","","","","","",0,"aaaaa0","No","No",{"$f":"IF($W267=\"a\",0,IF($W267=\"b\",Inventory!$M23,Inventory!$AG23))","v":0},{"$f":"IF(OR($W267=\"a\",AND($AQ267=\"No\",$AR267=\"No\")),0,IF(AND($W267=\"b\",Inventory!$O23=\"Btu/hr\"),Inventory!$N23,IF(AND($W267=\"b\",Inventory!$O23=\"Tons\"),Inventory!$N23*12000,IF(AND(OR($W267=\"c\",$W267=\"d\"),Inventory!$AI23=\"Btu/hr\"),Inventory!$AH23,IF(AND(OR($W267=\"c\",$W267=\"d\"),Inventory!$AI23=\"Tons\"),Inventory!$AH23*12000,0)))))","v":0},0,0,"EER",0,"kW/ton",{"$f":"IF(OR($W267=\"a\",$AR267=\"No\"),0,IF(AND($W267=\"b\",Inventory!$Q23=\"Btu/hr\"),Inventory!$P23,IF(AND($W267=\"b\",Inventory!$Q23=\"Tons\"),Inventory!$P23*12000,IF(AND(OR($W267=\"c\",$W267=\"d\"),Inventory!$AK23=\"Btu/hr\"),Inventory!$AJ23,IF(AND(OR($W267=\"c\",$W267=\"d\"),Inventory!$AK23=\"Tons\"),Inventory!$AJ23*12000,0)))))","v":0},0,0,"COP","No",{"$f":"IF(OR(Inventory!$J23=\"\",$BD267=\"No\"),\"-\",Inventory!$J23)","v":"-"},{"$f":"IFERROR(VLOOKUP($BE267,'Early Retirement'!$B$6:$C$32,2,FALSE),\"-\")","v":"-"},{"$f":"IF(OR($W267<>\"b\",AND($X267<>\"b\",$X267<>\"c\")),\"n\",IF(AND($AO267<>1,$AO267<>2,$AO267<>7,$AO267<>8),\"n\",IF(Inventory!$K23=\"Split\",\"s\",IF(Inventory!$K23=\"Packaged\",\"p\",\"n\"))))","v":"n"},{"$f":"IF(AND($X267<>\"i\",$X267<>\"j\"),\"n\",IF(Inventory!$L23=\"Centrifugal\",\"c\",\"n\"))","v":"n"},"-","-",{"$f":"IFERROR(INDEX('Early Retirement'!$C$4:$AC$32,$BF267,$BJ267),0)","v":0},{"$f":"IFERROR(HLOOKUP($BJ267,'Early Retirement'!$D$4:$AC$5,2,FALSE),0)","v":0},{"$f":"IFERROR(INDEX('Early Retirement'!$AE$4:$BE$32,$BF267,$BJ267),0)","v":0},{"$f":"IFERROR(HLOOKUP($BJ267,'Early Retirement'!$AF$4:$BE$5,2,FALSE),0)","v":0},0,0,"kW/ton",{"$f":"IFERROR(INDEX('Early Retirement'!$BG$4:$CG$32,$BF267,$BJ267),0)","v":0},{"$f":"IFERROR(HLOOKUP($BJ267,'Early Retirement'!$BH$4:$CH$5,2,FALSE),0)","v":0},0,"COP","Yes",0,0,"kW/ton",0,"COP",0,0,"kW/ton",0,"COP"]
[null,null,null,null,null,null,null,null,null,null,null,null,null,null,null,null,null,null,null,null,null,15,{"$f":"IF(Inventory!$C24=\"\",\"a\",VLOOKUP(Inventory!$C24,$B$8:$C$11,2,FALSE))","v":"a"},{"$f":"IF(AND($W268=\"b\",Inventory!$I24=\"\"),\"a\",IF(AND($W268=\"b\",Inventory!$I24<>\"\"),VLOOKUP(Inventory!$I24,$E$3:$F$12,2,FALSE),IF(AND(OR($W268=\"c\",$W268=\"d\"),Inventory!$AB24=\"\"),\"a\",IF(AND(OR($W268=\"c\",$W268=\"d\"),Inventory!$AB24<>\"\"),VLOOKUP(Inventory!$AB24,$E$3:$F$12,2,FALSE),\"a\"))))","v":"a"},{"$f":"IF(OR(AND($X268<>\"b\",$X268<>\"c\"),$AB268=0,$AB268>=(65000/12000),Inventory!$AC24=\"\"),\"a\",VLOOKUP(Inventory!$AC24,$H$3:$I$5,2,FALSE))","v":"a"},{"$f":"IF(AND($X268<>\"i\",$X268<>\"j\"),\"a\",IF(AND($W268=\"b\",Inventory!$L24=\"\"),\"a\",IF(AND($W268=\"b\",Inventory!$L24<>\"\"),VLOOKUP(Inventory!$L24,$K$3:$L$6,2,FALSE),IF(AND(OR($W268=\"c\",$W268=\"d\"),Inventory!$AD24=\"\"),\"a\",IF(AND(OR($W268=\"c\",$W268=\"d\"),Inventory!$AD24<>\"\"),VLOOKUP(Inventory!$AD24,$K$3:$L$6,2,FALSE),\"a\")))))","v":"a"},{"$f":"IF(OR(AND($X268<>\"e\",$X268<>\"f\"),$AB268=0,Inventory!$AF24=\"\"),\"a\",VLOOKUP(Inventory!$AF24,$N$3:$O$5,2,FALSE))","v":"a"},{"$f":"IF(OR(Inventory!C24=\"New Construction\",Inventory!C24=\"Replace-on-Burnout\",Inventory!C24=\"Early Retirement\"),Inventory!AS24,0)","v":0},"","","","","","","","","","","","",0,"aaaaa0","No","No",{"$f":"IF($W268=\"a\",0,IF($W268=\"b\",Inventory!$M24,Inventory!$AG24))","v":0},{"$f":"IF(OR($W268=\"a\",AND($AQ268=\"No\",$AR268=\"No\")),0,IF(AND($W268=\"b\",Inventory!$O24=\"Btu/hr\"),Inventory!$N24,IF(AND($W268=\"b\",Inventory!$O24=\"Tons\"),Inventory!$N24*12000,IF(AND(OR($W268=\"c\",$W268=\"d\"),Inventory!$AI24=\"Btu/hr\"),Inventory!$AH24,IF(AND(OR($W268=\"c\",$W268=\"d\"),Inventory!$AI24=\"Tons\"),Inventory!$AH24*12000,0)))))","v":0},0,0,"EER",0,"kW/ton",{"$f":"IF(OR($W268=\"a\",$AR268=\"No\"),0,IF(AND($W268=\"b\",Inventory!$Q24=\"Btu/hr\"),Inventory!$P24,IF(AND($W268=\"b\",Inventory!$Q24=\"Tons\"),Inventory!$P24*12000,IF(AND(OR($W268=\"c\",$W268=\"d\"),Inventory!$AK24=\"Btu/hr\"),Inventory!$AJ24,IF(AND(OR($W268=\"c\",$W268=\"d\"),Inventory!$AK24=\"Tons\"),Inventory!$AJ24*12000,0)))))","v":0},0,0,"COP","No",{"$f":"IF(OR(Inventory!$J24=\"\",$BD268=\"No\"),\"-\",Inventory!$J24)","v":"-"},{"$f":"IFERROR(VLOOKUP($BE268,'Early Retirement'!$B$6:$C$32,2,FALSE),\"-\")","v":"-"},{"$f":"IF(OR($W268<>\"b\",AND($X268<>\"b\",$X268<>\"c\")),\"n\",IF(AND($AO268<>1,$AO268<>2,$AO268<>7,$AO268<>8),\"n\",IF(Inventory!$K24=\"Split\",\"s\",IF(Inventory!$K24=\"Packaged\",\"p\",\"n\"))))","v":"n"},{"$f":"IF(AND($X268<>\"i\",$X268<>\"j\"),\"n\",IF(Inventory!$L24=\"Centrifugal\",\"c\",\"n\"))","v":"n"},"-","-",{"$f":"IFERROR(INDEX('Early Retirement'!$C$4:$AC$32,$BF268,$BJ268),0)","v":0},{"$f":"IFERROR(HLOOKUP($BJ268,'Early Retirement'!$D$4:$AC$5,2,FALSE),0)","v":0},{"$f":"IFERROR(INDEX('Early Retirement'!$AE$4:$BE$32,$BF268,$BJ268),0)","v":0},{"$f":"IFERROR(HLOOKUP($BJ268,'Early Retirement'!$AF$4:$BE$5,2,FALSE),0)","v":0},0,0,"kW/ton",{"$f":"IFERROR(INDEX('Early Retirement'!$BG$4:$CG$32,$BF268,$BJ268),0)","v":0},{"$f":"IFERROR(HLOOKUP($BJ268,'Early Retirement'!$BH$4:$CH$5,2,FALSE),0)","v":0},0,"COP","Yes",0,0,"kW/ton",0,"COP",0,0,"kW/ton",0,"COP"]
[null,null,null,null,null,null,null,null,null,null,null,null,null,null,null,null,null,null,null,null,null,16,{"$f":"IF(Inventory!$C25=\"\",\"a\",VLOOKUP(Inventory!$C25,$B$8:$C$11,2,FALSE))","v":"a"},{"$f":"IF(AND($W269=\"b\",Inventory!$I25=\"\"),\"a\",IF(AND($W269=\"b\",Inventory!$I25<>\"\"),VLOOKUP(Inventory!$I25,$E$3:$F$12,2,FALSE),IF(AND(OR($W269=\"c\",$W269=\"d\"),Inventory!$AB25=\"\"),\"a\",IF(AND(OR($W269=\"c\",$W269=\"d\"),Inventory!$AB25<>\"\"),VLOOKUP(Inventory!$AB25,$E$3:$F$12,2,FALSE),\"a\"))))","v":"a"},{"$f":"IF(OR(AND($X269<>\"b\",$X269<>\"c\"),$AB269=0,$AB269>=(65000/12000),Inventory!$AC25=\"\"),\"a\",VLOOKUP(Inventory!$AC25,$H$3:$I$5,2,FALSE))","v":"a"},{"$f":"IF(AND($X269<>\"i\",$X269<>\"j\"),\"a\",IF(AND($W269=\"b\",Inventory!$L25=\"\"),\"a\",IF(AND($W269=\"b\",Inventory!$L25<>\"\"),VLOOKUP(Inventory!$L25,$K$3:$L$6,2,FALSE),IF(AND(OR($W269=\"c\",$W269=\"d\"),Inventory!$AD25=\"\"),\"a\",IF(AND(OR($W269=\"c\",$W269=\"d\"),Inventory!$AD25<>\"\"),VLOOKUP(Inventory!$AD25,$K$3:$L$6,2,FALSE),\"a\")))))","v":"a"},{"$f":"IF(OR(AND($X269<>\"e\",$X269<>\"f\"),$AB269=0,Inventory!$AF25=\"\"),\"a\",VLOOKUP(Inventory!$AF25,$N$3:$O$5,2,FALSE))","v":"a"},{"$f":"IF(OR(Inventory!C25=\"New Construction\",Inventory!C25=\"Replace-on-Burnout\",Inventory!C25=\"Early Retirement\"),Inventory!AS25,0)","v":0},"","","","","","","","","","","","",0,"aaaaa0","No","No",{"$f":"IF($W269=\"a\",0,IF($W269=\"b\",Inventory!$M25,Inventory!$AG25))","v":0},{"$f":"IF(OR($W269=\"a\",AND($AQ269=\"No\",$AR269=\"No\")),0,IF(AND($W269=\"b\",Inventory!$O25=\"Btu/hr\"),Inventory!$N25,IF(AND($W269=\"b\",Inventory!$O25=\"Tons\"),Inventory!$N25*12000,IF(AND(OR($W269=\"c\",$W269=\"d\"),Inventory!$AI25=\"Btu/hr\"),Inventory!$AH25,IF(AND(OR($W269=\"c\",$W269=\"d\"),Inventory!$AI25=\"Tons\"),Inventory!$AH25*12000,0)))))","v":0},0,0,"EER",0,"kW/ton",{"$f":"IF(OR($W269=\"a\",$AR269=\"No\"),0,IF(AND($W269=\"b\",Inventory!$Q25=\"Btu/hr\"),Inventory!$P25,IF(AND($W269=\"b\",Inventory!$Q25=\"Tons\"),Inventory!$P25*12000,IF(AND(OR($W269=\"c\",$W269=\"d\"),Inventory!$AK25=\"Btu/hr\"),Inventory!$AJ25,IF(AND(OR($W269=\"c\",$W269=\"d\"),Inventory!$AK25=\"Tons\"),Inventory!$AJ25*12000,0)))))","v":0},0,0,"COP","No",{"$f":"IF(OR(Inventory!$J25=\"\",$BD269=\"No\"),\"-\",Inventory!$J25)","v":"-"},{"$f":"IFERROR(VLOOKUP($BE269,'Early Retirement'!$B$6:$C$32,2,FALSE),\"-\")","v":"-"},{"$f":"IF(OR($W269<>\"b\",AND($X269<>\"b\",$X269<>\"c\")),\"n\",IF(AND($AO269<>1,$AO269<>2,$AO269<>7,$AO269<>8),\"n\",IF(Inventory!$K25=\"Split\",\"s\",IF(Inventory!$K25=\"Packaged\",\"p\",\"n\"))))","v":"n"},{"$f":"IF(AND($X269<>\"i\",$X269<>\"j\"),\"n\",IF(Inventory!$L25=\"Centrifugal\",\"c\",\"n\"))","v":"n"},"-","-",{"$f":"IFERROR(INDEX('Early Retirement'!$C$4:$AC$32,$BF269,$BJ269),0)","v":0},{"$f":"IFERROR(HLOOKUP($BJ269,'Early Retirement'!$D$4:$AC$5,2,FALSE),0)","v":0},{"$f":"IFERROR(INDEX('Early Retirement'!$AE$4:$BE$32,$BF269,$BJ269),0)","v":0},{"$f":"IFERROR(HLOOKUP($BJ269,'Early Retirement'!$AF$4:$BE$5,2,FALSE),0)","v":0},0,0,"kW/ton",{"$f":"IFERROR(INDEX('Early Retirement'!$BG$4:$CG$32,$BF269,$BJ269),0)","v":0},{"$f":"IFERROR(HLOOKUP($BJ269,'Early Retirement'!$BH$4:$CH$5,2,FALSE),0)","v":0},0,"COP","Yes",0,0,"kW/ton",0,"COP",0,0,"kW/ton",0,"COP"]
[null,null,null,null,null,null,null,null,null,null,null,null,null,null,null,null,null,null,null,null,null,17,{"$f":"IF(Inventory!$C26=\"\",\"a\",VLOOKUP(Inventory!$C26,$B$8:$C$11,2,FALSE))","v":"a"},{"$f":"IF(AND($W270=\"b\",Inventory!$I26=\"\"),\"a\",IF(AND($W270=\"b\",Inventory!$I26<>\"\"),VLOOKUP(Inventory!$I26,$E$3:$F$12,2,FALSE),IF(AND(OR($W270=\"c\",$W270=\"d\"),Inventory!$AB26=\"\"),\"a\",IF(AND(OR($W270=\"c\",$W270=\"d\"),Inventory!$AB26<>\"\"),VLOOKUP(Inventory!$AB26,$E$3:$F$12,2,FALSE),\"a\"))))","v":"a"},{"$f":"IF(OR(AND($X270<>\"b\",$X270<>\"c\"),$AB270=0,$AB270>=(65000/12000),Inventory!$AC26=\"\"),\"a\",VLOOKUP(Inventory!$AC26,$H$3:$I$5,2,FALSE))","v":"a"},{"$f":"IF(AND($X270<>\"i\",$X270<>\"j\"),\"a\",IF(AND($W270=\"b\",Inventory!$L26=\"\"),\"a\",IF(AND($W270=\"b\",Inventory!$L26<>\"\"),VLOOKUP(Inventory!$L26,$K$3:$L$6,2,FALSE),IF(AND(OR($W270=\"c\",$W270=\"d\"),Inventory!$AD26=\"\"),\"a\",IF(AND(OR($W270=\"c\",$W270=\"d\"),Inventory!$AD26<>\"\"),VLOOKUP(Inventory!$AD26,$K$3:$L$6,2,FALSE),\"a\")))))","v":"a"},{"$f":"IF(OR(AND($X270<>\"e\",$X270<>\"f\"),$AB270=0,Inventory!$AF26=\"\"),\"a\",VLOOKUP(Inventory!$AF26,$N$3:$O$5,2,FALSE))","v":"a"},{"$f":"IF(OR(Inventory!C26=\"New Construction\",Inventory!C26=\"Replace-on-Burnout\",Inventory!C26=\"Early Retirement\"),Inventory!AS26,0)","v":0},"","","","","","","","","","","","",0,"aaaaa0","No","No",{"$f":"IF($W270=\"a\",0,IF($W270=\"b\",Inventory!$M26,Inventory!$AG26))","v":0},{"$f":"IF(OR($W270=\"a\",AND($AQ270=\"No\",$AR270=\"No\")),0,IF(AND($W270=\"b\",Inventory!$O26=\"Btu/hr\"),Inventory!$N26,IF(AND($W270=\"b\",Inventory!$O26=\"Tons\"),Inventory!$N26*12000,IF(AND(OR($W270=\"c\",$W270=\"d\"),Inventory!$AI26=\"Btu/hr\"),Inventory!$AH26,IF(AND(OR($W270=\"c\",$W270=\"d\"),Inventory!$AI26=\"Tons\"),Inventory!$AH26*12000,0)))))","v":0},0,0,"EER",0,"kW/ton",{"$f":"IF(OR($W270=\"a\",$AR270=\"No\"),0,IF(AND($W270=\"b\",Inventory!$Q26=\"Btu/hr\"),Inventory!$P26,IF(AND($W270=\"b\",Inventory!$Q26=\"Tons\"),Inventory!$P26*12000,IF(AND(OR($W270=\"c\",$W270=\"d\"),Inventory!$AK26=\"Btu/hr\"),Inventory!$AJ26,IF(AND(OR($W270=\"c\",$W270=\"d\"),Inventory!$AK26=\"Tons\"),Inventory!$AJ26*12000,0)))))","v":0},0,0,"COP","No",{"$f":"IF(OR(Inventory!$J26=\"\",$BD270=\"No\"),\"-\",Inventory!$J26)","v":"-"},{"$f":"IFERROR(VLOOKUP($BE270,'Early Retirement'!$B$6:$C$32,2,FALSE),\"-\")","v":"-"},{"$f":"IF(OR($W270<>\"b\",AND($X270<>\"b\",$X270<>\"c\")),\"n\",IF(AND($AO270<>1,$AO270<>2,$AO270<>7,$AO270<>8),\"n\",IF(Inventory!$K26=\"Split\",\"s\",IF(Inventory!$K26=\"Packaged\",\"p\",\"n\"))))","v":"n"},{"$f":"IF(AND($X270<>\"i\",$X270<>\"j\"),\"n\",IF(Inventory!$L26=\"Centrifugal\",\"c\",\"n\"))","v":"n"},"-","-",{"$f":"IFERROR(INDEX('Early Retirement'!$C$4:$AC$32,$BF270,$BJ270),0)","v":0},{"$f":"IFERROR(HLOOKUP($BJ270,'Early Retirement'!$D$4:$AC$5,2,FALSE),0)","v":0},{"$f":"IFERROR(INDEX('Early Retirement'!$AE$4:$BE$32,$BF270,$BJ270),0)","v":0},{"$f":"IFERROR(HLOOKUP($BJ270,'Early Retirement'!$AF$4:$BE$5,2,FALSE),0)","v":0},0,0,"kW/ton",{"$f":"IFERROR(INDEX('Early Retirement'!$BG$4:$CG$32,$BF270,$BJ270),0)","v":0},{"$f":"IFERROR(HLOOKUP($BJ270,'Early Retirement'!$BH$4:$CH$5,2,FALSE),0)","v":0},0,"COP","Yes",0,0,"kW/ton",0,"COP",0,0,"kW/ton",0,"COP"]
[null,null,null,null,null,null,null,null,null,null,null,null,null,null,null,null,null,null,null,null,null,18,{"$f":"IF(Inventory!$C27=\"\",\"a\",VLOOKUP(Inventory!$C27,$B$8:$C$11,2,FALSE))","v":"a"},{"$f":"IF(AND($W271=\"b\",Inventory!$I27=\"\"),\"a\",IF(AND($W271=\"b\",Inventory!$I27<>\"\"),VLOOKUP(Inventory!$I27,$E$3:$F$12,2,FALSE),IF(AND(OR($W271=\"c\",$W271=\"d\"),Inventory!$AB27=\"\"),\"a\",IF(AND(OR($W271=\"c\",$W271=\"d\"),Inventory!$AB27<>\"\"),VLOOKUP(Inventory!$AB27,$E$3:$F$12,2,FALSE),\"a\"))))","v":"a"},{"$f":"IF(OR(AND($X271<>\"b\",$X271<>\"c\"),$AB271=0,$AB271>=(65000/12000),Inventory!$AC27=\"\"),\"a\",VLOOKUP(Inventory!$AC27,$H$3:$I$5,2,FALSE))","v":"a"},{"$f":"IF(AND($X271<>\"i\",$X271<>\"j\"),\"a\",IF(AND($W271=\"b\",Inventory!$L27=\"\"),\"a\",IF(AND($W271=\"b\",Inventory!$L27<>\"\"),VLOOKUP(Inventory!$L27,$K$3:$L$6,2,FALSE),IF(AND(OR($W271=\"c\",$W271=\"d\"),Inventory!$AD27=\"\"),\"a\",IF(AND(OR($W271=\"c\",$W271=\"d\"),Inventory!$AD27<>\"\"),VLOOKUP(Inventory!$AD27,$K$3:$L$6,2,FALSE),\"a\")))))","v":"a"},{"$f":"IF(OR(AND($X271<>\"e\",$X271<>\"f\"),$AB271=0,Inventory!$AF27=\"\"),\"a\",VLOOKUP(Inventory!$AF27,$N$3:$O$5,2,FALSE))","v":"a"},{"$f":"IF(OR(Inventory!C27=\"New Construction\",Inventory!C27=\"Replace-on-Burnout\",Inventory!C27=\"Early Retirement\"),Inventory!AS27,0)","v":0},"","","","","","","","","","","","",0,"aaaaa0","No","No",{"$f":"IF($W271=\"a\",0,IF($W271=\"b\",Inventory!$M27,Inventory!$AG27))","v":0},{"$f":"IF(OR($W271=\"a\",AND($AQ271=\"No\",$AR271=\"No\")),0,IF(AND($W271=\"b\",Inventory!$O27=\"Btu/hr\"),Inventory!$N27,IF(AND($W271=\"b\",Inventory!$O27=\"Tons\"),Inventory!$N27*12000,IF(AND(OR($W271=\"c\",$W271=\"d\"),Inventory!$AI27=\"Btu/hr\"),Inventory!$AH27,IF(AND(OR($W271=\"c\",$W271=\"d\"),Inventory!$AI27=\"Tons\"),Inventory!$AH27*12000,0)))))","v":0},0,0,"EER",0,"kW/ton",{"$f":"IF(OR($W271=\"a\",$AR271=\"No\"),0,IF(AND($W271=\"b\",Inventory!$Q27=\"Btu/hr\"),Inventory!$P27,IF(AND($W271=\"b\",Inventory!$Q27=\"Tons\"),Inventory!$P27*12000,IF(AND(OR($W271=\"c\",$W271=\"d\"),Inventory!$AK27=\"Btu/hr\"),Inventory!$AJ27,IF(AND(OR($W271=\"c\",$W271=\"d\"),Inventory!$AK27=\"Tons\"),Inventory!$AJ27*12000,0)))))","v":0},0,0,"COP","No",{"$f":"IF(OR(Inventory!$J27=\"\",$BD271=\"No\"),\"-\",Inventory!$J27)","v":"-"},{"$f":"IFERROR(VLOOKUP($BE271,'Early Retirement'!$B$6:$C$32,2,FALSE),\"-\")","v":"-"},{"$f":"IF(OR($W271<>\"b\",AND($X271<>\"b\",$X271<>\"c\")),\"n\",IF(AND($AO271<>1,$AO271<>2,$AO271<>7,$AO271<>8),\"n\",IF(Inventory!$K27=\"Split\",\"s\",IF(Inventory!$K27=\"Packaged\",\"p\",\"n\"))))","v":"n"},{"$f":"IF(AND($X271<>\"i\",$X271<>\"j\"),\"n\",IF(Inventory!$L27=\"Centrifugal\",\"c\",\"n\"))","v":"n"},"-","-",{"$f":"IFERROR(INDEX('Early Retirement'!$C$4:$AC$32,$BF271,$BJ271),0)","v":0},{"$f":"IFERROR(HLOOKUP($BJ271,'Early Retirement'!$D$4:$AC$5,2,FALSE),0)","v":0},{"$f":"IFERROR(INDEX('Early Retirement'!$AE$4:$BE$32,$BF271,$BJ271),0)","v":0},{"$f":"IFERROR(HLOOKUP($BJ271,'Early Retirement'!$AF$4:$BE$5,2,FALSE),0)","v":0},0,0,"kW/ton",{"$f":"IFERROR(INDEX('Early Retirement'!$BG$4:$CG$32,$BF271,$BJ271),0)","v":0},{"$f":"IFERROR(HLOOKUP($BJ271,'Early Retirement'!$BH$4:$CH$5,2,FALSE),0)","v":0},0,"COP","Yes",0,0,"kW/ton",0,"COP",0,0,"kW/ton",0,"COP"]
[null,null,null,null,null,null,null,null,null,null,null,null,null,null,null,null,null,null,null,null,null,19,{"$f":"IF(Inventory!$C28=\"\",\"a\",VLOOKUP(Inventory!$C28,$B$8:$C$11,2,FALSE))","v":"a"},{"$f":"IF(AND($W272=\"b\",Inventory!$I28=\"\"),\"a\",IF(AND($W272=\"b\",Inventory!$I28<>\"\"),VLOOKUP(Inventory!$I28,$E$3:$F$12,2,FALSE),IF(AND(OR($W272=\"c\",$W272=\"d\"),Inventory!$AB28=\"\"),\"a\",IF(AND(OR($W272=\"c\",$W272=\"d\"),Inventory!$AB28<>\"\"),VLOOKUP(Inventory!$AB28,$E$3:$F$12,2,FALSE),\"a\"))))","v":"a"},{"$f":"IF(OR(AND($X272<>\"b\",$X272<>\"c\"),$AB272=0,$AB272>=(65000/12000),Inventory!$AC28=\"\"),\"a\",VLOOKUP(Inventory!$AC28,$H$3:$I$5,2,FALSE))","v":"a"},{"$f":"IF(AND($X272<>\"i\",$X272<>\"j\"),\"a\",IF(AND($W272=\"b\",Inventory!$L28=\"\"),\"a\",IF(AND($W272=\"b\",Inventory!$L28<>\"\"),VLOOKUP(Inventory!$L28,$K$3:$L$6,2,FALSE),IF(AND(OR($W272=\"c\",$W272=\"d\"),Inventory!$AD28=\"\"),\"a\",IF(AND(OR($W272=\"c\",$W272=\"d\"),Inventory!$AD28<>\"\"),VLOOKUP(Inventory!$AD28,$K$3:$L$6,2,FALSE),\"a\")))))","v":"a"},{"$f":"IF(OR(AND($X272<>\"e\",$X272<>\"f\"),$AB272=0,Inventory!$AF28=\"\"),\"a\",VLOOKUP(Inventory!$AF28,$N$3:$O$5,2,FALSE))","v":"a"},{"$f":"IF(OR(Inventory!C28=\"New Construction\",Inventory!C28=\"Replace-on-Burnout\",Inventory!C28=\"Early Retirement\"),Inventory!AS28,0)","v":0},"","","","","","","","","","","","",0,"aaaaa0","No","No",{"$f":"IF($W272=\"a\",0,IF($W272=\"b\",Inventory!$M28,Inventory!$AG28))","v":0},{"$f":"IF(OR($W272=\"a\",AND($AQ272=\"No\",$AR272=\"No\")),0,IF(AND($W272=\"b\",Inventory!$O28=\"Btu/hr\"),Inventory!$N28,IF(AND($W272=\"b\",Inventory!$O28=\"Tons\"),Inventory!$N28*12000,IF(AND(OR($W272=\"c\",$W272=\"d\"),Inventory!$AI28=\"Btu/hr\"),Inventory!$AH28,IF(AND(OR($W272=\"c\",$W272=\"d\"),Inventory!$AI28=\"Tons\"),Inventory!$AH28*12000,0)))))","v":0},0,0,"EER",0,"kW/ton",{"$f":"IF(OR($W272=\"a\",$AR272=\"No\"),0,IF(AND($W272=\"b\",Inventory!$Q28=\"Btu/hr\"),Inventory!$P28,IF(AND($W272=\"b\",Inventory!$Q28=\"Tons\"),Inventory!$P28*12000,IF(AND(OR($W272=\"c\",$W272=\"d\"),Inventory!$AK28=\"Btu/hr\"),Inventory!$AJ28,IF(AND(OR($W272=\"c\",$W272=\"d\"),Inventory!$AK28=\"Tons\"),Inventory!$AJ28*12000,0)))))","v":0},0,0,"COP","No",{"$f":"IF(OR(Inventory!$J28=\"\",$BD272=\"No\"),\"-\",Inventory!$J28)","v":"-"},{"$f":"IFERROR(VLOOKUP($BE272,'Early Retirement'!$B$6:$C$32,2,FALSE),\"-\")","v":"-"},{"$f":"IF(OR($W272<>\"b\",AND($X272<>\"b\",$X272<>\"c\")),\"n\",IF(AND($AO272<>1,$AO272<>2,$AO272<>7,$AO272<>8),\"n\",IF(Inventory!$K28=\"Split\",\"s\",IF(Inventory!$K28=\"Packaged\",\"p\",\"n\"))))","v":"n"},{"$f":"IF(AND($X272<>\"i\",$X272<>\"j\"),\"n\",IF(Inventory!$L28=\"Centrifugal\",\"c\",\"n\"))","v":"n"},"-","-",{"$f":"IFERROR(INDEX('Early Retirement'!$C$4:$AC$32,$BF272,$BJ272),0)","v":0},{"$f":"IFERROR(HLOOKUP($BJ272,'Early Retirement'!$D$4:$AC$5,2,FALSE),0)","v":0},{"$f":"IFERROR(INDEX('Early Retirement'!$AE$4:$BE$32,$BF272,$BJ272),0)","v":0},{"$f":"IFERROR(HLOOKUP($BJ272,'Early Retirement'!$AF$4:$BE$5,2,FALSE),0)","v":0},0,0,"kW/ton",{"$f":"IFERROR(INDEX('Early Retirement'!$BG$4:$CG$32,$BF272,$BJ272),0)","v":0},{"$f":"IFERROR(HLOOKUP($BJ272,'Early Retirement'!$BH$4:$CH$5,2,FALSE),0)","v":0},0,"COP","Yes",0,0,"kW/ton",0,"COP",0,0,"kW/ton",0,"COP"]
[null,null,null,null,null,null,null,null,null,null,null,null,null,null,null,null,null,null,null,null,null,20,{"$f":"IF(Inventory!$C29=\"\",\"a\",VLOOKUP(Inventory!$C29,$B$8:$C$11,2,FALSE))","v":"a"},{"$f":"IF(AND($W273=\"b\",Inventory!$I29=\"\"),\"a\",IF(AND($W273=\"b\",Inventory!$I29<>\"\"),VLOOKUP(Inventory!$I29,$E$3:$F$12,2,FALSE),IF(AND(OR($W273=\"c\",$W273=\"d\"),Inventory!$AB29=\"\"),\"a\",IF(AND(OR($W273=\"c\",$W273=\"d\"),Inventory!$AB29<>\"\"),VLOOKUP(Inventory!$AB29,$E$3:$F$12,2,FALSE),\"a\"))))","v":"a"},{"$f":"IF(OR(AND($X273<>\"b\",$X273<>\"c\"),$AB273=0,$AB273>=(65000/12000),Inventory!$AC29=\"\"),\"a\",VLOOKUP(Inventory!$AC29,$H$3:$I$5,2,FALSE))","v":"a"},{"$f":"IF(AND($X273<>\"i\",$X273<>\"j\"),\"a\",IF(AND($W273=\"b\",Inventory!$L29=\"\"),\"a\",IF(AND($W273=\"b\",Inventory!$L29<>\"\"),VLOOKUP(Inventory!$L29,$K$3:$L$6,2,FALSE),IF(AND(OR($W273=\"c\",$W273=\"d\"),Inventory!$AD29=\"\"),\"a\",IF(AND(OR($W273=\"c\",$W273=\"d\"),Inventory!$AD29<>\"\"),VLOOKUP(Inventory!$AD29,$K$3:$L$6,2,FALSE),\"a\")))))","v":"a"},{"$f":"IF(OR(AND($X273<>\"e\",$X273<>\"f\"),$AB273=0,Inventory!$AF29=\"\"),\"a\",VLOOKUP(Inventory!$AF29,$N$3:$O$5,2,FALSE))","v":"a"},{"$f":"IF(OR(Inventory!C29=\"New Construction\",Inventory!C29=\"Replace-on-Burnout\",Inventory!C29=\"Early Retirement\"),Inventory!AS29,0)","v":0},"","","","","","","","","","","","",0,"aaaaa0","No","No",{"$f":"IF($W273=\"a\",0,IF($W273=\"b\",Inventory!$M29,Inventory!$AG29))","v":0},{"$f":"IF(OR($W273=\"a\",AND($AQ273=\"No\",$AR273=\"No\")),0,IF(AND($W273=\"b\",Inventory!$O29=\"Btu/hr\"),Inventory!$N29,IF(AND($W273=\"b\",Inventory!$O29=\"Tons\"),Inventory!$N29*12000,IF(AND(OR($W273=\"c\",$W273=\"d\"),Inventory!$AI29=\"Btu/hr\"),Inventory!$AH29,IF(AND(OR($W273=\"c\",$W273=\"d\"),Inventory!$AI29=\"Tons\"),Inventory!$AH29*12000,0)))))","v":0},0,0,"EER",0,"kW/ton",{"$f":"IF(OR($W273=\"a\",$AR273=\"No\"),0,IF(AND($W273=\"b\",Inventory!$Q29=\"Btu/hr\"),Inventory!$P29,IF(AND($W273=\"b\",Inventory!$Q29=\"Tons\"),Inventory!$P29*12000,IF(AND(OR($W273=\"c\",$W273=\"d\"),Inventory!$AK29=\"Btu/hr\"),Inventory!$AJ29,IF(AND(OR($W273=\"c\",$W273=\"d\"),Inventory!$AK29=\"Tons\"),Inventory!$AJ29*12000,0)))))","v":0},0,0,"COP","No",{"$f":"IF(OR(Inventory!$J29=\"\",$BD273=\"No\"),\"-\",Inventory!$J29)","v":"-"},{"$f":"IFERROR(VLOOKUP($BE273,'Early Retirement'!$B$6:$C$32,2,FALSE),\"-\")","v":"-"},{"$f":"IF(OR($W273<>\"b\",AND($X273<>\"b\",$X273<>\"c\")),\"n\",IF(AND($AO273<>1,$AO273<>2,$AO273<>7,$AO273<>8),\"n\",IF(Inventory!$K29=\"Split\",\"s\",IF(Inventory!$K29=\"Packaged\",\"p\",\"n\"))))","v":"n"},{"$f":"IF(AND($X273<>\"i\",$X273<>\"j\"),\"n\",IF(Inventory!$L29=\"Centrifugal\",\"c\",\"n\"))","v":"n"},"-","-",{"$f":"IFERROR(INDEX('Early Retirement'!$C$4:$AC$32,$BF273,$BJ273),0)","v":0},{"$f":"IFERROR(HLOOKUP($BJ273,'Early Retirement'!$D$4:$AC$5,2,FALSE),0)","v":0},{"$f":"IFERROR(INDEX('Early Retirement'!$AE$4:$BE$32,$BF273,$BJ273),0)","v":0},{"$f":"IFERROR(HLOOKUP($BJ273,'Early Retirement'!$AF$4:$BE$5,2,FALSE),0)","v":0},0,0,"kW/ton",{"$f":"IFERROR(INDEX('Early Retirement'!$BG$4:$CG$32,$BF273,$BJ273),0)","v":0},{"$f":"IFERROR(HLOOKUP($BJ273,'Early Retirement'!$BH$4:$CH$5,2,FALSE),0)","v":0},0,"COP","Yes",0,0,"kW/ton",0,"COP",0,0,"kW/ton",0,"COP"]
[null,null,null,null,null,null,null,null,null,null,null,null,null,null,null,null,null,null,null,null,null,21,{"$f":"IF(Inventory!$C30=\"\",\"a\",VLOOKUP(Inventory!$C30,$B$8:$C$11,2,FALSE))","v":"a"},{"$f":"IF(AND($W274=\"b\",Inventory!$I30=\"\"),\"a\",IF(AND($W274=\"b\",Inventory!$I30<>\"\"),VLOOKUP(Inventory!$I30,$E$3:$F$12,2,FALSE),IF(AND(OR($W274=\"c\",$W274=\"d\"),Inventory!$AB30=\"\"),\"a\",IF(AND(OR($W274=\"c\",$W274=\"d\"),Inventory!$AB30<>\"\"),VLOOKUP(Inventory!$AB30,$E$3:$F$12,2,FALSE),\"a\"))))","v":"a"},{"$f":"IF(OR(AND($X274<>\"b\",$X274<>\"c\"),$AB274=0,$AB274>=(65000/12000),Inventory!$AC30=\"\"),\"a\",VLOOKUP(Inventory!$AC30,$H$3:$I$5,2,FALSE))","v":"a"},{"$f":"IF(AND($X274<>\"i\",$X274<>\"j\"),\"a\",IF(AND($W274=\"b\",Inventory!$L30=\"\"),\"a\",IF(AND($W274=\"b\",Inventory!$L30<>\"\"),VLOOKUP(Inventory!$L30,$K$3:$L$6,2,FALSE),IF(AND(OR($W274=\"c\",$W274=\"d\"),Inventory!$AD30=\"\"),\"a\",IF(AND(OR($W274=\"c\",$W274=\"d\"),Inventory!$AD30<>\"\"),VLOOKUP(Inventory!$AD30,$K$3:$L$6,2,FALSE),\"a\")))))","v":"a"},{"$f":"IF(OR(AND($X274<>\"e\",$X274<>\"f\"),$AB274=0,Inventory!$AF30=\"\"),\"a\",VLOOKUP(Inventory!$AF30,$N$3:$O$5,2,FALSE))","v":"a"},{"$f":"IF(OR(Inventory!C30=\"New Construction\",Inventory!C30=\"Replace-on-Burnout\",Inventory!C30=\"Early Retirement\"),Inventory!AS30,0)","v":0},"","","","","","","","","","","","",0,"aaaaa0","No","No",{"$f":"IF($W274=\"a\",0,IF($W274=\"b\",Inventory!$M30,Inventory!$AG30))","v":0},{"$f":"IF(OR($W274=\"a\",AND($AQ274=\"No\",$AR274=\"No\")),0,IF(AND($W274=\"b\",Inventory!$O30=\"Btu/hr\"),Inventory!$N30,IF(AND($W274=\"b\",Inventory!$O30=\"Tons\"),Inventory!$N30*12000,IF(AND(OR($W274=\"c\",$W274=\"d\"),Inventory!$AI30=\"Btu/hr\"),Inventory!$AH30,IF(AND(OR($W274=\"c\",$W274=\"d\"),Inventory!$AI30=\"Tons\"),Inventory!$AH30*12000,0)))))","v":0},0,0,"EER",0,"kW/ton",{"$f":"IF(OR($W274=\"a\",$AR274=\"No\"),0,IF(AND($W274=\"b\",Inventory!$Q30=\"Btu/hr\"),Inventory!$P30,IF(AND($W274=\"b\",Inventory!$Q30=\"Tons\"),Inventory!$P30*12000,IF(AND(OR($W274=\"c\",$W274=\"d\"),Inventory!$AK30=\"Btu/hr\"),Inventory!$AJ30,IF(AND(OR($W274=\"c\",$W274=\"d\"),Inventory!$AK30=\"Tons\"),Inventory!$AJ30*12000,0)))))","v":0},0,0,"COP","No",{"$f":"IF(OR(Inventory!$J30=\"\",$BD274=\"No\"),\"-\",Inventory!$J30)","v":"-"},{"$f":"IFERROR(VLOOKUP($BE274,'Early Retirement'!$B$6:$C$32,2,FALSE),\"-\")","v":"-"},{"$f":"IF(OR($W274<>\"b\",AND($X274<>\"b\",$X274<>\"c\")),\"n\",IF(AND($AO274<>1,$AO274<>2,$AO274<>7,$AO274<>8),\"n\",IF(Inventory!$K30=\"Split\",\"s\",IF(Inventory!$K30=\"Packaged\",\"p\",\"n\"))))","v":"n"},{"$f":"IF(AND($X274<>\"i\",$X274<>\"j\"),\"n\",IF(Inventory!$L30=\"Centrifugal\",\"c\",\"n\"))","v":"n"},"-","-",{"$f":"IFERROR(INDEX('Early Retirement'!$C$4:$AC$32,$BF274,$BJ274),0)","v":0},{"$f":"IFERROR(HLOOKUP($BJ274,'Early Retirement'!$D$4:$AC$5,2,FALSE),0)","v":0},{"$f":"IFERROR(INDEX('Early Retirement'!$AE$4:$BE$32,$BF274,$BJ274),0)","v":0},{"$f":"IFERROR(HLOOKUP($BJ274,'Early Retirement'!$AF$4:$BE$5,2,FALSE),0)","v":0},0,0,"kW/ton",{"$f":"IFERROR(INDEX('Early Retirement'!$BG$4:$CG$32,$BF274,$BJ274),0)","v":0},{"$f":"IFERROR(HLOOKUP($BJ274,'Early Retirement'!$BH$4:$CH$5,2,FALSE),0)","v":0},0,"COP","Yes",0,0,"kW/ton",0,"COP",0,0,"kW/ton",0,"COP"]
[null,null,null,null,null,null,null,null,null,null,null,null,null,null,null,null,null,null,null,null,null,22,{"$f":"IF(Inventory!$C31=\"\",\"a\",VLOOKUP(Inventory!$C31,$B$8:$C$11,2,FALSE))","v":"a"},{"$f":"IF(AND($W275=\"b\",Inventory!$I31=\"\"),\"a\",IF(AND($W275=\"b\",Inventory!$I31<>\"\"),VLOOKUP(Inventory!$I31,$E$3:$F$12,2,FALSE),IF(AND(OR($W275=\"c\",$W275=\"d\"),Inventory!$AB31=\"\"),\"a\",IF(AND(OR($W275=\"c\",$W275=\"d\"),Inventory!$AB31<>\"\"),VLOOKUP(Inventory!$AB31,$E$3:$F$12,2,FALSE),\"a\"))))","v":"a"},{"$f":"IF(OR(AND($X275<>\"b\",$X275<>\"c\"),$AB275=0,$AB275>=(65000/12000),Inventory!$AC31=\"\"),\"a\",VLOOKUP(Inventory!$AC31,$H$3:$I$5,2,FALSE))","v":"a"},{"$f":"IF(AND($X275<>\"i\",$X275<>\"j\"),\"a\",IF(AND($W275=\"b\",Inventory!$L31=\"\"),\"a\",IF(AND($W275=\"b\",Inventory!$L31<>\"\"),VLOOKUP(Inventory!$L31,$K$3:$L$6,2,FALSE),IF(AND(OR($W275=\"c\",$W275=\"d\"),Inventory!$AD31=\"\"),\"a\",IF(AND(OR($W275=\"c\",$W275=\"d\"),Inventory!$AD31<>\"\"),VLOOKUP(Inventory!$AD31,$K$3:$L$6,2,FALSE),\"a\")))))","v":"a"},{"$f":"IF(OR(AND($X275<>\"e\",$X275<>\"f\"),$AB275=0,Inventory!$AF31=\"\"),\"a\",VLOOKUP(Inventory!$AF31,$N$3:$O$5,2,FALSE))","v":"a"},{"$f":"IF(OR(Inventory!C31=\"New Construction\",Inventory!C31=\"Replace-on-Burnout\",Inventory!C31=\"Early Retirement\"),Inventory!AS31,0)","v":0},"","","","","","","","","","","","",0,"aaaaa0","No","No",{"$f":"IF($W275=\"a\",0,IF($W275=\"b\",Inventory!$M31,Inventory!$AG31))","v":0},{"$f":"IF(OR($W275=\"a\",AND($AQ275=\"No\",$AR275=\"No\")),0,IF(AND($W275=\"b\",Inventory!$O31=\"Btu/hr\"),Inventory!$N31,IF(AND($W275=\"b\",Inventory!$O31=\"Tons\"),Inventory!$N31*12000,IF(AND(OR($W275=\"c\",$W275=\"d\"),Inventory!$AI31=\"Btu/hr\"),Inventory!$AH31,IF(AND(OR($W275=\"c\",$W275=\"d\"),Inventory!$AI31=\"Tons\"),Inventory!$AH31*12000,0)))))","v":0},0,0,"EER",0,"kW/ton",{"$f":"IF(OR($W275=\"a\",$AR275=\"No\"),0,IF(AND($W275=\"b\",Inventory!$Q31=\"Btu/hr\"),Inventory!$P31,IF(AND($W275=\"b\",Inventory!$Q31=\"Tons\"),Inventory!$P31*12000,IF(AND(OR($W275=\"c\",$W275=\"d\"),Inventory!$AK31=\"Btu/hr\"),Inventory!$AJ31,IF(AND(OR($W275=\"c\",$W275=\"d\"),Inventory!$AK31=\"Tons\"),Inventory!$AJ31*12000,0)))))","v":0},0,0,"COP","No",{"$f":"IF(OR(Inventory!$J31=\"\",$BD275=\"No\"),\"-\",Inventory!$J31)","v":"-"},{"$f":"IFERROR(VLOOKUP($BE275,'Early Retirement'!$B$6:$C$32,2,FALSE),\"-\")","v":"-"},{"$f":"IF(OR($W275<>\"b\",AND($X275<>\"b\",$X275<>\"c\")),\"n\",IF(AND($AO275<>1,$AO275<>2,$AO275<>7,$AO275<>8),\"n\",IF(Inventory!$K31=\"Split\",\"s\",IF(Inventory!$K31=\"Packaged\",\"p\",\"n\"))))","v":"n"},{"$f":"IF(AND($X275<>\"i\",$X275<>\"j\"),\"n\",IF(Inventory!$L31=\"Centrifugal\",\"c\",\"n\"))","v":"n"},"-","-",{"$f":"IFERROR(INDEX('Early Retirement'!$C$4:$AC$32,$BF275,$BJ275),0)","v":0},{"$f":"IFERROR(HLOOKUP($BJ275,'Early Retirement'!$D$4:$AC$5,2,FALSE),0)","v":0},{"$f":"IFERROR(INDEX('Early Retirement'!$AE$4:$BE$32,$BF275,$BJ275),0)","v":0},{"$f":"IFERROR(HLOOKUP($BJ275,'Early Retirement'!$AF$4:$BE$5,2,FALSE),0)","v":0},0,0,"kW/ton",{"$f":"IFERROR(INDEX('Early Retirement'!$BG$4:$CG$32,$BF275,$BJ275),0)","v":0},{"$f":"IFERROR(HLOOKUP($BJ275,'Early Retirement'!$BH$4:$CH$5,2,FALSE),0)","v":0},0,"COP","Yes",0,0,"kW/ton",0,"COP",0,0,"kW/ton",0,"COP"]
[null,null,null,null,null,null,null,null,null,null,null,null,null,null,null,null,null,null,null,null,null,23,{"$f":"IF(Inventory!$C32=\"\",\"a\",VLOOKUP(Inventory!$C32,$B$8:$C$11,2,FALSE))","v":"a"},{"$f":"IF(AND($W276=\"b\",Inventory!$I32=\"\"),\"a\",IF(AND($W276=\"b\",Inventory!$I32<>\"\"),VLOOKUP(Inventory!$I32,$E$3:$F$12,2,FALSE),IF(AND(OR($W276=\"c\",$W276=\"d\"),Inventory!$AB32=\"\"),\"a\",IF(AND(OR($W276=\"c\",$W276=\"d\"),Inventory!$AB32<>\"\"),VLOOKUP(Inventory!$AB32,$E$3:$F$12,2,FALSE),\"a\"))))","v":"a"},{"$f":"IF(OR(AND($X276<>\"b\",$X276<>\"c\"),$AB276=0,$AB276>=(65000/12000),Inventory!$AC32=\"\"),\"a\",VLOOKUP(Inventory!$AC32,$H$3:$I$5,2,FALSE))","v":"a"},{"$f":"IF(AND($X276<>\"i\",$X276<>\"j\"),\"a\",IF(AND($W276=\"b\",Inventory!$L32=\"\"),\"a\",IF(AND($W276=\"b\",Inventory!$L32<>\"\"),VLOOKUP(Inventory!$L32,$K$3:$L$6,2,FALSE),IF(AND(OR($W276=\"c\",$W276=\"d\"),Inventory!$AD32=\"\"),\"a\",IF(AND(OR($W276=\"c\",$W276=\"d\"),Inventory!$AD32<>\"\"),VLOOKUP(Inventory!$AD32,$K$3:$L$6,2,FALSE),\"a\")))))","v":"a"},{"$f":"IF(OR(AND($X276<>\"e\",$X276<>\"f\"),$AB276=0,Inventory!$AF32=\"\"),\"a\",VLOOKUP(Inventory!$AF32,$N$3:$O$5,2,FALSE))","v":"a"},{"$f":"IF(OR(Inventory!C32=\"New Construction\",Inventory!C32=\"Replace-on-Burnout\",Inventory!C32=\"Early Retirement\"),Inventory!AS32,0)","v":0},"","","","","","","","","","","","",0,"aaaaa0","No","No",{"$f":"IF($W276=\"a\",0,IF($W276=\"b\",Inventory!$M32,Inventory!$AG32))","v":0},{"$f":"IF(OR($W276=\"a\",AND($AQ276=\"No\",$AR276=\"No\")),0,IF(AND($W276=\"b\",Inventory!$O32=\"Btu/hr\"),Inventory!$N32,IF(AND($W276=\"b\",Inventory!$O32=\"Tons\"),Inventory!$N32*12000,IF(AND(OR($W276=\"c\",$W276=\"d\"),Inventory!$AI32=\"Btu/hr\"),Inventory!$AH32,IF(AND(OR($W276=\"c\",$W276=\"d\"),Inventory!$AI32=\"Tons\"),Inventory!$AH32*12000,0)))))","v":0},0,0,"EER",0,"kW/ton",{"$f":"IF(OR($W276=\"a\",$AR276=\"No\"),0,IF(AND($W276=\"b\",Inventory!$Q32=\"Btu/hr\"),Inventory!$P32,IF(AND($W276=\"b\",Inventory!$Q32=\"Tons\"),Inventory!$P32*12000,IF(AND(OR($W276=\"c\",$W276=\"d\"),Inventory!$AK32=\"Btu/hr\"),Inventory!$AJ32,IF(AND(OR($W276=\"c\",$W276=\"d\"),Inventory!$AK32=\"Tons\"),Inventory!$AJ32*12000,0)))))","v":0},0,0,"COP","No",{"$f":"IF(OR(Inventory!$J32=\"\",$BD276=\"No\"),\"-\",Inventory!$J32)","v":"-"},{"$f":"IFERROR(VLOOKUP($BE276,'Early Retirement'!$B$6:$C$32,2,FALSE),\"-\")","v":"-"},{"$f":"IF(OR($W276<>\"b\",AND($X276<>\"b\",$X276<>\"c\")),\"n\",IF(AND($AO276<>1,$AO276<>2,$AO276<>7,$AO276<>8),\"n\",IF(Inventory!$K32=\"Split\",\"s\",IF(Inventory!$K32=\"Packaged\",\"p\",\"n\"))))","v":"n"},{"$f":"IF(AND($X276<>\"i\",$X276<>\"j\"),\"n\",IF(Inventory!$L32=\"Centrifugal\",\"c\",\"n\"))","v":"n"},"-","-",{"$f":"IFERROR(INDEX('Early Retirement'!$C$4:$AC$32,$BF276,$BJ276),0)","v":0},{"$f":"IFERROR(HLOOKUP($BJ276,'Early Retirement'!$D$4:$AC$5,2,FALSE),0)","v":0},{"$f":"IFERROR(INDEX('Early Retirement'!$AE$4:$BE$32,$BF276,$BJ276),0)","v":0},{"$f":"IFERROR(HLOOKUP($BJ276,'Early Retirement'!$AF$4:$BE$5,2,FALSE),0)","v":0},0,0,"kW/ton",{"$f":"IFERROR(INDEX('Early Retirement'!$BG$4:$CG$32,$BF276,$BJ276),0)","v":0},{"$f":"IFERROR(HLOOKUP($BJ276,'Early Retirement'!$BH$4:$CH$5,2,FALSE),0)","v":0},0,"COP","Yes",0,0,"kW/ton",0,"COP",0,0,"kW/ton",0,"COP"]
[null,null,null,null,null,null,null,null,null,null,null,null,null,null,null,null,null,null,null,null,null,24,{"$f":"IF(Inventory!$C33=\"\",\"a\",VLOOKUP(Inventory!$C33,$B$8:$C$11,2,FALSE))","v":"a"},{"$f":"IF(AND($W277=\"b\",Inventory!$I33=\"\"),\"a\",IF(AND($W277=\"b\",Inventory!$I33<>\"\"),VLOOKUP(Inventory!$I33,$E$3:$F$12,2,FALSE),IF(AND(OR($W277=\"c\",$W277=\"d\"),Inventory!$AB33=\"\"),\"a\",IF(AND(OR($W277=\"c\",$W277=\"d\"),Inventory!$AB33<>\"\"),VLOOKUP(Inventory!$AB33,$E$3:$F$12,2,FALSE),\"a\"))))","v":"a"},{"$f":"IF(OR(AND($X277<>\"b\",$X277<>\"c\"),$AB277=0,$AB277>=(65000/12000),Inventory!$AC33=\"\"),\"a\",VLOOKUP(Inventory!$AC33,$H$3:$I$5,2,FALSE))","v":"a"},{"$f":"IF(AND($X277<>\"i\",$X277<>\"j\"),\"a\",IF(AND($W277=\"b\",Inventory!$L33=\"\"),\"a\",IF(AND($W277=\"b\",Inventory!$L33<>\"\"),VLOOKUP(Inventory!$L33,$K$3:$L$6,2,FALSE),IF(AND(OR($W277=\"c\",$W277=\"d\"),Inventory!$AD33=\"\"),\"a\",IF(AND(OR($W277=\"c\",$W277=\"d\"),Inventory!$AD33<>\"\"),VLOOKUP(Inventory!$AD33,$K$3:$L$6,2,FALSE),\"a\")))))","v":"a"},{"$f":"IF(OR(AND($X277<>\"e\",$X277<>\"f\"),$AB277=0,Inventory!$AF33=\"\"),\"a\",VLOOKUP(Inventory!$AF33,$N$3:$O$5,2,FALSE))","v":"a"},{"$f":"IF(OR(Inventory!C33=\"New Construction\",Inventory!C33=\"Replace-on-Burnout\",Inventory!C33=\"Early Retirement\"),Inventory!AS33,0)","v":0},"","","","","","","","","","","","",0,"aaaaa0","No","No",{"$f":"IF($W277=\"a\",0,IF($W277=\"b\",Inventory!$M33,Inventory!$AG33))","v":0},{"$f":"IF(OR($W277=\"a\",AND($AQ277=\"No\",$AR277=\"No\")),0,IF(AND($W277=\"b\",Inventory!$O33=\"Btu/hr\"),Inventory!$N33,IF(AND($W277=\"b\",Inventory!$O33=\"Tons\"),Inventory!$N33*12000,IF(AND(OR($W277=\"c\",$W277=\"d\"),Inventory!$AI33=\"Btu/hr\"),Inventory!$AH33,IF(AND(OR($W277=\"c\",$W277=\"d\"),Inventory!$AI33=\"Tons\"),Inventory!$AH33*12000,0)))))","v":0},0,0,"EER",0,"kW/ton",{"$f":"IF(OR($W277=\"a\",$AR277=\"No\"),0,IF(AND($W277=\"b\",Inventory!$Q33=\"Btu/hr\"),Inventory!$P33,IF(AND($W277=\"b\",Inventory!$Q33=\"Tons\"),Inventory!$P33*12000,IF(AND(OR($W277=\"c\",$W277=\"d\"),Inventory!$AK33=\"Btu/hr\"),Inventory!$AJ33,IF(AND(OR($W277=\"c\",$W277=\"d\"),Inventory!$AK33=\"Tons\"),Inventory!$AJ33*12000,0)))))","v":0},0,0,"COP","No",{"$f":"IF(OR(Inventory!$J33=\"\",$BD277=\"No\"),\"-\",Inventory!$J33)","v":"-"},{"$f":"IFERROR(VLOOKUP($BE277,'Early Retirement'!$B$6:$C$32,2,FALSE),\"-\")","v":"-"},{"$f":"IF(OR($W277<>\"b\",AND($X277<>\"b\",$X277<>\"c\")),\"n\",IF(AND($AO277<>1,$AO277<>2,$AO277<>7,$AO277<>8),\"n\",IF(Inventory!$K33=\"Split\",\"s\",IF(Inventory!$K33=\"Packaged\",\"p\",\"n\"))))","v":"n"},{"$f":"IF(AND($X277<>\"i\",$X277<>\"j\"),\"n\",IF(Inventory!$L33=\"Centrifugal\",\"c\",\"n\"))","v":"n"},"-","-",{"$f":"IFERROR(INDEX('Early Retirement'!$C$4:$AC$32,$BF277,$BJ277),0)","v":0},{"$f":"IFERROR(HLOOKUP($BJ277,'Early Retirement'!$D$4:$AC$5,2,FALSE),0)","v":0},{"$f":"IFERROR(INDEX('Early Retirement'!$AE$4:$BE$32,$BF277,$BJ277),0)","v":0},{"$f":"IFERROR(HLOOKUP($BJ277,'Early Retirement'!$AF$4:$BE$5,2,FALSE),0)","v":0},0,0,"kW/ton",{"$f":"IFERROR(INDEX('Early Retirement'!$BG$4:$CG$32,$BF277,$BJ277),0)","v":0},{"$f":"IFERROR(HLOOKUP($BJ277,'Early Retirement'!$BH$4:$CH$5,2,FALSE),0)","v":0},0,"COP","Yes",0,0,"kW/ton",0,"COP",0,0,"kW/ton",0,"COP"]
[null,null,null,null,null,null,null,null,null,null,null,null,null,null,null,null,null,null,null,null,null,25,{"$f":"IF(Inventory!$C34=\"\",\"a\",VLOOKUP(Inventory!$C34,$B$8:$C$11,2,FALSE))","v":"a"},{"$f":"IF(AND($W278=\"b\",Inventory!$I34=\"\"),\"a\",IF(AND($W278=\"b\",Inventory!$I34<>\"\"),VLOOKUP(Inventory!$I34,$E$3:$F$12,2,FALSE),IF(AND(OR($W278=\"c\",$W278=\"d\"),Inventory!$AB34=\"\"),\"a\",IF(AND(OR($W278=\"c\",$W278=\"d\"),Inventory!$AB34<>\"\"),VLOOKUP(Inventory!$AB34,$E$3:$F$12,2,FALSE),\"a\"))))","v":"a"},{"$f":"IF(OR(AND($X278<>\"b\",$X278<>\"c\"),$AB278=0,$AB278>=(65000/12000),Inventory!$AC34=\"\"),\"a\",VLOOKUP(Inventory!$AC34,$H$3:$I$5,2,FALSE))","v":"a"},{"$f":"IF(AND($X278<>\"i\",$X278<>\"j\"),\"a\",IF(AND($W278=\"b\",Inventory!$L34=\"\"),\"a\",IF(AND($W278=\"b\",Inventory!$L34<>\"\"),VLOOKUP(Inventory!$L34,$K$3:$L$6,2,FALSE),IF(AND(OR($W278=\"c\",$W278=\"d\"),Inventory!$AD34=\"\"),\"a\",IF(AND(OR($W278=\"c\",$W278=\"d\"),Inventory!$AD34<>\"\"),VLOOKUP(Inventory!$AD34,$K$3:$L$6,2,FALSE),\"a\")))))","v":"a"},{"$f":"IF(OR(AND($X278<>\"e\",$X278<>\"f\"),$AB278=0,Inventory!$AF34=\"\"),\"a\",VLOOKUP(Inventory!$AF34,$N$3:$O$5,2,FALSE))","v":"a"},{"$f":"IF(OR(Inventory!C34=\"New Construction\",Inventory!C34=\"Replace-on-Burnout\",Inventory!C34=\"Early Retirement\"),Inventory!AS34,0)","v":0},"","","","","","","","","","","","",0,"aaaaa0","No","No",{"$f":"IF($W278=\"a\",0,IF($W278=\"b\",Inventory!$M34,Inventory!$AG34))","v":0},{"$f":"IF(OR($W278=\"a\",AND($AQ278=\"No\",$AR278=\"No\")),0,IF(AND($W278=\"b\",Inventory!$O34=\"Btu/hr\"),Inventory!$N34,IF(AND($W278=\"b\",Inventory!$O34=\"Tons\"),Inventory!$N34*12000,IF(AND(OR($W278=\"c\",$W278=\"d\"),Inventory!$AI34=\"Btu/hr\"),Inventory!$AH34,IF(AND(OR($W278=\"c\",$W278=\"d\"),Inventory!$AI34=\"Tons\"),Inventory!$AH34*12000,0)))))","v":0},0,0,"EER",0,"kW/ton",{"$f":"IF(OR($W278=\"a\",$AR278=\"No\"),0,IF(AND($W278=\"b\",Inventory!$Q34=\"Btu/hr\"),Inventory!$P34,IF(AND($W278=\"b\",Inventory!$Q34=\"Tons\"),Inventory!$P34*12000,IF(AND(OR($W278=\"c\",$W278=\"d\"),Inventory!$AK34=\"Btu/hr\"),Inventory!$AJ34,IF(AND(OR($W278=\"c\",$W278=\"d\"),Inventory!$AK34=\"Tons\"),Inventory!$AJ34*12000,0)))))","v":0},0,0,"COP","No",{"$f":"IF(OR(Inventory!$J34=\"\",$BD278=\"No\"),\"-\",Inventory!$J34)","v":"-"},{"$f":"IFERROR(VLOOKUP($BE278,'Early Retirement'!$B$6:$C$32,2,FALSE),\"-\")","v":"-"},{"$f":"IF(OR($W278<>\"b\",AND($X278<>\"b\",$X278<>\"c\")),\"n\",IF(AND($AO278<>1,$AO278<>2,$AO278<>7,$AO278<>8),\"n\",IF(Inventory!$K34=\"Split\",\"s\",IF(Inventory!$K34=\"Packaged\",\"p\",\"n\"))))","v":"n"},{"$f":"IF(AND($X278<>\"i\",$X278<>\"j\"),\"n\",IF(Inventory!$L34=\"Centrifugal\",\"c\",\"n\"))","v":"n"},"-","-",{"$f":"IFERROR(INDEX('Early Retirement'!$C$4:$AC$32,$BF278,$BJ278),0)","v":0},{"$f":"IFERROR(HLOOKUP($BJ278,'Early Retirement'!$D$4:$AC$5,2,FALSE),0)","v":0},{"$f":"IFERROR(INDEX('Early Retirement'!$AE$4:$BE$32,$BF278,$BJ278),0)","v":0},{"$f":"IFERROR(HLOOKUP($BJ278,'Early Retirement'!$AF$4:$BE$5,2,FALSE),0)","v":0},0,0,"kW/ton",{"$f":"IFERROR(INDEX('Early Retirement'!$BG$4:$CG$32,$BF278,$BJ278),0)","v":0},{"$f":"IFERROR(HLOOKUP($BJ278,'Early Retirement'!$BH$4:$CH$5,2,FALSE),0)","v":0},0,"COP","Yes",0,0,"kW/ton",0,"COP",0,0,"kW/ton",0,"COP"]
[null,null,null,null,null,null,null,null,null,null,null,null,null,null,null,null,null,null,null,null,null,26,{"$f":"IF(Inventory!$C35=\"\",\"a\",VLOOKUP(Inventory!$C35,$B$8:$C$11,2,FALSE))","v":"a"},{"$f":"IF(AND($W279=\"b\",Inventory!$I35=\"\"),\"a\",IF(AND($W279=\"b\",Inventory!$I35<>\"\"),VLOOKUP(Inventory!$I35,$E$3:$F$12,2,FALSE),IF(AND(OR($W279=\"c\",$W279=\"d\"),Inventory!$AB35=\"\"),\"a\",IF(AND(OR($W279=\"c\",$W279=\"d\"),Inventory!$AB35<>\"\"),VLOOKUP(Inventory!$AB35,$E$3:$F$12,2,FALSE),\"a\"))))","v":"a"},{"$f":"IF(OR(AND($X279<>\"b\",$X279<>\"c\"),$AB279=0,$AB279>=(65000/12000),Inventory!$AC35=\"\"),\"a\",VLOOKUP(Inventory!$AC35,$H$3:$I$5,2,FALSE))","v":"a"},{"$f":"IF(AND($X279<>\"i\",$X279<>\"j\"),\"a\",IF(AND($W279=\"b\",Inventory!$L35=\"\"),\"a\",IF(AND($W279=\"b\",Inventory!$L35<>\"\"),VLOOKUP(Inventory!$L35,$K$3:$L$6,2,FALSE),IF(AND(OR($W279=\"c\",$W279=\"d\"),Inventory!$AD35=\"\"),\"a\",IF(AND(OR($W279=\"c\",$W279=\"d\"),Inventory!$AD35<>\"\"),VLOOKUP(Inventory!$AD35,$K$3:$L$6,2,FALSE),\"a\")))))","v":"a"},{"$f":"IF(OR(AND($X279<>\"e\",$X279<>\"f\"),$AB279=0,Inventory!$AF35=\"\"),\"a\",VLOOKUP(Inventory!$AF35,$N$3:$O$5,2,FALSE))","v":"a"},{"$f":"IF(OR(Inventory!C35=\"New Construction\",Inventory!C35=\"Replace-on-Burnout\",Inventory!C35=\"Early Retirement\"),Inventory!AS35,0)","v":0},"","","","","","","","","","","","",0,"aaaaa0","No","No",{"$f":"IF($W279=\"a\",0,IF($W279=\"b\",Inventory!$M35,Inventory!$AG35))","v":0},{"$f":"IF(OR($W279=\"a\",AND($AQ279=\"No\",$AR279=\"No\")),0,IF(AND($W279=\"b\",Inventory!$O35=\"Btu/hr\"),Inventory!$N35,IF(AND($W279=\"b\",Inventory!$O35=\"Tons\"),Inventory!$N35*12000,IF(AND(OR($W279=\"c\",$W279=\"d\"),Inventory!$AI35=\"Btu/hr\"),Inventory!$AH35,IF(AND(OR($W279=\"c\",$W279=\"d\"),Inventory!$AI35=\"Tons\"),Inventory!$AH35*12000,0)))))","v":0},0,0,"EER",0,"kW/ton",{"$f":"IF(OR($W279=\"a\",$AR279=\"No\"),0,IF(AND($W279=\"b\",Inventory!$Q35=\"Btu/hr\"),Inventory!$P35,IF(AND($W279=\"b\",Inventory!$Q35=\"Tons\"),Inventory!$P35*12000,IF(AND(OR($W279=\"c\",$W279=\"d\"),Inventory!$AK35=\"Btu/hr\"),Inventory!$AJ35,IF(AND(OR($W279=\"c\",$W279=\"d\"),Inventory!$AK35=\"Tons\"),Inventory!$AJ35*12000,0)))))","v":0},0,0,"COP","No",{"$f":"IF(OR(Inventory!$J35=\"\",$BD279=\"No\"),\"-\",Inventory!$J35)","v":"-"},{"$f":"IFERROR(VLOOKUP($BE279,'Early Retirement'!$B$6:$C$32,2,FALSE),\"-\")","v":"-"},{"$f":"IF(OR($W279<>\"b\",AND($X279<>\"b\",$X279<>\"c\")),\"n\",IF(AND($AO279<>1,$AO279<>2,$AO279<>7,$AO279<>8),\"n\",IF(Inventory!$K35=\"Split\",\"s\",IF(Inventory!$K35=\"Packaged\",\"p\",\"n\"))))","v":"n"},{"$f":"IF(AND($X279<>\"i\",$X279<>\"j\"),\"n\",IF(Inventory!$L35=\"Centrifugal\",\"c\",\"n\"))","v":"n"},"-","-",{"$f":"IFERROR(INDEX('Early Retirement'!$C$4:$AC$32,$BF279,$BJ279),0)","v":0},{"$f":"IFERROR(HLOOKUP($BJ279,'Early Retirement'!$D$4:$AC$5,2,FALSE),0)","v":0},{"$f":"IFERROR(INDEX('Early Retirement'!$AE$4:$BE$32,$BF279,$BJ279),0)","v":0},{"$f":"IFERROR(HLOOKUP($BJ279,'Early Retirement'!$AF$4:$BE$5,2,FALSE),0)","v":0},0,0,"kW/ton",{"$f":"IFERROR(INDEX('Early Retirement'!$BG$4:$CG$32,$BF279,$BJ279),0)","v":0},{"$f":"IFERROR(HLOOKUP($BJ279,'Early Retirement'!$BH$4:$CH$5,2,FALSE),0)","v":0},0,"COP","Yes",0,0,"kW/ton",0,"COP",0,0,"kW/ton",0,"COP"]
[null,null,null,null,null,null,null,null,null,null,null,null,null,null,null,null,null,null,null,null,null,27,{"$f":"IF(Inventory!$C36=\"\",\"a\",VLOOKUP(Inventory!$C36,$B$8:$C$11,2,FALSE))","v":"a"},{"$f":"IF(AND($W280=\"b\",Inventory!$I36=\"\"),\"a\",IF(AND($W280=\"b\",Inventory!$I36<>\"\"),VLOOKUP(Inventory!$I36,$E$3:$F$12,2,FALSE),IF(AND(OR($W280=\"c\",$W280=\"d\"),Inventory!$AB36=\"\"),\"a\",IF(AND(OR($W280=\"c\",$W280=\"d\"),Inventory!$AB36<>\"\"),VLOOKUP(Inventory!$AB36,$E$3:$F$12,2,FALSE),\"a\"))))","v":"a"},{"$f":"IF(OR(AND($X280<>\"b\",$X280<>\"c\"),$AB280=0,$AB280>=(65000/12000),Inventory!$AC36=\"\"),\"a\",VLOOKUP(Inventory!$AC36,$H$3:$I$5,2,FALSE))","v":"a"},{"$f":"IF(AND($X280<>\"i\",$X280<>\"j\"),\"a\",IF(AND($W280=\"b\",Inventory!$L36=\"\"),\"a\",IF(AND($W280=\"b\",Inventory!$L36<>\"\"),VLOOKUP(Inventory!$L36,$K$3:$L$6,2,FALSE),IF(AND(OR($W280=\"c\",$W280=\"d\"),Inventory!$AD36=\"\"),\"a\",IF(AND(OR($W280=\"c\",$W280=\"d\"),Inventory!$AD36<>\"\"),VLOOKUP(Inventory!$AD36,$K$3:$L$6,2,FALSE),\"a\")))))","v":"a"},{"$f":"IF(OR(AND($X280<>\"e\",$X280<>\"f\"),$AB280=0,Inventory!$AF36=\"\"),\"a\",VLOOKUP(Inventory!$AF36,$N$3:$O$5,2,FALSE))","v":"a"},{"$f":"IF(OR(Inventory!C36=\"New Construction\",Inventory!C36=\"Replace-on-Burnout\",Inventory!C36=\"Early Retirement\"),Inventory!AS36,0)","v":0},"","","","","","","","","","","","",0,"aaaaa0","No","No",{"$f":"IF($W280=\"a\",0,IF($W280=\"b\",Inventory!$M36,Inventory!$AG36))","v":0},{"$f":"IF(OR($W280=\"a\",AND($AQ280=\"No\",$AR280=\"No\")),0,IF(AND($W280=\"b\",Inventory!$O36=\"Btu/hr\"),Inventory!$N36,IF(AND($W280=\"b\",Inventory!$O36=\"Tons\"),Inventory!$N36*12000,IF(AND(OR($W280=\"c\",$W280=\"d\"),Inventory!$AI36=\"Btu/hr\"),Inventory!$AH36,IF(AND(OR($W280=\"c\",$W280=\"d\"),Inventory!$AI36=\"Tons\"),Inventory!$AH36*12000,0)))))","v":0},0,0,"EER",0,"kW/ton",{"$f":"IF(OR($W280=\"a\",$AR280=\"No\"),0,IF(AND($W280=\"b\",Inventory!$Q36=\"Btu/hr\"),Inventory!$P36,IF(AND($W280=\"b\",Inventory!$Q36=\"Tons\"),Inventory!$P36*12000,IF(AND(OR($W280=\"c\",$W280=\"d\"),Inventory!$AK36=\"Btu/hr\"),Inventory!$AJ36,IF(AND(OR($W280=\"c\",$W280=\"d\"),Inventory!$AK36=\"Tons\"),Inventory!$AJ36*12000,0)))))","v":0},0,0,"COP","No",{"$f":"IF(OR(Inventory!$J36=\"\",$BD280=\"No\"),\"-\",Inventory!$J36)","v":"-"},{"$f":"IFERROR(VLOOKUP($BE280,'Early Retirement'!$B$6:$C$32,2,FALSE),\"-\")","v":"-"},{"$f":"IF(OR($W280<>\"b\",AND($X280<>\"b\",$X280<>\"c\")),\"n\",IF(AND($AO280<>1,$AO280<>2,$AO280<>7,$AO280<>8),\"n\",IF(Inventory!$K36=\"Split\",\"s\",IF(Inventory!$K36=\"Packaged\",\"p\",\"n\"))))","v":"n"},{"$f":"IF(AND($X280<>\"i\",$X280<>\"j\"),\"n\",IF(Inventory!$L36=\"Centrifugal\",\"c\",\"n\"))","v":"n"},"-","-",{"$f":"IFERROR(INDEX('Early Retirement'!$C$4:$AC$32,$BF280,$BJ280),0)","v":0},{"$f":"IFERROR(HLOOKUP($BJ280,'Early Retirement'!$D$4:$AC$5,2,FALSE),0)","v":0},{"$f":"IFERROR(INDEX('Early Retirement'!$AE$4:$BE$32,$BF280,$BJ280),0)","v":0},{"$f":"IFERROR(HLOOKUP($BJ280,'Early Retirement'!$AF$4:$BE$5,2,FALSE),0)","v":0},0,0,"kW/ton",{"$f":"IFERROR(INDEX('Early Retirement'!$BG$4:$CG$32,$BF280,$BJ280),0)","v":0},{"$f":"IFERROR(HLOOKUP($BJ280,'Early Retirement'!$BH$4:$CH$5,2,FALSE),0)","v":0},0,"COP","Yes",0,0,"kW/ton",0,"COP",0,0,"kW/ton",0,"COP"]
[null,null,null,null,null,null,null,null,null,null,null,null,null,null,null,null,null,null,null,null,null,28,{"$f":"IF(Inventory!$C37=\"\",\"a\",VLOOKUP(Inventory!$C37,$B$8:$C$11,2,FALSE))","v":"a"},{"$f":"IF(AND($W281=\"b\",Inventory!$I37=\"\"),\"a\",IF(AND($W281=\"b\",Inventory!$I37<>\"\"),VLOOKUP(Inventory!$I37,$E$3:$F$12,2,FALSE),IF(AND(OR($W281=\"c\",$W281=\"d\"),Inventory!$AB37=\"\"),\"a\",IF(AND(OR($W281=\"c\",$W281=\"d\"),Inventory!$AB37<>\"\"),VLOOKUP(Inventory!$AB37,$E$3:$F$12,2,FALSE),\"a\"))))","v":"a"},{"$f":"IF(OR(AND($X281<>\"b\",$X281<>\"c\"),$AB281=0,$AB281>=(65000/12000),Inventory!$AC37=\"\"),\"a\",VLOOKUP(Inventory!$AC37,$H$3:$I$5,2,FALSE))","v":"a"},{"$f":"IF(AND($X281<>\"i\",$X281<>\"j\"),\"a\",IF(AND($W281=\"b\",Inventory!$L37=\"\"),\"a\",IF(AND($W281=\"b\",Inventory!$L37<>\"\"),VLOOKUP(Inventory!$L37,$K$3:$L$6,2,FALSE),IF(AND(OR($W281=\"c\",$W281=\"d\"),Inventory!$AD37=\"\"),\"a\",IF(AND(OR($W281=\"c\",$W281=\"d\"),Inventory!$AD37<>\"\"),VLOOKUP(Inventory!$AD37,$K$3:$L$6,2,FALSE),\"a\")))))","v":"a"},{"$f":"IF(OR(AND($X281<>\"e\",$X281<>\"f\"),$AB281=0,Inventory!$AF37=\"\"),\"a\",VLOOKUP(Inventory!$AF37,$N$3:$O$5,2,FALSE))","v":"a"},{"$f":"IF(OR(Inventory!C37=\"New Construction\",Inventory!C37=\"Replace-on-Burnout\",Inventory!C37=\"Early Retirement\"),Inventory!AS37,0)","v":0},"","","","","","","","","","","","",0,"aaaaa0","No","No",{"$f":"IF($W281=\"a\",0,IF($W281=\"b\",Inventory!$M37,Inventory!$AG37))","v":0},{"$f":"IF(OR($W281=\"a\",AND($AQ281=\"No\",$AR281=\"No\")),0,IF(AND($W281=\"b\",Inventory!$O37=\"Btu/hr\"),Inventory!$N37,IF(AND($W281=\"b\",Inventory!$O37=\"Tons\"),Inventory!$N37*12000,IF(AND(OR($W281=\"c\",$W281=\"d\"),Inventory!$AI37=\"Btu/hr\"),Inventory!$AH37,IF(AND(OR($W281=\"c\",$W281=\"d\"),Inventory!$AI37=\"Tons\"),Inventory!$AH37*12000,0)))))","v":0},0,0,"EER",0,"kW/ton",{"$f":"IF(OR($W281=\"a\",$AR281=\"No\"),0,IF(AND($W281=\"b\",Inventory!$Q37=\"Btu/hr\"),Inventory!$P37,IF(AND($W281=\"b\",Inventory!$Q37=\"Tons\"),Inventory!$P37*12000,IF(AND(OR($W281=\"c\",$W281=\"d\"),Inventory!$AK37=\"Btu/hr\"),Inventory!$AJ37,IF(AND(OR($W281=\"c\",$W281=\"d\"),Inventory!$AK37=\"Tons\"),Inventory!$AJ37*12000,0)))))","v":0},0,0,"COP","No",{"$f":"IF(OR(Inventory!$J37=\"\",$BD281=\"No\"),\"-\",Inventory!$J37)","v":"-"},{"$f":"IFERROR(VLOOKUP($BE281,'Early Retirement'!$B$6:$C$32,2,FALSE),\"-\")","v":"-"},{"$f":"IF(OR($W281<>\"b\",AND($X281<>\"b\",$X281<>\"c\")),\"n\",IF(AND($AO281<>1,$AO281<>2,$AO281<>7,$AO281<>8),\"n\",IF(Inventory!$K37=\"Split\",\"s\",IF(Inventory!$K37=\"Packaged\",\"p\",\"n\"))))","v":"n"},{"$f":"IF(AND($X281<>\"i\",$X281<>\"j\"),\"n\",IF(Inventory!$L37=\"Centrifugal\",\"c\",\"n\"))","v":"n"},"-","-",{"$f":"IFERROR(INDEX('Early Retirement'!$C$4:$AC$32,$BF281,$BJ281),0)","v":0},{"$f":"IFERROR(HLOOKUP($BJ281,'Early Retirement'!$D$4:$AC$5,2,FALSE),0)","v":0},{"$f":"IFERROR(INDEX('Early Retirement'!$AE$4:$BE$32,$BF281,$BJ281),0)","v":0},{"$f":"IFERROR(HLOOKUP($BJ281,'Early Retirement'!$AF$4:$BE$5,2,FALSE),0)","v":0},0,0,"kW/ton",{"$f":"IFERROR(INDEX('Early Retirement'!$BG$4:$CG$32,$BF281,$BJ281),0)","v":0},{"$f":"IFERROR(HLOOKUP($BJ281,'Early Retirement'!$BH$4:$CH$5,2,FALSE),0)","v":0},0,"COP","Yes",0,0,"kW/ton",0,"COP",0,0,"kW/ton",0,"COP"]
[null,null,null,null,null,null,null,null,null,null,null,null,null,null,null,null,null,null,null,null,null,29,{"$f":"IF(Inventory!$C38=\"\",\"a\",VLOOKUP(Inventory!$C38,$B$8:$C$11,2,FALSE))","v":"a"},{"$f":"IF(AND($W282=\"b\",Inventory!$I38=\"\"),\"a\",IF(AND($W282=\"b\",Inventory!$I38<>\"\"),VLOOKUP(Inventory!$I38,$E$3:$F$12,2,FALSE),IF(AND(OR($W282=\"c\",$W282=\"d\"),Inventory!$AB38=\"\"),\"a\",IF(AND(OR($W282=\"c\",$W282=\"d\"),Inventory!$AB38<>\"\"),VLOOKUP(Inventory!$AB38,$E$3:$F$12,2,FALSE),\"a\"))))","v":"a"},{"$f":"IF(OR(AND($X282<>\"b\",$X282<>\"c\"),$AB282=0,$AB282>=(65000/12000),Inventory!$AC38=\"\"),\"a\",VLOOKUP(Inventory!$AC38,$H$3:$I$5,2,FALSE))","v":"a"},{"$f":"IF(AND($X282<>\"i\",$X282<>\"j\"),\"a\",IF(AND($W282=\"b\",Inventory!$L38=\"\"),\"a\",IF(AND($W282=\"b\",Inventory!$L38<>\"\"),VLOOKUP(Inventory!$L38,$K$3:$L$6,2,FALSE),IF(AND(OR($W282=\"c\",$W282=\"d\"),Inventory!$AD38=\"\"),\"a\",IF(AND(OR($W282=\"c\",$W282=\"d\"),Inventory!$AD38<>\"\"),VLOOKUP(Inventory!$AD38,$K$3:$L$6,2,FALSE),\"a\")))))","v":"a"},{"$f":"IF(OR(AND($X282<>\"e\",$X282<>\"f\"),$AB282=0,Inventory!$AF38=\"\"),\"a\",VLOOKUP(Inventory!$AF38,$N$3:$O$5,2,FALSE))","v":"a"},{"$f":"IF(OR(Inventory!C38=\"New Construction\",Inventory!C38=\"Replace-on-Burnout\",Inventory!C38=\"Early Retirement\"),Inventory!AS38,0)","v":0},"","","","","","","","","","","","",0,"aaaaa0","No","No",{"$f":"IF($W282=\"a\",0,IF($W282=\"b\",Inventory!$M38,Inventory!$AG38))","v":0},{"$f":"IF(OR($W282=\"a\",AND($AQ282=\"No\",$AR282=\"No\")),0,IF(AND($W282=\"b\",Inventory!$O38=\"Btu/hr\"),Inventory!$N38,IF(AND($W282=\"b\",Inventory!$O38=\"Tons\"),Inventory!$N38*12000,IF(AND(OR($W282=\"c\",$W282=\"d\"),Inventory!$AI38=\"Btu/hr\"),Inventory!$AH38,IF(AND(OR($W282=\"c\",$W282=\"d\"),Inventory!$AI38=\"Tons\"),Inventory!$AH38*12000,0)))))","v":0},0,0,"EER",0,"kW/ton",{"$f":"IF(OR($W282=\"a\",$AR282=\"No\"),0,IF(AND($W282=\"b\",Inventory!$Q38=\"Btu/hr\"),Inventory!$P38,IF(AND($W282=\"b\",Inventory!$Q38=\"Tons\"),Inventory!$P38*12000,IF(AND(OR($W282=\"c\",$W282=\"d\"),Inventory!$AK38=\"Btu/hr\"),Inventory!$AJ38,IF(AND(OR($W282=\"c\",$W282=\"d\"),Inventory!$AK38=\"Tons\"),Inventory!$AJ38*12000,0)))))","v":0},0,0,"COP","No",{"$f":"IF(OR(Inventory!$J38=\"\",$BD282=\"No\"),\"-\",Inventory!$J38)","v":"-"},{"$f":"IFERROR(VLOOKUP($BE282,'Early Retirement'!$B$6:$C$32,2,FALSE),\"-\")","v":"-"},{"$f":"IF(OR($W282<>\"b\",AND($X282<>\"b\",$X282<>\"c\")),\"n\",IF(AND($AO282<>1,$AO282<>2,$AO282<>7,$AO282<>8),\"n\",IF(Inventory!$K38=\"Split\",\"s\",IF(Inventory!$K38=\"Packaged\",\"p\",\"n\"))))","v":"n"},{"$f":"IF(AND($X282<>\"i\",$X282<>\"j\"),\"n\",IF(Inventory!$L38=\"Centrifugal\",\"c\",\"n\"))","v":"n"},"-","-",{"$f":"IFERROR(INDEX('Early Retirement'!$C$4:$AC$32,$BF282,$BJ282),0)","v":0},{"$f":"IFERROR(HLOOKUP($BJ282,'Early Retirement'!$D$4:$AC$5,2,FALSE),0)","v":0},{"$f":"IFERROR(INDEX('Early Retirement'!$AE$4:$BE$32,$BF282,$BJ282),0)","v":0},{"$f":"IFERROR(HLOOKUP($BJ282,'Early Retirement'!$AF$4:$BE$5,2,FALSE),0)","v":0},0,0,"kW/ton",{"$f":"IFERROR(INDEX('Early Retirement'!$BG$4:$CG$32,$BF282,$BJ282),0)","v":0},{"$f":"IFERROR(HLOOKUP($BJ282,'Early Retirement'!$BH$4:$CH$5,2,FALSE),0)","v":0},0,"COP","Yes",0,0,"kW/ton",0,"COP",0,0,"kW/ton",0,"COP"]
[null,null,null,null,null,null,null,null,null,null,null,null,null,null,null,null,null,null,null,null,null,30,{"$f":"IF(Inventory!$C39=\"\",\"a\",VLOOKUP(Inventory!$C39,$B$8:$C$11,2,FALSE))","v":"a"},{"$f":"IF(AND($W283=\"b\",Inventory!$I39=\"\"),\"a\",IF(AND($W283=\"b\",Inventory!$I39<>\"\"),VLOOKUP(Inventory!$I39,$E$3:$F$12,2,FALSE),IF(AND(OR($W283=\"c\",$W283=\"d\"),Inventory!$AB39=\"\"),\"a\",IF(AND(OR($W283=\"c\",$W283=\"d\"),Inventory!$AB39<>\"\"),VLOOKUP(Inventory!$AB39,$E$3:$F$12,2,FALSE),\"a\"))))","v":"a"},{"$f":"IF(OR(AND($X283<>\"b\",$X283<>\"c\"),$AB283=0,$AB283>=(65000/12000),Inventory!$AC39=\"\"),\"a\",VLOOKUP(Inventory!$AC39,$H$3:$I$5,2,FALSE))","v":"a"},{"$f":"IF(AND($X283<>\"i\",$X283<>\"j\"),\"a\",IF(AND($W283=\"b\",Inventory!$L39=\"\"),\"a\",IF(AND($W283=\"b\",Inventory!$L39<>\"\"),VLOOKUP(Inventory!$L39,$K$3:$L$6,2,FALSE),IF(AND(OR($W283=\"c\",$W283=\"d\"),Inventory!$AD39=\"\"),\"a\",IF(AND(OR($W283=\"c\",$W283=\"d\"),Inventory!$AD39<>\"\"),VLOOKUP(Inventory!$AD39,$K$3:$L$6,2,FALSE),\"a\")))))","v":"a"},{"$f":"IF(OR(AND($X283<>\"e\",$X283<>\"f\"),$AB283=0,Inventory!$AF39=\"\"),\"a\",VLOOKUP(Inventory!$AF39,$N$3:$O$5,2,FALSE))","v":"a"},{"$f":"IF(OR(Inventory!C39=\"New Construction\",Inventory!C39=\"Replace-on-Burnout\",Inventory!C39=\"Early Retirement\"),Inventory!AS39,0)","v":0},"","","","","","","","","","","","",0,"aaaaa0","No","No",{"$f":"IF($W283=\"a\",0,IF($W283=\"b\",Inventory!$M39,Inventory!$AG39))","v":0},{"$f":"IF(OR($W283=\"a\",AND($AQ283=\"No\",$AR283=\"No\")),0,IF(AND($W283=\"b\",Inventory!$O39=\"Btu/hr\"),Inventory!$N39,IF(AND($W283=\"b\",Inventory!$O39=\"Tons\"),Inventory!$N39*12000,IF(AND(OR($W283=\"c\",$W283=\"d\"),Inventory!$AI39=\"Btu/hr\"),Inventory!$AH39,IF(AND(OR($W283=\"c\",$W283=\"d\"),Inventory!$AI39=\"Tons\"),Inventory!$AH39*12000,0)))))","v":0},0,0,"EER",0,"kW/ton",{"$f":"IF(OR($W283=\"a\",$AR283=\"No\"),0,IF(AND($W283=\"b\",Inventory!$Q39=\"Btu/hr\"),Inventory!$P39,IF(AND($W283=\"b\",Inventory!$Q39=\"Tons\"),Inventory!$P39*12000,IF(AND(OR($W283=\"c\",$W283=\"d\"),Inventory!$AK39=\"Btu/hr\"),Inventory!$AJ39,IF(AND(OR($W283=\"c\",$W283=\"d\"),Inventory!$AK39=\"Tons\"),Inventory!$AJ39*12000,0)))))","v":0},0,0,"COP","No",{"$f":"IF(OR(Inventory!$J39=\"\",$BD283=\"No\"),\"-\",Inventory!$J39)","v":"-"},{"$f":"IFERROR(VLOOKUP($BE283,'Early Retirement'!$B$6:$C$32,2,FALSE),\"-\")","v":"-"},{"$f":"IF(OR($W283<>\"b\",AND($X283<>\"b\",$X283<>\"c\")),\"n\",IF(AND($AO283<>1,$AO283<>2,$AO283<>7,$AO283<>8),\"n\",IF(Inventory!$K39=\"Split\",\"s\",IF(Inventory!$K39=\"Packaged\",\"p\",\"n\"))))","v":"n"},{"$f":"IF(AND($X283<>\"i\",$X283<>\"j\"),\"n\",IF(Inventory!$L39=\"Centrifugal\",\"c\",\"n\"))","v":"n"},"-","-",{"$f":"IFERROR(INDEX('Early Retirement'!$C$4:$AC$32,$BF283,$BJ283),0)","v":0},{"$f":"IFERROR(HLOOKUP($BJ283,'Early Retirement'!$D$4:$AC$5,2,FALSE),0)","v":0},{"$f":"IFERROR(INDEX('Early Retirement'!$AE$4:$BE$32,$BF283,$BJ283),0)","v":0},{"$f":"IFERROR(HLOOKUP($BJ283,'Early Retirement'!$AF$4:$BE$5,2,FALSE),0)","v":0},0,0,"kW/ton",{"$f":"IFERROR(INDEX('Early Retirement'!$BG$4:$CG$32,$BF283,$BJ283),0)","v":0},{"$f":"IFERROR(HLOOKUP($BJ283,'Early Retirement'!$BH$4:$CH$5,2,FALSE),0)","v":0},0,"COP","Yes",0,0,"kW/ton",0,"COP",0,0,"kW/ton",0,"COP"]
[null,null,null,null,null,null,null,null,null,null,null,null,null,null,null,null,null,null,null,null,null,31,{"$f":"IF(Inventory!$C40=\"\",\"a\",VLOOKUP(Inventory!$C40,$B$8:$C$11,2,FALSE))","v":"a"},{"$f":"IF(AND($W284=\"b\",Inventory!$I40=\"\"),\"a\",IF(AND($W284=\"b\",Inventory!$I40<>\"\"),VLOOKUP(Inventory!$I40,$E$3:$F$12,2,FALSE),IF(AND(OR($W284=\"c\",$W284=\"d\"),Inventory!$AB40=\"\"),\"a\",IF(AND(OR($W284=\"c\",$W284=\"d\"),Inventory!$AB40<>\"\"),VLOOKUP(Inventory!$AB40,$E$3:$F$12,2,FALSE),\"a\"))))","v":"a"},{"$f":"IF(OR(AND($X284<>\"b\",$X284<>\"c\"),$AB284=0,$AB284>=(65000/12000),Inventory!$AC40=\"\"),\"a\",VLOOKUP(Inventory!$AC40,$H$3:$I$5,2,FALSE))","v":"a"},{"$f":"IF(AND($X284<>\"i\",$X284<>\"j\"),\"a\",IF(AND($W284=\"b\",Inventory!$L40=\"\"),\"a\",IF(AND($W284=\"b\",Inventory!$L40<>\"\"),VLOOKUP(Inventory!$L40,$K$3:$L$6,2,FALSE),IF(AND(OR($W284=\"c\",$W284=\"d\"),Inventory!$AD40=\"\"),\"a\",IF(AND(OR($W284=\"c\",$W284=\"d\"),Inventory!$AD40<>\"\"),VLOOKUP(Inventory!$AD40,$K$3:$L$6,2,FALSE),\"a\")))))","v":"a"},{"$f":"IF(OR(AND($X284<>\"e\",$X284<>\"f\"),$AB284=0,Inventory!$AF40=\"\"),\"a\",VLOOKUP(Inventory!$AF40,$N$3:$O$5,2,FALSE))","v":"a"},{"$f":"IF(OR(Inventory!C40=\"New Construction\",Inventory!C40=\"Replace-on-Burnout\",Inventory!C40=\"Early Retirement\"),Inventory!AS40,0)","v":0},"","","","","","","","","","","","",0,"aaaaa0","No","No",{"$f":"IF($W284=\"a\",0,IF($W284=\"b\",Inventory!$M40,Inventory!$AG40))","v":0},{"$f":"IF(OR($W284=\"a\",AND($AQ284=\"No\",$AR284=\"No\")),0,IF(AND($W284=\"b\",Inventory!$O40=\"Btu/hr\"),Inventory!$N40,IF(AND($W284=\"b\",Inventory!$O40=\"Tons\"),Inventory!$N40*12000,IF(AND(OR($W284=\"c\",$W284=\"d\"),Inventory!$AI40=\"Btu/hr\"),Inventory!$AH40,IF(AND(OR($W284=\"c\",$W284=\"d\"),Inventory!$AI40=\"Tons\"),Inventory!$AH40*12000,0)))))","v":0},0,0,"EER",0,"kW/ton",{"$f":"IF(OR($W284=\"a\",$AR284=\"No\"),0,IF(AND($W284=\"b\",Inventory!$Q40=\"Btu/hr\"),Inventory!$P40,IF(AND($W284=\"b\",Inventory!$Q40=\"Tons\"),Inventory!$P40*12000,IF(AND(OR($W284=\"c\",$W284=\"d\"),Inventory!$AK40=\"Btu/hr\"),Inventory!$AJ40,IF(AND(OR($W284=\"c\",$W284=\"d\"),Inventory!$AK40=\"Tons\"),Inventory!$AJ40*12000,0)))))","v":0},0,0,"COP","No",{"$f":"IF(OR(Inventory!$J40=\"\",$BD284=\"No\"),\"-\",Inventory!$J40)","v":"-"},{"$f":"IFERROR(VLOOKUP($BE284,'Early Retirement'!$B$6:$C$32,2,FALSE),\"-\")","v":"-"},{"$f":"IF(OR($W284<>\"b\",AND($X284<>\"b\",$X284<>\"c\")),\"n\",IF(AND($AO284<>1,$AO284<>2,$AO284<>7,$AO284<>8),\"n\",IF(Inventory!$K40=\"Split\",\"s\",IF(Inventory!$K40=\"Packaged\",\"p\",\"n\"))))","v":"n"},{"$f":"IF(AND($X284<>\"i\",$X284<>\"j\"),\"n\",IF(Inventory!$L40=\"Centrifugal\",\"c\",\"n\"))","v":"n"},"-","-",{"$f":"IFERROR(INDEX('Early Retirement'!$C$4:$AC$32,$BF284,$BJ284),0)","v":0},{"$f":"IFERROR(HLOOKUP($BJ284,'Early Retirement'!$D$4:$AC$5,2,FALSE),0)","v":0},{"$f":"IFERROR(INDEX('Early Retirement'!$AE$4:$BE$32,$BF284,$BJ284),0)","v":0},{"$f":"IFERROR(HLOOKUP($BJ284,'Early Retirement'!$AF$4:$BE$5,2,FALSE),0)","v":0},0,0,"kW/ton",{"$f":"IFERROR(INDEX('Early Retirement'!$BG$4:$CG$32,$BF284,$BJ284),0)","v":0},{"$f":"IFERROR(HLOOKUP($BJ284,'Early Retirement'!$BH$4:$CH$5,2,FALSE),0)","v":0},0,"COP","Yes",0,0,"kW/ton",0,"COP",0,0,"kW/ton",0,"COP"]
[null,null,null,null,null,null,null,null,null,null,null,null,null,null,null,null,null,null,null,null,null,32,{"$f":"IF(Inventory!$C41=\"\",\"a\",VLOOKUP(Inventory!$C41,$B$8:$C$11,2,FALSE))","v":"a"},{"$f":"IF(AND($W285=\"b\",Inventory!$I41=\"\"),\"a\",IF(AND($W285=\"b\",Inventory!$I41<>\"\"),VLOOKUP(Inventory!$I41,$E$3:$F$12,2,FALSE),IF(AND(OR($W285=\"c\",$W285=\"d\"),Inventory!$AB41=\"\"),\"a\",IF(AND(OR($W285=\"c\",$W285=\"d\"),Inventory!$AB41<>\"\"),VLOOKUP(Inventory!$AB41,$E$3:$F$12,2,FALSE),\"a\"))))","v":"a"},{"$f":"IF(OR(AND($X285<>\"b\",$X285<>\"c\"),$AB285=0,$AB285>=(65000/12000),Inventory!$AC41=\"\"),\"a\",VLOOKUP(Inventory!$AC41,$H$3:$I$5,2,FALSE))","v":"a"},{"$f":"IF(AND($X285<>\"i\",$X285<>\"j\"),\"a\",IF(AND($W285=\"b\",Inventory!$L41=\"\"),\"a\",IF(AND($W285=\"b\",Inventory!$L41<>\"\"),VLOOKUP(Inventory!$L41,$K$3:$L$6,2,FALSE),IF(AND(OR($W285=\"c\",$W285=\"d\"),Inventory!$AD41=\"\"),\"a\",IF(AND(OR($W285=\"c\",$W285=\"d\"),Inventory!$AD41<>\"\"),VLOOKUP(Inventory!$AD41,$K$3:$L$6,2,FALSE),\"a\")))))","v":"a"},{"$f":"IF(OR(AND($X285<>\"e\",$X285<>\"f\"),$AB285=0,Inventory!$AF41=\"\"),\"a\",VLOOKUP(Inventory!$AF41,$N$3:$O$5,2,FALSE))","v":"a"},{"$f":"IF(OR(Inventory!C41=\"New Construction\",Inventory!C41=\"Replace-on-Burnout\",Inventory!C41=\"Early Retirement\"),Inventory!AS41,0)","v":0},"","","","","","","","","","","","",0,"aaaaa0","No","No",{"$f":"IF($W285=\"a\",0,IF($W285=\"b\",Inventory!$M41,Inventory!$AG41))","v":0},{"$f":"IF(OR($W285=\"a\",AND($AQ285=\"No\",$AR285=\"No\")),0,IF(AND($W285=\"b\",Inventory!$O41=\"Btu/hr\"),Inventory!$N41,IF(AND($W285=\"b\",Inventory!$O41=\"Tons\"),Inventory!$N41*12000,IF(AND(OR($W285=\"c\",$W285=\"d\"),Inventory!$AI41=\"Btu/hr\"),Inventory!$AH41,IF(AND(OR($W285=\"c\",$W285=\"d\"),Inventory!$AI41=\"Tons\"),Inventory!$AH41*12000,0)))))","v":0},0,0,"EER",0,"kW/ton",{"$f":"IF(OR($W285=\"a\",$AR285=\"No\"),0,IF(AND($W285=\"b\",Inventory!$Q41=\"Btu/hr\"),Inventory!$P41,IF(AND($W285=\"b\",Inventory!$Q41=\"Tons\"),Inventory!$P41*12000,IF(AND(OR($W285=\"c\",$W285=\"d\"),Inventory!$AK41=\"Btu/hr\"),Inventory!$AJ41,IF(AND(OR($W285=\"c\",$W285=\"d\"),Inventory!$AK41=\"Tons\"),Inventory!$AJ41*12000,0)))))","v":0},0,0,"COP","No",{"$f":"IF(OR(Inventory!$J41=\"\",$BD285=\"No\"),\"-\",Inventory!$J41)","v":"-"},{"$f":"IFERROR(VLOOKUP($BE285,'Early Retirement'!$B$6:$C$32,2,FALSE),\"-\")","v":"-"},{"$f":"IF(OR($W285<>\"b\",AND($X285<>\"b\",$X285<>\"c\")),\"n\",IF(AND($AO285<>1,$AO285<>2,$AO285<>7,$AO285<>8),\"n\",IF(Inventory!$K41=\"Split\",\"s\",IF(Inventory!$K41=\"Packaged\",\"p\",\"n\"))))","v":"n"},{"$f":"IF(AND($X285<>\"i\",$X285<>\"j\"),\"n\",IF(Inventory!$L41=\"Centrifugal\",\"c\",\"n\"))","v":"n"},"-","-",{"$f":"IFERROR(INDEX('Early Retirement'!$C$4:$AC$32,$BF285,$BJ285),0)","v":0},{"$f":"IFERROR(HLOOKUP($BJ285,'Early Retirement'!$D$4:$AC$5,2,FALSE),0)","v":0},{"$f":"IFERROR(INDEX('Early Retirement'!$AE$4:$BE$32,$BF285,$BJ285),0)","v":0},{"$f":"IFERROR(HLOOKUP($BJ285,'Early Retirement'!$AF$4:$BE$5,2,FALSE),0)","v":0},0,0,"kW/ton",{"$f":"IFERROR(INDEX('Early Retirement'!$BG$4:$CG$32,$BF285,$BJ285),0)","v":0},{"$f":"IFERROR(HLOOKUP($BJ285,'Early Retirement'!$BH$4:$CH$5,2,FALSE),0)","v":0},0,"COP","Yes",0,0,"kW/ton",0,"COP",0,0,"kW/ton",0,"COP"]
[null,null,null,null,null,null,null,null,null,null,null,null,null,null,null,null,null,null,null,null,null,33,{"$f":"IF(Inventory!$C42=\"\",\"a\",VLOOKUP(Inventory!$C42,$B$8:$C$11,2,FALSE))","v":"a"},{"$f":"IF(AND($W286=\"b\",Inventory!$I42=\"\"),\"a\",IF(AND($W286=\"b\",Inventory!$I42<>\"\"),VLOOKUP(Inventory!$I42,$E$3:$F$12,2,FALSE),IF(AND(OR($W286=\"c\",$W286=\"d\"),Inventory!$AB42=\"\"),\"a\",IF(AND(OR($W286=\"c\",$W286=\"d\"),Inventory!$AB42<>\"\"),VLOOKUP(Inventory!$AB42,$E$3:$F$12,2,FALSE),\"a\"))))","v":"a"},{"$f":"IF(OR(AND($X286<>\"b\",$X286<>\"c\"),$AB286=0,$AB286>=(65000/12000),Inventory!$AC42=\"\"),\"a\",VLOOKUP(Inventory!$AC42,$H$3:$I$5,2,FALSE))","v":"a"},{"$f":"IF(AND($X286<>\"i\",$X286<>\"j\"),\"a\",IF(AND($W286=\"b\",Inventory!$L42=\"\"),\"a\",IF(AND($W286=\"b\",Inventory!$L42<>\"\"),VLOOKUP(Inventory!$L42,$K$3:$L$6,2,FALSE),IF(AND(OR($W286=\"c\",$W286=\"d\"),Inventory!$AD42=\"\"),\"a\",IF(AND(OR($W286=\"c\",$W286=\"d\"),Inventory!$AD42<>\"\"),VLOOKUP(Inventory!$AD42,$K$3:$L$6,2,FALSE),\"a\")))))","v":"a"},{"$f":"IF(OR(AND($X286<>\"e\",$X286<>\"f\"),$AB286=0,Inventory!$AF42=\"\"),\"a\",VLOOKUP(Inventory!$AF42,$N$3:$O$5,2,FALSE))","v":"a"},{"$f":"IF(OR(Inventory!C42=\"New Construction\",Inventory!C42=\"Replace-on-Burnout\",Inventory!C42=\"Early Retirement\"),Inventory!AS42,0)","v":0},"","","","","","","","","","","","",0,"aaaaa0","No","No",{"$f":"IF($W286=\"a\",0,IF($W286=\"b\",Inventory!$M42,Inventory!$AG42))","v":0},{"$f":"IF(OR($W286=\"a\",AND($AQ286=\"No\",$AR286=\"No\")),0,IF(AND($W286=\"b\",Inventory!$O42=\"Btu/hr\"),Inventory!$N42,IF(AND($W286=\"b\",Inventory!$O42=\"Tons\"),Inventory!$N42*12000,IF(AND(OR($W286=\"c\",$W286=\"d\"),Inventory!$AI42=\"Btu/hr\"),Inventory!$AH42,IF(AND(OR($W286=\"c\",$W286=\"d\"),Inventory!$AI42=\"Tons\"),Inventory!$AH42*12000,0)))))","v":0},0,0,"EER",0,"kW/ton",{"$f":"IF(OR($W286=\"a\",$AR286=\"No\"),0,IF(AND($W286=\"b\",Inventory!$Q42=\"Btu/hr\"),Inventory!$P42,IF(AND($W286=\"b\",Inventory!$Q42=\"Tons\"),Inventory!$P42*12000,IF(AND(OR($W286=\"c\",$W286=\"d\"),Inventory!$AK42=\"Btu/hr\"),Inventory!$AJ42,IF(AND(OR($W286=\"c\",$W286=\"d\"),Inventory!$AK42=\"Tons\"),Inventory!$AJ42*12000,0)))))","v":0},0,0,"COP",{"$f":"IF($W286=\"b\",\"Yes\",\"No\")","v":"No"},{"$f":"IF(OR(Inventory!$J42=\"\",$BD286=\"No\"),\"-\",Inventory!$J42)","v":"-"},{"$f":"IFERROR(VLOOKUP($BE286,'Early Retirement'!$B$6:$C$32,2,FALSE),\"-\")","v":"-"},{"$f":"IF(OR($W286<>\"b\",AND($X286<>\"b\",$X286<>\"c\")),\"n\",IF(AND($AO286<>1,$AO286<>2,$AO286<>7,$AO286<>8),\"n\",IF(Inventory!$K42=\"Split\",\"s\",IF(Inventory!$K42=\"Packaged\",\"p\",\"n\"))))","v":"n"},{"$f":"IF(AND($X286<>\"i\",$X286<>\"j\"),\"n\",IF(Inventory!$L42=\"Centrifugal\",\"c\",\"n\"))","v":"n"},"-","-",{"$f":"IFERROR(INDEX('Early Retirement'!$C$4:$AC$32,$BF286,$BJ286),0)","v":0},{"$f":"IFERROR(HLOOKUP($BJ286,'Early Retirement'!$D$4:$AC$5,2,FALSE),0)","v":0},{"$f":"IFERROR(INDEX('Early Retirement'!$AE$4:$BE$32,$BF286,$BJ286),0)","v":0},{"$f":"IFERROR(HLOOKUP($BJ286,'Early Retirement'!$AF$4:$BE$5,2,FALSE),0)","v":0},0,0,"kW/ton",{"$f":"IFERROR(INDEX('Early Retirement'!$BG$4:$CG$32,$BF286,$BJ286),0)","v":0},{"$f":"IFERROR(HLOOKUP($BJ286,'Early Retirement'!$BH$4:$CH$5,2,FALSE),0)","v":0},0,"COP","Yes",0,0,"kW/ton",0,"COP",{"$f":"MAX($AX286,$BO286,$BW286)","v":0},0,"kW/ton",0,"COP"]
[null,null,null,null,null,null,null,null,null,null,null,null,null,null,null,null,null,null,null,null,null,34,{"$f":"IF(Inventory!$C43=\"\",\"a\",VLOOKUP(Inventory!$C43,$B$8:$C$11,2,FALSE))","v":"a"},{"$f":"IF(AND($W287=\"b\",Inventory!$I43=\"\"),\"a\",IF(AND($W287=\"b\",Inventory!$I43<>\"\"),VLOOKUP(Inventory!$I43,$E$3:$F$12,2,FALSE),IF(AND(OR($W287=\"c\",$W287=\"d\"),Inventory!$AB43=\"\"),\"a\",IF(AND(OR($W287=\"c\",$W287=\"d\"),Inventory!$AB43<>\"\"),VLOOKUP(Inventory!$AB43,$E$3:$F$12,2,FALSE),\"a\"))))","v":"a"},{"$f":"IF(OR(AND($X287<>\"b\",$X287<>\"c\"),$AB287=0,$AB287>=(65000/12000),Inventory!$AC43=\"\"),\"a\",VLOOKUP(Inventory!$AC43,$H$3:$I$5,2,FALSE))","v":"a"},{"$f":"IF(AND($X287<>\"i\",$X287<>\"j\"),\"a\",IF(AND($W287=\"b\",Inventory!$L43=\"\"),\"a\",IF(AND($W287=\"b\",Inventory!$L43<>\"\"),VLOOKUP(Inventory!$L43,$K$3:$L$6,2,FALSE),IF(AND(OR($W287=\"c\",$W287=\"d\"),Inventory!$AD43=\"\"),\"a\",IF(AND(OR($W287=\"c\",$W287=\"d\"),Inventory!$AD43<>\"\"),VLOOKUP(Inventory!$AD43,$K$3:$L$6,2,FALSE),\"a\")))))","v":"a"},{"$f":"IF(OR(AND($X287<>\"e\",$X287<>\"f\"),$AB287=0,Inventory!$AF43=\"\"),\"a\",VLOOKUP(Inventory!$AF43,$N$3:$O$5,2,FALSE))","v":"a"},{"$f":"IF(OR(Inventory!C43=\"New Construction\",Inventory!C43=\"Replace-on-Burnout\",Inventory!C43=\"Early Retirement\"),Inventory!AS43,0)","v":0},"","","","","","","","","","","","",0,"aaaaa0","No","No",{"$f":"IF($W287=\"a\",0,IF($W287=\"b\",Inventory!$M43,Inventory!$AG43))","v":0},{"$f":"IF(OR($W287=\"a\",AND($AQ287=\"No\",$AR287=\"No\")),0,IF(AND($W287=\"b\",Inventory!$O43=\"Btu/hr\"),Inventory!$N43,IF(AND($W287=\"b\",Inventory!$O43=\"Tons\"),Inventory!$N43*12000,IF(AND(OR($W287=\"c\",$W287=\"d\"),Inventory!$AI43=\"Btu/hr\"),Inventory!$AH43,IF(AND(OR($W287=\"c\",$W287=\"d\"),Inventory!$AI43=\"Tons\"),Inventory!$AH43*12000,0)))))","v":0},0,0,"EER",0,"kW/ton",{"$f":"IF(OR($W287=\"a\",$AR287=\"No\"),0,IF(AND($W287=\"b\",Inventory!$Q43=\"Btu/hr\"),Inventory!$P43,IF(AND($W287=\"b\",Inventory!$Q43=\"Tons\"),Inventory!$P43*12000,IF(AND(OR($W287=\"c\",$W287=\"d\"),Inventory!$AK43=\"Btu/hr\"),Inventory!$AJ43,IF(AND(OR($W287=\"c\",$W287=\"d\"),Inventory!$AK43=\"Tons\"),Inventory!$AJ43*12000,0)))))","v":0},0,0,"COP","No",{"$f":"IF(OR(Inventory!$J43=\"\",$BD287=\"No\"),\"-\",Inventory!$J43)","v":"-"},{"$f":"IFERROR(VLOOKUP($BE287,'Early Retirement'!$B$6:$C$32,2,FALSE),\"-\")","v":"-"},{"$f":"IF(OR($W287<>\"b\",AND($X287<>\"b\",$X287<>\"c\")),\"n\",IF(AND($AO287<>1,$AO287<>2,$AO287<>7,$AO287<>8),\"n\",IF(Inventory!$K43=\"Split\",\"s\",IF(Inventory!$K43=\"Packaged\",\"p\",\"n\"))))","v":"n"},{"$f":"IF(AND($X287<>\"i\",$X287<>\"j\"),\"n\",IF(Inventory!$L43=\"Centrifugal\",\"c\",\"n\"))","v":"n"},"-","-",{"$f":"IFERROR(INDEX('Early Retirement'!$C$4:$AC$32,$BF287,$BJ287),0)","v":0},{"$f":"IFERROR(HLOOKUP($BJ287,'Early Retirement'!$D$4:$AC$5,2,FALSE),0)","v":0},{"$f":"IFERROR(INDEX('Early Retirement'!$AE$4:$BE$32,$BF287,$BJ287),0)","v":0},{"$f":"IFERROR(HLOOKUP($BJ287,'Early Retirement'!$AF$4:$BE$5,2,FALSE),0)","v":0},0,0,"kW/ton",{"$f":"IFERROR(INDEX('Early Retirement'!$BG$4:$CG$32,$BF287,$BJ287),0)","v":0},{"$f":"IFERROR(HLOOKUP($BJ287,'Early Retirement'!$BH$4:$CH$5,2,FALSE),0)","v":0},0,"COP","Yes",0,0,"kW/ton",0,"COP",0,0,"kW/ton",0,"COP"]
[null,null,null,null,null,null,null,null,null,null,null,null,null,null,null,null,null,null,null,null,null,35,{"$f":"IF(Inventory!$C44=\"\",\"a\",VLOOKUP(Inventory!$C44,$B$8:$C$11,2,FALSE))","v":"a"},{"$f":"IF(AND($W288=\"b\",Inventory!$I44=\"\"),\"a\",IF(AND($W288=\"b\",Inventory!$I44<>\"\"),VLOOKUP(Inventory!$I44,$E$3:$F$12,2,FALSE),IF(AND(OR($W288=\"c\",$W288=\"d\"),Inventory!$AB44=\"\"),\"a\",IF(AND(OR($W288=\"c\",$W288=\"d\"),Inventory!$AB44<>\"\"),VLOOKUP(Inventory!$AB44,$E$3:$F$12,2,FALSE),\"a\"))))","v":"a"},{"$f":"IF(OR(AND($X288<>\"b\",$X288<>\"c\"),$AB288=0,$AB288>=(65000/12000),Inventory!$AC44=\"\"),\"a\",VLOOKUP(Inventory!$AC44,$H$3:$I$5,2,FALSE))","v":"a"},{"$f":"IF(AND($X288<>\"i\",$X288<>\"j\"),\"a\",IF(AND($W288=\"b\",Inventory!$L44=\"\"),\"a\",IF(AND($W288=\"b\",Inventory!$L44<>\"\"),VLOOKUP(Inventory!$L44,$K$3:$L$6,2,FALSE),IF(AND(OR($W288=\"c\",$W288=\"d\"),Inventory!$AD44=\"\"),\"a\",IF(AND(OR($W288=\"c\",$W288=\"d\"),Inventory!$AD44<>\"\"),VLOOKUP(Inventory!$AD44,$K$3:$L$6,2,FALSE),\"a\")))))","v":"a"},{"$f":"IF(OR(AND($X288<>\"e\",$X288<>\"f\"),$AB288=0,Inventory!$AF44=\"\"),\"a\",VLOOKUP(Inventory!$AF44,$N$3:$O$5,2,FALSE))","v":"a"},{"$f":"IF(OR(Inventory!C44=\"New Construction\",Inventory!C44=\"Replace-on-Burnout\",Inventory!C44=\"Early Retirement\"),Inventory!AS44,0)","v":0},"","","","","","","","","","","","",0,"aaaaa0","No","No",{"$f":"IF($W288=\"a\",0,IF($W288=\"b\",Inventory!$M44,Inventory!$AG44))","v":0},{"$f":"IF(OR($W288=\"a\",AND($AQ288=\"No\",$AR288=\"No\")),0,IF(AND($W288=\"b\",Inventory!$O44=\"Btu/hr\"),Inventory!$N44,IF(AND($W288=\"b\",Inventory!$O44=\"Tons\"),Inventory!$N44*12000,IF(AND(OR($W288=\"c\",$W288=\"d\"),Inventory!$AI44=\"Btu/hr\"),Inventory!$AH44,IF(AND(OR($W288=\"c\",$W288=\"d\"),Inventory!$AI44=\"Tons\"),Inventory!$AH44*12000,0)))))","v":0},0,0,"EER",0,"kW/ton",{"$f":"IF(OR($W288=\"a\",$AR288=\"No\"),0,IF(AND($W288=\"b\",Inventory!$Q44=\"Btu/hr\"),Inventory!$P44,IF(AND($W288=\"b\",Inventory!$Q44=\"Tons\"),Inventory!$P44*12000,IF(AND(OR($W288=\"c\",$W288=\"d\"),Inventory!$AK44=\"Btu/hr\"),Inventory!$AJ44,IF(AND(OR($W288=\"c\",$W288=\"d\"),Inventory!$AK44=\"Tons\"),Inventory!$AJ44*12000,0)))))","v":0},0,0,"COP","No",{"$f":"IF(OR(Inventory!$J44=\"\",$BD288=\"No\"),\"-\",Inventory!$J44)","v":"-"},{"$f":"IFERROR(VLOOKUP($BE288,'Early Retirement'!$B$6:$C$32,2,FALSE),\"-\")","v":"-"},{"$f":"IF(OR($W288<>\"b\",AND($X288<>\"b\",$X288<>\"c\")),\"n\",IF(AND($AO288<>1,$AO288<>2,$AO288<>7,$AO288<>8),\"n\",IF(Inventory!$K44=\"Split\",\"s\",IF(Inventory!$K44=\"Packaged\",\"p\",\"n\"))))","v":"n"},{"$f":"IF(AND($X288<>\"i\",$X288<>\"j\"),\"n\",IF(Inventory!$L44=\"Centrifugal\",\"c\",\"n\"))","v":"n"},"-","-",{"$f":"IFERROR(INDEX('Early Retirement'!$C$4:$AC$32,$BF288,$BJ288),0)","v":0},{"$f":"IFERROR(HLOOKUP($BJ288,'Early Retirement'!$D$4:$AC$5,2,FALSE),0)","v":0},{"$f":"IFERROR(INDEX('Early Retirement'!$AE$4:$BE$32,$BF288,$BJ288),0)","v":0},{"$f":"IFERROR(HLOOKUP($BJ288,'Early Retirement'!$AF$4:$BE$5,2,FALSE),0)","v":0},0,0,"kW/ton",{"$f":"IFERROR(INDEX('Early Retirement'!$BG$4:$CG$32,$BF288,$BJ288),0)","v":0},{"$f":"IFERROR(HLOOKUP($BJ288,'Early Retirement'!$BH$4:$CH$5,2,FALSE),0)","v":0},0,"COP","Yes",0,0,"kW/ton",0,"COP",0,0,"kW/ton",0,"COP"]
[null,null,null,null,null,null,null,null,null,null,null,null,null,null,null,null,null,null,null,null,null,36,{"$f":"IF(Inventory!$C45=\"\",\"a\",VLOOKUP(Inventory!$C45,$B$8:$C$11,2,FALSE))","v":"a"},{"$f":"IF(AND($W289=\"b\",Inventory!$I45=\"\"),\"a\",IF(AND($W289=\"b\",Inventory!$I45<>\"\"),VLOOKUP(Inventory!$I45,$E$3:$F$12,2,FALSE),IF(AND(OR($W289=\"c\",$W289=\"d\"),Inventory!$AB45=\"\"),\"a\",IF(AND(OR($W289=\"c\",$W289=\"d\"),Inventory!$AB45<>\"\"),VLOOKUP(Inventory!$AB45,$E$3:$F$12,2,FALSE),\"a\"))))","v":"a"},{"$f":"IF(OR(AND($X289<>\"b\",$X289<>\"c\"),$AB289=0,$AB289>=(65000/12000),Inventory!$AC45=\"\"),\"a\",VLOOKUP(Inventory!$AC45,$H$3:$I$5,2,FALSE))","v":"a"},{"$f":"IF(AND($X289<>\"i\",$X289<>\"j\"),\"a\",IF(AND($W289=\"b\",Inventory!$L45=\"\"),\"a\",IF(AND($W289=\"b\",Inventory!$L45<>\"\"),VLOOKUP(Inventory!$L45,$K$3:$L$6,2,FALSE),IF(AND(OR($W289=\"c\",$W289=\"d\"),Inventory!$AD45=\"\"),\"a\",IF(AND(OR($W289=\"c\",$W289=\"d\"),Inventory!$AD45<>\"\"),VLOOKUP(Inventory!$AD45,$K$3:$L$6,2,FALSE),\"a\")))))","v":"a"},{"$f":"IF(OR(AND($X289<>\"e\",$X289<>\"f\"),$AB289=0,Inventory!$AF45=\"\"),\"a\",VLOOKUP(Inventory!$AF45,$N$3:$O$5,2,FALSE))","v":"a"},{"$f":"IF(OR(Inventory!C45=\"New Construction\",Inventory!C45=\"Replace-on-Burnout\",Inventory!C45=\"Early Retirement\"),Inventory!AS45,0)","v":0},"","","","","","","","","","","","",0,"aaaaa0","No","No",{"$f":"IF($W289=\"a\",0,IF($W289=\"b\",Inventory!$M45,Inventory!$AG45))","v":0},{"$f":"IF(OR($W289=\"a\",AND($AQ289=\"No\",$AR289=\"No\")),0,IF(AND($W289=\"b\",Inventory!$O45=\"Btu/hr\"),Inventory!$N45,IF(AND($W289=\"b\",Inventory!$O45=\"Tons\"),Inventory!$N45*12000,IF(AND(OR($W289=\"c\",$W289=\"d\"),Inventory!$AI45=\"Btu/hr\"),Inventory!$AH45,IF(AND(OR($W289=\"c\",$W289=\"d\"),Inventory!$AI45=\"Tons\"),Inventory!$AH45*12000,0)))))","v":0},0,0,"EER",0,"kW/ton",{"$f":"IF(OR($W289=\"a\",$AR289=\"No\"),0,IF(AND($W289=\"b\",Inventory!$Q45=\"Btu/hr\"),Inventory!$P45,IF(AND($W289=\"b\",Inventory!$Q45=\"Tons\"),Inventory!$P45*12000,IF(AND(OR($W289=\"c\",$W289=\"d\"),Inventory!$AK45=\"Btu/hr\"),Inventory!$AJ45,IF(AND(OR($W289=\"c\",$W289=\"d\"),Inventory!$AK45=\"Tons\"),Inventory!$AJ45*12000,0)))))","v":0},0,0,"COP","No",{"$f":"IF(OR(Inventory!$J45=\"\",$BD289=\"No\"),\"-\",Inventory!$J45)","v":"-"},{"$f":"IFERROR(VLOOKUP($BE289,'Early Retirement'!$B$6:$C$32,2,FALSE),\"-\")","v":"-"},{"$f":"IF(OR($W289<>\"b\",AND($X289<>\"b\",$X289<>\"c\")),\"n\",IF(AND($AO289<>1,$AO289<>2,$AO289<>7,$AO289<>8),\"n\",IF(Inventory!$K45=\"Split\",\"s\",IF(Inventory!$K45=\"Packaged\",\"p\",\"n\"))))","v":"n"},{"$f":"IF(AND($X289<>\"i\",$X289<>\"j\"),\"n\",IF(Inventory!$L45=\"Centrifugal\",\"c\",\"n\"))","v":"n"},"-","-",{"$f":"IFERROR(INDEX('Early Retirement'!$C$4:$AC$32,$BF289,$BJ289),0)","v":0},{"$f":"IFERROR(HLOOKUP($BJ289,'Early Retirement'!$D$4:$AC$5,2,FALSE),0)","v":0},{"$f":"IFERROR(INDEX('Early Retirement'!$AE$4:$BE$32,$BF289,$BJ289),0)","v":0},{"$f":"IFERROR(HLOOKUP($BJ289,'Early Retirement'!$AF$4:$BE$5,2,FALSE),0)","v":0},0,0,"kW/ton",{"$f":"IFERROR(INDEX('Early Retirement'!$BG$4:$CG$32,$BF289,$BJ289),0)","v":0},{"$f":"IFERROR(HLOOKUP($BJ289,'Early Retirement'!$BH$4:$CH$5,2,FALSE),0)","v":0},0,"COP","Yes",0,0,"kW/ton",0,"COP",0,0,"kW/ton",0,"COP"]
[null,null,null,null,null,null,null,null,null,null,null,null,null,null,null,null,null,null,null,null,null,37,{"$f":"IF(Inventory!$C46=\"\",\"a\",VLOOKUP(Inventory!$C46,$B$8:$C$11,2,FALSE))","v":"a"},{"$f":"IF(AND($W290=\"b\",Inventory!$I46=\"\"),\"a\",IF(AND($W290=\"b\",Inventory!$I46<>\"\"),VLOOKUP(Inventory!$I46,$E$3:$F$12,2,FALSE),IF(AND(OR($W290=\"c\",$W290=\"d\"),Inventory!$AB46=\"\"),\"a\",IF(AND(OR($W290=\"c\",$W290=\"d\"),Inventory!$AB46<>\"\"),VLOOKUP(Inventory!$AB46,$E$3:$F$12,2,FALSE),\"a\"))))","v":"a"},{"$f":"IF(OR(AND($X290<>\"b\",$X290<>\"c\"),$AB290=0,$AB290>=(65000/12000),Inventory!$AC46=\"\"),\"a\",VLOOKUP(Inventory!$AC46,$H$3:$I$5,2,FALSE))","v":"a"},{"$f":"IF(AND($X290<>\"i\",$X290<>\"j\"),\"a\",IF(AND($W290=\"b\",Inventory!$L46=\"\"),\"a\",IF(AND($W290=\"b\",Inventory!$L46<>\"\"),VLOOKUP(Inventory!$L46,$K$3:$L$6,2,FALSE),IF(AND(OR($W290=\"c\",$W290=\"d\"),Inventory!$AD46=\"\"),\"a\",IF(AND(OR($W290=\"c\",$W290=\"d\"),Inventory!$AD46<>\"\"),VLOOKUP(Inventory!$AD46,$K$3:$L$6,2,FALSE),\"a\")))))","v":"a"},{"$f":"IF(OR(AND($X290<>\"e\",$X290<>\"f\"),$AB290=0,Inventory!$AF46=\"\"),\"a\",VLOOKUP(Inventory!$AF46,$N$3:$O$5,2,FALSE))","v":"a"},{"$f":"IF(OR(Inventory!C46=\"New Construction\",Inventory!C46=\"Replace-on-Burnout\",Inventory!C46=\"Early Retirement\"),Inventory!AS46,0)","v":0},"","","","","","","","","","","","",0,"aaaaa0","No","No",{"$f":"IF($W290=\"a\",0,IF($W290=\"b\",Inventory!$M46,Inventory!$AG46))","v":0},{"$f":"IF(OR($W290=\"a\",AND($AQ290=\"No\",$AR290=\"No\")),0,IF(AND($W290=\"b\",Inventory!$O46=\"Btu/hr\"),Inventory!$N46,IF(AND($W290=\"b\",Inventory!$O46=\"Tons\"),Inventory!$N46*12000,IF(AND(OR($W290=\"c\",$W290=\"d\"),Inventory!$AI46=\"Btu/hr\"),Inventory!$AH46,IF(AND(OR($W290=\"c\",$W290=\"d\"),Inventory!$AI46=\"Tons\"),Inventory!$AH46*12000,0)))))","v":0},0,0,"EER",0,"kW/ton",{"$f":"IF(OR($W290=\"a\",$AR290=\"No\"),0,IF(AND($W290=\"b\",Inventory!$Q46=\"Btu/hr\"),Inventory!$P46,IF(AND($W290=\"b\",Inventory!$Q46=\"Tons\"),Inventory!$P46*12000,IF(AND(OR($W290=\"c\",$W290=\"d\"),Inventory!$AK46=\"Btu/hr\"),Inventory!$AJ46,IF(AND(OR($W290=\"c\",$W290=\"d\"),Inventory!$AK46=\"Tons\"),Inventory!$AJ46*12000,0)))))","v":0},0,0,"COP","No",{"$f":"IF(OR(Inventory!$J46=\"\",$BD290=\"No\"),\"-\",Inventory!$J46)","v":"-"},{"$f":"IFERROR(VLOOKUP($BE290,'Early Retirement'!$B$6:$C$32,2,FALSE),\"-\")","v":"-"},{"$f":"IF(OR($W290<>\"b\",AND($X290<>\"b\",$X290<>\"c\")),\"n\",IF(AND($AO290<>1,$AO290<>2,$AO290<>7,$AO290<>8),\"n\",IF(Inventory!$K46=\"Split\",\"s\",IF(Inventory!$K46=\"Packaged\",\"p\",\"n\"))))","v":"n"},{"$f":"IF(AND($X290<>\"i\",$X290<>\"j\"),\"n\",IF(Inventory!$L46=\"Centrifugal\",\"c\",\"n\"))","v":"n"},"-","-",{"$f":"IFERROR(INDEX('Early Retirement'!$C$4:$AC$32,$BF290,$BJ290),0)","v":0},{"$f":"IFERROR(HLOOKUP($BJ290,'Early Retirement'!$D$4:$AC$5,2,FALSE),0)","v":0},{"$f":"IFERROR(INDEX('Early Retirement'!$AE$4:$BE$32,$BF290,$BJ290),0)","v":0},{"$f":"IFERROR(HLOOKUP($BJ290,'Early Retirement'!$AF$4:$BE$5,2,FALSE),0)","v":0},0,0,"kW/ton",{"$f":"IFERROR(INDEX('Early Retirement'!$BG$4:$CG$32,$BF290,$BJ290),0)","v":0},{"$f":"IFERROR(HLOOKUP($BJ290,'Early Retirement'!$BH$4:$CH$5,2,FALSE),0)","v":0},0,"COP","Yes",0,0,"kW/ton",0,"COP",0,0,"kW/ton",0,"COP"]
[null,null,null,null,null,null,null,null,null,null,null,null,null,null,null,null,null,null,null,null,null,38,{"$f":"IF(Inventory!$C47=\"\",\"a\",VLOOKUP(Inventory!$C47,$B$8:$C$11,2,FALSE))","v":"a"},{"$f":"IF(AND($W291=\"b\",Inventory!$I47=\"\"),\"a\",IF(AND($W291=\"b\",Inventory!$I47<>\"\"),VLOOKUP(Inventory!$I47,$E$3:$F$12,2,FALSE),IF(AND(OR($W291=\"c\",$W291=\"d\"),Inventory!$AB47=\"\"),\"a\",IF(AND(OR($W291=\"c\",$W291=\"d\"),Inventory!$AB47<>\"\"),VLOOKUP(Inventory!$AB47,$E$3:$F$12,2,FALSE),\"a\"))))","v":"a"},{"$f":"IF(OR(AND($X291<>\"b\",$X291<>\"c\"),$AB291=0,$AB291>=(65000/12000),Inventory!$AC47=\"\"),\"a\",VLOOKUP(Inventory!$AC47,$H$3:$I$5,2,FALSE))","v":"a"},{"$f":"IF(AND($X291<>\"i\",$X291<>\"j\"),\"a\",IF(AND($W291=\"b\",Inventory!$L47=\"\"),\"a\",IF(AND($W291=\"b\",Inventory!$L47<>\"\"),VLOOKUP(Inventory!$L47,$K$3:$L$6,2,FALSE),IF(AND(OR($W291=\"c\",$W291=\"d\"),Inventory!$AD47=\"\"),\"a\",IF(AND(OR($W291=\"c\",$W291=\"d\"),Inventory!$AD47<>\"\"),VLOOKUP(Inventory!$AD47,$K$3:$L$6,2,FALSE),\"a\")))))","v":"a"},{"$f":"IF(OR(AND($X291<>\"e\",$X291<>\"f\"),$AB291=0,Inventory!$AF47=\"\"),\"a\",VLOOKUP(Inventory!$AF47,$N$3:$O$5,2,FALSE))","v":"a"},{"$f":"IF(OR(Inventory!C47=\"New Construction\",Inventory!C47=\"Replace-on-Burnout\",Inventory!C47=\"Early Retirement\"),Inventory!AS47,0)","v":0},"","","","","","","","","","","","",0,"aaaaa0","No","No",{"$f":"IF($W291=\"a\",0,IF($W291=\"b\",Inventory!$M47,Inventory!$AG47))","v":0},{"$f":"IF(OR($W291=\"a\",AND($AQ291=\"No\",$AR291=\"No\")),0,IF(AND($W291=\"b\",Inventory!$O47=\"Btu/hr\"),Inventory!$N47,IF(AND($W291=\"b\",Inventory!$O47=\"Tons\"),Inventory!$N47*12000,IF(AND(OR($W291=\"c\",$W291=\"d\"),Inventory!$AI47=\"Btu/hr\"),Inventory!$AH47,IF(AND(OR($W291=\"c\",$W291=\"d\"),Inventory!$AI47=\"Tons\"),Inventory!$AH47*12000,0)))))","v":0},0,0,"EER",0,"kW/ton",{"$f":"IF(OR($W291=\"a\",$AR291=\"No\"),0,IF(AND($W291=\"b\",Inventory!$Q47=\"Btu/hr\"),Inventory!$P47,IF(AND($W291=\"b\",Inventory!$Q47=\"Tons\"),Inventory!$P47*12000,IF(AND(OR($W291=\"c\",$W291=\"d\"),Inventory!$AK47=\"Btu/hr\"),Inventory!$AJ47,IF(AND(OR($W291=\"c\",$W291=\"d\"),Inventory!$AK47=\"Tons\"),Inventory!$AJ47*12000,0)))))","v":0},0,0,"COP","No",{"$f":"IF(OR(Inventory!$J47=\"\",$BD291=\"No\"),\"-\",Inventory!$J47)","v":"-"},{"$f":"IFERROR(VLOOKUP($BE291,'Early Retirement'!$B$6:$C$32,2,FALSE),\"-\")","v":"-"},{"$f":"IF(OR($W291<>\"b\",AND($X291<>\"b\",$X291<>\"c\")),\"n\",IF(AND($AO291<>1,$AO291<>2,$AO291<>7,$AO291<>8),\"n\",IF(Inventory!$K47=\"Split\",\"s\",IF(Inventory!$K47=\"Packaged\",\"p\",\"n\"))))","v":"n"},{"$f":"IF(AND($X291<>\"i\",$X291<>\"j\"),\"n\",IF(Inventory!$L47=\"Centrifugal\",\"c\",\"n\"))","v":"n"},"-","-",{"$f":"IFERROR(INDEX('Early Retirement'!$C$4:$AC$32,$BF291,$BJ291),0)","v":0},{"$f":"IFERROR(HLOOKUP($BJ291,'Early Retirement'!$D$4:$AC$5,2,FALSE),0)","v":0},{"$f":"IFERROR(INDEX('Early Retirement'!$AE$4:$BE$32,$BF291,$BJ291),0)","v":0},{"$f":"IFERROR(HLOOKUP($BJ291,'Early Retirement'!$AF$4:$BE$5,2,FALSE),0)","v":0},0,0,"kW/ton",{"$f":"IFERROR(INDEX('Early Retirement'!$BG$4:$CG$32,$BF291,$BJ291),0)","v":0},{"$f":"IFERROR(HLOOKUP($BJ291,'Early Retirement'!$BH$4:$CH$5,2,FALSE),0)","v":0},0,"COP","Yes",0,0,"kW/ton",0,"COP",0,0,"kW/ton",0,"COP"]
[null,null,null,null,null,null,null,null,null,null,null,null,null,null,null,null,null,null,null,null,null,39,{"$f":"IF(Inventory!$C48=\"\",\"a\",VLOOKUP(Inventory!$C48,$B$8:$C$11,2,FALSE))","v":"a"},{"$f":"IF(AND($W292=\"b\",Inventory!$I48=\"\"),\"a\",IF(AND($W292=\"b\",Inventory!$I48<>\"\"),VLOOKUP(Inventory!$I48,$E$3:$F$12,2,FALSE),IF(AND(OR($W292=\"c\",$W292=\"d\"),Inventory!$AB48=\"\"),\"a\",IF(AND(OR($W292=\"c\",$W292=\"d\"),Inventory!$AB48<>\"\"),VLOOKUP(Inventory!$AB48,$E$3:$F$12,2,FALSE),\"a\"))))","v":"a"},{"$f":"IF(OR(AND($X292<>\"b\",$X292<>\"c\"),$AB292=0,$AB292>=(65000/12000),Inventory!$AC48=\"\"),\"a\",VLOOKUP(Inventory!$AC48,$H$3:$I$5,2,FALSE))","v":"a"},{"$f":"IF(AND($X292<>\"i\",$X292<>\"j\"),\"a\",IF(AND($W292=\"b\",Inventory!$L48=\"\"),\"a\",IF(AND($W292=\"b\",Inventory!$L48<>\"\"),VLOOKUP(Inventory!$L48,$K$3:$L$6,2,FALSE),IF(AND(OR($W292=\"c\",$W292=\"d\"),Inventory!$AD48=\"\"),\"a\",IF(AND(OR($W292=\"c\",$W292=\"d\"),Inventory!$AD48<>\"\"),VLOOKUP(Inventory!$AD48,$K$3:$L$6,2,FALSE),\"a\")))))","v":"a"},{"$f":"IF(OR(AND($X292<>\"e\",$X292<>\"f\"),$AB292=0,Inventory!$AF48=\"\"),\"a\",VLOOKUP(Inventory!$AF48,$N$3:$O$5,2,FALSE))","v":"a"},{"$f":"IF(OR(Inventory!C48=\"New Construction\",Inventory!C48=\"Replace-on-Burnout\",Inventory!C48=\"Early Retirement\"),Inventory!AS48,0)","v":0},"","","","","","","","","","","","",0,"aaaaa0","No","No",{"$f":"IF($W292=\"a\",0,IF($W292=\"b\",Inventory!$M48,Inventory!$AG48))","v":0},{"$f":"IF(OR($W292=\"a\",AND($AQ292=\"No\",$AR292=\"No\")),0,IF(AND($W292=\"b\",Inventory!$O48=\"Btu/hr\"),Inventory!$N48,IF(AND($W292=\"b\",Inventory!$O48=\"Tons\"),Inventory!$N48*12000,IF(AND(OR($W292=\"c\",$W292=\"d\"),Inventory!$AI48=\"Btu/hr\"),Inventory!$AH48,IF(AND(OR($W292=\"c\",$W292=\"d\"),Inventory!$AI48=\"Tons\"),Inventory!$AH48*12000,0)))))","v":0},0,0,"EER",0,"kW/ton",{"$f":"IF(OR($W292=\"a\",$AR292=\"No\"),0,IF(AND($W292=\"b\",Inventory!$Q48=\"Btu/hr\"),Inventory!$P48,IF(AND($W292=\"b\",Inventory!$Q48=\"Tons\"),Inventory!$P48*12000,IF(AND(OR($W292=\"c\",$W292=\"d\"),Inventory!$AK48=\"Btu/hr\"),Inventory!$AJ48,IF(AND(OR($W292=\"c\",$W292=\"d\"),Inventory!$AK48=\"Tons\"),Inventory!$AJ48*12000,0)))))","v":0},0,0,"COP","No",{"$f":"IF(OR(Inventory!$J48=\"\",$BD292=\"No\"),\"-\",Inventory!$J48)","v":"-"},{"$f":"IFERROR(VLOOKUP($BE292,'Early Retirement'!$B$6:$C$32,2,FALSE),\"-\")","v":"-"},{"$f":"IF(OR($W292<>\"b\",AND($X292<>\"b\",$X292<>\"c\")),\"n\",IF(AND($AO292<>1,$AO292<>2,$AO292<>7,$AO292<>8),\"n\",IF(Inventory!$K48=\"Split\",\"s\",IF(Inventory!$K48=\"Packaged\",\"p\",\"n\"))))","v":"n"},{"$f":"IF(AND($X292<>\"i\",$X292<>\"j\"),\"n\",IF(Inventory!$L48=\"Centrifugal\",\"c\",\"n\"))","v":"n"},"-","-",{"$f":"IFERROR(INDEX('Early Retirement'!$C$4:$AC$32,$BF292,$BJ292),0)","v":0},{"$f":"IFERROR(HLOOKUP($BJ292,'Early Retirement'!$D$4:$AC$5,2,FALSE),0)","v":0},{"$f":"IFERROR(INDEX('Early Retirement'!$AE$4:$BE$32,$BF292,$BJ292),0)","v":0},{"$f":"IFERROR(HLOOKUP($BJ292,'Early Retirement'!$AF$4:$BE$5,2,FALSE),0)","v":0},0,0,"kW/ton",{"$f":"IFERROR(INDEX('Early Retirement'!$BG$4:$CG$32,$BF292,$BJ292),0)","v":0},{"$f":"IFERROR(HLOOKUP($BJ292,'Early Retirement'!$BH$4:$CH$5,2,FALSE),0)","v":0},0,"COP","Yes",0,0,"kW/ton",0,"COP",0,0,"kW/ton",0,"COP"]
[null,null,null,null,null,null,null,null,null,null,null,null,null,null,null,null,null,null,null,null,null,40,{"$f":"IF(Inventory!$C49=\"\",\"a\",VLOOKUP(Inventory!$C49,$B$8:$C$11,2,FALSE))","v":"a"},{"$f":"IF(AND($W293=\"b\",Inventory!$I49=\"\"),\"a\",IF(AND($W293=\"b\",Inventory!$I49<>\"\"),VLOOKUP(Inventory!$I49,$E$3:$F$12,2,FALSE),IF(AND(OR($W293=\"c\",$W293=\"d\"),Inventory!$AB49=\"\"),\"a\",IF(AND(OR($W293=\"c\",$W293=\"d\"),Inventory!$AB49<>\"\"),VLOOKUP(Inventory!$AB49,$E$3:$F$12,2,FALSE),\"a\"))))","v":"a"},{"$f":"IF(OR(AND($X293<>\"b\",$X293<>\"c\"),$AB293=0,$AB293>=(65000/12000),Inventory!$AC49=\"\"),\"a\",VLOOKUP(Inventory!$AC49,$H$3:$I$5,2,FALSE))","v":"a"},{"$f":"IF(AND($X293<>\"i\",$X293<>\"j\"),\"a\",IF(AND($W293=\"b\",Inventory!$L49=\"\"),\"a\",IF(AND($W293=\"b\",Inventory!$L49<>\"\"),VLOOKUP(Inventory!$L49,$K$3:$L$6,2,FALSE),IF(AND(OR($W293=\"c\",$W293=\"d\"),Inventory!$AD49=\"\"),\"a\",IF(AND(OR($W293=\"c\",$W293=\"d\"),Inventory!$AD49<>\"\"),VLOOKUP(Inventory!$AD49,$K$3:$L$6,2,FALSE),\"a\")))))","v":"a"},{"$f":"IF(OR(AND($X293<>\"e\",$X293<>\"f\"),$AB293=0,Inventory!$AF49=\"\"),\"a\",VLOOKUP(Inventory!$AF49,$N$3:$O$5,2,FALSE))","v":"a"},{"$f":"IF(OR(Inventory!C49=\"New Construction\",Inventory!C49=\"Replace-on-Burnout\",Inventory!C49=\"Early Retirement\"),Inventory!AS49,0)","v":0},"","","","","","","","","","","","",0,"aaaaa0","No","No",{"$f":"IF($W293=\"a\",0,IF($W293=\"b\",Inventory!$M49,Inventory!$AG49))","v":0},{"$f":"IF(OR($W293=\"a\",AND($AQ293=\"No\",$AR293=\"No\")),0,IF(AND($W293=\"b\",Inventory!$O49=\"Btu/hr\"),Inventory!$N49,IF(AND($W293=\"b\",Inventory!$O49=\"Tons\"),Inventory!$N49*12000,IF(AND(OR($W293=\"c\",$W293=\"d\"),Inventory!$AI49=\"Btu/hr\"),Inventory!$AH49,IF(AND(OR($W293=\"c\",$W293=\"d\"),Inventory!$AI49=\"Tons\"),Inventory!$AH49*12000,0)))))","v":0},0,0,"EER",0,"kW/ton",{"$f":"IF(OR($W293=\"a\",$AR293=\"No\"),0,IF(AND($W293=\"b\",Inventory!$Q49=\"Btu/hr\"),Inventory!$P49,IF(AND($W293=\"b\",Inventory!$Q49=\"Tons\"),Inventory!$P49*12000,IF(AND(OR($W293=\"c\",$W293=\"d\"),Inventory!$AK49=\"Btu/hr\"),Inventory!$AJ49,IF(AND(OR($W293=\"c\",$W293=\"d\"),Inventory!$AK49=\"Tons\"),Inventory!$AJ49*12000,0)))))","v":0},0,0,"COP","No",{"$f":"IF(OR(Inventory!$J49=\"\",$BD293=\"No\"),\"-\",Inventory!$J49)","v":"-"},{"$f":"IFERROR(VLOOKUP($BE293,'Early Retirement'!$B$6:$C$32,2,FALSE),\"-\")","v":"-"},{"$f":"IF(OR($W293<>\"b\",AND($X293<>\"b\",$X293<>\"c\")),\"n\",IF(AND($AO293<>1,$AO293<>2,$AO293<>7,$AO293<>8),\"n\",IF(Inventory!$K49=\"Split\",\"s\",IF(Inventory!$K49=\"Packaged\",\"p\",\"n\"))))","v":"n"},{"$f":"IF(AND($X293<>\"i\",$X293<>\"j\"),\"n\",IF(Inventory!$L49=\"Centrifugal\",\"c\",\"n\"))","v":"n"},"-","-",{"$f":"IFERROR(INDEX('Early Retirement'!$C$4:$AC$32,$BF293,$BJ293),0)","v":0},{"$f":"IFERROR(HLOOKUP($BJ293,'Early Retirement'!$D$4:$AC$5,2,FALSE),0)","v":0},{"$f":"IFERROR(INDEX('Early Retirement'!$AE$4:$BE$32,$BF293,$BJ293),0)","v":0},{"$f":"IFERROR(HLOOKUP($BJ293,'Early Retirement'!$AF$4:$BE$5,2,FALSE),0)","v":0},0,0,"kW/ton",{"$f":"IFERROR(INDEX('Early Retirement'!$BG$4:$CG$32,$BF293,$BJ293),0)","v":0},{"$f":"IFERROR(HLOOKUP($BJ293,'Early Retirement'!$BH$4:$CH$5,2,FALSE),0)","v":0},0,"COP","Yes",0,0,"kW/ton",0,"COP",0,0,"kW/ton",0,"COP"]
[null,null,null,null,null,null,null,null,null,null,null,null,null,null,null,null,null,null,null,null,null,41,{"$f":"IF(Inventory!$C50=\"\",\"a\",VLOOKUP(Inventory!$C50,$B$8:$C$11,2,FALSE))","v":"a"},{"$f":"IF(AND($W294=\"b\",Inventory!$I50=\"\"),\"a\",IF(AND($W294=\"b\",Inventory!$I50<>\"\"),VLOOKUP(Inventory!$I50,$E$3:$F$12,2,FALSE),IF(AND(OR($W294=\"c\",$W294=\"d\"),Inventory!$AB50=\"\"),\"a\",IF(AND(OR($W294=\"c\",$W294=\"d\"),Inventory!$AB50<>\"\"),VLOOKUP(Inventory!$AB50,$E$3:$F$12,2,FALSE),\"a\"))))","v":"a"},{"$f":"IF(OR(AND($X294<>\"b\",$X294<>\"c\"),$AB294=0,$AB294>=(65000/12000),Inventory!$AC50=\"\"),\"a\",VLOOKUP(Inventory!$AC50,$H$3:$I$5,2,FALSE))","v":"a"},{"$f":"IF(AND($X294<>\"i\",$X294<>\"j\"),\"a\",IF(AND($W294=\"b\",Inventory!$L50=\"\"),\"a\",IF(AND($W294=\"b\",Inventory!$L50<>\"\"),VLOOKUP(Inventory!$L50,$K$3:$L$6,2,FALSE),IF(AND(OR($W294=\"c\",$W294=\"d\"),Inventory!$AD50=\"\"),\"a\",IF(AND(OR($W294=\"c\",$W294=\"d\"),Inventory!$AD50<>\"\"),VLOOKUP(Inventory!$AD50,$K$3:$L$6,2,FALSE),\"a\")))))","v":"a"},{"$f":"IF(OR(AND($X294<>\"e\",$X294<>\"f\"),$AB294=0,Inventory!$AF50=\"\"),\"a\",VLOOKUP(Inventory!$AF50,$N$3:$O$5,2,FALSE))","v":"a"},{"$f":"IF(OR(Inventory!C50=\"New Construction\",Inventory!C50=\"Replace-on-Burnout\",Inventory!C50=\"Early Retirement\"),Inventory!AS50,0)","v":0},"","","","","","","","","","","","",0,"aaaaa0","No","No",{"$f":"IF($W294=\"a\",0,IF($W294=\"b\",Inventory!$M50,Inventory!$AG50))","v":0},{"$f":"IF(OR($W294=\"a\",AND($AQ294=\"No\",$AR294=\"No\")),0,IF(AND($W294=\"b\",Inventory!$O50=\"Btu/hr\"),Inventory!$N50,IF(AND($W294=\"b\",Inventory!$O50=\"Tons\"),Inventory!$N50*12000,IF(AND(OR($W294=\"c\",$W294=\"d\"),Inventory!$AI50=\"Btu/hr\"),Inventory!$AH50,IF(AND(OR($W294=\"c\",$W294=\"d\"),Inventory!$AI50=\"Tons\"),Inventory!$AH50*12000,0)))))","v":0},0,0,"EER",0,"kW/ton",{"$f":"IF(OR($W294=\"a\",$AR294=\"No\"),0,IF(AND($W294=\"b\",Inventory!$Q50=\"Btu/hr\"),Inventory!$P50,IF(AND($W294=\"b\",Inventory!$Q50=\"Tons\"),Inventory!$P50*12000,IF(AND(OR($W294=\"c\",$W294=\"d\"),Inventory!$AK50=\"Btu/hr\"),Inventory!$AJ50,IF(AND(OR($W294=\"c\",$W294=\"d\"),Inventory!$AK50=\"Tons\"),Inventory!$AJ50*12000,0)))))","v":0},0,0,"COP","No",{"$f":"IF(OR(Inventory!$J50=\"\",$BD294=\"No\"),\"-\",Inventory!$J50)","v":"-"},{"$f":"IFERROR(VLOOKUP($BE294,'Early Retirement'!$B$6:$C$32,2,FALSE),\"-\")","v":"-"},{"$f":"IF(OR($W294<>\"b\",AND($X294<>\"b\",$X294<>\"c\")),\"n\",IF(AND($AO294<>1,$AO294<>2,$AO294<>7,$AO294<>8),\"n\",IF(Inventory!$K50=\"Split\",\"s\",IF(Inventory!$K50=\"Packaged\",\"p\",\"n\"))))","v":"n"},{"$f":"IF(AND($X294<>\"i\",$X294<>\"j\"),\"n\",IF(Inventory!$L50=\"Centrifugal\",\"c\",\"n\"))","v":"n"},"-","-",{"$f":"IFERROR(INDEX('Early Retirement'!$C$4:$AC$32,$BF294,$BJ294),0)","v":0},{"$f":"IFERROR(HLOOKUP($BJ294,'Early Retirement'!$D$4:$AC$5,2,FALSE),0)","v":0},{"$f":"IFERROR(INDEX('Early Retirement'!$AE$4:$BE$32,$BF294,$BJ294),0)","v":0},{"$f":"IFERROR(HLOOKUP($BJ294,'Early Retirement'!$AF$4:$BE$5,2,FALSE),0)","v":0},0,0,"kW/ton",{"$f":"IFERROR(INDEX('Early Retirement'!$BG$4:$CG$32,$BF294,$BJ294),0)","v":0},{"$f":"IFERROR(HLOOKUP($BJ294,'Early Retirement'!$BH$4:$CH$5,2,FALSE),0)","v":0},0,"COP","Yes",0,0,"kW/ton",0,"COP",0,0,"kW/ton",0,"COP"]
[null,null,null,null,null,null,null,null,null,null,null,null,null,null,null,null,null,null,null,null,null,42,{"$f":"IF(Inventory!$C51=\"\",\"a\",VLOOKUP(Inventory!$C51,$B$8:$C$11,2,FALSE))","v":"a"},{"$f":"IF(AND($W295=\"b\",Inventory!$I51=\"\"),\"a\",IF(AND($W295=\"b\",Inventory!$I51<>\"\"),VLOOKUP(Inventory!$I51,$E$3:$F$12,2,FALSE),IF(AND(OR($W295=\"c\",$W295=\"d\"),Inventory!$AB51=\"\"),\"a\",IF(AND(OR($W295=\"c\",$W295=\"d\"),Inventory!$AB51<>\"\"),VLOOKUP(Inventory!$AB51,$E$3:$F$12,2,FALSE),\"a\"))))","v":"a"},{"$f":"IF(OR(AND($X295<>\"b\",$X295<>\"c\"),$AB295=0,$AB295>=(65000/12000),Inventory!$AC51=\"\"),\"a\",VLOOKUP(Inventory!$AC51,$H$3:$I$5,2,FALSE))","v":"a"},{"$f":"IF(AND($X295<>\"i\",$X295<>\"j\"),\"a\",IF(AND($W295=\"b\",Inventory!$L51=\"\"),\"a\",IF(AND($W295=\"b\",Inventory!$L51<>\"\"),VLOOKUP(Inventory!$L51,$K$3:$L$6,2,FALSE),IF(AND(OR($W295=\"c\",$W295=\"d\"),Inventory!$AD51=\"\"),\"a\",IF(AND(OR($W295=\"c\",$W295=\"d\"),Inventory!$AD51<>\"\"),VLOOKUP(Inventory!$AD51,$K$3:$L$6,2,FALSE),\"a\")))))","v":"a"},{"$f":"IF(OR(AND($X295<>\"e\",$X295<>\"f\"),$AB295=0,Inventory!$AF51=\"\"),\"a\",VLOOKUP(Inventory!$AF51,$N$3:$O$5,2,FALSE))","v":"a"},{"$f":"IF(OR(Inventory!C51=\"New Construction\",Inventory!C51=\"Replace-on-Burnout\",Inventory!C51=\"Early Retirement\"),Inventory!AS51,0)","v":0},"","","","","","","","","","","","",0,"aaaaa0","No","No",{"$f":"IF($W295=\"a\",0,IF($W295=\"b\",Inventory!$M51,Inventory!$AG51))","v":0},{"$f":"IF(OR($W295=\"a\",AND($AQ295=\"No\",$AR295=\"No\")),0,IF(AND($W295=\"b\",Inventory!$O51=\"Btu/hr\"),Inventory!$N51,IF(AND($W295=\"b\",Inventory!$O51=\"Tons\"),Inventory!$N51*12000,IF(AND(OR($W295=\"c\",$W295=\"d\"),Inventory!$AI51=\"Btu/hr\"),Inventory!$AH51,IF(AND(OR($W295=\"c\",$W295=\"d\"),Inventory!$AI51=\"Tons\"),Inventory!$AH51*12000,0)))))","v":0},0,0,"EER",0,"kW/ton",{"$f":"IF(OR($W295=\"a\",$AR295=\"No\"),0,IF(AND($W295=\"b\",Inventory!$Q51=\"Btu/hr\"),Inventory!$P51,IF(AND($W295=\"b\",Inventory!$Q51=\"Tons\"),Inventory!$P51*12000,IF(AND(OR($W295=\"c\",$W295=\"d\"),Inventory!$AK51=\"Btu/hr\"),Inventory!$AJ51,IF(AND(OR($W295=\"c\",$W295=\"d\"),Inventory!$AK51=\"Tons\"),Inventory!$AJ51*12000,0)))))","v":0},0,0,"COP","No",{"$f":"IF(OR(Inventory!$J51=\"\",$BD295=\"No\"),\"-\",Inventory!$J51)","v":"-"},{"$f":"IFERROR(VLOOKUP($BE295,'Early Retirement'!$B$6:$C$32,2,FALSE),\"-\")","v":"-"},{"$f":"IF(OR($W295<>\"b\",AND($X295<>\"b\",$X295<>\"c\")),\"n\",IF(AND($AO295<>1,$AO295<>2,$AO295<>7,$AO295<>8),\"n\",IF(Inventory!$K51=\"Split\",\"s\",IF(Inventory!$K51=\"Packaged\",\"p\",\"n\"))))","v":"n"},{"$f":"IF(AND($X295<>\"i\",$X295<>\"j\"),\"n\",IF(Inventory!$L51=\"Centrifugal\",\"c\",\"n\"))","v":"n"},"-","-",{"$f":"IFERROR(INDEX('Early Retirement'!$C$4:$AC$32,$BF295,$BJ295),0)","v":0},{"$f":"IFERROR(HLOOKUP($BJ295,'Early Retirement'!$D$4:$AC$5,2,FALSE),0)","v":0},{"$f":"IFERROR(INDEX('Early Retirement'!$AE$4:$BE$32,$BF295,$BJ295),0)","v":0},{"$f":"IFERROR(HLOOKUP($BJ295,'Early Retirement'!$AF$4:$BE$5,2,FALSE),0)","v":0},0,0,"kW/ton",{"$f":"IFERROR(INDEX('Early Retirement'!$BG$4:$CG$32,$BF295,$BJ295),0)","v":0},{"$f":"IFERROR(HLOOKUP($BJ295,'Early Retirement'!$BH$4:$CH$5,2,FALSE),0)","v":0},0,"COP","Yes",0,0,"kW/ton",0,"COP",0,0,"kW/ton",0,"COP"]
[null,null,null,null,null,null,null,null,null,null,null,null,null,null,null,null,null,null,null,null,null,43,{"$f":"IF(Inventory!$C52=\"\",\"a\",VLOOKUP(Inventory!$C52,$B$8:$C$11,2,FALSE))","v":"a"},{"$f":"IF(AND($W296=\"b\",Inventory!$I52=\"\"),\"a\",IF(AND($W296=\"b\",Inventory!$I52<>\"\"),VLOOKUP(Inventory!$I52,$E$3:$F$12,2,FALSE),IF(AND(OR($W296=\"c\",$W296=\"d\"),Inventory!$AB52=\"\"),\"a\",IF(AND(OR($W296=\"c\",$W296=\"d\"),Inventory!$AB52<>\"\"),VLOOKUP(Inventory!$AB52,$E$3:$F$12,2,FALSE),\"a\"))))","v":"a"},{"$f":"IF(OR(AND($X296<>\"b\",$X296<>\"c\"),$AB296=0,$AB296>=(65000/12000),Inventory!$AC52=\"\"),\"a\",VLOOKUP(Inventory!$AC52,$H$3:$I$5,2,FALSE))","v":"a"},{"$f":"IF(AND($X296<>\"i\",$X296<>\"j\"),\"a\",IF(AND($W296=\"b\",Inventory!$L52=\"\"),\"a\",IF(AND($W296=\"b\",Inventory!$L52<>\"\"),VLOOKUP(Inventory!$L52,$K$3:$L$6,2,FALSE),IF(AND(OR($W296=\"c\",$W296=\"d\"),Inventory!$AD52=\"\"),\"a\",IF(AND(OR($W296=\"c\",$W296=\"d\"),Inventory!$AD52<>\"\"),VLOOKUP(Inventory!$AD52,$K$3:$L$6,2,FALSE),\"a\")))))","v":"a"},{"$f":"IF(OR(AND($X296<>\"e\",$X296<>\"f\"),$AB296=0,Inventory!$AF52=\"\"),\"a\",VLOOKUP(Inventory!$AF52,$N$3:$O$5,2,FALSE))","v":"a"},{"$f":"IF(OR(Inventory!C52=\"New Construction\",Inventory!C52=\"Replace-on-Burnout\",Inventory!C52=\"Early Retirement\"),Inventory!AS52,0)","v":0},"","","","","","","","","","","","",0,"aaaaa0","No","No",{"$f":"IF($W296=\"a\",0,IF($W296=\"b\",Inventory!$M52,Inventory!$AG52))","v":0},{"$f":"IF(OR($W296=\"a\",AND($AQ296=\"No\",$AR296=\"No\")),0,IF(AND($W296=\"b\",Inventory!$O52=\"Btu/hr\"),Inventory!$N52,IF(AND($W296=\"b\",Inventory!$O52=\"Tons\"),Inventory!$N52*12000,IF(AND(OR($W296=\"c\",$W296=\"d\"),Inventory!$AI52=\"Btu/hr\"),Inventory!$AH52,IF(AND(OR($W296=\"c\",$W296=\"d\"),Inventory!$AI52=\"Tons\"),Inventory!$AH52*12000,0)))))","v":0},0,0,"EER",0,"kW/ton",{"$f":"IF(OR($W296=\"a\",$AR296=\"No\"),0,IF(AND($W296=\"b\",Inventory!$Q52=\"Btu/hr\"),Inventory!$P52,IF(AND($W296=\"b\",Inventory!$Q52=\"Tons\"),Inventory!$P52*12000,IF(AND(OR($W296=\"c\",$W296=\"d\"),Inventory!$AK52=\"Btu/hr\"),Inventory!$AJ52,IF(AND(OR($W296=\"c\",$W296=\"d\"),Inventory!$AK52=\"Tons\"),Inventory!$AJ52*12000,0)))))","v":0},0,0,"COP","No",{"$f":"IF(OR(Inventory!$J52=\"\",$BD296=\"No\"),\"-\",Inventory!$J52)","v":"-"},{"$f":"IFERROR(VLOOKUP($BE296,'Early Retirement'!$B$6:$C$32,2,FALSE),\"-\")","v":"-"},{"$f":"IF(OR($W296<>\"b\",AND($X296<>\"b\",$X296<>\"c\")),\"n\",IF(AND($AO296<>1,$AO296<>2,$AO296<>7,$AO296<>8),\"n\",IF(Inventory!$K52=\"Split\",\"s\",IF(Inventory!$K52=\"Packaged\",\"p\",\"n\"))))","v":"n"},{"$f":"IF(AND($X296<>\"i\",$X296<>\"j\"),\"n\",IF(Inventory!$L52=\"Centrifugal\",\"c\",\"n\"))","v":"n"},"-","-",{"$f":"IFERROR(INDEX('Early Retirement'!$C$4:$AC$32,$BF296,$BJ296),0)","v":0},{"$f":"IFERROR(HLOOKUP($BJ296,'Early Retirement'!$D$4:$AC$5,2,FALSE),0)","v":0},{"$f":"IFERROR(INDEX('Early Retirement'!$AE$4:$BE$32,$BF296,$BJ296),0)","v":0},{"$f":"IFERROR(HLOOKUP($BJ296,'Early Retirement'!$AF$4:$BE$5,2,FALSE),0)","v":0},0,0,"kW/ton",{"$f":"IFERROR(INDEX('Early Retirement'!$BG$4:$CG$32,$BF296,$BJ296),0)","v":0},{"$f":"IFERROR(HLOOKUP($BJ296,'Early Retirement'!$BH$4:$CH$5,2,FALSE),0)","v":0},0,"COP","Yes",0,0,"kW/ton",0,"COP",0,0,"kW/ton",0,"COP"]
[null,null,null,null,null,null,null,null,null,null,null,null,null,null,null,null,null,null,null,null,null,44,{"$f":"IF(Inventory!$C53=\"\",\"a\",VLOOKUP(Inventory!$C53,$B$8:$C$11,2,FALSE))","v":"a"},{"$f":"IF(AND($W297=\"b\",Inventory!$I53=\"\"),\"a\",IF(AND($W297=\"b\",Inventory!$I53<>\"\"),VLOOKUP(Inventory!$I53,$E$3:$F$12,2,FALSE),IF(AND(OR($W297=\"c\",$W297=\"d\"),Inventory!$AB53=\"\"),\"a\",IF(AND(OR($W297=\"c\",$W297=\"d\"),Inventory!$AB53<>\"\"),VLOOKUP(Inventory!$AB53,$E$3:$F$12,2,FALSE),\"a\"))))","v":"a"},{"$f":"IF(OR(AND($X297<>\"b\",$X297<>\"c\"),$AB297=0,$AB297>=(65000/12000),Inventory!$AC53=\"\"),\"a\",VLOOKUP(Inventory!$AC53,$H$3:$I$5,2,FALSE))","v":"a"},{"$f":"IF(AND($X297<>\"i\",$X297<>\"j\"),\"a\",IF(AND($W297=\"b\",Inventory!$L53=\"\"),\"a\",IF(AND($W297=\"b\",Inventory!$L53<>\"\"),VLOOKUP(Inventory!$L53,$K$3:$L$6,2,FALSE),IF(AND(OR($W297=\"c\",$W297=\"d\"),Inventory!$AD53=\"\"),\"a\",IF(AND(OR($W297=\"c\",$W297=\"d\"),Inventory!$AD53<>\"\"),VLOOKUP(Inventory!$AD53,$K$3:$L$6,2,FALSE),\"a\")))))","v":"a"},{"$f":"IF(OR(AND($X297<>\"e\",$X297<>\"f\"),$AB297=0,Inventory!$AF53=\"\"),\"a\",VLOOKUP(Inventory!$AF53,$N$3:$O$5,2,FALSE))","v":"a"},{"$f":"IF(OR(Inventory!C53=\"New Construction\",Inventory!C53=\"Replace-on-Burnout\",Inventory!C53=\"Early Retirement\"),Inventory!AS53,0)","v":0},"","","","","","","","","","","","",0,"aaaaa0","No","No",{"$f":"IF($W297=\"a\",0,IF($W297=\"b\",Inventory!$M53,Inventory!$AG53))","v":0},{"$f":"IF(OR($W297=\"a\",AND($AQ297=\"No\",$AR297=\"No\")),0,IF(AND($W297=\"b\",Inventory!$O53=\"Btu/hr\"),Inventory!$N53,IF(AND($W297=\"b\",Inventory!$O53=\"Tons\"),Inventory!$N53*12000,IF(AND(OR($W297=\"c\",$W297=\"d\"),Inventory!$AI53=\"Btu/hr\"),Inventory!$AH53,IF(AND(OR($W297=\"c\",$W297=\"d\"),Inventory!$AI53=\"Tons\"),Inventory!$AH53*12000,0)))))","v":0},0,0,"EER",0,"kW/ton",{"$f":"IF(OR($W297=\"a\",$AR297=\"No\"),0,IF(AND($W297=\"b\",Inventory!$Q53=\"Btu/hr\"),Inventory!$P53,IF(AND($W297=\"b\",Inventory!$Q53=\"Tons\"),Inventory!$P53*12000,IF(AND(OR($W297=\"c\",$W297=\"d\"),Inventory!$AK53=\"Btu/hr\"),Inventory!$AJ53,IF(AND(OR($W297=\"c\",$W297=\"d\"),Inventory!$AK53=\"Tons\"),Inventory!$AJ53*12000,0)))))","v":0},0,0,"COP","No",{"$f":"IF(OR(Inventory!$J53=\"\",$BD297=\"No\"),\"-\",Inventory!$J53)","v":"-"},{"$f":"IFERROR(VLOOKUP($BE297,'Early Retirement'!$B$6:$C$32,2,FALSE),\"-\")","v":"-"},{"$f":"IF(OR($W297<>\"b\",AND($X297<>\"b\",$X297<>\"c\")),\"n\",IF(AND($AO297<>1,$AO297<>2,$AO297<>7,$AO297<>8),\"n\",IF(Inventory!$K53=\"Split\",\"s\",IF(Inventory!$K53=\"Packaged\",\"p\",\"n\"))))","v":"n"},{"$f":"IF(AND($X297<>\"i\",$X297<>\"j\"),\"n\",IF(Inventory!$L53=\"Centrifugal\",\"c\",\"n\"))","v":"n"},"-","-",{"$f":"IFERROR(INDEX('Early Retirement'!$C$4:$AC$32,$BF297,$BJ297),0)","v":0},{"$f":"IFERROR(HLOOKUP($BJ297,'Early Retirement'!$D$4:$AC$5,2,FALSE),0)","v":0},{"$f":"IFERROR(INDEX('Early Retirement'!$AE$4:$BE$32,$BF297,$BJ297),0)","v":0},{"$f":"IFERROR(HLOOKUP($BJ297,'Early Retirement'!$AF$4:$BE$5,2,FALSE),0)","v":0},0,0,"kW/ton",{"$f":"IFERROR(INDEX('Early Retirement'!$BG$4:$CG$32,$BF297,$BJ297),0)","v":0},{"$f":"IFERROR(HLOOKUP($BJ297,'Early Retirement'!$BH$4:$CH$5,2,FALSE),0)","v":0},0,"COP","Yes",0,0,"kW/ton",0,"COP",0,0,"kW/ton",0,"COP"]
[null,null,null,null,null,null,null,null,null,null,null,null,null,null,null,null,null,null,null,null,null,45,{"$f":"IF(Inventory!$C54=\"\",\"a\",VLOOKUP(Inventory!$C54,$B$8:$C$11,2,FALSE))","v":"a"},{"$f":"IF(AND($W298=\"b\",Inventory!$I54=\"\"),\"a\",IF(AND($W298=\"b\",Inventory!$I54<>\"\"),VLOOKUP(Inventory!$I54,$E$3:$F$12,2,FALSE),IF(AND(OR($W298=\"c\",$W298=\"d\"),Inventory!$AB54=\"\"),\"a\",IF(AND(OR($W298=\"c\",$W298=\"d\"),Inventory!$AB54<>\"\"),VLOOKUP(Inventory!$AB54,$E$3:$F$12,2,FALSE),\"a\"))))","v":"a"},{"$f":"IF(OR(AND($X298<>\"b\",$X298<>\"c\"),$AB298=0,$AB298>=(65000/12000),Inventory!$AC54=\"\"),\"a\",VLOOKUP(Inventory!$AC54,$H$3:$I$5,2,FALSE))","v":"a"},{"$f":"IF(AND($X298<>\"i\",$X298<>\"j\"),\"a\",IF(AND($W298=\"b\",Inventory!$L54=\"\"),\"a\",IF(AND($W298=\"b\",Inventory!$L54<>\"\"),VLOOKUP(Inventory!$L54,$K$3:$L$6,2,FALSE),IF(AND(OR($W298=\"c\",$W298=\"d\"),Inventory!$AD54=\"\"),\"a\",IF(AND(OR($W298=\"c\",$W298=\"d\"),Inventory!$AD54<>\"\"),VLOOKUP(Inventory!$AD54,$K$3:$L$6,2,FALSE),\"a\")))))","v":"a"},{"$f":"IF(OR(AND($X298<>\"e\",$X298<>\"f\"),$AB298=0,Inventory!$AF54=\"\"),\"a\",VLOOKUP(Inventory!$AF54,$N$3:$O$5,2,FALSE))","v":"a"},{"$f":"IF(OR(Inventory!C54=\"New Construction\",Inventory!C54=\"Replace-on-Burnout\",Inventory!C54=\"Early Retirement\"),Inventory!AS54,0)","v":0},"","","","","","","","","","","","",0,"aaaaa0","No","No",{"$f":"IF($W298=\"a\",0,IF($W298=\"b\",Inventory!$M54,Inventory!$AG54))","v":0},{"$f":"IF(OR($W298=\"a\",AND($AQ298=\"No\",$AR298=\"No\")),0,IF(AND($W298=\"b\",Inventory!$O54=\"Btu/hr\"),Inventory!$N54,IF(AND($W298=\"b\",Inventory!$O54=\"Tons\"),Inventory!$N54*12000,IF(AND(OR($W298=\"c\",$W298=\"d\"),Inventory!$AI54=\"Btu/hr\"),Inventory!$AH54,IF(AND(OR($W298=\"c\",$W298=\"d\"),Inventory!$AI54=\"Tons\"),Inventory!$AH54*12000,0)))))","v":0},0,0,"EER",0,"kW/ton",{"$f":"IF(OR($W298=\"a\",$AR298=\"No\"),0,IF(AND($W298=\"b\",Inventory!$Q54=\"Btu/hr\"),Inventory!$P54,IF(AND($W298=\"b\",Inventory!$Q54=\"Tons\"),Inventory!$P54*12000,IF(AND(OR($W298=\"c\",$W298=\"d\"),Inventory!$AK54=\"Btu/hr\"),Inventory!$AJ54,IF(AND(OR($W298=\"c\",$W298=\"d\"),Inventory!$AK54=\"Tons\"),Inventory!$AJ54*12000,0)))))","v":0},0,0,"COP","No",{"$f":"IF(OR(Inventory!$J54=\"\",$BD298=\"No\"),\"-\",Inventory!$J54)","v":"-"},{"$f":"IFERROR(VLOOKUP($BE298,'Early Retirement'!$B$6:$C$32,2,FALSE),\"-\")","v":"-"},{"$f":"IF(OR($W298<>\"b\",AND($X298<>\"b\",$X298<>\"c\")),\"n\",IF(AND($AO298<>1,$AO298<>2,$AO298<>7,$AO298<>8),\"n\",IF(Inventory!$K54=\"Split\",\"s\",IF(Inventory!$K54=\"Packaged\",\"p\",\"n\"))))","v":"n"},{"$f":"IF(AND($X298<>\"i\",$X298<>\"j\"),\"n\",IF(Inventory!$L54=\"Centrifugal\",\"c\",\"n\"))","v":"n"},"-","-",{"$f":"IFERROR(INDEX('Early Retirement'!$C$4:$AC$32,$BF298,$BJ298),0)","v":0},{"$f":"IFERROR(HLOOKUP($BJ298,'Early Retirement'!$D$4:$AC$5,2,FALSE),0)","v":0},{"$f":"IFERROR(INDEX('Early Retirement'!$AE$4:$BE$32,$BF298,$BJ298),0)","v":0},{"$f":"IFERROR(HLOOKUP($BJ298,'Early Retirement'!$AF$4:$BE$5,2,FALSE),0)","v":0},0,0,"kW/ton",{"$f":"IFERROR(INDEX('Early Retirement'!$BG$4:$CG$32,$BF298,$BJ298),0)","v":0},{"$f":"IFERROR(HLOOKUP($BJ298,'Early Retirement'!$BH$4:$CH$5,2,FALSE),0)","v":0},0,"COP","Yes",0,0,"kW/ton",0,"COP",0,0,"kW/ton",0,"COP"]
[null,null,null,null,null,null,null,null,null,null,null,null,null,null,null,null,null,null,null,null,null,46,{"$f":"IF(Inventory!$C55=\"\",\"a\",VLOOKUP(Inventory!$C55,$B$8:$C$11,2,FALSE))","v":"a"},{"$f":"IF(AND($W299=\"b\",Inventory!$I55=\"\"),\"a\",IF(AND($W299=\"b\",Inventory!$I55<>\"\"),VLOOKUP(Inventory!$I55,$E$3:$F$12,2,FALSE),IF(AND(OR($W299=\"c\",$W299=\"d\"),Inventory!$AB55=\"\"),\"a\",IF(AND(OR($W299=\"c\",$W299=\"d\"),Inventory!$AB55<>\"\"),VLOOKUP(Inventory!$AB55,$E$3:$F$12,2,FALSE),\"a\"))))","v":"a"},{"$f":"IF(OR(AND($X299<>\"b\",$X299<>\"c\"),$AB299=0,$AB299>=(65000/12000),Inventory!$AC55=\"\"),\"a\",VLOOKUP(Inventory!$AC55,$H$3:$I$5,2,FALSE))","v":"a"},{"$f":"IF(AND($X299<>\"i\",$X299<>\"j\"),\"a\",IF(AND($W299=\"b\",Inventory!$L55=\"\"),\"a\",IF(AND($W299=\"b\",Inventory!$L55<>\"\"),VLOOKUP(Inventory!$L55,$K$3:$L$6,2,FALSE),IF(AND(OR($W299=\"c\",$W299=\"d\"),Inventory!$AD55=\"\"),\"a\",IF(AND(OR($W299=\"c\",$W299=\"d\"),Inventory!$AD55<>\"\"),VLOOKUP(Inventory!$AD55,$K$3:$L$6,2,FALSE),\"a\")))))","v":"a"},{"$f":"IF(OR(AND($X299<>\"e\",$X299<>\"f\"),$AB299=0,Inventory!$AF55=\"\"),\"a\",VLOOKUP(Inventory!$AF55,$N$3:$O$5,2,FALSE))","v":"a"},{"$f":"IF(OR(Inventory!C55=\"New Construction\",Inventory!C55=\"Replace-on-Burnout\",Inventory!C55=\"Early Retirement\"),Inventory!AS55,0)","v":0},"","","","","","","","","","","","",0,"aaaaa0","No","No",{"$f":"IF($W299=\"a\",0,IF($W299=\"b\",Inventory!$M55,Inventory!$AG55))","v":0},{"$f":"IF(OR($W299=\"a\",AND($AQ299=\"No\",$AR299=\"No\")),0,IF(AND($W299=\"b\",Inventory!$O55=\"Btu/hr\"),Inventory!$N55,IF(AND($W299=\"b\",Inventory!$O55=\"Tons\"),Inventory!$N55*12000,IF(AND(OR($W299=\"c\",$W299=\"d\"),Inventory!$AI55=\"Btu/hr\"),Inventory!$AH55,IF(AND(OR($W299=\"c\",$W299=\"d\"),Inventory!$AI55=\"Tons\"),Inventory!$AH55*12000,0)))))","v":0},0,0,"EER",0,"kW/ton",{"$f":"IF(OR($W299=\"a\",$AR299=\"No\"),0,IF(AND($W299=\"b\",Inventory!$Q55=\"Btu/hr\"),Inventory!$P55,IF(AND($W299=\"b\",Inventory!$Q55=\"Tons\"),Inventory!$P55*12000,IF(AND(OR($W299=\"c\",$W299=\"d\"),Inventory!$AK55=\"Btu/hr\"),Inventory!$AJ55,IF(AND(OR($W299=\"c\",$W299=\"d\"),Inventory!$AK55=\"Tons\"),Inventory!$AJ55*12000,0)))))","v":0},0,0,"COP","No",{"$f":"IF(OR(Inventory!$J55=\"\",$BD299=\"No\"),\"-\",Inventory!$J55)","v":"-"},{"$f":"IFERROR(VLOOKUP($BE299,'Early Retirement'!$B$6:$C$32,2,FALSE),\"-\")","v":"-"},{"$f":"IF(OR($W299<>\"b\",AND($X299<>\"b\",$X299<>\"c\")),\"n\",IF(AND($AO299<>1,$AO299<>2,$AO299<>7,$AO299<>8),\"n\",IF(Inventory!$K55=\"Split\",\"s\",IF(Inventory!$K55=\"Packaged\",\"p\",\"n\"))))","v":"n"},{"$f":"IF(AND($X299<>\"i\",$X299<>\"j\"),\"n\",IF(Inventory!$L55=\"Centrifugal\",\"c\",\"n\"))","v":"n"},"-","-",{"$f":"IFERROR(INDEX('Early Retirement'!$C$4:$AC$32,$BF299,$BJ299),0)","v":0},{"$f":"IFERROR(HLOOKUP($BJ299,'Early Retirement'!$D$4:$AC$5,2,FALSE),0)","v":0},{"$f":"IFERROR(INDEX('Early Retirement'!$AE$4:$BE$32,$BF299,$BJ299),0)","v":0},{"$f":"IFERROR(HLOOKUP($BJ299,'Early Retirement'!$AF$4:$BE$5,2,FALSE),0)","v":0},0,0,"kW/ton",{"$f":"IFERROR(INDEX('Early Retirement'!$BG$4:$CG$32,$BF299,$BJ299),0)","v":0},{"$f":"IFERROR(HLOOKUP($BJ299,'Early Retirement'!$BH$4:$CH$5,2,FALSE),0)","v":0},0,"COP","Yes",0,0,"kW/ton",0,"COP",0,0,"kW/ton",0,"COP"]
[null,null,null,null,null,null,null,null,null,null,null,null,null,null,null,null,null,null,null,null,null,47,{"$f":"IF(Inventory!$C56=\"\",\"a\",VLOOKUP(Inventory!$C56,$B$8:$C$11,2,FALSE))","v":"a"},{"$f":"IF(AND($W300=\"b\",Inventory!$I56=\"\"),\"a\",IF(AND($W300=\"b\",Inventory!$I56<>\"\"),VLOOKUP(Inventory!$I56,$E$3:$F$12,2,FALSE),IF(AND(OR($W300=\"c\",$W300=\"d\"),Inventory!$AB56=\"\"),\"a\",IF(AND(OR($W300=\"c\",$W300=\"d\"),Inventory!$AB56<>\"\"),VLOOKUP(Inventory!$AB56,$E$3:$F$12,2,FALSE),\"a\"))))","v":"a"},{"$f":"IF(OR(AND($X300<>\"b\",$X300<>\"c\"),$AB300=0,$AB300>=(65000/12000),Inventory!$AC56=\"\"),\"a\",VLOOKUP(Inventory!$AC56,$H$3:$I$5,2,FALSE))","v":"a"},{"$f":"IF(AND($X300<>\"i\",$X300<>\"j\"),\"a\",IF(AND($W300=\"b\",Inventory!$L56=\"\"),\"a\",IF(AND($W300=\"b\",Inventory!$L56<>\"\"),VLOOKUP(Inventory!$L56,$K$3:$L$6,2,FALSE),IF(AND(OR($W300=\"c\",$W300=\"d\"),Inventory!$AD56=\"\"),\"a\",IF(AND(OR($W300=\"c\",$W300=\"d\"),Inventory!$AD56<>\"\"),VLOOKUP(Inventory!$AD56,$K$3:$L$6,2,FALSE),\"a\")))))","v":"a"},{"$f":"IF(OR(AND($X300<>\"e\",$X300<>\"f\"),$AB300=0,Inventory!$AF56=\"\"),\"a\",VLOOKUP(Inventory!$AF56,$N$3:$O$5,2,FALSE))","v":"a"},{"$f":"IF(OR(Inventory!C56=\"New Construction\",Inventory!C56=\"Replace-on-Burnout\",Inventory!C56=\"Early Retirement\"),Inventory!AS56,0)","v":0},"","","","","","","","","","","","",0,"aaaaa0","No","No",{"$f":"IF($W300=\"a\",0,IF($W300=\"b\",Inventory!$M56,Inventory!$AG56))","v":0},{"$f":"IF(OR($W300=\"a\",AND($AQ300=\"No\",$AR300=\"No\")),0,IF(AND($W300=\"b\",Inventory!$O56=\"Btu/hr\"),Inventory!$N56,IF(AND($W300=\"b\",Inventory!$O56=\"Tons\"),Inventory!$N56*12000,IF(AND(OR($W300=\"c\",$W300=\"d\"),Inventory!$AI56=\"Btu/hr\"),Inventory!$AH56,IF(AND(OR($W300=\"c\",$W300=\"d\"),Inventory!$AI56=\"Tons\"),Inventory!$AH56*12000,0)))))","v":0},0,0,"EER",0,"kW/ton",{"$f":"IF(OR($W300=\"a\",$AR300=\"No\"),0,IF(AND($W300=\"b\",Inventory!$Q56=\"Btu/hr\"),Inventory!$P56,IF(AND($W300=\"b\",Inventory!$Q56=\"Tons\"),Inventory!$P56*12000,IF(AND(OR($W300=\"c\",$W300=\"d\"),Inventory!$AK56=\"Btu/hr\"),Inventory!$AJ56,IF(AND(OR($W300=\"c\",$W300=\"d\"),Inventory!$AK56=\"Tons\"),Inventory!$AJ56*12000,0)))))","v":0},0,0,"COP","No",{"$f":"IF(OR(Inventory!$J56=\"\",$BD300=\"No\"),\"-\",Inventory!$J56)","v":"-"},{"$f":"IFERROR(VLOOKUP($BE300,'Early Retirement'!$B$6:$C$32,2,FALSE),\"-\")","v":"-"},{"$f":"IF(OR($W300<>\"b\",AND($X300<>\"b\",$X300<>\"c\")),\"n\",IF(AND($AO300<>1,$AO300<>2,$AO300<>7,$AO300<>8),\"n\",IF(Inventory!$K56=\"Split\",\"s\",IF(Inventory!$K56=\"Packaged\",\"p\",\"n\"))))","v":"n"},{"$f":"IF(AND($X300<>\"i\",$X300<>\"j\"),\"n\",IF(Inventory!$L56=\"Centrifugal\",\"c\",\"n\"))","v":"n"},"-","-",{"$f":"IFERROR(INDEX('Early Retirement'!$C$4:$AC$32,$BF300,$BJ300),0)","v":0},{"$f":"IFERROR(HLOOKUP($BJ300,'Early Retirement'!$D$4:$AC$5,2,FALSE),0)","v":0},{"$f":"IFERROR(INDEX('Early Retirement'!$AE$4:$BE$32,$BF300,$BJ300),0)","v":0},{"$f":"IFERROR(HLOOKUP($BJ300,'Early Retirement'!$AF$4:$BE$5,2,FALSE),0)","v":0},0,0,"kW/ton",{"$f":"IFERROR(INDEX('Early Retirement'!$BG$4:$CG$32,$BF300,$BJ300),0)","v":0},{"$f":"IFERROR(HLOOKUP($BJ300,'Early Retirement'!$BH$4:$CH$5,2,FALSE),0)","v":0},0,"COP","Yes",0,0,"kW/ton",0,"COP",0,0,"kW/ton",0,"COP"]
[null,null,null,null,null,null,null,null,null,null,null,null,null,null,null,null,null,null,null,null,null,48,{"$f":"IF(Inventory!$C57=\"\",\"a\",VLOOKUP(Inventory!$C57,$B$8:$C$11,2,FALSE))","v":"a"},{"$f":"IF(AND($W301=\"b\",Inventory!$I57=\"\"),\"a\",IF(AND($W301=\"b\",Inventory!$I57<>\"\"),VLOOKUP(Inventory!$I57,$E$3:$F$12,2,FALSE),IF(AND(OR($W301=\"c\",$W301=\"d\"),Inventory!$AB57=\"\"),\"a\",IF(AND(OR($W301=\"c\",$W301=\"d\"),Inventory!$AB57<>\"\"),VLOOKUP(Inventory!$AB57,$E$3:$F$12,2,FALSE),\"a\"))))","v":"a"},{"$f":"IF(OR(AND($X301<>\"b\",$X301<>\"c\"),$AB301=0,$AB301>=(65000/12000),Inventory!$AC57=\"\"),\"a\",VLOOKUP(Inventory!$AC57,$H$3:$I$5,2,FALSE))","v":"a"},{"$f":"IF(AND($X301<>\"i\",$X301<>\"j\"),\"a\",IF(AND($W301=\"b\",Inventory!$L57=\"\"),\"a\",IF(AND($W301=\"b\",Inventory!$L57<>\"\"),VLOOKUP(Inventory!$L57,$K$3:$L$6,2,FALSE),IF(AND(OR($W301=\"c\",$W301=\"d\"),Inventory!$AD57=\"\"),\"a\",IF(AND(OR($W301=\"c\",$W301=\"d\"),Inventory!$AD57<>\"\"),VLOOKUP(Inventory!$AD57,$K$3:$L$6,2,FALSE),\"a\")))))","v":"a"},{"$f":"IF(OR(AND($X301<>\"e\",$X301<>\"f\"),$AB301=0,Inventory!$AF57=\"\"),\"a\",VLOOKUP(Inventory!$AF57,$N$3:$O$5,2,FALSE))","v":"a"},{"$f":"IF(OR(Inventory!C57=\"New Construction\",Inventory!C57=\"Replace-on-Burnout\",Inventory!C57=\"Early Retirement\"),Inventory!AS57,0)","v":0},"","","","","","","","","","","","",0,"aaaaa0","No","No",{"$f":"IF($W301=\"a\",0,IF($W301=\"b\",Inventory!$M57,Inventory!$AG57))","v":0},{"$f":"IF(OR($W301=\"a\",AND($AQ301=\"No\",$AR301=\"No\")),0,IF(AND($W301=\"b\",Inventory!$O57=\"Btu/hr\"),Inventory!$N57,IF(AND($W301=\"b\",Inventory!$O57=\"Tons\"),Inventory!$N57*12000,IF(AND(OR($W301=\"c\",$W301=\"d\"),Inventory!$AI57=\"Btu/hr\"),Inventory!$AH57,IF(AND(OR($W301=\"c\",$W301=\"d\"),Inventory!$AI57=\"Tons\"),Inventory!$AH57*12000,0)))))","v":0},0,0,"EER",0,"kW/ton",{"$f":"IF(OR($W301=\"a\",$AR301=\"No\"),0,IF(AND($W301=\"b\",Inventory!$Q57=\"Btu/hr\"),Inventory!$P57,IF(AND($W301=\"b\",Inventory!$Q57=\"Tons\"),Inventory!$P57*12000,IF(AND(OR($W301=\"c\",$W301=\"d\"),Inventory!$AK57=\"Btu/hr\"),Inventory!$AJ57,IF(AND(OR($W301=\"c\",$W301=\"d\"),Inventory!$AK57=\"Tons\"),Inventory!$AJ57*12000,0)))))","v":0},0,0,"COP","No",{"$f":"IF(OR(Inventory!$J57=\"\",$BD301=\"No\"),\"-\",Inventory!$J57)","v":"-"},{"$f":"IFERROR(VLOOKUP($BE301,'Early Retirement'!$B$6:$C$32,2,FALSE),\"-\")","v":"-"},{"$f":"IF(OR($W301<>\"b\",AND($X301<>\"b\",$X301<>\"c\")),\"n\",IF(AND($AO301<>1,$AO301<>2,$AO301<>7,$AO301<>8),\"n\",IF(Inventory!$K57=\"Split\",\"s\",IF(Inventory!$K57=\"Packaged\",\"p\",\"n\"))))","v":"n"},{"$f":"IF(AND($X301<>\"i\",$X301<>\"j\"),\"n\",IF(Inventory!$L57=\"Centrifugal\",\"c\",\"n\"))","v":"n"},"-","-",{"$f":"IFERROR(INDEX('Early Retirement'!$C$4:$AC$32,$BF301,$BJ301),0)","v":0},{"$f":"IFERROR(HLOOKUP($BJ301,'Early Retirement'!$D$4:$AC$5,2,FALSE),0)","v":0},{"$f":"IFERROR(INDEX('Early Retirement'!$AE$4:$BE$32,$BF301,$BJ301),0)","v":0},{"$f":"IFERROR(HLOOKUP($BJ301,'Early Retirement'!$AF$4:$BE$5,2,FALSE),0)","v":0},0,0,"kW/ton",{"$f":"IFERROR(INDEX('Early Retirement'!$BG$4:$CG$32,$BF301,$BJ301),0)","v":0},{"$f":"IFERROR(HLOOKUP($BJ301,'Early Retirement'!$BH$4:$CH$5,2,FALSE),0)","v":0},0,"COP","Yes",0,0,"kW/ton",0,"COP",0,0,"kW/ton",0,"COP"]
[null,null,null,null,null,null,null,null,null,null,null,null,null,null,null,null,null,null,null,null,null,49,{"$f":"IF(Inventory!$C58=\"\",\"a\",VLOOKUP(Inventory!$C58,$B$8:$C$11,2,FALSE))","v":"a"},{"$f":"IF(AND($W302=\"b\",Inventory!$I58=\"\"),\"a\",IF(AND($W302=\"b\",Inventory!$I58<>\"\"),VLOOKUP(Inventory!$I58,$E$3:$F$12,2,FALSE),IF(AND(OR($W302=\"c\",$W302=\"d\"),Inventory!$AB58=\"\"),\"a\",IF(AND(OR($W302=\"c\",$W302=\"d\"),Inventory!$AB58<>\"\"),VLOOKUP(Inventory!$AB58,$E$3:$F$12,2,FALSE),\"a\"))))","v":"a"},{"$f":"IF(OR(AND($X302<>\"b\",$X302<>\"c\"),$AB302=0,$AB302>=(65000/12000),Inventory!$AC58=\"\"),\"a\",VLOOKUP(Inventory!$AC58,$H$3:$I$5,2,FALSE))","v":"a"},{"$f":"IF(AND($X302<>\"i\",$X302<>\"j\"),\"a\",IF(AND($W302=\"b\",Inventory!$L58=\"\"),\"a\",IF(AND($W302=\"b\",Inventory!$L58<>\"\"),VLOOKUP(Inventory!$L58,$K$3:$L$6,2,FALSE),IF(AND(OR($W302=\"c\",$W302=\"d\"),Inventory!$AD58=\"\"),\"a\",IF(AND(OR($W302=\"c\",$W302=\"d\"),Inventory!$AD58<>\"\"),VLOOKUP(Inventory!$AD58,$K$3:$L$6,2,FALSE),\"a\")))))","v":"a"},{"$f":"IF(OR(AND($X302<>\"e\",$X302<>\"f\"),$AB302=0,Inventory!$AF58=\"\"),\"a\",VLOOKUP(Inventory!$AF58,$N$3:$O$5,2,FALSE))","v":"a"},{"$f":"IF(OR(Inventory!C58=\"New Construction\",Inventory!C58=\"Replace-on-Burnout\",Inventory!C58=\"Early Retirement\"),Inventory!AS58,0)","v":0},"","","","","","","","","","","","",0,"aaaaa0","No","No",{"$f":"IF($W302=\"a\",0,IF($W302=\"b\",Inventory!$M58,Inventory!$AG58))","v":0},{"$f":"IF(OR($W302=\"a\",AND($AQ302=\"No\",$AR302=\"No\")),0,IF(AND($W302=\"b\",Inventory!$O58=\"Btu/hr\"),Inventory!$N58,IF(AND($W302=\"b\",Inventory!$O58=\"Tons\"),Inventory!$N58*12000,IF(AND(OR($W302=\"c\",$W302=\"d\"),Inventory!$AI58=\"Btu/hr\"),Inventory!$AH58,IF(AND(OR($W302=\"c\",$W302=\"d\"),Inventory!$AI58=\"Tons\"),Inventory!$AH58*12000,0)))))","v":0},0,0,"EER",0,"kW/ton",{"$f":"IF(OR($W302=\"a\",$AR302=\"No\"),0,IF(AND($W302=\"b\",Inventory!$Q58=\"Btu/hr\"),Inventory!$P58,IF(AND($W302=\"b\",Inventory!$Q58=\"Tons\"),Inventory!$P58*12000,IF(AND(OR($W302=\"c\",$W302=\"d\"),Inventory!$AK58=\"Btu/hr\"),Inventory!$AJ58,IF(AND(OR($W302=\"c\",$W302=\"d\"),Inventory!$AK58=\"Tons\"),Inventory!$AJ58*12000,0)))))","v":0},0,0,"COP","No",{"$f":"IF(OR(Inventory!$J58=\"\",$BD302=\"No\"),\"-\",Inventory!$J58)","v":"-"},{"$f":"IFERROR(VLOOKUP($BE302,'Early Retirement'!$B$6:$C$32,2,FALSE),\"-\")","v":"-"},{"$f":"IF(OR($W302<>\"b\",AND($X302<>\"b\",$X302<>\"c\")),\"n\",IF(AND($AO302<>1,$AO302<>2,$AO302<>7,$AO302<>8),\"n\",IF(Inventory!$K58=\"Split\",\"s\",IF(Inventory!$K58=\"Packaged\",\"p\",\"n\"))))","v":"n"},{"$f":"IF(AND($X302<>\"i\",$X302<>\"j\"),\"n\",IF(Inventory!$L58=\"Centrifugal\",\"c\",\"n\"))","v":"n"},"-","-",{"$f":"IFERROR(INDEX('Early Retirement'!$C$4:$AC$32,$BF302,$BJ302),0)","v":0},{"$f":"IFERROR(HLOOKUP($BJ302,'Early Retirement'!$D$4:$AC$5,2,FALSE),0)","v":0},{"$f":"IFERROR(INDEX('Early Retirement'!$AE$4:$BE$32,$BF302,$BJ302),0)","v":0},{"$f":"IFERROR(HLOOKUP($BJ302,'Early Retirement'!$AF$4:$BE$5,2,FALSE),0)","v":0},0,0,"kW/ton",{"$f":"IFERROR(INDEX('Early Retirement'!$BG$4:$CG$32,$BF302,$BJ302),0)","v":0},{"$f":"IFERROR(HLOOKUP($BJ302,'Early Retirement'!$BH$4:$CH$5,2,FALSE),0)","v":0},0,"COP","Yes",0,0,"kW/ton",0,"COP",0,0,"kW/ton",0,"COP"]
[null,null,null,null,null,null,null,null,null,null,null,null,null,null,null,null,null,null,null,null,null,50,{"$f":"IF(Inventory!$C59=\"\",\"a\",VLOOKUP(Inventory!$C59,$B$8:$C$11,2,FALSE))","v":"a"},{"$f":"IF(AND($W303=\"b\",Inventory!$I59=\"\"),\"a\",IF(AND($W303=\"b\",Inventory!$I59<>\"\"),VLOOKUP(Inventory!$I59,$E$3:$F$12,2,FALSE),IF(AND(OR($W303=\"c\",$W303=\"d\"),Inventory!$AB59=\"\"),\"a\",IF(AND(OR($W303=\"c\",$W303=\"d\"),Inventory!$AB59<>\"\"),VLOOKUP(Inventory!$AB59,$E$3:$F$12,2,FALSE),\"a\"))))","v":"a"},{"$f":"IF(OR(AND($X303<>\"b\",$X303<>\"c\"),$AB303=0,$AB303>=(65000/12000),Inventory!$AC59=\"\"),\"a\",VLOOKUP(Inventory!$AC59,$H$3:$I$5,2,FALSE))","v":"a"},{"$f":"IF(AND($X303<>\"i\",$X303<>\"j\"),\"a\",IF(AND($W303=\"b\",Inventory!$L59=\"\"),\"a\",IF(AND($W303=\"b\",Inventory!$L59<>\"\"),VLOOKUP(Inventory!$L59,$K$3:$L$6,2,FALSE),IF(AND(OR($W303=\"c\",$W303=\"d\"),Inventory!$AD59=\"\"),\"a\",IF(AND(OR($W303=\"c\",$W303=\"d\"),Inventory!$AD59<>\"\"),VLOOKUP(Inventory!$AD59,$K$3:$L$6,2,FALSE),\"a\")))))","v":"a"},{"$f":"IF(OR(AND($X303<>\"e\",$X303<>\"f\"),$AB303=0,Inventory!$AF59=\"\"),\"a\",VLOOKUP(Inventory!$AF59,$N$3:$O$5,2,FALSE))","v":"a"},{"$f":"IF(OR(Inventory!C59=\"New Construction\",Inventory!C59=\"Replace-on-Burnout\",Inventory!C59=\"Early Retirement\"),Inventory!AS59,0)","v":0},"","","","","","","","","","","","",0,"aaaaa0","No","No",{"$f":"IF($W303=\"a\",0,IF($W303=\"b\",Inventory!$M59,Inventory!$AG59))","v":0},{"$f":"IF(OR($W303=\"a\",AND($AQ303=\"No\",$AR303=\"No\")),0,IF(AND($W303=\"b\",Inventory!$O59=\"Btu/hr\"),Inventory!$N59,IF(AND($W303=\"b\",Inventory!$O59=\"Tons\"),Inventory!$N59*12000,IF(AND(OR($W303=\"c\",$W303=\"d\"),Inventory!$AI59=\"Btu/hr\"),Inventory!$AH59,IF(AND(OR($W303=\"c\",$W303=\"d\"),Inventory!$AI59=\"Tons\"),Inventory!$AH59*12000,0)))))","v":0},0,0,"EER",0,"kW/ton",{"$f":"IF(OR($W303=\"a\",$AR303=\"No\"),0,IF(AND($W303=\"b\",Inventory!$Q59=\"Btu/hr\"),Inventory!$P59,IF(AND($W303=\"b\",Inventory!$Q59=\"Tons\"),Inventory!$P59*12000,IF(AND(OR($W303=\"c\",$W303=\"d\"),Inventory!$AK59=\"Btu/hr\"),Inventory!$AJ59,IF(AND(OR($W303=\"c\",$W303=\"d\"),Inventory!$AK59=\"Tons\"),Inventory!$AJ59*12000,0)))))","v":0},0,0,"COP","No",{"$f":"IF(OR(Inventory!$J59=\"\",$BD303=\"No\"),\"-\",Inventory!$J59)","v":"-"},{"$f":"IFERROR(VLOOKUP($BE303,'Early Retirement'!$B$6:$C$32,2,FALSE),\"-\")","v":"-"},{"$f":"IF(OR($W303<>\"b\",AND($X303<>\"b\",$X303<>\"c\")),\"n\",IF(AND($AO303<>1,$AO303<>2,$AO303<>7,$AO303<>8),\"n\",IF(Inventory!$K59=\"Split\",\"s\",IF(Inventory!$K59=\"Packaged\",\"p\",\"n\"))))","v":"n"},{"$f":"IF(AND($X303<>\"i\",$X303<>\"j\"),\"n\",IF(Inventory!$L59=\"Centrifugal\",\"c\",\"n\"))","v":"n"},"-","-",{"$f":"IFERROR(INDEX('Early Retirement'!$C$4:$AC$32,$BF303,$BJ303),0)","v":0},{"$f":"IFERROR(HLOOKUP($BJ303,'Early Retirement'!$D$4:$AC$5,2,FALSE),0)","v":0},{"$f":"IFERROR(INDEX('Early Retirement'!$AE$4:$BE$32,$BF303,$BJ303),0)","v":0},{"$f":"IFERROR(HLOOKUP($BJ303,'Early Retirement'!$AF$4:$BE$5,2,FALSE),0)","v":0},0,0,"kW/ton",{"$f":"IFERROR(INDEX('Early Retirement'!$BG$4:$CG$32,$BF303,$BJ303),0)","v":0},{"$f":"IFERROR(HLOOKUP($BJ303,'Early Retirement'!$BH$4:$CH$5,2,FALSE),0)","v":0},0,"COP","Yes",0,0,"kW/ton",0,"COP",0,0,"kW/ton",0,"COP"]
[null,null,null,null,null,null,null,null,null,null,null,null,null,null,null,null,null,null,null,null,null,51,{"$f":"IF(Inventory!$C60=\"\",\"a\",VLOOKUP(Inventory!$C60,$B$8:$C$11,2,FALSE))","v":"a"},{"$f":"IF(AND($W304=\"b\",Inventory!$I60=\"\"),\"a\",IF(AND($W304=\"b\",Inventory!$I60<>\"\"),VLOOKUP(Inventory!$I60,$E$3:$F$12,2,FALSE),IF(AND(OR($W304=\"c\",$W304=\"d\"),Inventory!$AB60=\"\"),\"a\",IF(AND(OR($W304=\"c\",$W304=\"d\"),Inventory!$AB60<>\"\"),VLOOKUP(Inventory!$AB60,$E$3:$F$12,2,FALSE),\"a\"))))","v":"a"},{"$f":"IF(OR(AND($X304<>\"b\",$X304<>\"c\"),$AB304=0,$AB304>=(65000/12000),Inventory!$AC60=\"\"),\"a\",VLOOKUP(Inventory!$AC60,$H$3:$I$5,2,FALSE))","v":"a"},{"$f":"IF(AND($X304<>\"i\",$X304<>\"j\"),\"a\",IF(AND($W304=\"b\",Inventory!$L60=\"\"),\"a\",IF(AND($W304=\"b\",Inventory!$L60<>\"\"),VLOOKUP(Inventory!$L60,$K$3:$L$6,2,FALSE),IF(AND(OR($W304=\"c\",$W304=\"d\"),Inventory!$AD60=\"\"),\"a\",IF(AND(OR($W304=\"c\",$W304=\"d\"),Inventory!$AD60<>\"\"),VLOOKUP(Inventory!$AD60,$K$3:$L$6,2,FALSE),\"a\")))))","v":"a"},{"$f":"IF(OR(AND($X304<>\"e\",$X304<>\"f\"),$AB304=0,Inventory!$AF60=\"\"),\"a\",VLOOKUP(Inventory!$AF60,$N$3:$O$5,2,FALSE))","v":"a"},{"$f":"IF(OR(Inventory!C60=\"New Construction\",Inventory!C60=\"Replace-on-Burnout\",Inventory!C60=\"Early Retirement\"),Inventory!AS60,0)","v":0},"","","","","","","","","","","","",0,"aaaaa0","No","No",{"$f":"IF($W304=\"a\",0,IF($W304=\"b\",Inventory!$M60,Inventory!$AG60))","v":0},{"$f":"IF(OR($W304=\"a\",AND($AQ304=\"No\",$AR304=\"No\")),0,IF(AND($W304=\"b\",Inventory!$O60=\"Btu/hr\"),Inventory!$N60,IF(AND($W304=\"b\",Inventory!$O60=\"Tons\"),Inventory!$N60*12000,IF(AND(OR($W304=\"c\",$W304=\"d\"),Inventory!$AI60=\"Btu/hr\"),Inventory!$AH60,IF(AND(OR($W304=\"c\",$W304=\"d\"),Inventory!$AI60=\"Tons\"),Inventory!$AH60*12000,0)))))","v":0},0,0,"EER",0,"kW/ton",{"$f":"IF(OR($W304=\"a\",$AR304=\"No\"),0,IF(AND($W304=\"b\",Inventory!$Q60=\"Btu/hr\"),Inventory!$P60,IF(AND($W304=\"b\",Inventory!$Q60=\"Tons\"),Inventory!$P60*12000,IF(AND(OR($W304=\"c\",$W304=\"d\"),Inventory!$AK60=\"Btu/hr\"),Inventory!$AJ60,IF(AND(OR($W304=\"c\",$W304=\"d\"),Inventory!$AK60=\"Tons\"),Inventory!$AJ60*12000,0)))))","v":0},0,0,"COP","No",{"$f":"IF(OR(Inventory!$J60=\"\",$BD304=\"No\"),\"-\",Inventory!$J60)","v":"-"},{"$f":"IFERROR(VLOOKUP($BE304,'Early Retirement'!$B$6:$C$32,2,FALSE),\"-\")","v":"-"},{"$f":"IF(OR($W304<>\"b\",AND($X304<>\"b\",$X304<>\"c\")),\"n\",IF(AND($AO304<>1,$AO304<>2,$AO304<>7,$AO304<>8),\"n\",IF(Inventory!$K60=\"Split\",\"s\",IF(Inventory!$K60=\"Packaged\",\"p\",\"n\"))))","v":"n"},{"$f":"IF(AND($X304<>\"i\",$X304<>\"j\"),\"n\",IF(Inventory!$L60=\"Centrifugal\",\"c\",\"n\"))","v":"n"},"-","-",{"$f":"IFERROR(INDEX('Early Retirement'!$C$4:$AC$32,$BF304,$BJ304),0)","v":0},{"$f":"IFERROR(HLOOKUP($BJ304,'Early Retirement'!$D$4:$AC$5,2,FALSE),0)","v":0},{"$f":"IFERROR(INDEX('Early Retirement'!$AE$4:$BE$32,$BF304,$BJ304),0)","v":0},{"$f":"IFERROR(HLOOKUP($BJ304,'Early Retirement'!$AF$4:$BE$5,2,FALSE),0)","v":0},0,0,"kW/ton",{"$f":"IFERROR(INDEX('Early Retirement'!$BG$4:$CG$32,$BF304,$BJ304),0)","v":0},{"$f":"IFERROR(HLOOKUP($BJ304,'Early Retirement'!$BH$4:$CH$5,2,FALSE),0)","v":0},0,"COP","Yes",0,0,"kW/ton",0,"COP",0,0,"kW/ton",0,"COP"]
[null,null,null,null,null,null,null,null,null,null,null,null,null,null,null,null,null,null,null,null,null,52,{"$f":"IF(Inventory!$C61=\"\",\"a\",VLOOKUP(Inventory!$C61,$B$8:$C$11,2,FALSE))","v":"a"},{"$f":"IF(AND($W305=\"b\",Inventory!$I61=\"\"),\"a\",IF(AND($W305=\"b\",Inventory!$I61<>\"\"),VLOOKUP(Inventory!$I61,$E$3:$F$12,2,FALSE),IF(AND(OR($W305=\"c\",$W305=\"d\"),Inventory!$AB61=\"\"),\"a\",IF(AND(OR($W305=\"c\",$W305=\"d\"),Inventory!$AB61<>\"\"),VLOOKUP(Inventory!$AB61,$E$3:$F$12,2,FALSE),\"a\"))))","v":"a"},{"$f":"IF(OR(AND($X305<>\"b\",$X305<>\"c\"),$AB305=0,$AB305>=(65000/12000),Inventory!$AC61=\"\"),\"a\",VLOOKUP(Inventory!$AC61,$H$3:$I$5,2,FALSE))","v":"a"},{"$f":"IF(AND($X305<>\"i\",$X305<>\"j\"),\"a\",IF(AND($W305=\"b\",Inventory!$L61=\"\"),\"a\",IF(AND($W305=\"b\",Inventory!$L61<>\"\"),VLOOKUP(Inventory!$L61,$K$3:$L$6,2,FALSE),IF(AND(OR($W305=\"c\",$W305=\"d\"),Inventory!$AD61=\"\"),\"a\",IF(AND(OR($W305=\"c\",$W305=\"d\"),Inventory!$AD61<>\"\"),VLOOKUP(Inventory!$AD61,$K$3:$L$6,2,FALSE),\"a\")))))","v":"a"},{"$f":"IF(OR(AND($X305<>\"e\",$X305<>\"f\"),$AB305=0,Inventory!$AF61=\"\"),\"a\",VLOOKUP(Inventory!$AF61,$N$3:$O$5,2,FALSE))","v":"a"},{"$f":"IF(OR(Inventory!C61=\"New Construction\",Inventory!C61=\"Replace-on-Burnout\",Inventory!C61=\"Early Retirement\"),Inventory!AS61,0)","v":0},"","","","","","","","","","","","",0,"aaaaa0","No","No",{"$f":"IF($W305=\"a\",0,IF($W305=\"b\",Inventory!$M61,Inventory!$AG61))","v":0},{"$f":"IF(OR($W305=\"a\",AND($AQ305=\"No\",$AR305=\"No\")),0,IF(AND($W305=\"b\",Inventory!$O61=\"Btu/hr\"),Inventory!$N61,IF(AND($W305=\"b\",Inventory!$O61=\"Tons\"),Inventory!$N61*12000,IF(AND(OR($W305=\"c\",$W305=\"d\"),Inventory!$AI61=\"Btu/hr\"),Inventory!$AH61,IF(AND(OR($W305=\"c\",$W305=\"d\"),Inventory!$AI61=\"Tons\"),Inventory!$AH61*12000,0)))))","v":0},0,0,"EER",0,"kW/ton",{"$f":"IF(OR($W305=\"a\",$AR305=\"No\"),0,IF(AND($W305=\"b\",Inventory!$Q61=\"Btu/hr\"),Inventory!$P61,IF(AND($W305=\"b\",Inventory!$Q61=\"Tons\"),Inventory!$P61*12000,IF(AND(OR($W305=\"c\",$W305=\"d\"),Inventory!$AK61=\"Btu/hr\"),Inventory!$AJ61,IF(AND(OR($W305=\"c\",$W305=\"d\"),Inventory!$AK61=\"Tons\"),Inventory!$AJ61*12000,0)))))","v":0},0,0,"COP","No",{"$f":"IF(OR(Inventory!$J61=\"\",$BD305=\"No\"),\"-\",Inventory!$J61)","v":"-"},{"$f":"IFERROR(VLOOKUP($BE305,'Early Retirement'!$B$6:$C$32,2,FALSE),\"-\")","v":"-"},{"$f":"IF(OR($W305<>\"b\",AND($X305<>\"b\",$X305<>\"c\")),\"n\",IF(AND($AO305<>1,$AO305<>2,$AO305<>7,$AO305<>8),\"n\",IF(Inventory!$K61=\"Split\",\"s\",IF(Inventory!$K61=\"Packaged\",\"p\",\"n\"))))","v":"n"},{"$f":"IF(AND($X305<>\"i\",$X305<>\"j\"),\"n\",IF(Inventory!$L61=\"Centrifugal\",\"c\",\"n\"))","v":"n"},"-","-",{"$f":"IFERROR(INDEX('Early Retirement'!$C$4:$AC$32,$BF305,$BJ305),0)","v":0},{"$f":"IFERROR(HLOOKUP($BJ305,'Early Retirement'!$D$4:$AC$5,2,FALSE),0)","v":0},{"$f":"IFERROR(INDEX('Early Retirement'!$AE$4:$BE$32,$BF305,$BJ305),0)","v":0},{"$f":"IFERROR(HLOOKUP($BJ305,'Early Retirement'!$AF$4:$BE$5,2,FALSE),0)","v":0},0,0,"kW/ton",{"$f":"IFERROR(INDEX('Early Retirement'!$BG$4:$CG$32,$BF305,$BJ305),0)","v":0},{"$f":"IFERROR(HLOOKUP($BJ305,'Early Retirement'!$BH$4:$CH$5,2,FALSE),0)","v":0},0,"COP","Yes",0,0,"kW/ton",0,"COP",0,0,"kW/ton",0,"COP"]
[null,null,null,null,null,null,null,null,null,null,null,null,null,null,null,null,null,null,null,null,null,53,{"$f":"IF(Inventory!$C62=\"\",\"a\",VLOOKUP(Inventory!$C62,$B$8:$C$11,2,FALSE))","v":"a"},{"$f":"IF(AND($W306=\"b\",Inventory!$I62=\"\"),\"a\",IF(AND($W306=\"b\",Inventory!$I62<>\"\"),VLOOKUP(Inventory!$I62,$E$3:$F$12,2,FALSE),IF(AND(OR($W306=\"c\",$W306=\"d\"),Inventory!$AB62=\"\"),\"a\",IF(AND(OR($W306=\"c\",$W306=\"d\"),Inventory!$AB62<>\"\"),VLOOKUP(Inventory!$AB62,$E$3:$F$12,2,FALSE),\"a\"))))","v":"a"},{"$f":"IF(OR(AND($X306<>\"b\",$X306<>\"c\"),$AB306=0,$AB306>=(65000/12000),Inventory!$AC62=\"\"),\"a\",VLOOKUP(Inventory!$AC62,$H$3:$I$5,2,FALSE))","v":"a"},{"$f":"IF(AND($X306<>\"i\",$X306<>\"j\"),\"a\",IF(AND($W306=\"b\",Inventory!$L62=\"\"),\"a\",IF(AND($W306=\"b\",Inventory!$L62<>\"\"),VLOOKUP(Inventory!$L62,$K$3:$L$6,2,FALSE),IF(AND(OR($W306=\"c\",$W306=\"d\"),Inventory!$AD62=\"\"),\"a\",IF(AND(OR($W306=\"c\",$W306=\"d\"),Inventory!$AD62<>\"\"),VLOOKUP(Inventory!$AD62,$K$3:$L$6,2,FALSE),\"a\")))))","v":"a"},{"$f":"IF(OR(AND($X306<>\"e\",$X306<>\"f\"),$AB306=0,Inventory!$AF62=\"\"),\"a\",VLOOKUP(Inventory!$AF62,$N$3:$O$5,2,FALSE))","v":"a"},{"$f":"IF(OR(Inventory!C62=\"New Construction\",Inventory!C62=\"Replace-on-Burnout\",Inventory!C62=\"Early Retirement\"),Inventory!AS62,0)","v":0},"","","","","","","","","","","","",0,"aaaaa0","No","No",{"$f":"IF($W306=\"a\",0,IF($W306=\"b\",Inventory!$M62,Inventory!$AG62))","v":0},{"$f":"IF(OR($W306=\"a\",AND($AQ306=\"No\",$AR306=\"No\")),0,IF(AND($W306=\"b\",Inventory!$O62=\"Btu/hr\"),Inventory!$N62,IF(AND($W306=\"b\",Inventory!$O62=\"Tons\"),Inventory!$N62*12000,IF(AND(OR($W306=\"c\",$W306=\"d\"),Inventory!$AI62=\"Btu/hr\"),Inventory!$AH62,IF(AND(OR($W306=\"c\",$W306=\"d\"),Inventory!$AI62=\"Tons\"),Inventory!$AH62*12000,0)))))","v":0},0,0,"EER",0,"kW/ton",{"$f":"IF(OR($W306=\"a\",$AR306=\"No\"),0,IF(AND($W306=\"b\",Inventory!$Q62=\"Btu/hr\"),Inventory!$P62,IF(AND($W306=\"b\",Inventory!$Q62=\"Tons\"),Inventory!$P62*12000,IF(AND(OR($W306=\"c\",$W306=\"d\"),Inventory!$AK62=\"Btu/hr\"),Inventory!$AJ62,IF(AND(OR($W306=\"c\",$W306=\"d\"),Inventory!$AK62=\"Tons\"),Inventory!$AJ62*12000,0)))))","v":0},0,0,"COP","No",{"$f":"IF(OR(Inventory!$J62=\"\",$BD306=\"No\"),\"-\",Inventory!$J62)","v":"-"},{"$f":"IFERROR(VLOOKUP($BE306,'Early Retirement'!$B$6:$C$32,2,FALSE),\"-\")","v":"-"},{"$f":"IF(OR($W306<>\"b\",AND($X306<>\"b\",$X306<>\"c\")),\"n\",IF(AND($AO306<>1,$AO306<>2,$AO306<>7,$AO306<>8),\"n\",IF(Inventory!$K62=\"Split\",\"s\",IF(Inventory!$K62=\"Packaged\",\"p\",\"n\"))))","v":"n"},{"$f":"IF(AND($X306<>\"i\",$X306<>\"j\"),\"n\",IF(Inventory!$L62=\"Centrifugal\",\"c\",\"n\"))","v":"n"},"-","-",{"$f":"IFERROR(INDEX('Early Retirement'!$C$4:$AC$32,$BF306,$BJ306),0)","v":0},{"$f":"IFERROR(HLOOKUP($BJ306,'Early Retirement'!$D$4:$AC$5,2,FALSE),0)","v":0},{"$f":"IFERROR(INDEX('Early Retirement'!$AE$4:$BE$32,$BF306,$BJ306),0)","v":0},{"$f":"IFERROR(HLOOKUP($BJ306,'Early Retirement'!$AF$4:$BE$5,2,FALSE),0)","v":0},0,0,"kW/ton",{"$f":"IFERROR(INDEX('Early Retirement'!$BG$4:$CG$32,$BF306,$BJ306),0)","v":0},{"$f":"IFERROR(HLOOKUP($BJ306,'Early Retirement'!$BH$4:$CH$5,2,FALSE),0)","v":0},0,"COP","Yes",0,0,"kW/ton",0,"COP",0,0,"kW/ton",0,"COP"]
[null,null,null,null,null,null,null,null,null,null,null,null,null,null,null,null,null,null,null,null,null,54,{"$f":"IF(Inventory!$C63=\"\",\"a\",VLOOKUP(Inventory!$C63,$B$8:$C$11,2,FALSE))","v":"a"},{"$f":"IF(AND($W307=\"b\",Inventory!$I63=\"\"),\"a\",IF(AND($W307=\"b\",Inventory!$I63<>\"\"),VLOOKUP(Inventory!$I63,$E$3:$F$12,2,FALSE),IF(AND(OR($W307=\"c\",$W307=\"d\"),Inventory!$AB63=\"\"),\"a\",IF(AND(OR($W307=\"c\",$W307=\"d\"),Inventory!$AB63<>\"\"),VLOOKUP(Inventory!$AB63,$E$3:$F$12,2,FALSE),\"a\"))))","v":"a"},{"$f":"IF(OR(AND($X307<>\"b\",$X307<>\"c\"),$AB307=0,$AB307>=(65000/12000),Inventory!$AC63=\"\"),\"a\",VLOOKUP(Inventory!$AC63,$H$3:$I$5,2,FALSE))","v":"a"},{"$f":"IF(AND($X307<>\"i\",$X307<>\"j\"),\"a\",IF(AND($W307=\"b\",Inventory!$L63=\"\"),\"a\",IF(AND($W307=\"b\",Inventory!$L63<>\"\"),VLOOKUP(Inventory!$L63,$K$3:$L$6,2,FALSE),IF(AND(OR($W307=\"c\",$W307=\"d\"),Inventory!$AD63=\"\"),\"a\",IF(AND(OR($W307=\"c\",$W307=\"d\"),Inventory!$AD63<>\"\"),VLOOKUP(Inventory!$AD63,$K$3:$L$6,2,FALSE),\"a\")))))","v":"a"},{"$f":"IF(OR(AND($X307<>\"e\",$X307<>\"f\"),$AB307=0,Inventory!$AF63=\"\"),\"a\",VLOOKUP(Inventory!$AF63,$N$3:$O$5,2,FALSE))","v":"a"},{"$f":"IF(OR(Inventory!C63=\"New Construction\",Inventory!C63=\"Replace-on-Burnout\",Inventory!C63=\"Early Retirement\"),Inventory!AS63,0)","v":0},"","","","","","","","","","","","",0,"aaaaa0","No","No",{"$f":"IF($W307=\"a\",0,IF($W307=\"b\",Inventory!$M63,Inventory!$AG63))","v":0},{"$f":"IF(OR($W307=\"a\",AND($AQ307=\"No\",$AR307=\"No\")),0,IF(AND($W307=\"b\",Inventory!$O63=\"Btu/hr\"),Inventory!$N63,IF(AND($W307=\"b\",Inventory!$O63=\"Tons\"),Inventory!$N63*12000,IF(AND(OR($W307=\"c\",$W307=\"d\"),Inventory!$AI63=\"Btu/hr\"),Inventory!$AH63,IF(AND(OR($W307=\"c\",$W307=\"d\"),Inventory!$AI63=\"Tons\"),Inventory!$AH63*12000,0)))))","v":0},0,0,"EER",0,"kW/ton",{"$f":"IF(OR($W307=\"a\",$AR307=\"No\"),0,IF(AND($W307=\"b\",Inventory!$Q63=\"Btu/hr\"),Inventory!$P63,IF(AND($W307=\"b\",Inventory!$Q63=\"Tons\"),Inventory!$P63*12000,IF(AND(OR($W307=\"c\",$W307=\"d\"),Inventory!$AK63=\"Btu/hr\"),Inventory!$AJ63,IF(AND(OR($W307=\"c\",$W307=\"d\"),Inventory!$AK63=\"Tons\"),Inventory!$AJ63*12000,0)))))","v":0},0,0,"COP","No",{"$f":"IF(OR(Inventory!$J63=\"\",$BD307=\"No\"),\"-\",Inventory!$J63)","v":"-"},{"$f":"IFERROR(VLOOKUP($BE307,'Early Retirement'!$B$6:$C$32,2,FALSE),\"-\")","v":"-"},{"$f":"IF(OR($W307<>\"b\",AND($X307<>\"b\",$X307<>\"c\")),\"n\",IF(AND($AO307<>1,$AO307<>2,$AO307<>7,$AO307<>8),\"n\",IF(Inventory!$K63=\"Split\",\"s\",IF(Inventory!$K63=\"Packaged\",\"p\",\"n\"))))","v":"n"},{"$f":"IF(AND($X307<>\"i\",$X307<>\"j\"),\"n\",IF(Inventory!$L63=\"Centrifugal\",\"c\",\"n\"))","v":"n"},"-","-",{"$f":"IFERROR(INDEX('Early Retirement'!$C$4:$AC$32,$BF307,$BJ307),0)","v":0},{"$f":"IFERROR(HLOOKUP($BJ307,'Early Retirement'!$D$4:$AC$5,2,FALSE),0)","v":0},{"$f":"IFERROR(INDEX('Early Retirement'!$AE$4:$BE$32,$BF307,$BJ307),0)","v":0},{"$f":"IFERROR(HLOOKUP($BJ307,'Early Retirement'!$AF$4:$BE$5,2,FALSE),0)","v":0},0,0,"kW/ton",{"$f":"IFERROR(INDEX('Early Retirement'!$BG$4:$CG$32,$BF307,$BJ307),0)","v":0},{"$f":"IFERROR(HLOOKUP($BJ307,'Early Retirement'!$BH$4:$CH$5,2,FALSE),0)","v":0},0,"COP","Yes",0,0,"kW/ton",0,"COP",0,0,"kW/ton",0,"COP"]
[null,null,null,null,null,null,null,null,null,null,null,null,null,null,null,null,null,null,null,null,null,55,{"$f":"IF(Inventory!$C64=\"\",\"a\",VLOOKUP(Inventory!$C64,$B$8:$C$11,2,FALSE))","v":"a"},{"$f":"IF(AND($W308=\"b\",Inventory!$I64=\"\"),\"a\",IF(AND($W308=\"b\",Inventory!$I64<>\"\"),VLOOKUP(Inventory!$I64,$E$3:$F$12,2,FALSE),IF(AND(OR($W308=\"c\",$W308=\"d\"),Inventory!$AB64=\"\"),\"a\",IF(AND(OR($W308=\"c\",$W308=\"d\"),Inventory!$AB64<>\"\"),VLOOKUP(Inventory!$AB64,$E$3:$F$12,2,FALSE),\"a\"))))","v":"a"},{"$f":"IF(OR(AND($X308<>\"b\",$X308<>\"c\"),$AB308=0,$AB308>=(65000/12000),Inventory!$AC64=\"\"),\"a\",VLOOKUP(Inventory!$AC64,$H$3:$I$5,2,FALSE))","v":"a"},{"$f":"IF(AND($X308<>\"i\",$X308<>\"j\"),\"a\",IF(AND($W308=\"b\",Inventory!$L64=\"\"),\"a\",IF(AND($W308=\"b\",Inventory!$L64<>\"\"),VLOOKUP(Inventory!$L64,$K$3:$L$6,2,FALSE),IF(AND(OR($W308=\"c\",$W308=\"d\"),Inventory!$AD64=\"\"),\"a\",IF(AND(OR($W308=\"c\",$W308=\"d\"),Inventory!$AD64<>\"\"),VLOOKUP(Inventory!$AD64,$K$3:$L$6,2,FALSE),\"a\")))))","v":"a"},{"$f":"IF(OR(AND($X308<>\"e\",$X308<>\"f\"),$AB308=0,Inventory!$AF64=\"\"),\"a\",VLOOKUP(Inventory!$AF64,$N$3:$O$5,2,FALSE))","v":"a"},{"$f":"IF(OR(Inventory!C64=\"New Construction\",Inventory!C64=\"Replace-on-Burnout\",Inventory!C64=\"Early Retirement\"),Inventory!AS64,0)","v":0},"","","","","","","","","","","","",0,"aaaaa0","No","No",{"$f":"IF($W308=\"a\",0,IF($W308=\"b\",Inventory!$M64,Inventory!$AG64))","v":0},{"$f":"IF(OR($W308=\"a\",AND($AQ308=\"No\",$AR308=\"No\")),0,IF(AND($W308=\"b\",Inventory!$O64=\"Btu/hr\"),Inventory!$N64,IF(AND($W308=\"b\",Inventory!$O64=\"Tons\"),Inventory!$N64*12000,IF(AND(OR($W308=\"c\",$W308=\"d\"),Inventory!$AI64=\"Btu/hr\"),Inventory!$AH64,IF(AND(OR($W308=\"c\",$W308=\"d\"),Inventory!$AI64=\"Tons\"),Inventory!$AH64*12000,0)))))","v":0},0,0,"EER",0,"kW/ton",{"$f":"IF(OR($W308=\"a\",$AR308=\"No\"),0,IF(AND($W308=\"b\",Inventory!$Q64=\"Btu/hr\"),Inventory!$P64,IF(AND($W308=\"b\",Inventory!$Q64=\"Tons\"),Inventory!$P64*12000,IF(AND(OR($W308=\"c\",$W308=\"d\"),Inventory!$AK64=\"Btu/hr\"),Inventory!$AJ64,IF(AND(OR($W308=\"c\",$W308=\"d\"),Inventory!$AK64=\"Tons\"),Inventory!$AJ64*12000,0)))))","v":0},0,0,"COP","No",{"$f":"IF(OR(Inventory!$J64=\"\",$BD308=\"No\"),\"-\",Inventory!$J64)","v":"-"},{"$f":"IFERROR(VLOOKUP($BE308,'Early Retirement'!$B$6:$C$32,2,FALSE),\"-\")","v":"-"},{"$f":"IF(OR($W308<>\"b\",AND($X308<>\"b\",$X308<>\"c\")),\"n\",IF(AND($AO308<>1,$AO308<>2,$AO308<>7,$AO308<>8),\"n\",IF(Inventory!$K64=\"Split\",\"s\",IF(Inventory!$K64=\"Packaged\",\"p\",\"n\"))))","v":"n"},{"$f":"IF(AND($X308<>\"i\",$X308<>\"j\"),\"n\",IF(Inventory!$L64=\"Centrifugal\",\"c\",\"n\"))","v":"n"},"-","-",{"$f":"IFERROR(INDEX('Early Retirement'!$C$4:$AC$32,$BF308,$BJ308),0)","v":0},{"$f":"IFERROR(HLOOKUP($BJ308,'Early Retirement'!$D$4:$AC$5,2,FALSE),0)","v":0},{"$f":"IFERROR(INDEX('Early Retirement'!$AE$4:$BE$32,$BF308,$BJ308),0)","v":0},{"$f":"IFERROR(HLOOKUP($BJ308,'Early Retirement'!$AF$4:$BE$5,2,FALSE),0)","v":0},0,0,"kW/ton",{"$f":"IFERROR(INDEX('Early Retirement'!$BG$4:$CG$32,$BF308,$BJ308),0)","v":0},{"$f":"IFERROR(HLOOKUP($BJ308,'Early Retirement'!$BH$4:$CH$5,2,FALSE),0)","v":0},0,"COP","Yes",0,0,"kW/ton",0,"COP",0,0,"kW/ton",0,"COP"]
[null,null,null,null,null,null,null,null,null,null,null,null,null,null,null,null,null,null,null,null,null,56,{"$f":"IF(Inventory!$C65=\"\",\"a\",VLOOKUP(Inventory!$C65,$B$8:$C$11,2,FALSE))","v":"a"},{"$f":"IF(AND($W309=\"b\",Inventory!$I65=\"\"),\"a\",IF(AND($W309=\"b\",Inventory!$I65<>\"\"),VLOOKUP(Inventory!$I65,$E$3:$F$12,2,FALSE),IF(AND(OR($W309=\"c\",$W309=\"d\"),Inventory!$AB65=\"\"),\"a\",IF(AND(OR($W309=\"c\",$W309=\"d\"),Inventory!$AB65<>\"\"),VLOOKUP(Inventory!$AB65,$E$3:$F$12,2,FALSE),\"a\"))))","v":"a"},{"$f":"IF(OR(AND($X309<>\"b\",$X309<>\"c\"),$AB309=0,$AB309>=(65000/12000),Inventory!$AC65=\"\"),\"a\",VLOOKUP(Inventory!$AC65,$H$3:$I$5,2,FALSE))","v":"a"},{"$f":"IF(AND($X309<>\"i\",$X309<>\"j\"),\"a\",IF(AND($W309=\"b\",Inventory!$L65=\"\"),\"a\",IF(AND($W309=\"b\",Inventory!$L65<>\"\"),VLOOKUP(Inventory!$L65,$K$3:$L$6,2,FALSE),IF(AND(OR($W309=\"c\",$W309=\"d\"),Inventory!$AD65=\"\"),\"a\",IF(AND(OR($W309=\"c\",$W309=\"d\"),Inventory!$AD65<>\"\"),VLOOKUP(Inventory!$AD65,$K$3:$L$6,2,FALSE),\"a\")))))","v":"a"},{"$f":"IF(OR(AND($X309<>\"e\",$X309<>\"f\"),$AB309=0,Inventory!$AF65=\"\"),\"a\",VLOOKUP(Inventory!$AF65,$N$3:$O$5,2,FALSE))","v":"a"},{"$f":"IF(OR(Inventory!C65=\"New Construction\",Inventory!C65=\"Replace-on-Burnout\",Inventory!C65=\"Early Retirement\"),Inventory!AS65,0)","v":0},"","","","","","","","","","","","",0,"aaaaa0","No","No",{"$f":"IF($W309=\"a\",0,IF($W309=\"b\",Inventory!$M65,Inventory!$AG65))","v":0},{"$f":"IF(OR($W309=\"a\",AND($AQ309=\"No\",$AR309=\"No\")),0,IF(AND($W309=\"b\",Inventory!$O65=\"Btu/hr\"),Inventory!$N65,IF(AND($W309=\"b\",Inventory!$O65=\"Tons\"),Inventory!$N65*12000,IF(AND(OR($W309=\"c\",$W309=\"d\"),Inventory!$AI65=\"Btu/hr\"),Inventory!$AH65,IF(AND(OR($W309=\"c\",$W309=\"d\"),Inventory!$AI65=\"Tons\"),Inventory!$AH65*12000,0)))))","v":0},0,0,"EER",0,"kW/ton",{"$f":"IF(OR($W309=\"a\",$AR309=\"No\"),0,IF(AND($W309=\"b\",Inventory!$Q65=\"Btu/hr\"),Inventory!$P65,IF(AND($W309=\"b\",Inventory!$Q65=\"Tons\"),Inventory!$P65*12000,IF(AND(OR($W309=\"c\",$W309=\"d\"),Inventory!$AK65=\"Btu/hr\"),Inventory!$AJ65,IF(AND(OR($W309=\"c\",$W309=\"d\"),Inventory!$AK65=\"Tons\"),Inventory!$AJ65*12000,0)))))","v":0},0,0,"COP","No",{"$f":"IF(OR(Inventory!$J65=\"\",$BD309=\"No\"),\"-\",Inventory!$J65)","v":"-"},{"$f":"IFERROR(VLOOKUP($BE309,'Early Retirement'!$B$6:$C$32,2,FALSE),\"-\")","v":"-"},{"$f":"IF(OR($W309<>\"b\",AND($X309<>\"b\",$X309<>\"c\")),\"n\",IF(AND($AO309<>1,$AO309<>2,$AO309<>7,$AO309<>8),\"n\",IF(Inventory!$K65=\"Split\",\"s\",IF(Inventory!$K65=\"Packaged\",\"p\",\"n\"))))","v":"n"},{"$f":"IF(AND($X309<>\"i\",$X309<>\"j\"),\"n\",IF(Inventory!$L65=\"Centrifugal\",\"c\",\"n\"))","v":"n"},"-","-",{"$f":"IFERROR(INDEX('Early Retirement'!$C$4:$AC$32,$BF309,$BJ309),0)","v":0},{"$f":"IFERROR(HLOOKUP($BJ309,'Early Retirement'!$D$4:$AC$5,2,FALSE),0)","v":0},{"$f":"IFERROR(INDEX('Early Retirement'!$AE$4:$BE$32,$BF309,$BJ309),0)","v":0},{"$f":"IFERROR(HLOOKUP($BJ309,'Early Retirement'!$AF$4:$BE$5,2,FALSE),0)","v":0},0,0,"kW/ton",{"$f":"IFERROR(INDEX('Early Retirement'!$BG$4:$CG$32,$BF309,$BJ309),0)","v":0},{"$f":"IFERROR(HLOOKUP($BJ309,'Early Retirement'!$BH$4:$CH$5,2,FALSE),0)","v":0},0,"COP","Yes",0,0,"kW/ton",0,"COP",0,0,"kW/ton",0,"COP"]
[null,null,null,null,null,null,null,null,null,null,null,null,null,null,null,null,null,null,null,null,null,57,{"$f":"IF(Inventory!$C66=\"\",\"a\",VLOOKUP(Inventory!$C66,$B$8:$C$11,2,FALSE))","v":"a"},{"$f":"IF(AND($W310=\"b\",Inventory!$I66=\"\"),\"a\",IF(AND($W310=\"b\",Inventory!$I66<>\"\"),VLOOKUP(Inventory!$I66,$E$3:$F$12,2,FALSE),IF(AND(OR($W310=\"c\",$W310=\"d\"),Inventory!$AB66=\"\"),\"a\",IF(AND(OR($W310=\"c\",$W310=\"d\"),Inventory!$AB66<>\"\"),VLOOKUP(Inventory!$AB66,$E$3:$F$12,2,FALSE),\"a\"))))","v":"a"},{"$f":"IF(OR(AND($X310<>\"b\",$X310<>\"c\"),$AB310=0,$AB310>=(65000/12000),Inventory!$AC66=\"\"),\"a\",VLOOKUP(Inventory!$AC66,$H$3:$I$5,2,FALSE))","v":"a"},{"$f":"IF(AND($X310<>\"i\",$X310<>\"j\"),\"a\",IF(AND($W310=\"b\",Inventory!$L66=\"\"),\"a\",IF(AND($W310=\"b\",Inventory!$L66<>\"\"),VLOOKUP(Inventory!$L66,$K$3:$L$6,2,FALSE),IF(AND(OR($W310=\"c\",$W310=\"d\"),Inventory!$AD66=\"\"),\"a\",IF(AND(OR($W310=\"c\",$W310=\"d\"),Inventory!$AD66<>\"\"),VLOOKUP(Inventory!$AD66,$K$3:$L$6,2,FALSE),\"a\")))))","v":"a"},{"$f":"IF(OR(AND($X310<>\"e\",$X310<>\"f\"),$AB310=0,Inventory!$AF66=\"\"),\"a\",VLOOKUP(Inventory!$AF66,$N$3:$O$5,2,FALSE))","v":"a"},{"$f":"IF(OR(Inventory!C66=\"New Construction\",Inventory!C66=\"Replace-on-Burnout\",Inventory!C66=\"Early Retirement\"),Inventory!AS66,0)","v":0},"","","","","","","","","","","","",0,"aaaaa0","No","No",{"$f":"IF($W310=\"a\",0,IF($W310=\"b\",Inventory!$M66,Inventory!$AG66))","v":0},{"$f":"IF(OR($W310=\"a\",AND($AQ310=\"No\",$AR310=\"No\")),0,IF(AND($W310=\"b\",Inventory!$O66=\"Btu/hr\"),Inventory!$N66,IF(AND($W310=\"b\",Inventory!$O66=\"Tons\"),Inventory!$N66*12000,IF(AND(OR($W310=\"c\",$W310=\"d\"),Inventory!$AI66=\"Btu/hr\"),Inventory!$AH66,IF(AND(OR($W310=\"c\",$W310=\"d\"),Inventory!$AI66=\"Tons\"),Inventory!$AH66*12000,0)))))","v":0},0,0,"EER",0,"kW/ton",{"$f":"IF(OR($W310=\"a\",$AR310=\"No\"),0,IF(AND($W310=\"b\",Inventory!$Q66=\"Btu/hr\"),Inventory!$P66,IF(AND($W310=\"b\",Inventory!$Q66=\"Tons\"),Inventory!$P66*12000,IF(AND(OR($W310=\"c\",$W310=\"d\"),Inventory!$AK66=\"Btu/hr\"),Inventory!$AJ66,IF(AND(OR($W310=\"c\",$W310=\"d\"),Inventory!$AK66=\"Tons\"),Inventory!$AJ66*12000,0)))))","v":0},0,0,"COP","No",{"$f":"IF(OR(Inventory!$J66=\"\",$BD310=\"No\"),\"-\",Inventory!$J66)","v":"-"},{"$f":"IFERROR(VLOOKUP($BE310,'Early Retirement'!$B$6:$C$32,2,FALSE),\"-\")","v":"-"},{"$f":"IF(OR($W310<>\"b\",AND($X310<>\"b\",$X310<>\"c\")),\"n\",IF(AND($AO310<>1,$AO310<>2,$AO310<>7,$AO310<>8),\"n\",IF(Inventory!$K66=\"Split\",\"s\",IF(Inventory!$K66=\"Packaged\",\"p\",\"n\"))))","v":"n"},{"$f":"IF(AND($X310<>\"i\",$X310<>\"j\"),\"n\",IF(Inventory!$L66=\"Centrifugal\",\"c\",\"n\"))","v":"n"},"-","-",{"$f":"IFERROR(INDEX('Early Retirement'!$C$4:$AC$32,$BF310,$BJ310),0)","v":0},{"$f":"IFERROR(HLOOKUP($BJ310,'Early Retirement'!$D$4:$AC$5,2,FALSE),0)","v":0},{"$f":"IFERROR(INDEX('Early Retirement'!$AE$4:$BE$32,$BF310,$BJ310),0)","v":0},{"$f":"IFERROR(HLOOKUP($BJ310,'Early Retirement'!$AF$4:$BE$5,2,FALSE),0)","v":0},0,0,"kW/ton",{"$f":"IFERROR(INDEX('Early Retirement'!$BG$4:$CG$32,$BF310,$BJ310),0)","v":0},{"$f":"IFERROR(HLOOKUP($BJ310,'Early Retirement'!$BH$4:$CH$5,2,FALSE),0)","v":0},0,"COP","Yes",0,0,"kW/ton",0,"COP",0,0,"kW/ton",0,"COP"]
[null,null,null,null,null,null,null,null,null,null,null,null,null,null,null,null,null,null,null,null,null,58,{"$f":"IF(Inventory!$C67=\"\",\"a\",VLOOKUP(Inventory!$C67,$B$8:$C$11,2,FALSE))","v":"a"},{"$f":"IF(AND($W311=\"b\",Inventory!$I67=\"\"),\"a\",IF(AND($W311=\"b\",Inventory!$I67<>\"\"),VLOOKUP(Inventory!$I67,$E$3:$F$12,2,FALSE),IF(AND(OR($W311=\"c\",$W311=\"d\"),Inventory!$AB67=\"\"),\"a\",IF(AND(OR($W311=\"c\",$W311=\"d\"),Inventory!$AB67<>\"\"),VLOOKUP(Inventory!$AB67,$E$3:$F$12,2,FALSE),\"a\"))))","v":"a"},{"$f":"IF(OR(AND($X311<>\"b\",$X311<>\"c\"),$AB311=0,$AB311>=(65000/12000),Inventory!$AC67=\"\"),\"a\",VLOOKUP(Inventory!$AC67,$H$3:$I$5,2,FALSE))","v":"a"},{"$f":"IF(AND($X311<>\"i\",$X311<>\"j\"),\"a\",IF(AND($W311=\"b\",Inventory!$L67=\"\"),\"a\",IF(AND($W311=\"b\",Inventory!$L67<>\"\"),VLOOKUP(Inventory!$L67,$K$3:$L$6,2,FALSE),IF(AND(OR($W311=\"c\",$W311=\"d\"),Inventory!$AD67=\"\"),\"a\",IF(AND(OR($W311=\"c\",$W311=\"d\"),Inventory!$AD67<>\"\"),VLOOKUP(Inventory!$AD67,$K$3:$L$6,2,FALSE),\"a\")))))","v":"a"},{"$f":"IF(OR(AND($X311<>\"e\",$X311<>\"f\"),$AB311=0,Inventory!$AF67=\"\"),\"a\",VLOOKUP(Inventory!$AF67,$N$3:$O$5,2,FALSE))","v":"a"},{"$f":"IF(OR(Inventory!C67=\"New Construction\",Inventory!C67=\"Replace-on-Burnout\",Inventory!C67=\"Early Retirement\"),Inventory!AS67,0)","v":0},"","","","","","","","","","","","",0,"aaaaa0","No","No",{"$f":"IF($W311=\"a\",0,IF($W311=\"b\",Inventory!$M67,Inventory!$AG67))","v":0},{"$f":"IF(OR($W311=\"a\",AND($AQ311=\"No\",$AR311=\"No\")),0,IF(AND($W311=\"b\",Inventory!$O67=\"Btu/hr\"),Inventory!$N67,IF(AND($W311=\"b\",Inventory!$O67=\"Tons\"),Inventory!$N67*12000,IF(AND(OR($W311=\"c\",$W311=\"d\"),Inventory!$AI67=\"Btu/hr\"),Inventory!$AH67,IF(AND(OR($W311=\"c\",$W311=\"d\"),Inventory!$AI67=\"Tons\"),Inventory!$AH67*12000,0)))))","v":0},0,0,"EER",0,"kW/ton",{"$f":"IF(OR($W311=\"a\",$AR311=\"No\"),0,IF(AND($W311=\"b\",Inventory!$Q67=\"Btu/hr\"),Inventory!$P67,IF(AND($W311=\"b\",Inventory!$Q67=\"Tons\"),Inventory!$P67*12000,IF(AND(OR($W311=\"c\",$W311=\"d\"),Inventory!$AK67=\"Btu/hr\"),Inventory!$AJ67,IF(AND(OR($W311=\"c\",$W311=\"d\"),Inventory!$AK67=\"Tons\"),Inventory!$AJ67*12000,0)))))","v":0},0,0,"COP","No",{"$f":"IF(OR(Inventory!$J67=\"\",$BD311=\"No\"),\"-\",Inventory!$J67)","v":"-"},{"$f":"IFERROR(VLOOKUP($BE311,'Early Retirement'!$B$6:$C$32,2,FALSE),\"-\")","v":"-"},{"$f":"IF(OR($W311<>\"b\",AND($X311<>\"b\",$X311<>\"c\")),\"n\",IF(AND($AO311<>1,$AO311<>2,$AO311<>7,$AO311<>8),\"n\",IF(Inventory!$K67=\"Split\",\"s\",IF(Inventory!$K67=\"Packaged\",\"p\",\"n\"))))","v":"n"},{"$f":"IF(AND($X311<>\"i\",$X311<>\"j\"),\"n\",IF(Inventory!$L67=\"Centrifugal\",\"c\",\"n\"))","v":"n"},"-","-",{"$f":"IFERROR(INDEX('Early Retirement'!$C$4:$AC$32,$BF311,$BJ311),0)","v":0},{"$f":"IFERROR(HLOOKUP($BJ311,'Early Retirement'!$D$4:$AC$5,2,FALSE),0)","v":0},{"$f":"IFERROR(INDEX('Early Retirement'!$AE$4:$BE$32,$BF311,$BJ311),0)","v":0},{"$f":"IFERROR(HLOOKUP($BJ311,'Early Retirement'!$AF$4:$BE$5,2,FALSE),0)","v":0},0,0,"kW/ton",{"$f":"IFERROR(INDEX('Early Retirement'!$BG$4:$CG$32,$BF311,$BJ311),0)","v":0},{"$f":"IFERROR(HLOOKUP($BJ311,'Early Retirement'!$BH$4:$CH$5,2,FALSE),0)","v":0},0,"COP","Yes",0,0,"kW/ton",0,"COP",0,0,"kW/ton",0,"COP"]
[null,null,null,null,null,null,null,null,null,null,null,null,null,null,null,null,null,null,null,null,null,59,{"$f":"IF(Inventory!$C68=\"\",\"a\",VLOOKUP(Inventory!$C68,$B$8:$C$11,2,FALSE))","v":"a"},{"$f":"IF(AND($W312=\"b\",Inventory!$I68=\"\"),\"a\",IF(AND($W312=\"b\",Inventory!$I68<>\"\"),VLOOKUP(Inventory!$I68,$E$3:$F$12,2,FALSE),IF(AND(OR($W312=\"c\",$W312=\"d\"),Inventory!$AB68=\"\"),\"a\",IF(AND(OR($W312=\"c\",$W312=\"d\"),Inventory!$AB68<>\"\"),VLOOKUP(Inventory!$AB68,$E$3:$F$12,2,FALSE),\"a\"))))","v":"a"},{"$f":"IF(OR(AND($X312<>\"b\",$X312<>\"c\"),$AB312=0,$AB312>=(65000/12000),Inventory!$AC68=\"\"),\"a\",VLOOKUP(Inventory!$AC68,$H$3:$I$5,2,FALSE))","v":"a"},{"$f":"IF(AND($X312<>\"i\",$X312<>\"j\"),\"a\",IF(AND($W312=\"b\",Inventory!$L68=\"\"),\"a\",IF(AND($W312=\"b\",Inventory!$L68<>\"\"),VLOOKUP(Inventory!$L68,$K$3:$L$6,2,FALSE),IF(AND(OR($W312=\"c\",$W312=\"d\"),Inventory!$AD68=\"\"),\"a\",IF(AND(OR($W312=\"c\",$W312=\"d\"),Inventory!$AD68<>\"\"),VLOOKUP(Inventory!$AD68,$K$3:$L$6,2,FALSE),\"a\")))))","v":"a"},{"$f":"IF(OR(AND($X312<>\"e\",$X312<>\"f\"),$AB312=0,Inventory!$AF68=\"\"),\"a\",VLOOKUP(Inventory!$AF68,$N$3:$O$5,2,FALSE))","v":"a"},{"$f":"IF(OR(Inventory!C68=\"New Construction\",Inventory!C68=\"Replace-on-Burnout\",Inventory!C68=\"Early Retirement\"),Inventory!AS68,0)","v":0},"","","","","","","","","","","","",0,"aaaaa0","No","No",{"$f":"IF($W312=\"a\",0,IF($W312=\"b\",Inventory!$M68,Inventory!$AG68))","v":0},{"$f":"IF(OR($W312=\"a\",AND($AQ312=\"No\",$AR312=\"No\")),0,IF(AND($W312=\"b\",Inventory!$O68=\"Btu/hr\"),Inventory!$N68,IF(AND($W312=\"b\",Inventory!$O68=\"Tons\"),Inventory!$N68*12000,IF(AND(OR($W312=\"c\",$W312=\"d\"),Inventory!$AI68=\"Btu/hr\"),Inventory!$AH68,IF(AND(OR($W312=\"c\",$W312=\"d\"),Inventory!$AI68=\"Tons\"),Inventory!$AH68*12000,0)))))","v":0},0,0,"EER",0,"kW/ton",{"$f":"IF(OR($W312=\"a\",$AR312=\"No\"),0,IF(AND($W312=\"b\",Inventory!$Q68=\"Btu/hr\"),Inventory!$P68,IF(AND($W312=\"b\",Inventory!$Q68=\"Tons\"),Inventory!$P68*12000,IF(AND(OR($W312=\"c\",$W312=\"d\"),Inventory!$AK68=\"Btu/hr\"),Inventory!$AJ68,IF(AND(OR($W312=\"c\",$W312=\"d\"),Inventory!$AK68=\"Tons\"),Inventory!$AJ68*12000,0)))))","v":0},0,0,"COP","No",{"$f":"IF(OR(Inventory!$J68=\"\",$BD312=\"No\"),\"-\",Inventory!$J68)","v":"-"},{"$f":"IFERROR(VLOOKUP($BE312,'Early Retirement'!$B$6:$C$32,2,FALSE),\"-\")","v":"-"},{"$f":"IF(OR($W312<>\"b\",AND($X312<>\"b\",$X312<>\"c\")),\"n\",IF(AND($AO312<>1,$AO312<>2,$AO312<>7,$AO312<>8),\"n\",IF(Inventory!$K68=\"Split\",\"s\",IF(Inventory!$K68=\"Packaged\",\"p\",\"n\"))))","v":"n"},{"$f":"IF(AND($X312<>\"i\",$X312<>\"j\"),\"n\",IF(Inventory!$L68=\"Centrifugal\",\"c\",\"n\"))","v":"n"},"-","-",{"$f":"IFERROR(INDEX('Early Retirement'!$C$4:$AC$32,$BF312,$BJ312),0)","v":0},{"$f":"IFERROR(HLOOKUP($BJ312,'Early Retirement'!$D$4:$AC$5,2,FALSE),0)","v":0},{"$f":"IFERROR(INDEX('Early Retirement'!$AE$4:$BE$32,$BF312,$BJ312),0)","v":0},{"$f":"IFERROR(HLOOKUP($BJ312,'Early Retirement'!$AF$4:$BE$5,2,FALSE),0)","v":0},0,0,"kW/ton",{"$f":"IFERROR(INDEX('Early Retirement'!$BG$4:$CG$32,$BF312,$BJ312),0)","v":0},{"$f":"IFERROR(HLOOKUP($BJ312,'Early Retirement'!$BH$4:$CH$5,2,FALSE),0)","v":0},0,"COP","Yes",0,0,"kW/ton",0,"COP",0,0,"kW/ton",0,"COP"]
[null,null,null,null,null,null,null,null,null,null,null,null,null,null,null,null,null,null,null,null,null,60,{"$f":"IF(Inventory!$C69=\"\",\"a\",VLOOKUP(Inventory!$C69,$B$8:$C$11,2,FALSE))","v":"a"},{"$f":"IF(AND($W313=\"b\",Inventory!$I69=\"\"),\"a\",IF(AND($W313=\"b\",Inventory!$I69<>\"\"),VLOOKUP(Inventory!$I69,$E$3:$F$12,2,FALSE),IF(AND(OR($W313=\"c\",$W313=\"d\"),Inventory!$AB69=\"\"),\"a\",IF(AND(OR($W313=\"c\",$W313=\"d\"),Inventory!$AB69<>\"\"),VLOOKUP(Inventory!$AB69,$E$3:$F$12,2,FALSE),\"a\"))))","v":"a"},{"$f":"IF(OR(AND($X313<>\"b\",$X313<>\"c\"),$AB313=0,$AB313>=(65000/12000),Inventory!$AC69=\"\"),\"a\",VLOOKUP(Inventory!$AC69,$H$3:$I$5,2,FALSE))","v":"a"},{"$f":"IF(AND($X313<>\"i\",$X313<>\"j\"),\"a\",IF(AND($W313=\"b\",Inventory!$L69=\"\"),\"a\",IF(AND($W313=\"b\",Inventory!$L69<>\"\"),VLOOKUP(Inventory!$L69,$K$3:$L$6,2,FALSE),IF(AND(OR($W313=\"c\",$W313=\"d\"),Inventory!$AD69=\"\"),\"a\",IF(AND(OR($W313=\"c\",$W313=\"d\"),Inventory!$AD69<>\"\"),VLOOKUP(Inventory!$AD69,$K$3:$L$6,2,FALSE),\"a\")))))","v":"a"},{"$f":"IF(OR(AND($X313<>\"e\",$X313<>\"f\"),$AB313=0,Inventory!$AF69=\"\"),\"a\",VLOOKUP(Inventory!$AF69,$N$3:$O$5,2,FALSE))","v":"a"},{"$f":"IF(OR(Inventory!C69=\"New Construction\",Inventory!C69=\"Replace-on-Burnout\",Inventory!C69=\"Early Retirement\"),Inventory!AS69,0)","v":0},"","","","","","","","","","","","",0,"aaaaa0","No","No",{"$f":"IF($W313=\"a\",0,IF($W313=\"b\",Inventory!$M69,Inventory!$AG69))","v":0},{"$f":"IF(OR($W313=\"a\",AND($AQ313=\"No\",$AR313=\"No\")),0,IF(AND($W313=\"b\",Inventory!$O69=\"Btu/hr\"),Inventory!$N69,IF(AND($W313=\"b\",Inventory!$O69=\"Tons\"),Inventory!$N69*12000,IF(AND(OR($W313=\"c\",$W313=\"d\"),Inventory!$AI69=\"Btu/hr\"),Inventory!$AH69,IF(AND(OR($W313=\"c\",$W313=\"d\"),Inventory!$AI69=\"Tons\"),Inventory!$AH69*12000,0)))))","v":0},0,0,"EER",0,"kW/ton",{"$f":"IF(OR($W313=\"a\",$AR313=\"No\"),0,IF(AND($W313=\"b\",Inventory!$Q69=\"Btu/hr\"),Inventory!$P69,IF(AND($W313=\"b\",Inventory!$Q69=\"Tons\"),Inventory!$P69*12000,IF(AND(OR($W313=\"c\",$W313=\"d\"),Inventory!$AK69=\"Btu/hr\"),Inventory!$AJ69,IF(AND(OR($W313=\"c\",$W313=\"d\"),Inventory!$AK69=\"Tons\"),Inventory!$AJ69*12000,0)))))","v":0},0,0,"COP","No",{"$f":"IF(OR(Inventory!$J69=\"\",$BD313=\"No\"),\"-\",Inventory!$J69)","v":"-"},{"$f":"IFERROR(VLOOKUP($BE313,'Early Retirement'!$B$6:$C$32,2,FALSE),\"-\")","v":"-"},{"$f":"IF(OR($W313<>\"b\",AND($X313<>\"b\",$X313<>\"c\")),\"n\",IF(AND($AO313<>1,$AO313<>2,$AO313<>7,$AO313<>8),\"n\",IF(Inventory!$K69=\"Split\",\"s\",IF(Inventory!$K69=\"Packaged\",\"p\",\"n\"))))","v":"n"},{"$f":"IF(AND($X313<>\"i\",$X313<>\"j\"),\"n\",IF(Inventory!$L69=\"Centrifugal\",\"c\",\"n\"))","v":"n"},"-","-",{"$f":"IFERROR(INDEX('Early Retirement'!$C$4:$AC$32,$BF313,$BJ313),0)","v":0},{"$f":"IFERROR(HLOOKUP($BJ313,'Early Retirement'!$D$4:$AC$5,2,FALSE),0)","v":0},{"$f":"IFERROR(INDEX('Early Retirement'!$AE$4:$BE$32,$BF313,$BJ313),0)","v":0},{"$f":"IFERROR(HLOOKUP($BJ313,'Early Retirement'!$AF$4:$BE$5,2,FALSE),0)","v":0},0,0,"kW/ton",{"$f":"IFERROR(INDEX('Early Retirement'!$BG$4:$CG$32,$BF313,$BJ313),0)","v":0},{"$f":"IFERROR(HLOOKUP($BJ313,'Early Retirement'!$BH$4:$CH$5,2,FALSE),0)","v":0},0,"COP","Yes",0,0,"kW/ton",0,"COP",0,0,"kW/ton",0,"COP"]
[null,null,null,null,null,null,null,null,null,null,null,null,null,null,null,null,null,null,null,null,null,61,{"$f":"IF(Inventory!$C70=\"\",\"a\",VLOOKUP(Inventory!$C70,$B$8:$C$11,2,FALSE))","v":"a"},{"$f":"IF(AND($W314=\"b\",Inventory!$I70=\"\"),\"a\",IF(AND($W314=\"b\",Inventory!$I70<>\"\"),VLOOKUP(Inventory!$I70,$E$3:$F$12,2,FALSE),IF(AND(OR($W314=\"c\",$W314=\"d\"),Inventory!$AB70=\"\"),\"a\",IF(AND(OR($W314=\"c\",$W314=\"d\"),Inventory!$AB70<>\"\"),VLOOKUP(Inventory!$AB70,$E$3:$F$12,2,FALSE),\"a\"))))","v":"a"},{"$f":"IF(OR(AND($X314<>\"b\",$X314<>\"c\"),$AB314=0,$AB314>=(65000/12000),Inventory!$AC70=\"\"),\"a\",VLOOKUP(Inventory!$AC70,$H$3:$I$5,2,FALSE))","v":"a"},{"$f":"IF(AND($X314<>\"i\",$X314<>\"j\"),\"a\",IF(AND($W314=\"b\",Inventory!$L70=\"\"),\"a\",IF(AND($W314=\"b\",Inventory!$L70<>\"\"),VLOOKUP(Inventory!$L70,$K$3:$L$6,2,FALSE),IF(AND(OR($W314=\"c\",$W314=\"d\"),Inventory!$AD70=\"\"),\"a\",IF(AND(OR($W314=\"c\",$W314=\"d\"),Inventory!$AD70<>\"\"),VLOOKUP(Inventory!$AD70,$K$3:$L$6,2,FALSE),\"a\")))))","v":"a"},{"$f":"IF(OR(AND($X314<>\"e\",$X314<>\"f\"),$AB314=0,Inventory!$AF70=\"\"),\"a\",VLOOKUP(Inventory!$AF70,$N$3:$O$5,2,FALSE))","v":"a"},{"$f":"IF(OR(Inventory!C70=\"New Construction\",Inventory!C70=\"Replace-on-Burnout\",Inventory!C70=\"Early Retirement\"),Inventory!AS70,0)","v":0},"","","","","","","","","","","","",0,"aaaaa0","No","No",{"$f":"IF($W314=\"a\",0,IF($W314=\"b\",Inventory!$M70,Inventory!$AG70))","v":0},{"$f":"IF(OR($W314=\"a\",AND($AQ314=\"No\",$AR314=\"No\")),0,IF(AND($W314=\"b\",Inventory!$O70=\"Btu/hr\"),Inventory!$N70,IF(AND($W314=\"b\",Inventory!$O70=\"Tons\"),Inventory!$N70*12000,IF(AND(OR($W314=\"c\",$W314=\"d\"),Inventory!$AI70=\"Btu/hr\"),Inventory!$AH70,IF(AND(OR($W314=\"c\",$W314=\"d\"),Inventory!$AI70=\"Tons\"),Inventory!$AH70*12000,0)))))","v":0},0,0,"EER",0,"kW/ton",{"$f":"IF(OR($W314=\"a\",$AR314=\"No\"),0,IF(AND($W314=\"b\",Inventory!$Q70=\"Btu/hr\"),Inventory!$P70,IF(AND($W314=\"b\",Inventory!$Q70=\"Tons\"),Inventory!$P70*12000,IF(AND(OR($W314=\"c\",$W314=\"d\"),Inventory!$AK70=\"Btu/hr\"),Inventory!$AJ70,IF(AND(OR($W314=\"c\",$W314=\"d\"),Inventory!$AK70=\"Tons\"),Inventory!$AJ70*12000,0)))))","v":0},0,0,"COP","No",{"$f":"IF(OR(Inventory!$J70=\"\",$BD314=\"No\"),\"-\",Inventory!$J70)","v":"-"},{"$f":"IFERROR(VLOOKUP($BE314,'Early Retirement'!$B$6:$C$32,2,FALSE),\"-\")","v":"-"},{"$f":"IF(OR($W314<>\"b\",AND($X314<>\"b\",$X314<>\"c\")),\"n\",IF(AND($AO314<>1,$AO314<>2,$AO314<>7,$AO314<>8),\"n\",IF(Inventory!$K70=\"Split\",\"s\",IF(Inventory!$K70=\"Packaged\",\"p\",\"n\"))))","v":"n"},{"$f":"IF(AND($X314<>\"i\",$X314<>\"j\"),\"n\",IF(Inventory!$L70=\"Centrifugal\",\"c\",\"n\"))","v":"n"},"-","-",{"$f":"IFERROR(INDEX('Early Retirement'!$C$4:$AC$32,$BF314,$BJ314),0)","v":0},{"$f":"IFERROR(HLOOKUP($BJ314,'Early Retirement'!$D$4:$AC$5,2,FALSE),0)","v":0},{"$f":"IFERROR(INDEX('Early Retirement'!$AE$4:$BE$32,$BF314,$BJ314),0)","v":0},{"$f":"IFERROR(HLOOKUP($BJ314,'Early Retirement'!$AF$4:$BE$5,2,FALSE),0)","v":0},0,0,"kW/ton",{"$f":"IFERROR(INDEX('Early Retirement'!$BG$4:$CG$32,$BF314,$BJ314),0)","v":0},{"$f":"IFERROR(HLOOKUP($BJ314,'Early Retirement'!$BH$4:$CH$5,2,FALSE),0)","v":0},0,"COP","Yes",0,0,"kW/ton",0,"COP",0,0,"kW/ton",0,"COP"]
[null,null,null,null,null,null,null,null,null,null,null,null,null,null,null,null,null,null,null,null,null,62,{"$f":"IF(Inventory!$C71=\"\",\"a\",VLOOKUP(Inventory!$C71,$B$8:$C$11,2,FALSE))","v":"a"},{"$f":"IF(AND($W315=\"b\",Inventory!$I71=\"\"),\"a\",IF(AND($W315=\"b\",Inventory!$I71<>\"\"),VLOOKUP(Inventory!$I71,$E$3:$F$12,2,FALSE),IF(AND(OR($W315=\"c\",$W315=\"d\"),Inventory!$AB71=\"\"),\"a\",IF(AND(OR($W315=\"c\",$W315=\"d\"),Inventory!$AB71<>\"\"),VLOOKUP(Inventory!$AB71,$E$3:$F$12,2,FALSE),\"a\"))))","v":"a"},{"$f":"IF(OR(AND($X315<>\"b\",$X315<>\"c\"),$AB315=0,$AB315>=(65000/12000),Inventory!$AC71=\"\"),\"a\",VLOOKUP(Inventory!$AC71,$H$3:$I$5,2,FALSE))","v":"a"},{"$f":"IF(AND($X315<>\"i\",$X315<>\"j\"),\"a\",IF(AND($W315=\"b\",Inventory!$L71=\"\"),\"a\",IF(AND($W315=\"b\",Inventory!$L71<>\"\"),VLOOKUP(Inventory!$L71,$K$3:$L$6,2,FALSE),IF(AND(OR($W315=\"c\",$W315=\"d\"),Inventory!$AD71=\"\"),\"a\",IF(AND(OR($W315=\"c\",$W315=\"d\"),Inventory!$AD71<>\"\"),VLOOKUP(Inventory!$AD71,$K$3:$L$6,2,FALSE),\"a\")))))","v":"a"},{"$f":"IF(OR(AND($X315<>\"e\",$X315<>\"f\"),$AB315=0,Inventory!$AF71=\"\"),\"a\",VLOOKUP(Inventory!$AF71,$N$3:$O$5,2,FALSE))","v":"a"},{"$f":"IF(OR(Inventory!C71=\"New Construction\",Inventory!C71=\"Replace-on-Burnout\",Inventory!C71=\"Early Retirement\"),Inventory!AS71,0)","v":0},"","","","","","","","","","","","",0,"aaaaa0","No","No",{"$f":"IF($W315=\"a\",0,IF($W315=\"b\",Inventory!$M71,Inventory!$AG71))","v":0},{"$f":"IF(OR($W315=\"a\",AND($AQ315=\"No\",$AR315=\"No\")),0,IF(AND($W315=\"b\",Inventory!$O71=\"Btu/hr\"),Inventory!$N71,IF(AND($W315=\"b\",Inventory!$O71=\"Tons\"),Inventory!$N71*12000,IF(AND(OR($W315=\"c\",$W315=\"d\"),Inventory!$AI71=\"Btu/hr\"),Inventory!$AH71,IF(AND(OR($W315=\"c\",$W315=\"d\"),Inventory!$AI71=\"Tons\"),Inventory!$AH71*12000,0)))))","v":0},0,0,"EER",0,"kW/ton",{"$f":"IF(OR($W315=\"a\",$AR315=\"No\"),0,IF(AND($W315=\"b\",Inventory!$Q71=\"Btu/hr\"),Inventory!$P71,IF(AND($W315=\"b\",Inventory!$Q71=\"Tons\"),Inventory!$P71*12000,IF(AND(OR($W315=\"c\",$W315=\"d\"),Inventory!$AK71=\"Btu/hr\"),Inventory!$AJ71,IF(AND(OR($W315=\"c\",$W315=\"d\"),Inventory!$AK71=\"Tons\"),Inventory!$AJ71*12000,0)))))","v":0},0,0,"COP","No",{"$f":"IF(OR(Inventory!$J71=\"\",$BD315=\"No\"),\"-\",Inventory!$J71)","v":"-"},{"$f":"IFERROR(VLOOKUP($BE315,'Early Retirement'!$B$6:$C$32,2,FALSE),\"-\")","v":"-"},{"$f":"IF(OR($W315<>\"b\",AND($X315<>\"b\",$X315<>\"c\")),\"n\",IF(AND($AO315<>1,$AO315<>2,$AO315<>7,$AO315<>8),\"n\",IF(Inventory!$K71=\"Split\",\"s\",IF(Inventory!$K71=\"Packaged\",\"p\",\"n\"))))","v":"n"},{"$f":"IF(AND($X315<>\"i\",$X315<>\"j\"),\"n\",IF(Inventory!$L71=\"Centrifugal\",\"c\",\"n\"))","v":"n"},"-","-",{"$f":"IFERROR(INDEX('Early Retirement'!$C$4:$AC$32,$BF315,$BJ315),0)","v":0},{"$f":"IFERROR(HLOOKUP($BJ315,'Early Retirement'!$D$4:$AC$5,2,FALSE),0)","v":0},{"$f":"IFERROR(INDEX('Early Retirement'!$AE$4:$BE$32,$BF315,$BJ315),0)","v":0},{"$f":"IFERROR(HLOOKUP($BJ315,'Early Retirement'!$AF$4:$BE$5,2,FALSE),0)","v":0},0,0,"kW/ton",{"$f":"IFERROR(INDEX('Early Retirement'!$BG$4:$CG$32,$BF315,$BJ315),0)","v":0},{"$f":"IFERROR(HLOOKUP($BJ315,'Early Retirement'!$BH$4:$CH$5,2,FALSE),0)","v":0},0,"COP","Yes",0,0,"kW/ton",0,"COP",0,0,"kW/ton",0,"COP"]
[null,null,null,null,null,null,null,null,null,null,null,null,null,null,null,null,null,null,null,null,null,63,{"$f":"IF(Inventory!$C72=\"\",\"a\",VLOOKUP(Inventory!$C72,$B$8:$C$11,2,FALSE))","v":"a"},{"$f":"IF(AND($W316=\"b\",Inventory!$I72=\"\"),\"a\",IF(AND($W316=\"b\",Inventory!$I72<>\"\"),VLOOKUP(Inventory!$I72,$E$3:$F$12,2,FALSE),IF(AND(OR($W316=\"c\",$W316=\"d\"),Inventory!$AB72=\"\"),\"a\",IF(AND(OR($W316=\"c\",$W316=\"d\"),Inventory!$AB72<>\"\"),VLOOKUP(Inventory!$AB72,$E$3:$F$12,2,FALSE),\"a\"))))","v":"a"},{"$f":"IF(OR(AND($X316<>\"b\",$X316<>\"c\"),$AB316=0,$AB316>=(65000/12000),Inventory!$AC72=\"\"),\"a\",VLOOKUP(Inventory!$AC72,$H$3:$I$5,2,FALSE))","v":"a"},{"$f":"IF(AND($X316<>\"i\",$X316<>\"j\"),\"a\",IF(AND($W316=\"b\",Inventory!$L72=\"\"),\"a\",IF(AND($W316=\"b\",Inventory!$L72<>\"\"),VLOOKUP(Inventory!$L72,$K$3:$L$6,2,FALSE),IF(AND(OR($W316=\"c\",$W316=\"d\"),Inventory!$AD72=\"\"),\"a\",IF(AND(OR($W316=\"c\",$W316=\"d\"),Inventory!$AD72<>\"\"),VLOOKUP(Inventory!$AD72,$K$3:$L$6,2,FALSE),\"a\")))))","v":"a"},{"$f":"IF(OR(AND($X316<>\"e\",$X316<>\"f\"),$AB316=0,Inventory!$AF72=\"\"),\"a\",VLOOKUP(Inventory!$AF72,$N$3:$O$5,2,FALSE))","v":"a"},{"$f":"IF(OR(Inventory!C72=\"New Construction\",Inventory!C72=\"Replace-on-Burnout\",Inventory!C72=\"Early Retirement\"),Inventory!AS72,0)","v":0},"","","","","","","","","","","","",0,"aaaaa0","No","No",{"$f":"IF($W316=\"a\",0,IF($W316=\"b\",Inventory!$M72,Inventory!$AG72))","v":0},{"$f":"IF(OR($W316=\"a\",AND($AQ316=\"No\",$AR316=\"No\")),0,IF(AND($W316=\"b\",Inventory!$O72=\"Btu/hr\"),Inventory!$N72,IF(AND($W316=\"b\",Inventory!$O72=\"Tons\"),Inventory!$N72*12000,IF(AND(OR($W316=\"c\",$W316=\"d\"),Inventory!$AI72=\"Btu/hr\"),Inventory!$AH72,IF(AND(OR($W316=\"c\",$W316=\"d\"),Inventory!$AI72=\"Tons\"),Inventory!$AH72*12000,0)))))","v":0},0,0,"EER",0,"kW/ton",{"$f":"IF(OR($W316=\"a\",$AR316=\"No\"),0,IF(AND($W316=\"b\",Inventory!$Q72=\"Btu/hr\"),Inventory!$P72,IF(AND($W316=\"b\",Inventory!$Q72=\"Tons\"),Inventory!$P72*12000,IF(AND(OR($W316=\"c\",$W316=\"d\"),Inventory!$AK72=\"Btu/hr\"),Inventory!$AJ72,IF(AND(OR($W316=\"c\",$W316=\"d\"),Inventory!$AK72=\"Tons\"),Inventory!$AJ72*12000,0)))))","v":0},0,0,"COP","No",{"$f":"IF(OR(Inventory!$J72=\"\",$BD316=\"No\"),\"-\",Inventory!$J72)","v":"-"},{"$f":"IFERROR(VLOOKUP($BE316,'Early Retirement'!$B$6:$C$32,2,FALSE),\"-\")","v":"-"},{"$f":"IF(OR($W316<>\"b\",AND($X316<>\"b\",$X316<>\"c\")),\"n\",IF(AND($AO316<>1,$AO316<>2,$AO316<>7,$AO316<>8),\"n\",IF(Inventory!$K72=\"Split\",\"s\",IF(Inventory!$K72=\"Packaged\",\"p\",\"n\"))))","v":"n"},{"$f":"IF(AND($X316<>\"i\",$X316<>\"j\"),\"n\",IF(Inventory!$L72=\"Centrifugal\",\"c\",\"n\"))","v":"n"},"-","-",{"$f":"IFERROR(INDEX('Early Retirement'!$C$4:$AC$32,$BF316,$BJ316),0)","v":0},{"$f":"IFERROR(HLOOKUP($BJ316,'Early Retirement'!$D$4:$AC$5,2,FALSE),0)","v":0},{"$f":"IFERROR(INDEX('Early Retirement'!$AE$4:$BE$32,$BF316,$BJ316),0)","v":0},{"$f":"IFERROR(HLOOKUP($BJ316,'Early Retirement'!$AF$4:$BE$5,2,FALSE),0)","v":0},0,0,"kW/ton",{"$f":"IFERROR(INDEX('Early Retirement'!$BG$4:$CG$32,$BF316,$BJ316),0)","v":0},{"$f":"IFERROR(HLOOKUP($BJ316,'Early Retirement'!$BH$4:$CH$5,2,FALSE),0)","v":0},0,"COP","Yes",0,0,"kW/ton",0,"COP",0,0,"kW/ton",0,"COP"]
[null,null,null,null,null,null,null,null,null,null,null,null,null,null,null,null,null,null,null,null,null,64,{"$f":"IF(Inventory!$C73=\"\",\"a\",VLOOKUP(Inventory!$C73,$B$8:$C$11,2,FALSE))","v":"a"},{"$f":"IF(AND($W317=\"b\",Inventory!$I73=\"\"),\"a\",IF(AND($W317=\"b\",Inventory!$I73<>\"\"),VLOOKUP(Inventory!$I73,$E$3:$F$12,2,FALSE),IF(AND(OR($W317=\"c\",$W317=\"d\"),Inventory!$AB73=\"\"),\"a\",IF(AND(OR($W317=\"c\",$W317=\"d\"),Inventory!$AB73<>\"\"),VLOOKUP(Inventory!$AB73,$E$3:$F$12,2,FALSE),\"a\"))))","v":"a"},{"$f":"IF(OR(AND($X317<>\"b\",$X317<>\"c\"),$AB317=0,$AB317>=(65000/12000),Inventory!$AC73=\"\"),\"a\",VLOOKUP(Inventory!$AC73,$H$3:$I$5,2,FALSE))","v":"a"},{"$f":"IF(AND($X317<>\"i\",$X317<>\"j\"),\"a\",IF(AND($W317=\"b\",Inventory!$L73=\"\"),\"a\",IF(AND($W317=\"b\",Inventory!$L73<>\"\"),VLOOKUP(Inventory!$L73,$K$3:$L$6,2,FALSE),IF(AND(OR($W317=\"c\",$W317=\"d\"),Inventory!$AD73=\"\"),\"a\",IF(AND(OR($W317=\"c\",$W317=\"d\"),Inventory!$AD73<>\"\"),VLOOKUP(Inventory!$AD73,$K$3:$L$6,2,FALSE),\"a\")))))","v":"a"},{"$f":"IF(OR(AND($X317<>\"e\",$X317<>\"f\"),$AB317=0,Inventory!$AF73=\"\"),\"a\",VLOOKUP(Inventory!$AF73,$N$3:$O$5,2,FALSE))","v":"a"},{"$f":"IF(OR(Inventory!C73=\"New Construction\",Inventory!C73=\"Replace-on-Burnout\",Inventory!C73=\"Early Retirement\"),Inventory!AS73,0)","v":0},"","","","","","","","","","","","",0,"aaaaa0","No","No",{"$f":"IF($W317=\"a\",0,IF($W317=\"b\",Inventory!$M73,Inventory!$AG73))","v":0},{"$f":"IF(OR($W317=\"a\",AND($AQ317=\"No\",$AR317=\"No\")),0,IF(AND($W317=\"b\",Inventory!$O73=\"Btu/hr\"),Inventory!$N73,IF(AND($W317=\"b\",Inventory!$O73=\"Tons\"),Inventory!$N73*12000,IF(AND(OR($W317=\"c\",$W317=\"d\"),Inventory!$AI73=\"Btu/hr\"),Inventory!$AH73,IF(AND(OR($W317=\"c\",$W317=\"d\"),Inventory!$AI73=\"Tons\"),Inventory!$AH73*12000,0)))))","v":0},0,0,"EER",0,"kW/ton",{"$f":"IF(OR($W317=\"a\",$AR317=\"No\"),0,IF(AND($W317=\"b\",Inventory!$Q73=\"Btu/hr\"),Inventory!$P73,IF(AND($W317=\"b\",Inventory!$Q73=\"Tons\"),Inventory!$P73*12000,IF(AND(OR($W317=\"c\",$W317=\"d\"),Inventory!$AK73=\"Btu/hr\"),Inventory!$AJ73,IF(AND(OR($W317=\"c\",$W317=\"d\"),Inventory!$AK73=\"Tons\"),Inventory!$AJ73*12000,0)))))","v":0},0,0,"COP","No",{"$f":"IF(OR(Inventory!$J73=\"\",$BD317=\"No\"),\"-\",Inventory!$J73)","v":"-"},{"$f":"IFERROR(VLOOKUP($BE317,'Early Retirement'!$B$6:$C$32,2,FALSE),\"-\")","v":"-"},{"$f":"IF(OR($W317<>\"b\",AND($X317<>\"b\",$X317<>\"c\")),\"n\",IF(AND($AO317<>1,$AO317<>2,$AO317<>7,$AO317<>8),\"n\",IF(Inventory!$K73=\"Split\",\"s\",IF(Inventory!$K73=\"Packaged\",\"p\",\"n\"))))","v":"n"},{"$f":"IF(AND($X317<>\"i\",$X317<>\"j\"),\"n\",IF(Inventory!$L73=\"Centrifugal\",\"c\",\"n\"))","v":"n"},"-","-",{"$f":"IFERROR(INDEX('Early Retirement'!$C$4:$AC$32,$BF317,$BJ317),0)","v":0},{"$f":"IFERROR(HLOOKUP($BJ317,'Early Retirement'!$D$4:$AC$5,2,FALSE),0)","v":0},{"$f":"IFERROR(INDEX('Early Retirement'!$AE$4:$BE$32,$BF317,$BJ317),0)","v":0},{"$f":"IFERROR(HLOOKUP($BJ317,'Early Retirement'!$AF$4:$BE$5,2,FALSE),0)","v":0},0,0,"kW/ton",{"$f":"IFERROR(INDEX('Early Retirement'!$BG$4:$CG$32,$BF317,$BJ317),0)","v":0},{"$f":"IFERROR(HLOOKUP($BJ317,'Early Retirement'!$BH$4:$CH$5,2,FALSE),0)","v":0},0,"COP","Yes",0,0,"kW/ton",0,"COP",0,0,"kW/ton",0,"COP"]
[null,null,null,null,null,null,null,null,null,null,null,null,null,null,null,null,null,null,null,null,null,65,{"$f":"IF(Inventory!$C74=\"\",\"a\",VLOOKUP(Inventory!$C74,$B$8:$C$11,2,FALSE))","v":"a"},{"$f":"IF(AND($W318=\"b\",Inventory!$I74=\"\"),\"a\",IF(AND($W318=\"b\",Inventory!$I74<>\"\"),VLOOKUP(Inventory!$I74,$E$3:$F$12,2,FALSE),IF(AND(OR($W318=\"c\",$W318=\"d\"),Inventory!$AB74=\"\"),\"a\",IF(AND(OR($W318=\"c\",$W318=\"d\"),Inventory!$AB74<>\"\"),VLOOKUP(Inventory!$AB74,$E$3:$F$12,2,FALSE),\"a\"))))","v":"a"},{"$f":"IF(OR(AND($X318<>\"b\",$X318<>\"c\"),$AB318=0,$AB318>=(65000/12000),Inventory!$AC74=\"\"),\"a\",VLOOKUP(Inventory!$AC74,$H$3:$I$5,2,FALSE))","v":"a"},{"$f":"IF(AND($X318<>\"i\",$X318<>\"j\"),\"a\",IF(AND($W318=\"b\",Inventory!$L74=\"\"),\"a\",IF(AND($W318=\"b\",Inventory!$L74<>\"\"),VLOOKUP(Inventory!$L74,$K$3:$L$6,2,FALSE),IF(AND(OR($W318=\"c\",$W318=\"d\"),Inventory!$AD74=\"\"),\"a\",IF(AND(OR($W318=\"c\",$W318=\"d\"),Inventory!$AD74<>\"\"),VLOOKUP(Inventory!$AD74,$K$3:$L$6,2,FALSE),\"a\")))))","v":"a"},{"$f":"IF(OR(AND($X318<>\"e\",$X318<>\"f\"),$AB318=0,Inventory!$AF74=\"\"),\"a\",VLOOKUP(Inventory!$AF74,$N$3:$O$5,2,FALSE))","v":"a"},{"$f":"IF(OR(Inventory!C74=\"New Construction\",Inventory!C74=\"Replace-on-Burnout\",Inventory!C74=\"Early Retirement\"),Inventory!AS74,0)","v":0},"","","","","","","","","","","","",0,{"$f":"CONCATENATE($W318,$X318,$Y318,$Z318,$AA318,$AO318)","v":"aaaaa0"},"No","No",{"$f":"IF($W318=\"a\",0,IF($W318=\"b\",Inventory!$M74,Inventory!$AG74))","v":0},{"$f":"IF(OR($W318=\"a\",AND($AQ318=\"No\",$AR318=\"No\")),0,IF(AND($W318=\"b\",Inventory!$O74=\"Btu/hr\"),Inventory!$N74,IF(AND($W318=\"b\",Inventory!$O74=\"Tons\"),Inventory!$N74*12000,IF(AND(OR($W318=\"c\",$W318=\"d\"),Inventory!$AI74=\"Btu/hr\"),Inventory!$AH74,IF(AND(OR($W318=\"c\",$W318=\"d\"),Inventory!$AI74=\"Tons\"),Inventory!$AH74*12000,0)))))","v":0},0,0,"EER",{"$f":"IFERROR(12/$AV318,0)","v":0},"kW/ton",{"$f":"IF(OR($W318=\"a\",$AR318=\"No\"),0,IF(AND($W318=\"b\",Inventory!$Q74=\"Btu/hr\"),Inventory!$P74,IF(AND($W318=\"b\",Inventory!$Q74=\"Tons\"),Inventory!$P74*12000,IF(AND(OR($W318=\"c\",$W318=\"d\"),Inventory!$AK74=\"Btu/hr\"),Inventory!$AJ74,IF(AND(OR($W318=\"c\",$W318=\"d\"),Inventory!$AK74=\"Tons\"),Inventory!$AJ74*12000,0)))))","v":0},0,0,"COP","No",{"$f":"IF(OR(Inventory!$J74=\"\",$BD318=\"No\"),\"-\",Inventory!$J74)","v":"-"},{"$f":"IFERROR(VLOOKUP($BE318,'Early Retirement'!$B$6:$C$32,2,FALSE),\"-\")","v":"-"},{"$f":"IF(OR($W318<>\"b\",AND($X318<>\"b\",$X318<>\"c\")),\"n\",IF(AND($AO318<>1,$AO318<>2,$AO318<>7,$AO318<>8),\"n\",IF(Inventory!$K74=\"Split\",\"s\",IF(Inventory!$K74=\"Packaged\",\"p\",\"n\"))))","v":"n"},{"$f":"IF(AND($X318<>\"i\",$X318<>\"j\"),\"n\",IF(Inventory!$L74=\"Centrifugal\",\"c\",\"n\"))","v":"n"},{"$f":"IF(OR($BD318=\"No\",$X318=\"a\"),\"-\",CONCATENATE($AO318,$BG318,$BH318))","v":"-"},{"$f":"IFERROR(VLOOKUP($BI318,$BI$506:$BJ$541,2,FALSE),\"-\")","v":"-"},{"$f":"IFERROR(INDEX('Early Retirement'!$C$4:$AC$32,$BF318,$BJ318),0)","v":0},{"$f":"IFERROR(HLOOKUP($BJ318,'Early Retirement'!$D$4:$AC$5,2,FALSE),0)","v":0},{"$f":"IFERROR(INDEX('Early Retirement'!$AE$4:$BE$32,$BF318,$BJ318),0)","v":0},{"$f":"IFERROR(HLOOKUP($BJ318,'Early Retirement'!$AF$4:$BE$5,2,FALSE),0)","v":0},0,0,"kW/ton",{"$f":"IFERROR(INDEX('Early Retirement'!$BG$4:$CG$32,$BF318,$BJ318),0)","v":0},{"$f":"IFERROR(HLOOKUP($BJ318,'Early Retirement'!$BH$4:$CH$5,2,FALSE),0)","v":0},0,"COP",{"$f":"IF(AND($AQ318=\"No\",$AR318=\"No\",$BD318=\"No\"),\"Yes\",\"No\")","v":"Yes"},{"$f":"IF($BV318=\"Yes\",IFERROR(VLOOKUP($AP318,$CH:$CO,6,FALSE),0),0)","v":0},{"$f":"IF($BV318=\"Yes\",IFERROR(VLOOKUP($AP318,$CH:$CO,7,FALSE),0),0)","v":0},"kW/ton",{"$f":"IF($BV318=\"Yes\",IFERROR(VLOOKUP($AP318,$CH:$CS,11,FALSE),0),0)","v":0},"COP",0,{"$f":"MAX($AX318,$BP318,$BX318)","v":0},"kW/ton",{"$f":"MAX($BB318,$BT318,$BZ318)","v":0},"COP"]
[null,null,null,null,null,null,null,null,null,null,null,null,null,null,null,null,null,null,null,null,null,66,{"$f":"IF(Inventory!$C75=\"\",\"a\",VLOOKUP(Inventory!$C75,$B$8:$C$11,2,FALSE))","v":"a"},{"$f":"IF(AND($W319=\"b\",Inventory!$I75=\"\"),\"a\",IF(AND($W319=\"b\",Inventory!$I75<>\"\"),VLOOKUP(Inventory!$I75,$E$3:$F$12,2,FALSE),IF(AND(OR($W319=\"c\",$W319=\"d\"),Inventory!$AB75=\"\"),\"a\",IF(AND(OR($W319=\"c\",$W319=\"d\"),Inventory!$AB75<>\"\"),VLOOKUP(Inventory!$AB75,$E$3:$F$12,2,FALSE),\"a\"))))","v":"a"},{"$f":"IF(OR(AND($X319<>\"b\",$X319<>\"c\"),$AB319=0,$AB319>=(65000/12000),Inventory!$AC75=\"\"),\"a\",VLOOKUP(Inventory!$AC75,$H$3:$I$5,2,FALSE))","v":"a"},{"$f":"IF(AND($X319<>\"i\",$X319<>\"j\"),\"a\",IF(AND($W319=\"b\",Inventory!$L75=\"\"),\"a\",IF(AND($W319=\"b\",Inventory!$L75<>\"\"),VLOOKUP(Inventory!$L75,$K$3:$L$6,2,FALSE),IF(AND(OR($W319=\"c\",$W319=\"d\"),Inventory!$AD75=\"\"),\"a\",IF(AND(OR($W319=\"c\",$W319=\"d\"),Inventory!$AD75<>\"\"),VLOOKUP(Inventory!$AD75,$K$3:$L$6,2,FALSE),\"a\")))))","v":"a"},{"$f":"IF(OR(AND($X319<>\"e\",$X319<>\"f\"),$AB319=0,Inventory!$AF75=\"\"),\"a\",VLOOKUP(Inventory!$AF75,$N$3:$O$5,2,FALSE))","v":"a"},{"$f":"IF(OR(Inventory!C75=\"New Construction\",Inventory!C75=\"Replace-on-Burnout\",Inventory!C75=\"Early Retirement\"),Inventory!AS75,0)","v":0},{"$f":"IF(AND($X319<>\"b\",$X319<>\"c\",$X319<>\"d\",$X319<>\"e\",$X319<>\"f\"),\"\",IF(AND($AB319>=$AC$2,$X319=\"b\"),6,IF(AND($AB319>=$AC$2,$X319=\"c\"),12,IF(AND($AB319>=$AC$2,$X319=\"d\"),18,IF(AND($AB319>=$AC$2,$X319=\"e\"),24,IF(AND($AB319>=$AC$2,$X319=\"f\"),30,0))))))","v":""},{"$f":"IF(OR(AND($X319<>\"b\",$X319<>\"c\",$X319<>\"d\",$X319<>\"e\",$X319<>\"f\"),$AC319<>0),\"\",IF(AND($AB319>=$AD$2,$X319=\"b\"),5,IF(AND($AB319>=$AD$2,$X319=\"c\"),11,IF(AND($AB319>=$AD$2,$X319=\"d\"),17,IF(AND($AB319>=$AD$2,$X319=\"e\"),23,IF(AND($AB319>=$AD$2,$X319=\"f\"),29,0))))))","v":""},{"$f":"IF(OR(AND($X319<>\"b\",$X319<>\"c\",$X319<>\"d\",$X319<>\"e\",$X319<>\"f\"),$AD319<>0),\"\",IF(AND($AB319>=$AE$2,$X319=\"b\"),4,IF(AND($AB319>=$AE$2,$X319=\"c\"),10,IF(AND($AB319>=$AE$2,$X319=\"d\"),16,IF(AND($AB319>=$AE$2,$X319=\"e\"),22,IF(AND($AB319>=$AE$2,$X319=\"f\"),28,0))))))","v":""},{"$f":"IF(OR(AND($X319<>\"b\",$X319<>\"c\",$X319<>\"d\",$X319<>\"e\",$X319<>\"f\"),$AE319<>0),\"\",IF(AND($AB319>=$AF$2,$X319=\"b\"),3,IF(AND($AB319>=$AF$2,$X319=\"c\"),9,IF(AND($AB319>=$AF$2,$X319=\"d\"),15,IF(AND($AB319>=$AF$2,$X319=\"e\"),21,IF(AND($AB319>=$AF$2,$X319=\"f\"),27,0))))))","v":""},{"$f":"IF(OR(AND($X319<>\"b\",$X319<>\"c\",$X319<>\"d\",$X319<>\"e\",$X319<>\"f\"),$AF319<>0),\"\",IF(AND($AB319>=$AG$2,$X319=\"b\"),2,IF(AND($AB319>=$AG$2,$X319=\"c\"),8,IF(AND($AB319>=$AG$2,$X319=\"d\"),14,IF(AND($AB319>=$AG$2,$X319=\"e\"),20,IF(AND($AB319>=$AG$2,$X319=\"f\"),26,0))))))","v":""},{"$f":"IF(OR(AND($X319<>\"b\",$X319<>\"c\",$X319<>\"d\",$X319<>\"e\",$X319<>\"f\"),$AG319<>0),\"\",IF(AND($AB319>=$AH$2,$X319=\"b\"),1,IF(AND($AB319>=$AH$2,$X319=\"c\"),7,IF(AND($AB319>=$AH$2,$X319=\"d\"),13,IF(AND($AB319>=$AH$2,$X319=\"e\"),19,IF(AND($AB319>=$AH$2,$X319=\"f\"),25,0))))))","v":""},{"$f":"IF(AND($X319<>\"i\",$X319<>\"j\"),\"\",IF(AND($AB319>=$AI$2,$X319=\"i\"),39,IF(AND($AB319>=$AI$2,$X319=\"j\",$Z319=\"b\"),44,IF(AND($AB319>=$AI$2,$X319=\"j\",$Z319<>\"b\"),49,0))))","v":""},{"$f":"IF(OR(AND($X319<>\"i\",$X319<>\"j\"),$AI319<>0),\"\",IF(AND($AB319>=$AJ$2,$X319=\"i\"),38,IF(AND($AB319>=$AJ$2,$X319=\"j\",$Z319=\"b\"),43,IF(AND($AB319>=$AJ$2,$X319=\"j\",$Z319<>\"b\"),48,0))))","v":""},{"$f":"IF(OR(AND($X319<>\"i\",$X319<>\"j\"),$AJ319<>0),\"\",IF(AND($AB319>=$AK$2,$X319=\"i\"),37,IF(AND($AB319>=$AK$2,$X319=\"j\",$Z319=\"b\"),42,IF(AND($AB319>=$AK$2,$X319=\"j\",$Z319<>\"b\"),47,0))))","v":""},{"$f":"IF(OR(AND($X319<>\"i\",$X319<>\"j\"),$AK319<>0),\"\",IF(AND($AB319>=$AL$2,$X319=\"i\"),36,IF(AND($AB319>=$AL$2,$X319=\"j\",$Z319=\"b\"),41,IF(AND($AB319>=$AL$2,$X319=\"j\",$Z319<>\"b\"),46,0))))","v":""},{"$f":"IF(OR(AND($X319<>\"i\",$X319<>\"j\"),$AL319<>0),\"\",IF(AND($AB319>=$AM$2,$X319=\"i\"),35,IF(AND($AB319>=$AM$2,$X319=\"j\",$Z319=\"b\"),40,IF(AND($AB319>=$AM$2,$X319=\"j\",$Z319<>\"b\"),45,0))))","v":""},{"$f":"IF(AND($X319<>\"g\",$X319<>\"h\"),\"\",IF(AND($W319=\"d\",$X319=\"g\"),31,IF(AND($W319=\"c\",$X319=\"g\"),32,IF(AND($W319=\"d\",$X319=\"h\"),33,IF(AND($W319=\"c\",$X319=\"h\"),34,\"\")))))","v":""},0,"aaaaa0",{"$f":"IF($X319=\"g\",\"Yes\",\"No\")","v":"No"},{"$f":"IF($X319=\"h\",\"Yes\",\"No\")","v":"No"},{"$f":"IF($W319=\"a\",0,IF($W319=\"b\",Inventory!$M75,Inventory!$AG75))","v":0},{"$f":"IF(OR($W319=\"a\",AND($AQ319=\"No\",$AR319=\"No\")),0,IF(AND($W319=\"b\",Inventory!$O75=\"Btu/hr\"),Inventory!$N75,IF(AND($W319=\"b\",Inventory!$O75=\"Tons\"),Inventory!$N75*12000,IF(AND(OR($W319=\"c\",$W319=\"d\"),Inventory!$AI75=\"Btu/hr\"),Inventory!$AH75,IF(AND(OR($W319=\"c\",$W319=\"d\"),Inventory!$AI75=\"Tons\"),Inventory!$AH75*12000,0)))))","v":0},{"$f":"IF(AT319=0,0,IF($AT319<7000,7000,IF($AT319>15000,15000,$AT319)))","v":0},{"$f":"IF(OR($W319=\"a\",AND($AQ319=\"No\",$AR319=\"No\"),$AT319=0),0,IF(AND($W319<>\"b\",$AQ319=\"Yes\",$AS319=\"Yes\"),13.8-(0.3*$AU319/1000),IF(AND($W319<>\"b\",$AQ319=\"Yes\",$AS319=\"No\"),10.9-(0.213*$AU319/1000),IF(AND($W319=\"b\",$AQ319=\"Yes\"),10.9-(0.213*$AU319/1000),IF(AND($W319<>\"b\",$AR319=\"Yes\",$AS319=\"Yes\"),14-(0.3*$AU319/1000),IF(AND($W319<>\"b\",$AR319=\"Yes\",$AS319=\"No\"),10.8-(0.213*$AU319/1000),IF(AND($W319=\"b\",$AR319=\"Yes\"),10.8-(0.213*$AU319/1000),0)))))))","v":0},"EER",0,"kW/ton",{"$f":"IF(OR($W319=\"a\",$AR319=\"No\"),0,IF(AND($W319=\"b\",Inventory!$Q75=\"Btu/hr\"),Inventory!$P75,IF(AND($W319=\"b\",Inventory!$Q75=\"Tons\"),Inventory!$P75*12000,IF(AND(OR($W319=\"c\",$W319=\"d\"),Inventory!$AK75=\"Btu/hr\"),Inventory!$AJ75,IF(AND(OR($W319=\"c\",$W319=\"d\"),Inventory!$AK75=\"Tons\"),Inventory!$AJ75*12000,0)))))","v":0},{"$f":"IF(AZ319=0,0,IF($AZ319<7000,7000,IF($AZ319>15000,15000,$AZ319)))","v":0},{"$f":"IF(OR($W319=\"a\",$AR319=\"No\",$AZ319=0),0,IF(AND($W319<>\"b\",$AR319=\"Yes\",$AS319=\"Yes\"),3.7-(0.052*$BA319/1000),IF(AND($W319<>\"b\",$AR319=\"Yes\",$AS319=\"No\"),2.9-(0.026*$BA319/1000),IF(AND($W319=\"b\",$AR319=\"Yes\"),2.9-(0.026*$BA319/1000),0))))","v":0},"COP","No",{"$f":"IF(OR(Inventory!$J75=\"\",$BD319=\"No\"),\"-\",Inventory!$J75)","v":"-"},{"$f":"IFERROR(VLOOKUP($BE319,'Early Retirement'!$B$6:$C$32,2,FALSE),\"-\")","v":"-"},{"$f":"IF(OR($W319<>\"b\",AND($X319<>\"b\",$X319<>\"c\")),\"n\",IF(AND($AO319<>1,$AO319<>2,$AO319<>7,$AO319<>8),\"n\",IF(Inventory!$K75=\"Split\",\"s\",IF(Inventory!$K75=\"Packaged\",\"p\",\"n\"))))","v":"n"},{"$f":"IF(AND($X319<>\"i\",$X319<>\"j\"),\"n\",IF(Inventory!$L75=\"Centrifugal\",\"c\",\"n\"))","v":"n"},"-","-",{"$f":"IFERROR(INDEX('Early Retirement'!$C$4:$AC$32,$BF319,$BJ319),0)","v":0},{"$f":"IFERROR(HLOOKUP($BJ319,'Early Retirement'!$D$4:$AC$5,2,FALSE),0)","v":0},{"$f":"IFERROR(INDEX('Early Retirement'!$AE$4:$BE$32,$BF319,$BJ319),0)","v":0},{"$f":"IFERROR(HLOOKUP($BJ319,'Early Retirement'!$AF$4:$BE$5,2,FALSE),0)","v":0},{"$f":"IF(LEFT($BL319,3)=\"EER\",12/$BK319,IF($BL319=\"kW/ton\",$BK319,0))","v":0},{"$f":"IF(OR(LEFT($BN319,4)=\"SEER\",$BN319=\"IEER\",$BN319=\"IPLV (EER)\"),12/$BM319,IF($BN319=\"IPLV (kW/ton)\",$BM319,0))","v":0},"kW/ton",{"$f":"IFERROR(INDEX('Early Retirement'!$BG$4:$CG$32,$BF319,$BJ319),0)","v":0},{"$f":"IFERROR(HLOOKUP($BJ319,'Early Retirement'!$BH$4:$CH$5,2,FALSE),0)","v":0},{"$f":"IF(LEFT($BS319,4)=\"HSPF\",$BR319/3.412,IF($BS319=\"COP\",$BR319,0))","v":0},"COP","Yes",0,0,"kW/ton",0,"COP",0,0,"kW/ton",0,"COP"]
[null,null,null,null,null,null,null,null,null,null,null,null,null,null,null,null,null,null,null,null,null,67,{"$f":"IF(Inventory!$C76=\"\",\"a\",VLOOKUP(Inventory!$C76,$B$8:$C$11,2,FALSE))","v":"a"},{"$f":"IF(AND($W320=\"b\",Inventory!$I76=\"\"),\"a\",IF(AND($W320=\"b\",Inventory!$I76<>\"\"),VLOOKUP(Inventory!$I76,$E$3:$F$12,2,FALSE),IF(AND(OR($W320=\"c\",$W320=\"d\"),Inventory!$AB76=\"\"),\"a\",IF(AND(OR($W320=\"c\",$W320=\"d\"),Inventory!$AB76<>\"\"),VLOOKUP(Inventory!$AB76,$E$3:$F$12,2,FALSE),\"a\"))))","v":"a"},{"$f":"IF(OR(AND($X320<>\"b\",$X320<>\"c\"),$AB320=0,$AB320>=(65000/12000),Inventory!$AC76=\"\"),\"a\",VLOOKUP(Inventory!$AC76,$H$3:$I$5,2,FALSE))","v":"a"},{"$f":"IF(AND($X320<>\"i\",$X320<>\"j\"),\"a\",IF(AND($W320=\"b\",Inventory!$L76=\"\"),\"a\",IF(AND($W320=\"b\",Inventory!$L76<>\"\"),VLOOKUP(Inventory!$L76,$K$3:$L$6,2,FALSE),IF(AND(OR($W320=\"c\",$W320=\"d\"),Inventory!$AD76=\"\"),\"a\",IF(AND(OR($W320=\"c\",$W320=\"d\"),Inventory!$AD76<>\"\"),VLOOKUP(Inventory!$AD76,$K$3:$L$6,2,FALSE),\"a\")))))","v":"a"},{"$f":"IF(OR(AND($X320<>\"e\",$X320<>\"f\"),$AB320=0,Inventory!$AF76=\"\"),\"a\",VLOOKUP(Inventory!$AF76,$N$3:$O$5,2,FALSE))","v":"a"},{"$f":"IF(OR(Inventory!C76=\"New Construction\",Inventory!C76=\"Replace-on-Burnout\",Inventory!C76=\"Early Retirement\"),Inventory!AS76,0)","v":0},"","","","","","","","","","","","",0,"aaaaa0","No","No",{"$f":"IF($W320=\"a\",0,IF($W320=\"b\",Inventory!$M76,Inventory!$AG76))","v":0},{"$f":"IF(OR($W320=\"a\",AND($AQ320=\"No\",$AR320=\"No\")),0,IF(AND($W320=\"b\",Inventory!$O76=\"Btu/hr\"),Inventory!$N76,IF(AND($W320=\"b\",Inventory!$O76=\"Tons\"),Inventory!$N76*12000,IF(AND(OR($W320=\"c\",$W320=\"d\"),Inventory!$AI76=\"Btu/hr\"),Inventory!$AH76,IF(AND(OR($W320=\"c\",$W320=\"d\"),Inventory!$AI76=\"Tons\"),Inventory!$AH76*12000,0)))))","v":0},0,0,"EER",0,"kW/ton",{"$f":"IF(OR($W320=\"a\",$AR320=\"No\"),0,IF(AND($W320=\"b\",Inventory!$Q76=\"Btu/hr\"),Inventory!$P76,IF(AND($W320=\"b\",Inventory!$Q76=\"Tons\"),Inventory!$P76*12000,IF(AND(OR($W320=\"c\",$W320=\"d\"),Inventory!$AK76=\"Btu/hr\"),Inventory!$AJ76,IF(AND(OR($W320=\"c\",$W320=\"d\"),Inventory!$AK76=\"Tons\"),Inventory!$AJ76*12000,0)))))","v":0},0,0,"COP","No",{"$f":"IF(OR(Inventory!$J76=\"\",$BD320=\"No\"),\"-\",Inventory!$J76)","v":"-"},{"$f":"IFERROR(VLOOKUP($BE320,'Early Retirement'!$B$6:$C$32,2,FALSE),\"-\")","v":"-"},{"$f":"IF(OR($W320<>\"b\",AND($X320<>\"b\",$X320<>\"c\")),\"n\",IF(AND($AO320<>1,$AO320<>2,$AO320<>7,$AO320<>8),\"n\",IF(Inventory!$K76=\"Split\",\"s\",IF(Inventory!$K76=\"Packaged\",\"p\",\"n\"))))","v":"n"},{"$f":"IF(AND($X320<>\"i\",$X320<>\"j\"),\"n\",IF(Inventory!$L76=\"Centrifugal\",\"c\",\"n\"))","v":"n"},"-","-",{"$f":"IFERROR(INDEX('Early Retirement'!$C$4:$AC$32,$BF320,$BJ320),0)","v":0},{"$f":"IFERROR(HLOOKUP($BJ320,'Early Retirement'!$D$4:$AC$5,2,FALSE),0)","v":0},{"$f":"IFERROR(INDEX('Early Retirement'!$AE$4:$BE$32,$BF320,$BJ320),0)","v":0},{"$f":"IFERROR(HLOOKUP($BJ320,'Early Retirement'!$AF$4:$BE$5,2,FALSE),0)","v":0},0,0,"kW/ton",{"$f":"IFERROR(INDEX('Early Retirement'!$BG$4:$CG$32,$BF320,$BJ320),0)","v":0},{"$f":"IFERROR(HLOOKUP($BJ320,'Early Retirement'!$BH$4:$CH$5,2,FALSE),0)","v":0},0,"COP","Yes",0,0,"kW/ton",0,"COP",0,0,"kW/ton",0,"COP"]
[null,null,null,null,null,null,null,null,null,null,null,null,null,null,null,null,null,null,null,null,null,68,{"$f":"IF(Inventory!$C77=\"\",\"a\",VLOOKUP(Inventory!$C77,$B$8:$C$11,2,FALSE))","v":"a"},{"$f":"IF(AND($W321=\"b\",Inventory!$I77=\"\"),\"a\",IF(AND($W321=\"b\",Inventory!$I77<>\"\"),VLOOKUP(Inventory!$I77,$E$3:$F$12,2,FALSE),IF(AND(OR($W321=\"c\",$W321=\"d\"),Inventory!$AB77=\"\"),\"a\",IF(AND(OR($W321=\"c\",$W321=\"d\"),Inventory!$AB77<>\"\"),VLOOKUP(Inventory!$AB77,$E$3:$F$12,2,FALSE),\"a\"))))","v":"a"},{"$f":"IF(OR(AND($X321<>\"b\",$X321<>\"c\"),$AB321=0,$AB321>=(65000/12000),Inventory!$AC77=\"\"),\"a\",VLOOKUP(Inventory!$AC77,$H$3:$I$5,2,FALSE))","v":"a"},{"$f":"IF(AND($X321<>\"i\",$X321<>\"j\"),\"a\",IF(AND($W321=\"b\",Inventory!$L77=\"\"),\"a\",IF(AND($W321=\"b\",Inventory!$L77<>\"\"),VLOOKUP(Inventory!$L77,$K$3:$L$6,2,FALSE),IF(AND(OR($W321=\"c\",$W321=\"d\"),Inventory!$AD77=\"\"),\"a\",IF(AND(OR($W321=\"c\",$W321=\"d\"),Inventory!$AD77<>\"\"),VLOOKUP(Inventory!$AD77,$K$3:$L$6,2,FALSE),\"a\")))))","v":"a"},{"$f":"IF(OR(AND($X321<>\"e\",$X321<>\"f\"),$AB321=0,Inventory!$AF77=\"\"),\"a\",VLOOKUP(Inventory!$AF77,$N$3:$O$5,2,FALSE))","v":"a"},{"$f":"IF(OR(Inventory!C77=\"New Construction\",Inventory!C77=\"Replace-on-Burnout\",Inventory!C77=\"Early Retirement\"),Inventory!AS77,0)","v":0},"","","","","","","","","","","","",0,"aaaaa0","No","No",{"$f":"IF($W321=\"a\",0,IF($W321=\"b\",Inventory!$M77,Inventory!$AG77))","v":0},{"$f":"IF(OR($W321=\"a\",AND($AQ321=\"No\",$AR321=\"No\")),0,IF(AND($W321=\"b\",Inventory!$O77=\"Btu/hr\"),Inventory!$N77,IF(AND($W321=\"b\",Inventory!$O77=\"Tons\"),Inventory!$N77*12000,IF(AND(OR($W321=\"c\",$W321=\"d\"),Inventory!$AI77=\"Btu/hr\"),Inventory!$AH77,IF(AND(OR($W321=\"c\",$W321=\"d\"),Inventory!$AI77=\"Tons\"),Inventory!$AH77*12000,0)))))","v":0},0,0,"EER",0,"kW/ton",{"$f":"IF(OR($W321=\"a\",$AR321=\"No\"),0,IF(AND($W321=\"b\",Inventory!$Q77=\"Btu/hr\"),Inventory!$P77,IF(AND($W321=\"b\",Inventory!$Q77=\"Tons\"),Inventory!$P77*12000,IF(AND(OR($W321=\"c\",$W321=\"d\"),Inventory!$AK77=\"Btu/hr\"),Inventory!$AJ77,IF(AND(OR($W321=\"c\",$W321=\"d\"),Inventory!$AK77=\"Tons\"),Inventory!$AJ77*12000,0)))))","v":0},0,0,"COP","No",{"$f":"IF(OR(Inventory!$J77=\"\",$BD321=\"No\"),\"-\",Inventory!$J77)","v":"-"},{"$f":"IFERROR(VLOOKUP($BE321,'Early Retirement'!$B$6:$C$32,2,FALSE),\"-\")","v":"-"},{"$f":"IF(OR($W321<>\"b\",AND($X321<>\"b\",$X321<>\"c\")),\"n\",IF(AND($AO321<>1,$AO321<>2,$AO321<>7,$AO321<>8),\"n\",IF(Inventory!$K77=\"Split\",\"s\",IF(Inventory!$K77=\"Packaged\",\"p\",\"n\"))))","v":"n"},{"$f":"IF(AND($X321<>\"i\",$X321<>\"j\"),\"n\",IF(Inventory!$L77=\"Centrifugal\",\"c\",\"n\"))","v":"n"},"-","-",{"$f":"IFERROR(INDEX('Early Retirement'!$C$4:$AC$32,$BF321,$BJ321),0)","v":0},{"$f":"IFERROR(HLOOKUP($BJ321,'Early Retirement'!$D$4:$AC$5,2,FALSE),0)","v":0},{"$f":"IFERROR(INDEX('Early Retirement'!$AE$4:$BE$32,$BF321,$BJ321),0)","v":0},{"$f":"IFERROR(HLOOKUP($BJ321,'Early Retirement'!$AF$4:$BE$5,2,FALSE),0)","v":0},0,0,"kW/ton",{"$f":"IFERROR(INDEX('Early Retirement'!$BG$4:$CG$32,$BF321,$BJ321),0)","v":0},{"$f":"IFERROR(HLOOKUP($BJ321,'Early Retirement'!$BH$4:$CH$5,2,FALSE),0)","v":0},0,"COP","Yes",0,0,"kW/ton",0,"COP",0,0,"kW/ton",0,"COP"]
[null,null,null,null,null,null,null,null,null,null,null,null,null,null,null,null,null,null,null,null,null,69,{"$f":"IF(Inventory!$C78=\"\",\"a\",VLOOKUP(Inventory!$C78,$B$8:$C$11,2,FALSE))","v":"a"},{"$f":"IF(AND($W322=\"b\",Inventory!$I78=\"\"),\"a\",IF(AND($W322=\"b\",Inventory!$I78<>\"\"),VLOOKUP(Inventory!$I78,$E$3:$F$12,2,FALSE),IF(AND(OR($W322=\"c\",$W322=\"d\"),Inventory!$AB78=\"\"),\"a\",IF(AND(OR($W322=\"c\",$W322=\"d\"),Inventory!$AB78<>\"\"),VLOOKUP(Inventory!$AB78,$E$3:$F$12,2,FALSE),\"a\"))))","v":"a"},{"$f":"IF(OR(AND($X322<>\"b\",$X322<>\"c\"),$AB322=0,$AB322>=(65000/12000),Inventory!$AC78=\"\"),\"a\",VLOOKUP(Inventory!$AC78,$H$3:$I$5,2,FALSE))","v":"a"},{"$f":"IF(AND($X322<>\"i\",$X322<>\"j\"),\"a\",IF(AND($W322=\"b\",Inventory!$L78=\"\"),\"a\",IF(AND($W322=\"b\",Inventory!$L78<>\"\"),VLOOKUP(Inventory!$L78,$K$3:$L$6,2,FALSE),IF(AND(OR($W322=\"c\",$W322=\"d\"),Inventory!$AD78=\"\"),\"a\",IF(AND(OR($W322=\"c\",$W322=\"d\"),Inventory!$AD78<>\"\"),VLOOKUP(Inventory!$AD78,$K$3:$L$6,2,FALSE),\"a\")))))","v":"a"},{"$f":"IF(OR(AND($X322<>\"e\",$X322<>\"f\"),$AB322=0,Inventory!$AF78=\"\"),\"a\",VLOOKUP(Inventory!$AF78,$N$3:$O$5,2,FALSE))","v":"a"},{"$f":"IF(OR(Inventory!C78=\"New Construction\",Inventory!C78=\"Replace-on-Burnout\",Inventory!C78=\"Early Retirement\"),Inventory!AS78,0)","v":0},"","","","","","","","","","","","",0,"aaaaa0","No","No",{"$f":"IF($W322=\"a\",0,IF($W322=\"b\",Inventory!$M78,Inventory!$AG78))","v":0},{"$f":"IF(OR($W322=\"a\",AND($AQ322=\"No\",$AR322=\"No\")),0,IF(AND($W322=\"b\",Inventory!$O78=\"Btu/hr\"),Inventory!$N78,IF(AND($W322=\"b\",Inventory!$O78=\"Tons\"),Inventory!$N78*12000,IF(AND(OR($W322=\"c\",$W322=\"d\"),Inventory!$AI78=\"Btu/hr\"),Inventory!$AH78,IF(AND(OR($W322=\"c\",$W322=\"d\"),Inventory!$AI78=\"Tons\"),Inventory!$AH78*12000,0)))))","v":0},0,0,"EER",0,"kW/ton",{"$f":"IF(OR($W322=\"a\",$AR322=\"No\"),0,IF(AND($W322=\"b\",Inventory!$Q78=\"Btu/hr\"),Inventory!$P78,IF(AND($W322=\"b\",Inventory!$Q78=\"Tons\"),Inventory!$P78*12000,IF(AND(OR($W322=\"c\",$W322=\"d\"),Inventory!$AK78=\"Btu/hr\"),Inventory!$AJ78,IF(AND(OR($W322=\"c\",$W322=\"d\"),Inventory!$AK78=\"Tons\"),Inventory!$AJ78*12000,0)))))","v":0},0,0,"COP","No",{"$f":"IF(OR(Inventory!$J78=\"\",$BD322=\"No\"),\"-\",Inventory!$J78)","v":"-"},{"$f":"IFERROR(VLOOKUP($BE322,'Early Retirement'!$B$6:$C$32,2,FALSE),\"-\")","v":"-"},{"$f":"IF(OR($W322<>\"b\",AND($X322<>\"b\",$X322<>\"c\")),\"n\",IF(AND($AO322<>1,$AO322<>2,$AO322<>7,$AO322<>8),\"n\",IF(Inventory!$K78=\"Split\",\"s\",IF(Inventory!$K78=\"Packaged\",\"p\",\"n\"))))","v":"n"},{"$f":"IF(AND($X322<>\"i\",$X322<>\"j\"),\"n\",IF(Inventory!$L78=\"Centrifugal\",\"c\",\"n\"))","v":"n"},"-","-",{"$f":"IFERROR(INDEX('Early Retirement'!$C$4:$AC$32,$BF322,$BJ322),0)","v":0},{"$f":"IFERROR(HLOOKUP($BJ322,'Early Retirement'!$D$4:$AC$5,2,FALSE),0)","v":0},{"$f":"IFERROR(INDEX('Early Retirement'!$AE$4:$BE$32,$BF322,$BJ322),0)","v":0},{"$f":"IFERROR(HLOOKUP($BJ322,'Early Retirement'!$AF$4:$BE$5,2,FALSE),0)","v":0},0,0,"kW/ton",{"$f":"IFERROR(INDEX('Early Retirement'!$BG$4:$CG$32,$BF322,$BJ322),0)","v":0},{"$f":"IFERROR(HLOOKUP($BJ322,'Early Retirement'!$BH$4:$CH$5,2,FALSE),0)","v":0},0,"COP","Yes",0,0,"kW/ton",0,"COP",0,0,"kW/ton",0,"COP"]
[null,null,null,null,null,null,null,null,null,null,null,null,null,null,null,null,null,null,null,null,null,70,{"$f":"IF(Inventory!$C79=\"\",\"a\",VLOOKUP(Inventory!$C79,$B$8:$C$11,2,FALSE))","v":"a"},{"$f":"IF(AND($W323=\"b\",Inventory!$I79=\"\"),\"a\",IF(AND($W323=\"b\",Inventory!$I79<>\"\"),VLOOKUP(Inventory!$I79,$E$3:$F$12,2,FALSE),IF(AND(OR($W323=\"c\",$W323=\"d\"),Inventory!$AB79=\"\"),\"a\",IF(AND(OR($W323=\"c\",$W323=\"d\"),Inventory!$AB79<>\"\"),VLOOKUP(Inventory!$AB79,$E$3:$F$12,2,FALSE),\"a\"))))","v":"a"},{"$f":"IF(OR(AND($X323<>\"b\",$X323<>\"c\"),$AB323=0,$AB323>=(65000/12000),Inventory!$AC79=\"\"),\"a\",VLOOKUP(Inventory!$AC79,$H$3:$I$5,2,FALSE))","v":"a"},{"$f":"IF(AND($X323<>\"i\",$X323<>\"j\"),\"a\",IF(AND($W323=\"b\",Inventory!$L79=\"\"),\"a\",IF(AND($W323=\"b\",Inventory!$L79<>\"\"),VLOOKUP(Inventory!$L79,$K$3:$L$6,2,FALSE),IF(AND(OR($W323=\"c\",$W323=\"d\"),Inventory!$AD79=\"\"),\"a\",IF(AND(OR($W323=\"c\",$W323=\"d\"),Inventory!$AD79<>\"\"),VLOOKUP(Inventory!$AD79,$K$3:$L$6,2,FALSE),\"a\")))))","v":"a"},{"$f":"IF(OR(AND($X323<>\"e\",$X323<>\"f\"),$AB323=0,Inventory!$AF79=\"\"),\"a\",VLOOKUP(Inventory!$AF79,$N$3:$O$5,2,FALSE))","v":"a"},{"$f":"IF(OR(Inventory!C79=\"New Construction\",Inventory!C79=\"Replace-on-Burnout\",Inventory!C79=\"Early Retirement\"),Inventory!AS79,0)","v":0},"","","","","","","","","","","","",0,"aaaaa0","No","No",{"$f":"IF($W323=\"a\",0,IF($W323=\"b\",Inventory!$M79,Inventory!$AG79))","v":0},{"$f":"IF(OR($W323=\"a\",AND($AQ323=\"No\",$AR323=\"No\")),0,IF(AND($W323=\"b\",Inventory!$O79=\"Btu/hr\"),Inventory!$N79,IF(AND($W323=\"b\",Inventory!$O79=\"Tons\"),Inventory!$N79*12000,IF(AND(OR($W323=\"c\",$W323=\"d\"),Inventory!$AI79=\"Btu/hr\"),Inventory!$AH79,IF(AND(OR($W323=\"c\",$W323=\"d\"),Inventory!$AI79=\"Tons\"),Inventory!$AH79*12000,0)))))","v":0},0,0,"EER",0,"kW/ton",{"$f":"IF(OR($W323=\"a\",$AR323=\"No\"),0,IF(AND($W323=\"b\",Inventory!$Q79=\"Btu/hr\"),Inventory!$P79,IF(AND($W323=\"b\",Inventory!$Q79=\"Tons\"),Inventory!$P79*12000,IF(AND(OR($W323=\"c\",$W323=\"d\"),Inventory!$AK79=\"Btu/hr\"),Inventory!$AJ79,IF(AND(OR($W323=\"c\",$W323=\"d\"),Inventory!$AK79=\"Tons\"),Inventory!$AJ79*12000,0)))))","v":0},0,0,"COP","No",{"$f":"IF(OR(Inventory!$J79=\"\",$BD323=\"No\"),\"-\",Inventory!$J79)","v":"-"},{"$f":"IFERROR(VLOOKUP($BE323,'Early Retirement'!$B$6:$C$32,2,FALSE),\"-\")","v":"-"},{"$f":"IF(OR($W323<>\"b\",AND($X323<>\"b\",$X323<>\"c\")),\"n\",IF(AND($AO323<>1,$AO323<>2,$AO323<>7,$AO323<>8),\"n\",IF(Inventory!$K79=\"Split\",\"s\",IF(Inventory!$K79=\"Packaged\",\"p\",\"n\"))))","v":"n"},{"$f":"IF(AND($X323<>\"i\",$X323<>\"j\"),\"n\",IF(Inventory!$L79=\"Centrifugal\",\"c\",\"n\"))","v":"n"},"-","-",{"$f":"IFERROR(INDEX('Early Retirement'!$C$4:$AC$32,$BF323,$BJ323),0)","v":0},{"$f":"IFERROR(HLOOKUP($BJ323,'Early Retirement'!$D$4:$AC$5,2,FALSE),0)","v":0},{"$f":"IFERROR(INDEX('Early Retirement'!$AE$4:$BE$32,$BF323,$BJ323),0)","v":0},{"$f":"IFERROR(HLOOKUP($BJ323,'Early Retirement'!$AF$4:$BE$5,2,FALSE),0)","v":0},0,0,"kW/ton",{"$f":"IFERROR(INDEX('Early Retirement'!$BG$4:$CG$32,$BF323,$BJ323),0)","v":0},{"$f":"IFERROR(HLOOKUP($BJ323,'Early Retirement'!$BH$4:$CH$5,2,FALSE),0)","v":0},0,"COP","Yes",0,0,"kW/ton",0,"COP",0,0,"kW/ton",0,"COP"]
[null,null,null,null,null,null,null,null,null,null,null,null,null,null,null,null,null,null,null,null,null,71,{"$f":"IF(Inventory!$C80=\"\",\"a\",VLOOKUP(Inventory!$C80,$B$8:$C$11,2,FALSE))","v":"a"},{"$f":"IF(AND($W324=\"b\",Inventory!$I80=\"\"),\"a\",IF(AND($W324=\"b\",Inventory!$I80<>\"\"),VLOOKUP(Inventory!$I80,$E$3:$F$12,2,FALSE),IF(AND(OR($W324=\"c\",$W324=\"d\"),Inventory!$AB80=\"\"),\"a\",IF(AND(OR($W324=\"c\",$W324=\"d\"),Inventory!$AB80<>\"\"),VLOOKUP(Inventory!$AB80,$E$3:$F$12,2,FALSE),\"a\"))))","v":"a"},{"$f":"IF(OR(AND($X324<>\"b\",$X324<>\"c\"),$AB324=0,$AB324>=(65000/12000),Inventory!$AC80=\"\"),\"a\",VLOOKUP(Inventory!$AC80,$H$3:$I$5,2,FALSE))","v":"a"},{"$f":"IF(AND($X324<>\"i\",$X324<>\"j\"),\"a\",IF(AND($W324=\"b\",Inventory!$L80=\"\"),\"a\",IF(AND($W324=\"b\",Inventory!$L80<>\"\"),VLOOKUP(Inventory!$L80,$K$3:$L$6,2,FALSE),IF(AND(OR($W324=\"c\",$W324=\"d\"),Inventory!$AD80=\"\"),\"a\",IF(AND(OR($W324=\"c\",$W324=\"d\"),Inventory!$AD80<>\"\"),VLOOKUP(Inventory!$AD80,$K$3:$L$6,2,FALSE),\"a\")))))","v":"a"},{"$f":"IF(OR(AND($X324<>\"e\",$X324<>\"f\"),$AB324=0,Inventory!$AF80=\"\"),\"a\",VLOOKUP(Inventory!$AF80,$N$3:$O$5,2,FALSE))","v":"a"},{"$f":"IF(OR(Inventory!C80=\"New Construction\",Inventory!C80=\"Replace-on-Burnout\",Inventory!C80=\"Early Retirement\"),Inventory!AS80,0)","v":0},"","","","","","","","","","","","",{"$f":"SUM($AC324:$AN324)","v":0},"aaaaa0","No","No",{"$f":"IF($W324=\"a\",0,IF($W324=\"b\",Inventory!$M80,Inventory!$AG80))","v":0},{"$f":"IF(OR($W324=\"a\",AND($AQ324=\"No\",$AR324=\"No\")),0,IF(AND($W324=\"b\",Inventory!$O80=\"Btu/hr\"),Inventory!$N80,IF(AND($W324=\"b\",Inventory!$O80=\"Tons\"),Inventory!$N80*12000,IF(AND(OR($W324=\"c\",$W324=\"d\"),Inventory!$AI80=\"Btu/hr\"),Inventory!$AH80,IF(AND(OR($W324=\"c\",$W324=\"d\"),Inventory!$AI80=\"Tons\"),Inventory!$AH80*12000,0)))))","v":0},0,0,"EER",0,"kW/ton",{"$f":"IF(OR($W324=\"a\",$AR324=\"No\"),0,IF(AND($W324=\"b\",Inventory!$Q80=\"Btu/hr\"),Inventory!$P80,IF(AND($W324=\"b\",Inventory!$Q80=\"Tons\"),Inventory!$P80*12000,IF(AND(OR($W324=\"c\",$W324=\"d\"),Inventory!$AK80=\"Btu/hr\"),Inventory!$AJ80,IF(AND(OR($W324=\"c\",$W324=\"d\"),Inventory!$AK80=\"Tons\"),Inventory!$AJ80*12000,0)))))","v":0},0,0,"COP","No",{"$f":"IF(OR(Inventory!$J80=\"\",$BD324=\"No\"),\"-\",Inventory!$J80)","v":"-"},{"$f":"IFERROR(VLOOKUP($BE324,'Early Retirement'!$B$6:$C$32,2,FALSE),\"-\")","v":"-"},{"$f":"IF(OR($W324<>\"b\",AND($X324<>\"b\",$X324<>\"c\")),\"n\",IF(AND($AO324<>1,$AO324<>2,$AO324<>7,$AO324<>8),\"n\",IF(Inventory!$K80=\"Split\",\"s\",IF(Inventory!$K80=\"Packaged\",\"p\",\"n\"))))","v":"n"},{"$f":"IF(AND($X324<>\"i\",$X324<>\"j\"),\"n\",IF(Inventory!$L80=\"Centrifugal\",\"c\",\"n\"))","v":"n"},"-","-",{"$f":"IFERROR(INDEX('Early Retirement'!$C$4:$AC$32,$BF324,$BJ324),0)","v":0},{"$f":"IFERROR(HLOOKUP($BJ324,'Early Retirement'!$D$4:$AC$5,2,FALSE),0)","v":0},{"$f":"IFERROR(INDEX('Early Retirement'!$AE$4:$BE$32,$BF324,$BJ324),0)","v":0},{"$f":"IFERROR(HLOOKUP($BJ324,'Early Retirement'!$AF$4:$BE$5,2,FALSE),0)","v":0},0,0,"kW/ton",{"$f":"IFERROR(INDEX('Early Retirement'!$BG$4:$CG$32,$BF324,$BJ324),0)","v":0},{"$f":"IFERROR(HLOOKUP($BJ324,'Early Retirement'!$BH$4:$CH$5,2,FALSE),0)","v":0},0,"COP","Yes",0,0,"kW/ton",0,"COP",0,0,"kW/ton",0,"COP"]
[null,null,null,null,null,null,null,null,null,null,null,null,null,null,null,null,null,null,null,null,null,72,{"$f":"IF(Inventory!$C81=\"\",\"a\",VLOOKUP(Inventory!$C81,$B$8:$C$11,2,FALSE))","v":"a"},{"$f":"IF(AND($W325=\"b\",Inventory!$I81=\"\"),\"a\",IF(AND($W325=\"b\",Inventory!$I81<>\"\"),VLOOKUP(Inventory!$I81,$E$3:$F$12,2,FALSE),IF(AND(OR($W325=\"c\",$W325=\"d\"),Inventory!$AB81=\"\"),\"a\",IF(AND(OR($W325=\"c\",$W325=\"d\"),Inventory!$AB81<>\"\"),VLOOKUP(Inventory!$AB81,$E$3:$F$12,2,FALSE),\"a\"))))","v":"a"},{"$f":"IF(OR(AND($X325<>\"b\",$X325<>\"c\"),$AB325=0,$AB325>=(65000/12000),Inventory!$AC81=\"\"),\"a\",VLOOKUP(Inventory!$AC81,$H$3:$I$5,2,FALSE))","v":"a"},{"$f":"IF(AND($X325<>\"i\",$X325<>\"j\"),\"a\",IF(AND($W325=\"b\",Inventory!$L81=\"\"),\"a\",IF(AND($W325=\"b\",Inventory!$L81<>\"\"),VLOOKUP(Inventory!$L81,$K$3:$L$6,2,FALSE),IF(AND(OR($W325=\"c\",$W325=\"d\"),Inventory!$AD81=\"\"),\"a\",IF(AND(OR($W325=\"c\",$W325=\"d\"),Inventory!$AD81<>\"\"),VLOOKUP(Inventory!$AD81,$K$3:$L$6,2,FALSE),\"a\")))))","v":"a"},{"$f":"IF(OR(AND($X325<>\"e\",$X325<>\"f\"),$AB325=0,Inventory!$AF81=\"\"),\"a\",VLOOKUP(Inventory!$AF81,$N$3:$O$5,2,FALSE))","v":"a"},{"$f":"IF(OR(Inventory!C81=\"New Construction\",Inventory!C81=\"Replace-on-Burnout\",Inventory!C81=\"Early Retirement\"),Inventory!AS81,0)","v":0},"","","","","","","","","","","","",0,"aaaaa0","No","No",{"$f":"IF($W325=\"a\",0,IF($W325=\"b\",Inventory!$M81,Inventory!$AG81))","v":0},{"$f":"IF(OR($W325=\"a\",AND($AQ325=\"No\",$AR325=\"No\")),0,IF(AND($W325=\"b\",Inventory!$O81=\"Btu/hr\"),Inventory!$N81,IF(AND($W325=\"b\",Inventory!$O81=\"Tons\"),Inventory!$N81*12000,IF(AND(OR($W325=\"c\",$W325=\"d\"),Inventory!$AI81=\"Btu/hr\"),Inventory!$AH81,IF(AND(OR($W325=\"c\",$W325=\"d\"),Inventory!$AI81=\"Tons\"),Inventory!$AH81*12000,0)))))","v":0},0,0,"EER",0,"kW/ton",{"$f":"IF(OR($W325=\"a\",$AR325=\"No\"),0,IF(AND($W325=\"b\",Inventory!$Q81=\"Btu/hr\"),Inventory!$P81,IF(AND($W325=\"b\",Inventory!$Q81=\"Tons\"),Inventory!$P81*12000,IF(AND(OR($W325=\"c\",$W325=\"d\"),Inventory!$AK81=\"Btu/hr\"),Inventory!$AJ81,IF(AND(OR($W325=\"c\",$W325=\"d\"),Inventory!$AK81=\"Tons\"),Inventory!$AJ81*12000,0)))))","v":0},0,0,"COP","No",{"$f":"IF(OR(Inventory!$J81=\"\",$BD325=\"No\"),\"-\",Inventory!$J81)","v":"-"},{"$f":"IFERROR(VLOOKUP($BE325,'Early Retirement'!$B$6:$C$32,2,FALSE),\"-\")","v":"-"},{"$f":"IF(OR($W325<>\"b\",AND($X325<>\"b\",$X325<>\"c\")),\"n\",IF(AND($AO325<>1,$AO325<>2,$AO325<>7,$AO325<>8),\"n\",IF(Inventory!$K81=\"Split\",\"s\",IF(Inventory!$K81=\"Packaged\",\"p\",\"n\"))))","v":"n"},{"$f":"IF(AND($X325<>\"i\",$X325<>\"j\"),\"n\",IF(Inventory!$L81=\"Centrifugal\",\"c\",\"n\"))","v":"n"},"-","-",{"$f":"IFERROR(INDEX('Early Retirement'!$C$4:$AC$32,$BF325,$BJ325),0)","v":0},{"$f":"IFERROR(HLOOKUP($BJ325,'Early Retirement'!$D$4:$AC$5,2,FALSE),0)","v":0},{"$f":"IFERROR(INDEX('Early Retirement'!$AE$4:$BE$32,$BF325,$BJ325),0)","v":0},{"$f":"IFERROR(HLOOKUP($BJ325,'Early Retirement'!$AF$4:$BE$5,2,FALSE),0)","v":0},0,0,"kW/ton",{"$f":"IFERROR(INDEX('Early Retirement'!$BG$4:$CG$32,$BF325,$BJ325),0)","v":0},{"$f":"IFERROR(HLOOKUP($BJ325,'Early Retirement'!$BH$4:$CH$5,2,FALSE),0)","v":0},0,"COP","Yes",0,0,"kW/ton",0,"COP",0,0,"kW/ton",0,"COP"]
[null,null,null,null,null,null,null,null,null,null,null,null,null,null,null,null,null,null,null,null,null,73,{"$f":"IF(Inventory!$C82=\"\",\"a\",VLOOKUP(Inventory!$C82,$B$8:$C$11,2,FALSE))","v":"a"},{"$f":"IF(AND($W326=\"b\",Inventory!$I82=\"\"),\"a\",IF(AND($W326=\"b\",Inventory!$I82<>\"\"),VLOOKUP(Inventory!$I82,$E$3:$F$12,2,FALSE),IF(AND(OR($W326=\"c\",$W326=\"d\"),Inventory!$AB82=\"\"),\"a\",IF(AND(OR($W326=\"c\",$W326=\"d\"),Inventory!$AB82<>\"\"),VLOOKUP(Inventory!$AB82,$E$3:$F$12,2,FALSE),\"a\"))))","v":"a"},{"$f":"IF(OR(AND($X326<>\"b\",$X326<>\"c\"),$AB326=0,$AB326>=(65000/12000),Inventory!$AC82=\"\"),\"a\",VLOOKUP(Inventory!$AC82,$H$3:$I$5,2,FALSE))","v":"a"},{"$f":"IF(AND($X326<>\"i\",$X326<>\"j\"),\"a\",IF(AND($W326=\"b\",Inventory!$L82=\"\"),\"a\",IF(AND($W326=\"b\",Inventory!$L82<>\"\"),VLOOKUP(Inventory!$L82,$K$3:$L$6,2,FALSE),IF(AND(OR($W326=\"c\",$W326=\"d\"),Inventory!$AD82=\"\"),\"a\",IF(AND(OR($W326=\"c\",$W326=\"d\"),Inventory!$AD82<>\"\"),VLOOKUP(Inventory!$AD82,$K$3:$L$6,2,FALSE),\"a\")))))","v":"a"},{"$f":"IF(OR(AND($X326<>\"e\",$X326<>\"f\"),$AB326=0,Inventory!$AF82=\"\"),\"a\",VLOOKUP(Inventory!$AF82,$N$3:$O$5,2,FALSE))","v":"a"},{"$f":"IF(OR(Inventory!C82=\"New Construction\",Inventory!C82=\"Replace-on-Burnout\",Inventory!C82=\"Early Retirement\"),Inventory!AS82,0)","v":0},"","","","","","","","","","","","",0,"aaaaa0","No","No",{"$f":"IF($W326=\"a\",0,IF($W326=\"b\",Inventory!$M82,Inventory!$AG82))","v":0},{"$f":"IF(OR($W326=\"a\",AND($AQ326=\"No\",$AR326=\"No\")),0,IF(AND($W326=\"b\",Inventory!$O82=\"Btu/hr\"),Inventory!$N82,IF(AND($W326=\"b\",Inventory!$O82=\"Tons\"),Inventory!$N82*12000,IF(AND(OR($W326=\"c\",$W326=\"d\"),Inventory!$AI82=\"Btu/hr\"),Inventory!$AH82,IF(AND(OR($W326=\"c\",$W326=\"d\"),Inventory!$AI82=\"Tons\"),Inventory!$AH82*12000,0)))))","v":0},0,0,"EER",0,"kW/ton",{"$f":"IF(OR($W326=\"a\",$AR326=\"No\"),0,IF(AND($W326=\"b\",Inventory!$Q82=\"Btu/hr\"),Inventory!$P82,IF(AND($W326=\"b\",Inventory!$Q82=\"Tons\"),Inventory!$P82*12000,IF(AND(OR($W326=\"c\",$W326=\"d\"),Inventory!$AK82=\"Btu/hr\"),Inventory!$AJ82,IF(AND(OR($W326=\"c\",$W326=\"d\"),Inventory!$AK82=\"Tons\"),Inventory!$AJ82*12000,0)))))","v":0},0,0,"COP","No",{"$f":"IF(OR(Inventory!$J82=\"\",$BD326=\"No\"),\"-\",Inventory!$J82)","v":"-"},{"$f":"IFERROR(VLOOKUP($BE326,'Early Retirement'!$B$6:$C$32,2,FALSE),\"-\")","v":"-"},{"$f":"IF(OR($W326<>\"b\",AND($X326<>\"b\",$X326<>\"c\")),\"n\",IF(AND($AO326<>1,$AO326<>2,$AO326<>7,$AO326<>8),\"n\",IF(Inventory!$K82=\"Split\",\"s\",IF(Inventory!$K82=\"Packaged\",\"p\",\"n\"))))","v":"n"},{"$f":"IF(AND($X326<>\"i\",$X326<>\"j\"),\"n\",IF(Inventory!$L82=\"Centrifugal\",\"c\",\"n\"))","v":"n"},"-","-",{"$f":"IFERROR(INDEX('Early Retirement'!$C$4:$AC$32,$BF326,$BJ326),0)","v":0},{"$f":"IFERROR(HLOOKUP($BJ326,'Early Retirement'!$D$4:$AC$5,2,FALSE),0)","v":0},{"$f":"IFERROR(INDEX('Early Retirement'!$AE$4:$BE$32,$BF326,$BJ326),0)","v":0},{"$f":"IFERROR(HLOOKUP($BJ326,'Early Retirement'!$AF$4:$BE$5,2,FALSE),0)","v":0},0,0,"kW/ton",{"$f":"IFERROR(INDEX('Early Retirement'!$BG$4:$CG$32,$BF326,$BJ326),0)","v":0},{"$f":"IFERROR(HLOOKUP($BJ326,'Early Retirement'!$BH$4:$CH$5,2,FALSE),0)","v":0},0,"COP","Yes",0,0,"kW/ton",0,"COP",0,0,"kW/ton",0,"COP"]
[null,null,null,null,null,null,null,null,null,null,null,null,null,null,null,null,null,null,null,null,null,74,{"$f":"IF(Inventory!$C83=\"\",\"a\",VLOOKUP(Inventory!$C83,$B$8:$C$11,2,FALSE))","v":"a"},{"$f":"IF(AND($W327=\"b\",Inventory!$I83=\"\"),\"a\",IF(AND($W327=\"b\",Inventory!$I83<>\"\"),VLOOKUP(Inventory!$I83,$E$3:$F$12,2,FALSE),IF(AND(OR($W327=\"c\",$W327=\"d\"),Inventory!$AB83=\"\"),\"a\",IF(AND(OR($W327=\"c\",$W327=\"d\"),Inventory!$AB83<>\"\"),VLOOKUP(Inventory!$AB83,$E$3:$F$12,2,FALSE),\"a\"))))","v":"a"},{"$f":"IF(OR(AND($X327<>\"b\",$X327<>\"c\"),$AB327=0,$AB327>=(65000/12000),Inventory!$AC83=\"\"),\"a\",VLOOKUP(Inventory!$AC83,$H$3:$I$5,2,FALSE))","v":"a"},{"$f":"IF(AND($X327<>\"i\",$X327<>\"j\"),\"a\",IF(AND($W327=\"b\",Inventory!$L83=\"\"),\"a\",IF(AND($W327=\"b\",Inventory!$L83<>\"\"),VLOOKUP(Inventory!$L83,$K$3:$L$6,2,FALSE),IF(AND(OR($W327=\"c\",$W327=\"d\"),Inventory!$AD83=\"\"),\"a\",IF(AND(OR($W327=\"c\",$W327=\"d\"),Inventory!$AD83<>\"\"),VLOOKUP(Inventory!$AD83,$K$3:$L$6,2,FALSE),\"a\")))))","v":"a"},{"$f":"IF(OR(AND($X327<>\"e\",$X327<>\"f\"),$AB327=0,Inventory!$AF83=\"\"),\"a\",VLOOKUP(Inventory!$AF83,$N$3:$O$5,2,FALSE))","v":"a"},{"$f":"IF(OR(Inventory!C83=\"New Construction\",Inventory!C83=\"Replace-on-Burnout\",Inventory!C83=\"Early Retirement\"),Inventory!AS83,0)","v":0},"","","","","","","","","","","","",0,"aaaaa0","No","No",{"$f":"IF($W327=\"a\",0,IF($W327=\"b\",Inventory!$M83,Inventory!$AG83))","v":0},{"$f":"IF(OR($W327=\"a\",AND($AQ327=\"No\",$AR327=\"No\")),0,IF(AND($W327=\"b\",Inventory!$O83=\"Btu/hr\"),Inventory!$N83,IF(AND($W327=\"b\",Inventory!$O83=\"Tons\"),Inventory!$N83*12000,IF(AND(OR($W327=\"c\",$W327=\"d\"),Inventory!$AI83=\"Btu/hr\"),Inventory!$AH83,IF(AND(OR($W327=\"c\",$W327=\"d\"),Inventory!$AI83=\"Tons\"),Inventory!$AH83*12000,0)))))","v":0},0,0,"EER",0,"kW/ton",{"$f":"IF(OR($W327=\"a\",$AR327=\"No\"),0,IF(AND($W327=\"b\",Inventory!$Q83=\"Btu/hr\"),Inventory!$P83,IF(AND($W327=\"b\",Inventory!$Q83=\"Tons\"),Inventory!$P83*12000,IF(AND(OR($W327=\"c\",$W327=\"d\"),Inventory!$AK83=\"Btu/hr\"),Inventory!$AJ83,IF(AND(OR($W327=\"c\",$W327=\"d\"),Inventory!$AK83=\"Tons\"),Inventory!$AJ83*12000,0)))))","v":0},0,0,"COP","No",{"$f":"IF(OR(Inventory!$J83=\"\",$BD327=\"No\"),\"-\",Inventory!$J83)","v":"-"},{"$f":"IFERROR(VLOOKUP($BE327,'Early Retirement'!$B$6:$C$32,2,FALSE),\"-\")","v":"-"},{"$f":"IF(OR($W327<>\"b\",AND($X327<>\"b\",$X327<>\"c\")),\"n\",IF(AND($AO327<>1,$AO327<>2,$AO327<>7,$AO327<>8),\"n\",IF(Inventory!$K83=\"Split\",\"s\",IF(Inventory!$K83=\"Packaged\",\"p\",\"n\"))))","v":"n"},{"$f":"IF(AND($X327<>\"i\",$X327<>\"j\"),\"n\",IF(Inventory!$L83=\"Centrifugal\",\"c\",\"n\"))","v":"n"},"-","-",{"$f":"IFERROR(INDEX('Early Retirement'!$C$4:$AC$32,$BF327,$BJ327),0)","v":0},{"$f":"IFERROR(HLOOKUP($BJ327,'Early Retirement'!$D$4:$AC$5,2,FALSE),0)","v":0},{"$f":"IFERROR(INDEX('Early Retirement'!$AE$4:$BE$32,$BF327,$BJ327),0)","v":0},{"$f":"IFERROR(HLOOKUP($BJ327,'Early Retirement'!$AF$4:$BE$5,2,FALSE),0)","v":0},0,0,"kW/ton",{"$f":"IFERROR(INDEX('Early Retirement'!$BG$4:$CG$32,$BF327,$BJ327),0)","v":0},{"$f":"IFERROR(HLOOKUP($BJ327,'Early Retirement'!$BH$4:$CH$5,2,FALSE),0)","v":0},0,"COP","Yes",0,0,"kW/ton",0,"COP",0,0,"kW/ton",0,"COP"]
[null,null,null,null,null,null,null,null,null,null,null,null,null,null,null,null,null,null,null,null,null,75,{"$f":"IF(Inventory!$C84=\"\",\"a\",VLOOKUP(Inventory!$C84,$B$8:$C$11,2,FALSE))","v":"a"},{"$f":"IF(AND($W328=\"b\",Inventory!$I84=\"\"),\"a\",IF(AND($W328=\"b\",Inventory!$I84<>\"\"),VLOOKUP(Inventory!$I84,$E$3:$F$12,2,FALSE),IF(AND(OR($W328=\"c\",$W328=\"d\"),Inventory!$AB84=\"\"),\"a\",IF(AND(OR($W328=\"c\",$W328=\"d\"),Inventory!$AB84<>\"\"),VLOOKUP(Inventory!$AB84,$E$3:$F$12,2,FALSE),\"a\"))))","v":"a"},{"$f":"IF(OR(AND($X328<>\"b\",$X328<>\"c\"),$AB328=0,$AB328>=(65000/12000),Inventory!$AC84=\"\"),\"a\",VLOOKUP(Inventory!$AC84,$H$3:$I$5,2,FALSE))","v":"a"},{"$f":"IF(AND($X328<>\"i\",$X328<>\"j\"),\"a\",IF(AND($W328=\"b\",Inventory!$L84=\"\"),\"a\",IF(AND($W328=\"b\",Inventory!$L84<>\"\"),VLOOKUP(Inventory!$L84,$K$3:$L$6,2,FALSE),IF(AND(OR($W328=\"c\",$W328=\"d\"),Inventory!$AD84=\"\"),\"a\",IF(AND(OR($W328=\"c\",$W328=\"d\"),Inventory!$AD84<>\"\"),VLOOKUP(Inventory!$AD84,$K$3:$L$6,2,FALSE),\"a\")))))","v":"a"},{"$f":"IF(OR(AND($X328<>\"e\",$X328<>\"f\"),$AB328=0,Inventory!$AF84=\"\"),\"a\",VLOOKUP(Inventory!$AF84,$N$3:$O$5,2,FALSE))","v":"a"},{"$f":"IF(OR(Inventory!C84=\"New Construction\",Inventory!C84=\"Replace-on-Burnout\",Inventory!C84=\"Early Retirement\"),Inventory!AS84,0)","v":0},"","","","","","","","","","","","",0,"aaaaa0","No","No",{"$f":"IF($W328=\"a\",0,IF($W328=\"b\",Inventory!$M84,Inventory!$AG84))","v":0},{"$f":"IF(OR($W328=\"a\",AND($AQ328=\"No\",$AR328=\"No\")),0,IF(AND($W328=\"b\",Inventory!$O84=\"Btu/hr\"),Inventory!$N84,IF(AND($W328=\"b\",Inventory!$O84=\"Tons\"),Inventory!$N84*12000,IF(AND(OR($W328=\"c\",$W328=\"d\"),Inventory!$AI84=\"Btu/hr\"),Inventory!$AH84,IF(AND(OR($W328=\"c\",$W328=\"d\"),Inventory!$AI84=\"Tons\"),Inventory!$AH84*12000,0)))))","v":0},0,0,"EER",0,"kW/ton",{"$f":"IF(OR($W328=\"a\",$AR328=\"No\"),0,IF(AND($W328=\"b\",Inventory!$Q84=\"Btu/hr\"),Inventory!$P84,IF(AND($W328=\"b\",Inventory!$Q84=\"Tons\"),Inventory!$P84*12000,IF(AND(OR($W328=\"c\",$W328=\"d\"),Inventory!$AK84=\"Btu/hr\"),Inventory!$AJ84,IF(AND(OR($W328=\"c\",$W328=\"d\"),Inventory!$AK84=\"Tons\"),Inventory!$AJ84*12000,0)))))","v":0},0,0,"COP","No",{"$f":"IF(OR(Inventory!$J84=\"\",$BD328=\"No\"),\"-\",Inventory!$J84)","v":"-"},{"$f":"IFERROR(VLOOKUP($BE328,'Early Retirement'!$B$6:$C$32,2,FALSE),\"-\")","v":"-"},{"$f":"IF(OR($W328<>\"b\",AND($X328<>\"b\",$X328<>\"c\")),\"n\",IF(AND($AO328<>1,$AO328<>2,$AO328<>7,$AO328<>8),\"n\",IF(Inventory!$K84=\"Split\",\"s\",IF(Inventory!$K84=\"Packaged\",\"p\",\"n\"))))","v":"n"},{"$f":"IF(AND($X328<>\"i\",$X328<>\"j\"),\"n\",IF(Inventory!$L84=\"Centrifugal\",\"c\",\"n\"))","v":"n"},"-","-",{"$f":"IFERROR(INDEX('Early Retirement'!$C$4:$AC$32,$BF328,$BJ328),0)","v":0},{"$f":"IFERROR(HLOOKUP($BJ328,'Early Retirement'!$D$4:$AC$5,2,FALSE),0)","v":0},{"$f":"IFERROR(INDEX('Early Retirement'!$AE$4:$BE$32,$BF328,$BJ328),0)","v":0},{"$f":"IFERROR(HLOOKUP($BJ328,'Early Retirement'!$AF$4:$BE$5,2,FALSE),0)","v":0},0,0,"kW/ton",{"$f":"IFERROR(INDEX('Early Retirement'!$BG$4:$CG$32,$BF328,$BJ328),0)","v":0},{"$f":"IFERROR(HLOOKUP($BJ328,'Early Retirement'!$BH$4:$CH$5,2,FALSE),0)","v":0},0,"COP","Yes",0,0,"kW/ton",0,"COP",0,0,"kW/ton",0,"COP"]
[null,null,null,null,null,null,null,null,null,null,null,null,null,null,null,null,null,null,null,null,null,76,{"$f":"IF(Inventory!$C85=\"\",\"a\",VLOOKUP(Inventory!$C85,$B$8:$C$11,2,FALSE))","v":"a"},{"$f":"IF(AND($W329=\"b\",Inventory!$I85=\"\"),\"a\",IF(AND($W329=\"b\",Inventory!$I85<>\"\"),VLOOKUP(Inventory!$I85,$E$3:$F$12,2,FALSE),IF(AND(OR($W329=\"c\",$W329=\"d\"),Inventory!$AB85=\"\"),\"a\",IF(AND(OR($W329=\"c\",$W329=\"d\"),Inventory!$AB85<>\"\"),VLOOKUP(Inventory!$AB85,$E$3:$F$12,2,FALSE),\"a\"))))","v":"a"},{"$f":"IF(OR(AND($X329<>\"b\",$X329<>\"c\"),$AB329=0,$AB329>=(65000/12000),Inventory!$AC85=\"\"),\"a\",VLOOKUP(Inventory!$AC85,$H$3:$I$5,2,FALSE))","v":"a"},{"$f":"IF(AND($X329<>\"i\",$X329<>\"j\"),\"a\",IF(AND($W329=\"b\",Inventory!$L85=\"\"),\"a\",IF(AND($W329=\"b\",Inventory!$L85<>\"\"),VLOOKUP(Inventory!$L85,$K$3:$L$6,2,FALSE),IF(AND(OR($W329=\"c\",$W329=\"d\"),Inventory!$AD85=\"\"),\"a\",IF(AND(OR($W329=\"c\",$W329=\"d\"),Inventory!$AD85<>\"\"),VLOOKUP(Inventory!$AD85,$K$3:$L$6,2,FALSE),\"a\")))))","v":"a"},{"$f":"IF(OR(AND($X329<>\"e\",$X329<>\"f\"),$AB329=0,Inventory!$AF85=\"\"),\"a\",VLOOKUP(Inventory!$AF85,$N$3:$O$5,2,FALSE))","v":"a"},{"$f":"IF(OR(Inventory!C85=\"New Construction\",Inventory!C85=\"Replace-on-Burnout\",Inventory!C85=\"Early Retirement\"),Inventory!AS85,0)","v":0},"","","","","","","","","","","","",0,"aaaaa0","No","No",{"$f":"IF($W329=\"a\",0,IF($W329=\"b\",Inventory!$M85,Inventory!$AG85))","v":0},{"$f":"IF(OR($W329=\"a\",AND($AQ329=\"No\",$AR329=\"No\")),0,IF(AND($W329=\"b\",Inventory!$O85=\"Btu/hr\"),Inventory!$N85,IF(AND($W329=\"b\",Inventory!$O85=\"Tons\"),Inventory!$N85*12000,IF(AND(OR($W329=\"c\",$W329=\"d\"),Inventory!$AI85=\"Btu/hr\"),Inventory!$AH85,IF(AND(OR($W329=\"c\",$W329=\"d\"),Inventory!$AI85=\"Tons\"),Inventory!$AH85*12000,0)))))","v":0},0,0,"EER",0,"kW/ton",{"$f":"IF(OR($W329=\"a\",$AR329=\"No\"),0,IF(AND($W329=\"b\",Inventory!$Q85=\"Btu/hr\"),Inventory!$P85,IF(AND($W329=\"b\",Inventory!$Q85=\"Tons\"),Inventory!$P85*12000,IF(AND(OR($W329=\"c\",$W329=\"d\"),Inventory!$AK85=\"Btu/hr\"),Inventory!$AJ85,IF(AND(OR($W329=\"c\",$W329=\"d\"),Inventory!$AK85=\"Tons\"),Inventory!$AJ85*12000,0)))))","v":0},0,0,"COP","No",{"$f":"IF(OR(Inventory!$J85=\"\",$BD329=\"No\"),\"-\",Inventory!$J85)","v":"-"},{"$f":"IFERROR(VLOOKUP($BE329,'Early Retirement'!$B$6:$C$32,2,FALSE),\"-\")","v":"-"},{"$f":"IF(OR($W329<>\"b\",AND($X329<>\"b\",$X329<>\"c\")),\"n\",IF(AND($AO329<>1,$AO329<>2,$AO329<>7,$AO329<>8),\"n\",IF(Inventory!$K85=\"Split\",\"s\",IF(Inventory!$K85=\"Packaged\",\"p\",\"n\"))))","v":"n"},{"$f":"IF(AND($X329<>\"i\",$X329<>\"j\"),\"n\",IF(Inventory!$L85=\"Centrifugal\",\"c\",\"n\"))","v":"n"},"-","-",{"$f":"IFERROR(INDEX('Early Retirement'!$C$4:$AC$32,$BF329,$BJ329),0)","v":0},{"$f":"IFERROR(HLOOKUP($BJ329,'Early Retirement'!$D$4:$AC$5,2,FALSE),0)","v":0},{"$f":"IFERROR(INDEX('Early Retirement'!$AE$4:$BE$32,$BF329,$BJ329),0)","v":0},{"$f":"IFERROR(HLOOKUP($BJ329,'Early Retirement'!$AF$4:$BE$5,2,FALSE),0)","v":0},0,0,"kW/ton",{"$f":"IFERROR(INDEX('Early Retirement'!$BG$4:$CG$32,$BF329,$BJ329),0)","v":0},{"$f":"IFERROR(HLOOKUP($BJ329,'Early Retirement'!$BH$4:$CH$5,2,FALSE),0)","v":0},0,"COP","Yes",0,0,"kW/ton",0,"COP",0,0,"kW/ton",0,"COP"]
[null,null,null,null,null,null,null,null,null,null,null,null,null,null,null,null,null,null,null,null,null,77,{"$f":"IF(Inventory!$C86=\"\",\"a\",VLOOKUP(Inventory!$C86,$B$8:$C$11,2,FALSE))","v":"a"},{"$f":"IF(AND($W330=\"b\",Inventory!$I86=\"\"),\"a\",IF(AND($W330=\"b\",Inventory!$I86<>\"\"),VLOOKUP(Inventory!$I86,$E$3:$F$12,2,FALSE),IF(AND(OR($W330=\"c\",$W330=\"d\"),Inventory!$AB86=\"\"),\"a\",IF(AND(OR($W330=\"c\",$W330=\"d\"),Inventory!$AB86<>\"\"),VLOOKUP(Inventory!$AB86,$E$3:$F$12,2,FALSE),\"a\"))))","v":"a"},{"$f":"IF(OR(AND($X330<>\"b\",$X330<>\"c\"),$AB330=0,$AB330>=(65000/12000),Inventory!$AC86=\"\"),\"a\",VLOOKUP(Inventory!$AC86,$H$3:$I$5,2,FALSE))","v":"a"},{"$f":"IF(AND($X330<>\"i\",$X330<>\"j\"),\"a\",IF(AND($W330=\"b\",Inventory!$L86=\"\"),\"a\",IF(AND($W330=\"b\",Inventory!$L86<>\"\"),VLOOKUP(Inventory!$L86,$K$3:$L$6,2,FALSE),IF(AND(OR($W330=\"c\",$W330=\"d\"),Inventory!$AD86=\"\"),\"a\",IF(AND(OR($W330=\"c\",$W330=\"d\"),Inventory!$AD86<>\"\"),VLOOKUP(Inventory!$AD86,$K$3:$L$6,2,FALSE),\"a\")))))","v":"a"},{"$f":"IF(OR(AND($X330<>\"e\",$X330<>\"f\"),$AB330=0,Inventory!$AF86=\"\"),\"a\",VLOOKUP(Inventory!$AF86,$N$3:$O$5,2,FALSE))","v":"a"},{"$f":"IF(OR(Inventory!C86=\"New Construction\",Inventory!C86=\"Replace-on-Burnout\",Inventory!C86=\"Early Retirement\"),Inventory!AS86,0)","v":0},"","","","","","","","","","","","",0,"aaaaa0","No","No",{"$f":"IF($W330=\"a\",0,IF($W330=\"b\",Inventory!$M86,Inventory!$AG86))","v":0},{"$f":"IF(OR($W330=\"a\",AND($AQ330=\"No\",$AR330=\"No\")),0,IF(AND($W330=\"b\",Inventory!$O86=\"Btu/hr\"),Inventory!$N86,IF(AND($W330=\"b\",Inventory!$O86=\"Tons\"),Inventory!$N86*12000,IF(AND(OR($W330=\"c\",$W330=\"d\"),Inventory!$AI86=\"Btu/hr\"),Inventory!$AH86,IF(AND(OR($W330=\"c\",$W330=\"d\"),Inventory!$AI86=\"Tons\"),Inventory!$AH86*12000,0)))))","v":0},0,0,"EER",0,"kW/ton",{"$f":"IF(OR($W330=\"a\",$AR330=\"No\"),0,IF(AND($W330=\"b\",Inventory!$Q86=\"Btu/hr\"),Inventory!$P86,IF(AND($W330=\"b\",Inventory!$Q86=\"Tons\"),Inventory!$P86*12000,IF(AND(OR($W330=\"c\",$W330=\"d\"),Inventory!$AK86=\"Btu/hr\"),Inventory!$AJ86,IF(AND(OR($W330=\"c\",$W330=\"d\"),Inventory!$AK86=\"Tons\"),Inventory!$AJ86*12000,0)))))","v":0},0,0,"COP","No",{"$f":"IF(OR(Inventory!$J86=\"\",$BD330=\"No\"),\"-\",Inventory!$J86)","v":"-"},{"$f":"IFERROR(VLOOKUP($BE330,'Early Retirement'!$B$6:$C$32,2,FALSE),\"-\")","v":"-"},{"$f":"IF(OR($W330<>\"b\",AND($X330<>\"b\",$X330<>\"c\")),\"n\",IF(AND($AO330<>1,$AO330<>2,$AO330<>7,$AO330<>8),\"n\",IF(Inventory!$K86=\"Split\",\"s\",IF(Inventory!$K86=\"Packaged\",\"p\",\"n\"))))","v":"n"},{"$f":"IF(AND($X330<>\"i\",$X330<>\"j\"),\"n\",IF(Inventory!$L86=\"Centrifugal\",\"c\",\"n\"))","v":"n"},"-","-",{"$f":"IFERROR(INDEX('Early Retirement'!$C$4:$AC$32,$BF330,$BJ330),0)","v":0},{"$f":"IFERROR(HLOOKUP($BJ330,'Early Retirement'!$D$4:$AC$5,2,FALSE),0)","v":0},{"$f":"IFERROR(INDEX('Early Retirement'!$AE$4:$BE$32,$BF330,$BJ330),0)","v":0},{"$f":"IFERROR(HLOOKUP($BJ330,'Early Retirement'!$AF$4:$BE$5,2,FALSE),0)","v":0},0,0,"kW/ton",{"$f":"IFERROR(INDEX('Early Retirement'!$BG$4:$CG$32,$BF330,$BJ330),0)","v":0},{"$f":"IFERROR(HLOOKUP($BJ330,'Early Retirement'!$BH$4:$CH$5,2,FALSE),0)","v":0},0,"COP","Yes",0,0,"kW/ton",0,"COP",0,0,"kW/ton",0,"COP"]
[null,null,null,null,null,null,null,null,null,null,null,null,null,null,null,null,null,null,null,null,null,78,{"$f":"IF(Inventory!$C87=\"\",\"a\",VLOOKUP(Inventory!$C87,$B$8:$C$11,2,FALSE))","v":"a"},{"$f":"IF(AND($W331=\"b\",Inventory!$I87=\"\"),\"a\",IF(AND($W331=\"b\",Inventory!$I87<>\"\"),VLOOKUP(Inventory!$I87,$E$3:$F$12,2,FALSE),IF(AND(OR($W331=\"c\",$W331=\"d\"),Inventory!$AB87=\"\"),\"a\",IF(AND(OR($W331=\"c\",$W331=\"d\"),Inventory!$AB87<>\"\"),VLOOKUP(Inventory!$AB87,$E$3:$F$12,2,FALSE),\"a\"))))","v":"a"},{"$f":"IF(OR(AND($X331<>\"b\",$X331<>\"c\"),$AB331=0,$AB331>=(65000/12000),Inventory!$AC87=\"\"),\"a\",VLOOKUP(Inventory!$AC87,$H$3:$I$5,2,FALSE))","v":"a"},{"$f":"IF(AND($X331<>\"i\",$X331<>\"j\"),\"a\",IF(AND($W331=\"b\",Inventory!$L87=\"\"),\"a\",IF(AND($W331=\"b\",Inventory!$L87<>\"\"),VLOOKUP(Inventory!$L87,$K$3:$L$6,2,FALSE),IF(AND(OR($W331=\"c\",$W331=\"d\"),Inventory!$AD87=\"\"),\"a\",IF(AND(OR($W331=\"c\",$W331=\"d\"),Inventory!$AD87<>\"\"),VLOOKUP(Inventory!$AD87,$K$3:$L$6,2,FALSE),\"a\")))))","v":"a"},{"$f":"IF(OR(AND($X331<>\"e\",$X331<>\"f\"),$AB331=0,Inventory!$AF87=\"\"),\"a\",VLOOKUP(Inventory!$AF87,$N$3:$O$5,2,FALSE))","v":"a"},{"$f":"IF(OR(Inventory!C87=\"New Construction\",Inventory!C87=\"Replace-on-Burnout\",Inventory!C87=\"Early Retirement\"),Inventory!AS87,0)","v":0},"","","","","","","","","","","","",0,"aaaaa0","No","No",{"$f":"IF($W331=\"a\",0,IF($W331=\"b\",Inventory!$M87,Inventory!$AG87))","v":0},{"$f":"IF(OR($W331=\"a\",AND($AQ331=\"No\",$AR331=\"No\")),0,IF(AND($W331=\"b\",Inventory!$O87=\"Btu/hr\"),Inventory!$N87,IF(AND($W331=\"b\",Inventory!$O87=\"Tons\"),Inventory!$N87*12000,IF(AND(OR($W331=\"c\",$W331=\"d\"),Inventory!$AI87=\"Btu/hr\"),Inventory!$AH87,IF(AND(OR($W331=\"c\",$W331=\"d\"),Inventory!$AI87=\"Tons\"),Inventory!$AH87*12000,0)))))","v":0},0,0,"EER",0,"kW/ton",{"$f":"IF(OR($W331=\"a\",$AR331=\"No\"),0,IF(AND($W331=\"b\",Inventory!$Q87=\"Btu/hr\"),Inventory!$P87,IF(AND($W331=\"b\",Inventory!$Q87=\"Tons\"),Inventory!$P87*12000,IF(AND(OR($W331=\"c\",$W331=\"d\"),Inventory!$AK87=\"Btu/hr\"),Inventory!$AJ87,IF(AND(OR($W331=\"c\",$W331=\"d\"),Inventory!$AK87=\"Tons\"),Inventory!$AJ87*12000,0)))))","v":0},0,0,"COP","No",{"$f":"IF(OR(Inventory!$J87=\"\",$BD331=\"No\"),\"-\",Inventory!$J87)","v":"-"},{"$f":"IFERROR(VLOOKUP($BE331,'Early Retirement'!$B$6:$C$32,2,FALSE),\"-\")","v":"-"},{"$f":"IF(OR($W331<>\"b\",AND($X331<>\"b\",$X331<>\"c\")),\"n\",IF(AND($AO331<>1,$AO331<>2,$AO331<>7,$AO331<>8),\"n\",IF(Inventory!$K87=\"Split\",\"s\",IF(Inventory!$K87=\"Packaged\",\"p\",\"n\"))))","v":"n"},{"$f":"IF(AND($X331<>\"i\",$X331<>\"j\"),\"n\",IF(Inventory!$L87=\"Centrifugal\",\"c\",\"n\"))","v":"n"},"-","-",{"$f":"IFERROR(INDEX('Early Retirement'!$C$4:$AC$32,$BF331,$BJ331),0)","v":0},{"$f":"IFERROR(HLOOKUP($BJ331,'Early Retirement'!$D$4:$AC$5,2,FALSE),0)","v":0},{"$f":"IFERROR(INDEX('Early Retirement'!$AE$4:$BE$32,$BF331,$BJ331),0)","v":0},{"$f":"IFERROR(HLOOKUP($BJ331,'Early Retirement'!$AF$4:$BE$5,2,FALSE),0)","v":0},0,0,"kW/ton",{"$f":"IFERROR(INDEX('Early Retirement'!$BG$4:$CG$32,$BF331,$BJ331),0)","v":0},{"$f":"IFERROR(HLOOKUP($BJ331,'Early Retirement'!$BH$4:$CH$5,2,FALSE),0)","v":0},0,"COP","Yes",0,0,"kW/ton",0,"COP",0,0,"kW/ton",0,"COP"]
[null,null,null,null,null,null,null,null,null,null,null,null,null,null,null,null,null,null,null,null,null,79,{"$f":"IF(Inventory!$C88=\"\",\"a\",VLOOKUP(Inventory!$C88,$B$8:$C$11,2,FALSE))","v":"a"},{"$f":"IF(AND($W332=\"b\",Inventory!$I88=\"\"),\"a\",IF(AND($W332=\"b\",Inventory!$I88<>\"\"),VLOOKUP(Inventory!$I88,$E$3:$F$12,2,FALSE),IF(AND(OR($W332=\"c\",$W332=\"d\"),Inventory!$AB88=\"\"),\"a\",IF(AND(OR($W332=\"c\",$W332=\"d\"),Inventory!$AB88<>\"\"),VLOOKUP(Inventory!$AB88,$E$3:$F$12,2,FALSE),\"a\"))))","v":"a"},{"$f":"IF(OR(AND($X332<>\"b\",$X332<>\"c\"),$AB332=0,$AB332>=(65000/12000),Inventory!$AC88=\"\"),\"a\",VLOOKUP(Inventory!$AC88,$H$3:$I$5,2,FALSE))","v":"a"},{"$f":"IF(AND($X332<>\"i\",$X332<>\"j\"),\"a\",IF(AND($W332=\"b\",Inventory!$L88=\"\"),\"a\",IF(AND($W332=\"b\",Inventory!$L88<>\"\"),VLOOKUP(Inventory!$L88,$K$3:$L$6,2,FALSE),IF(AND(OR($W332=\"c\",$W332=\"d\"),Inventory!$AD88=\"\"),\"a\",IF(AND(OR($W332=\"c\",$W332=\"d\"),Inventory!$AD88<>\"\"),VLOOKUP(Inventory!$AD88,$K$3:$L$6,2,FALSE),\"a\")))))","v":"a"},{"$f":"IF(OR(AND($X332<>\"e\",$X332<>\"f\"),$AB332=0,Inventory!$AF88=\"\"),\"a\",VLOOKUP(Inventory!$AF88,$N$3:$O$5,2,FALSE))","v":"a"},{"$f":"IF(OR(Inventory!C88=\"New Construction\",Inventory!C88=\"Replace-on-Burnout\",Inventory!C88=\"Early Retirement\"),Inventory!AS88,0)","v":0},"","","","","","","","","","","","",0,"aaaaa0","No","No",{"$f":"IF($W332=\"a\",0,IF($W332=\"b\",Inventory!$M88,Inventory!$AG88))","v":0},{"$f":"IF(OR($W332=\"a\",AND($AQ332=\"No\",$AR332=\"No\")),0,IF(AND($W332=\"b\",Inventory!$O88=\"Btu/hr\"),Inventory!$N88,IF(AND($W332=\"b\",Inventory!$O88=\"Tons\"),Inventory!$N88*12000,IF(AND(OR($W332=\"c\",$W332=\"d\"),Inventory!$AI88=\"Btu/hr\"),Inventory!$AH88,IF(AND(OR($W332=\"c\",$W332=\"d\"),Inventory!$AI88=\"Tons\"),Inventory!$AH88*12000,0)))))","v":0},0,0,"EER",0,"kW/ton",{"$f":"IF(OR($W332=\"a\",$AR332=\"No\"),0,IF(AND($W332=\"b\",Inventory!$Q88=\"Btu/hr\"),Inventory!$P88,IF(AND($W332=\"b\",Inventory!$Q88=\"Tons\"),Inventory!$P88*12000,IF(AND(OR($W332=\"c\",$W332=\"d\"),Inventory!$AK88=\"Btu/hr\"),Inventory!$AJ88,IF(AND(OR($W332=\"c\",$W332=\"d\"),Inventory!$AK88=\"Tons\"),Inventory!$AJ88*12000,0)))))","v":0},0,0,"COP","No",{"$f":"IF(OR(Inventory!$J88=\"\",$BD332=\"No\"),\"-\",Inventory!$J88)","v":"-"},{"$f":"IFERROR(VLOOKUP($BE332,'Early Retirement'!$B$6:$C$32,2,FALSE),\"-\")","v":"-"},{"$f":"IF(OR($W332<>\"b\",AND($X332<>\"b\",$X332<>\"c\")),\"n\",IF(AND($AO332<>1,$AO332<>2,$AO332<>7,$AO332<>8),\"n\",IF(Inventory!$K88=\"Split\",\"s\",IF(Inventory!$K88=\"Packaged\",\"p\",\"n\"))))","v":"n"},{"$f":"IF(AND($X332<>\"i\",$X332<>\"j\"),\"n\",IF(Inventory!$L88=\"Centrifugal\",\"c\",\"n\"))","v":"n"},"-","-",{"$f":"IFERROR(INDEX('Early Retirement'!$C$4:$AC$32,$BF332,$BJ332),0)","v":0},{"$f":"IFERROR(HLOOKUP($BJ332,'Early Retirement'!$D$4:$AC$5,2,FALSE),0)","v":0},{"$f":"IFERROR(INDEX('Early Retirement'!$AE$4:$BE$32,$BF332,$BJ332),0)","v":0},{"$f":"IFERROR(HLOOKUP($BJ332,'Early Retirement'!$AF$4:$BE$5,2,FALSE),0)","v":0},0,0,"kW/ton",{"$f":"IFERROR(INDEX('Early Retirement'!$BG$4:$CG$32,$BF332,$BJ332),0)","v":0},{"$f":"IFERROR(HLOOKUP($BJ332,'Early Retirement'!$BH$4:$CH$5,2,FALSE),0)","v":0},0,"COP","Yes",0,0,"kW/ton",0,"COP",0,0,"kW/ton",0,"COP"]
[null,null,null,null,null,null,null,null,null,null,null,null,null,null,null,null,null,null,null,null,null,80,{"$f":"IF(Inventory!$C89=\"\",\"a\",VLOOKUP(Inventory!$C89,$B$8:$C$11,2,FALSE))","v":"a"},{"$f":"IF(AND($W333=\"b\",Inventory!$I89=\"\"),\"a\",IF(AND($W333=\"b\",Inventory!$I89<>\"\"),VLOOKUP(Inventory!$I89,$E$3:$F$12,2,FALSE),IF(AND(OR($W333=\"c\",$W333=\"d\"),Inventory!$AB89=\"\"),\"a\",IF(AND(OR($W333=\"c\",$W333=\"d\"),Inventory!$AB89<>\"\"),VLOOKUP(Inventory!$AB89,$E$3:$F$12,2,FALSE),\"a\"))))","v":"a"},{"$f":"IF(OR(AND($X333<>\"b\",$X333<>\"c\"),$AB333=0,$AB333>=(65000/12000),Inventory!$AC89=\"\"),\"a\",VLOOKUP(Inventory!$AC89,$H$3:$I$5,2,FALSE))","v":"a"},{"$f":"IF(AND($X333<>\"i\",$X333<>\"j\"),\"a\",IF(AND($W333=\"b\",Inventory!$L89=\"\"),\"a\",IF(AND($W333=\"b\",Inventory!$L89<>\"\"),VLOOKUP(Inventory!$L89,$K$3:$L$6,2,FALSE),IF(AND(OR($W333=\"c\",$W333=\"d\"),Inventory!$AD89=\"\"),\"a\",IF(AND(OR($W333=\"c\",$W333=\"d\"),Inventory!$AD89<>\"\"),VLOOKUP(Inventory!$AD89,$K$3:$L$6,2,FALSE),\"a\")))))","v":"a"},{"$f":"IF(OR(AND($X333<>\"e\",$X333<>\"f\"),$AB333=0,Inventory!$AF89=\"\"),\"a\",VLOOKUP(Inventory!$AF89,$N$3:$O$5,2,FALSE))","v":"a"},{"$f":"IF(OR(Inventory!C89=\"New Construction\",Inventory!C89=\"Replace-on-Burnout\",Inventory!C89=\"Early Retirement\"),Inventory!AS89,0)","v":0},"","","","","","","","","","","","",0,"aaaaa0","No","No",{"$f":"IF($W333=\"a\",0,IF($W333=\"b\",Inventory!$M89,Inventory!$AG89))","v":0},{"$f":"IF(OR($W333=\"a\",AND($AQ333=\"No\",$AR333=\"No\")),0,IF(AND($W333=\"b\",Inventory!$O89=\"Btu/hr\"),Inventory!$N89,IF(AND($W333=\"b\",Inventory!$O89=\"Tons\"),Inventory!$N89*12000,IF(AND(OR($W333=\"c\",$W333=\"d\"),Inventory!$AI89=\"Btu/hr\"),Inventory!$AH89,IF(AND(OR($W333=\"c\",$W333=\"d\"),Inventory!$AI89=\"Tons\"),Inventory!$AH89*12000,0)))))","v":0},0,0,"EER",0,"kW/ton",{"$f":"IF(OR($W333=\"a\",$AR333=\"No\"),0,IF(AND($W333=\"b\",Inventory!$Q89=\"Btu/hr\"),Inventory!$P89,IF(AND($W333=\"b\",Inventory!$Q89=\"Tons\"),Inventory!$P89*12000,IF(AND(OR($W333=\"c\",$W333=\"d\"),Inventory!$AK89=\"Btu/hr\"),Inventory!$AJ89,IF(AND(OR($W333=\"c\",$W333=\"d\"),Inventory!$AK89=\"Tons\"),Inventory!$AJ89*12000,0)))))","v":0},0,0,"COP","No",{"$f":"IF(OR(Inventory!$J89=\"\",$BD333=\"No\"),\"-\",Inventory!$J89)","v":"-"},{"$f":"IFERROR(VLOOKUP($BE333,'Early Retirement'!$B$6:$C$32,2,FALSE),\"-\")","v":"-"},{"$f":"IF(OR($W333<>\"b\",AND($X333<>\"b\",$X333<>\"c\")),\"n\",IF(AND($AO333<>1,$AO333<>2,$AO333<>7,$AO333<>8),\"n\",IF(Inventory!$K89=\"Split\",\"s\",IF(Inventory!$K89=\"Packaged\",\"p\",\"n\"))))","v":"n"},{"$f":"IF(AND($X333<>\"i\",$X333<>\"j\"),\"n\",IF(Inventory!$L89=\"Centrifugal\",\"c\",\"n\"))","v":"n"},"-","-",{"$f":"IFERROR(INDEX('Early Retirement'!$C$4:$AC$32,$BF333,$BJ333),0)","v":0},{"$f":"IFERROR(HLOOKUP($BJ333,'Early Retirement'!$D$4:$AC$5,2,FALSE),0)","v":0},{"$f":"IFERROR(INDEX('Early Retirement'!$AE$4:$BE$32,$BF333,$BJ333),0)","v":0},{"$f":"IFERROR(HLOOKUP($BJ333,'Early Retirement'!$AF$4:$BE$5,2,FALSE),0)","v":0},0,0,"kW/ton",{"$f":"IFERROR(INDEX('Early Retirement'!$BG$4:$CG$32,$BF333,$BJ333),0)","v":0},{"$f":"IFERROR(HLOOKUP($BJ333,'Early Retirement'!$BH$4:$CH$5,2,FALSE),0)","v":0},0,"COP","Yes",0,0,"kW/ton",0,"COP",0,0,"kW/ton",0,"COP"]
[null,null,null,null,null,null,null,null,null,null,null,null,null,null,null,null,null,null,null,null,null,81,{"$f":"IF(Inventory!$C90=\"\",\"a\",VLOOKUP(Inventory!$C90,$B$8:$C$11,2,FALSE))","v":"a"},{"$f":"IF(AND($W334=\"b\",Inventory!$I90=\"\"),\"a\",IF(AND($W334=\"b\",Inventory!$I90<>\"\"),VLOOKUP(Inventory!$I90,$E$3:$F$12,2,FALSE),IF(AND(OR($W334=\"c\",$W334=\"d\"),Inventory!$AB90=\"\"),\"a\",IF(AND(OR($W334=\"c\",$W334=\"d\"),Inventory!$AB90<>\"\"),VLOOKUP(Inventory!$AB90,$E$3:$F$12,2,FALSE),\"a\"))))","v":"a"},{"$f":"IF(OR(AND($X334<>\"b\",$X334<>\"c\"),$AB334=0,$AB334>=(65000/12000),Inventory!$AC90=\"\"),\"a\",VLOOKUP(Inventory!$AC90,$H$3:$I$5,2,FALSE))","v":"a"},{"$f":"IF(AND($X334<>\"i\",$X334<>\"j\"),\"a\",IF(AND($W334=\"b\",Inventory!$L90=\"\"),\"a\",IF(AND($W334=\"b\",Inventory!$L90<>\"\"),VLOOKUP(Inventory!$L90,$K$3:$L$6,2,FALSE),IF(AND(OR($W334=\"c\",$W334=\"d\"),Inventory!$AD90=\"\"),\"a\",IF(AND(OR($W334=\"c\",$W334=\"d\"),Inventory!$AD90<>\"\"),VLOOKUP(Inventory!$AD90,$K$3:$L$6,2,FALSE),\"a\")))))","v":"a"},{"$f":"IF(OR(AND($X334<>\"e\",$X334<>\"f\"),$AB334=0,Inventory!$AF90=\"\"),\"a\",VLOOKUP(Inventory!$AF90,$N$3:$O$5,2,FALSE))","v":"a"},{"$f":"IF(OR(Inventory!C90=\"New Construction\",Inventory!C90=\"Replace-on-Burnout\",Inventory!C90=\"Early Retirement\"),Inventory!AS90,0)","v":0},"","","","","","","","","","","","",0,"aaaaa0","No","No",{"$f":"IF($W334=\"a\",0,IF($W334=\"b\",Inventory!$M90,Inventory!$AG90))","v":0},{"$f":"IF(OR($W334=\"a\",AND($AQ334=\"No\",$AR334=\"No\")),0,IF(AND($W334=\"b\",Inventory!$O90=\"Btu/hr\"),Inventory!$N90,IF(AND($W334=\"b\",Inventory!$O90=\"Tons\"),Inventory!$N90*12000,IF(AND(OR($W334=\"c\",$W334=\"d\"),Inventory!$AI90=\"Btu/hr\"),Inventory!$AH90,IF(AND(OR($W334=\"c\",$W334=\"d\"),Inventory!$AI90=\"Tons\"),Inventory!$AH90*12000,0)))))","v":0},0,0,"EER",0,"kW/ton",{"$f":"IF(OR($W334=\"a\",$AR334=\"No\"),0,IF(AND($W334=\"b\",Inventory!$Q90=\"Btu/hr\"),Inventory!$P90,IF(AND($W334=\"b\",Inventory!$Q90=\"Tons\"),Inventory!$P90*12000,IF(AND(OR($W334=\"c\",$W334=\"d\"),Inventory!$AK90=\"Btu/hr\"),Inventory!$AJ90,IF(AND(OR($W334=\"c\",$W334=\"d\"),Inventory!$AK90=\"Tons\"),Inventory!$AJ90*12000,0)))))","v":0},0,0,"COP","No",{"$f":"IF(OR(Inventory!$J90=\"\",$BD334=\"No\"),\"-\",Inventory!$J90)","v":"-"},{"$f":"IFERROR(VLOOKUP($BE334,'Early Retirement'!$B$6:$C$32,2,FALSE),\"-\")","v":"-"},{"$f":"IF(OR($W334<>\"b\",AND($X334<>\"b\",$X334<>\"c\")),\"n\",IF(AND($AO334<>1,$AO334<>2,$AO334<>7,$AO334<>8),\"n\",IF(Inventory!$K90=\"Split\",\"s\",IF(Inventory!$K90=\"Packaged\",\"p\",\"n\"))))","v":"n"},{"$f":"IF(AND($X334<>\"i\",$X334<>\"j\"),\"n\",IF(Inventory!$L90=\"Centrifugal\",\"c\",\"n\"))","v":"n"},"-","-",{"$f":"IFERROR(INDEX('Early Retirement'!$C$4:$AC$32,$BF334,$BJ334),0)","v":0},{"$f":"IFERROR(HLOOKUP($BJ334,'Early Retirement'!$D$4:$AC$5,2,FALSE),0)","v":0},{"$f":"IFERROR(INDEX('Early Retirement'!$AE$4:$BE$32,$BF334,$BJ334),0)","v":0},{"$f":"IFERROR(HLOOKUP($BJ334,'Early Retirement'!$AF$4:$BE$5,2,FALSE),0)","v":0},0,0,"kW/ton",{"$f":"IFERROR(INDEX('Early Retirement'!$BG$4:$CG$32,$BF334,$BJ334),0)","v":0},{"$f":"IFERROR(HLOOKUP($BJ334,'Early Retirement'!$BH$4:$CH$5,2,FALSE),0)","v":0},0,"COP","Yes",0,0,"kW/ton",0,"COP",0,0,"kW/ton",0,"COP"]
[null,null,null,null,null,null,null,null,null,null,null,null,null,null,null,null,null,null,null,null,null,82,{"$f":"IF(Inventory!$C91=\"\",\"a\",VLOOKUP(Inventory!$C91,$B$8:$C$11,2,FALSE))","v":"a"},{"$f":"IF(AND($W335=\"b\",Inventory!$I91=\"\"),\"a\",IF(AND($W335=\"b\",Inventory!$I91<>\"\"),VLOOKUP(Inventory!$I91,$E$3:$F$12,2,FALSE),IF(AND(OR($W335=\"c\",$W335=\"d\"),Inventory!$AB91=\"\"),\"a\",IF(AND(OR($W335=\"c\",$W335=\"d\"),Inventory!$AB91<>\"\"),VLOOKUP(Inventory!$AB91,$E$3:$F$12,2,FALSE),\"a\"))))","v":"a"},{"$f":"IF(OR(AND($X335<>\"b\",$X335<>\"c\"),$AB335=0,$AB335>=(65000/12000),Inventory!$AC91=\"\"),\"a\",VLOOKUP(Inventory!$AC91,$H$3:$I$5,2,FALSE))","v":"a"},{"$f":"IF(AND($X335<>\"i\",$X335<>\"j\"),\"a\",IF(AND($W335=\"b\",Inventory!$L91=\"\"),\"a\",IF(AND($W335=\"b\",Inventory!$L91<>\"\"),VLOOKUP(Inventory!$L91,$K$3:$L$6,2,FALSE),IF(AND(OR($W335=\"c\",$W335=\"d\"),Inventory!$AD91=\"\"),\"a\",IF(AND(OR($W335=\"c\",$W335=\"d\"),Inventory!$AD91<>\"\"),VLOOKUP(Inventory!$AD91,$K$3:$L$6,2,FALSE),\"a\")))))","v":"a"},{"$f":"IF(OR(AND($X335<>\"e\",$X335<>\"f\"),$AB335=0,Inventory!$AF91=\"\"),\"a\",VLOOKUP(Inventory!$AF91,$N$3:$O$5,2,FALSE))","v":"a"},{"$f":"IF(OR(Inventory!C91=\"New Construction\",Inventory!C91=\"Replace-on-Burnout\",Inventory!C91=\"Early Retirement\"),Inventory!AS91,0)","v":0},"","","","","","","","","","","","",0,"aaaaa0","No","No",{"$f":"IF($W335=\"a\",0,IF($W335=\"b\",Inventory!$M91,Inventory!$AG91))","v":0},{"$f":"IF(OR($W335=\"a\",AND($AQ335=\"No\",$AR335=\"No\")),0,IF(AND($W335=\"b\",Inventory!$O91=\"Btu/hr\"),Inventory!$N91,IF(AND($W335=\"b\",Inventory!$O91=\"Tons\"),Inventory!$N91*12000,IF(AND(OR($W335=\"c\",$W335=\"d\"),Inventory!$AI91=\"Btu/hr\"),Inventory!$AH91,IF(AND(OR($W335=\"c\",$W335=\"d\"),Inventory!$AI91=\"Tons\"),Inventory!$AH91*12000,0)))))","v":0},0,0,"EER",0,"kW/ton",{"$f":"IF(OR($W335=\"a\",$AR335=\"No\"),0,IF(AND($W335=\"b\",Inventory!$Q91=\"Btu/hr\"),Inventory!$P91,IF(AND($W335=\"b\",Inventory!$Q91=\"Tons\"),Inventory!$P91*12000,IF(AND(OR($W335=\"c\",$W335=\"d\"),Inventory!$AK91=\"Btu/hr\"),Inventory!$AJ91,IF(AND(OR($W335=\"c\",$W335=\"d\"),Inventory!$AK91=\"Tons\"),Inventory!$AJ91*12000,0)))))","v":0},0,0,"COP","No",{"$f":"IF(OR(Inventory!$J91=\"\",$BD335=\"No\"),\"-\",Inventory!$J91)","v":"-"},{"$f":"IFERROR(VLOOKUP($BE335,'Early Retirement'!$B$6:$C$32,2,FALSE),\"-\")","v":"-"},{"$f":"IF(OR($W335<>\"b\",AND($X335<>\"b\",$X335<>\"c\")),\"n\",IF(AND($AO335<>1,$AO335<>2,$AO335<>7,$AO335<>8),\"n\",IF(Inventory!$K91=\"Split\",\"s\",IF(Inventory!$K91=\"Packaged\",\"p\",\"n\"))))","v":"n"},{"$f":"IF(AND($X335<>\"i\",$X335<>\"j\"),\"n\",IF(Inventory!$L91=\"Centrifugal\",\"c\",\"n\"))","v":"n"},"-","-",{"$f":"IFERROR(INDEX('Early Retirement'!$C$4:$AC$32,$BF335,$BJ335),0)","v":0},{"$f":"IFERROR(HLOOKUP($BJ335,'Early Retirement'!$D$4:$AC$5,2,FALSE),0)","v":0},{"$f":"IFERROR(INDEX('Early Retirement'!$AE$4:$BE$32,$BF335,$BJ335),0)","v":0},{"$f":"IFERROR(HLOOKUP($BJ335,'Early Retirement'!$AF$4:$BE$5,2,FALSE),0)","v":0},0,0,"kW/ton",{"$f":"IFERROR(INDEX('Early Retirement'!$BG$4:$CG$32,$BF335,$BJ335),0)","v":0},{"$f":"IFERROR(HLOOKUP($BJ335,'Early Retirement'!$BH$4:$CH$5,2,FALSE),0)","v":0},0,"COP","Yes",0,0,"kW/ton",0,"COP",0,0,"kW/ton",0,"COP"]
[null,null,null,null,null,null,null,null,null,null,null,null,null,null,null,null,null,null,null,null,null,83,{"$f":"IF(Inventory!$C92=\"\",\"a\",VLOOKUP(Inventory!$C92,$B$8:$C$11,2,FALSE))","v":"a"},{"$f":"IF(AND($W336=\"b\",Inventory!$I92=\"\"),\"a\",IF(AND($W336=\"b\",Inventory!$I92<>\"\"),VLOOKUP(Inventory!$I92,$E$3:$F$12,2,FALSE),IF(AND(OR($W336=\"c\",$W336=\"d\"),Inventory!$AB92=\"\"),\"a\",IF(AND(OR($W336=\"c\",$W336=\"d\"),Inventory!$AB92<>\"\"),VLOOKUP(Inventory!$AB92,$E$3:$F$12,2,FALSE),\"a\"))))","v":"a"},{"$f":"IF(OR(AND($X336<>\"b\",$X336<>\"c\"),$AB336=0,$AB336>=(65000/12000),Inventory!$AC92=\"\"),\"a\",VLOOKUP(Inventory!$AC92,$H$3:$I$5,2,FALSE))","v":"a"},{"$f":"IF(AND($X336<>\"i\",$X336<>\"j\"),\"a\",IF(AND($W336=\"b\",Inventory!$L92=\"\"),\"a\",IF(AND($W336=\"b\",Inventory!$L92<>\"\"),VLOOKUP(Inventory!$L92,$K$3:$L$6,2,FALSE),IF(AND(OR($W336=\"c\",$W336=\"d\"),Inventory!$AD92=\"\"),\"a\",IF(AND(OR($W336=\"c\",$W336=\"d\"),Inventory!$AD92<>\"\"),VLOOKUP(Inventory!$AD92,$K$3:$L$6,2,FALSE),\"a\")))))","v":"a"},{"$f":"IF(OR(AND($X336<>\"e\",$X336<>\"f\"),$AB336=0,Inventory!$AF92=\"\"),\"a\",VLOOKUP(Inventory!$AF92,$N$3:$O$5,2,FALSE))","v":"a"},{"$f":"IF(OR(Inventory!C92=\"New Construction\",Inventory!C92=\"Replace-on-Burnout\",Inventory!C92=\"Early Retirement\"),Inventory!AS92,0)","v":0},"","","","","","","","","","","","",0,"aaaaa0","No","No",{"$f":"IF($W336=\"a\",0,IF($W336=\"b\",Inventory!$M92,Inventory!$AG92))","v":0},{"$f":"IF(OR($W336=\"a\",AND($AQ336=\"No\",$AR336=\"No\")),0,IF(AND($W336=\"b\",Inventory!$O92=\"Btu/hr\"),Inventory!$N92,IF(AND($W336=\"b\",Inventory!$O92=\"Tons\"),Inventory!$N92*12000,IF(AND(OR($W336=\"c\",$W336=\"d\"),Inventory!$AI92=\"Btu/hr\"),Inventory!$AH92,IF(AND(OR($W336=\"c\",$W336=\"d\"),Inventory!$AI92=\"Tons\"),Inventory!$AH92*12000,0)))))","v":0},0,0,"EER",0,"kW/ton",{"$f":"IF(OR($W336=\"a\",$AR336=\"No\"),0,IF(AND($W336=\"b\",Inventory!$Q92=\"Btu/hr\"),Inventory!$P92,IF(AND($W336=\"b\",Inventory!$Q92=\"Tons\"),Inventory!$P92*12000,IF(AND(OR($W336=\"c\",$W336=\"d\"),Inventory!$AK92=\"Btu/hr\"),Inventory!$AJ92,IF(AND(OR($W336=\"c\",$W336=\"d\"),Inventory!$AK92=\"Tons\"),Inventory!$AJ92*12000,0)))))","v":0},0,0,"COP","No",{"$f":"IF(OR(Inventory!$J92=\"\",$BD336=\"No\"),\"-\",Inventory!$J92)","v":"-"},{"$f":"IFERROR(VLOOKUP($BE336,'Early Retirement'!$B$6:$C$32,2,FALSE),\"-\")","v":"-"},{"$f":"IF(OR($W336<>\"b\",AND($X336<>\"b\",$X336<>\"c\")),\"n\",IF(AND($AO336<>1,$AO336<>2,$AO336<>7,$AO336<>8),\"n\",IF(Inventory!$K92=\"Split\",\"s\",IF(Inventory!$K92=\"Packaged\",\"p\",\"n\"))))","v":"n"},{"$f":"IF(AND($X336<>\"i\",$X336<>\"j\"),\"n\",IF(Inventory!$L92=\"Centrifugal\",\"c\",\"n\"))","v":"n"},"-","-",{"$f":"IFERROR(INDEX('Early Retirement'!$C$4:$AC$32,$BF336,$BJ336),0)","v":0},{"$f":"IFERROR(HLOOKUP($BJ336,'Early Retirement'!$D$4:$AC$5,2,FALSE),0)","v":0},{"$f":"IFERROR(INDEX('Early Retirement'!$AE$4:$BE$32,$BF336,$BJ336),0)","v":0},{"$f":"IFERROR(HLOOKUP($BJ336,'Early Retirement'!$AF$4:$BE$5,2,FALSE),0)","v":0},0,0,"kW/ton",{"$f":"IFERROR(INDEX('Early Retirement'!$BG$4:$CG$32,$BF336,$BJ336),0)","v":0},{"$f":"IFERROR(HLOOKUP($BJ336,'Early Retirement'!$BH$4:$CH$5,2,FALSE),0)","v":0},0,"COP","Yes",0,0,"kW/ton",0,"COP",0,0,"kW/ton",0,"COP"]
[null,null,null,null,null,null,null,null,null,null,null,null,null,null,null,null,null,null,null,null,null,84,{"$f":"IF(Inventory!$C93=\"\",\"a\",VLOOKUP(Inventory!$C93,$B$8:$C$11,2,FALSE))","v":"a"},{"$f":"IF(AND($W337=\"b\",Inventory!$I93=\"\"),\"a\",IF(AND($W337=\"b\",Inventory!$I93<>\"\"),VLOOKUP(Inventory!$I93,$E$3:$F$12,2,FALSE),IF(AND(OR($W337=\"c\",$W337=\"d\"),Inventory!$AB93=\"\"),\"a\",IF(AND(OR($W337=\"c\",$W337=\"d\"),Inventory!$AB93<>\"\"),VLOOKUP(Inventory!$AB93,$E$3:$F$12,2,FALSE),\"a\"))))","v":"a"},{"$f":"IF(OR(AND($X337<>\"b\",$X337<>\"c\"),$AB337=0,$AB337>=(65000/12000),Inventory!$AC93=\"\"),\"a\",VLOOKUP(Inventory!$AC93,$H$3:$I$5,2,FALSE))","v":"a"},{"$f":"IF(AND($X337<>\"i\",$X337<>\"j\"),\"a\",IF(AND($W337=\"b\",Inventory!$L93=\"\"),\"a\",IF(AND($W337=\"b\",Inventory!$L93<>\"\"),VLOOKUP(Inventory!$L93,$K$3:$L$6,2,FALSE),IF(AND(OR($W337=\"c\",$W337=\"d\"),Inventory!$AD93=\"\"),\"a\",IF(AND(OR($W337=\"c\",$W337=\"d\"),Inventory!$AD93<>\"\"),VLOOKUP(Inventory!$AD93,$K$3:$L$6,2,FALSE),\"a\")))))","v":"a"},{"$f":"IF(OR(AND($X337<>\"e\",$X337<>\"f\"),$AB337=0,Inventory!$AF93=\"\"),\"a\",VLOOKUP(Inventory!$AF93,$N$3:$O$5,2,FALSE))","v":"a"},{"$f":"IF(OR(Inventory!C93=\"New Construction\",Inventory!C93=\"Replace-on-Burnout\",Inventory!C93=\"Early Retirement\"),Inventory!AS93,0)","v":0},"","","","","","","","","","","","",0,"aaaaa0","No","No",{"$f":"IF($W337=\"a\",0,IF($W337=\"b\",Inventory!$M93,Inventory!$AG93))","v":0},{"$f":"IF(OR($W337=\"a\",AND($AQ337=\"No\",$AR337=\"No\")),0,IF(AND($W337=\"b\",Inventory!$O93=\"Btu/hr\"),Inventory!$N93,IF(AND($W337=\"b\",Inventory!$O93=\"Tons\"),Inventory!$N93*12000,IF(AND(OR($W337=\"c\",$W337=\"d\"),Inventory!$AI93=\"Btu/hr\"),Inventory!$AH93,IF(AND(OR($W337=\"c\",$W337=\"d\"),Inventory!$AI93=\"Tons\"),Inventory!$AH93*12000,0)))))","v":0},0,0,"EER",0,"kW/ton",{"$f":"IF(OR($W337=\"a\",$AR337=\"No\"),0,IF(AND($W337=\"b\",Inventory!$Q93=\"Btu/hr\"),Inventory!$P93,IF(AND($W337=\"b\",Inventory!$Q93=\"Tons\"),Inventory!$P93*12000,IF(AND(OR($W337=\"c\",$W337=\"d\"),Inventory!$AK93=\"Btu/hr\"),Inventory!$AJ93,IF(AND(OR($W337=\"c\",$W337=\"d\"),Inventory!$AK93=\"Tons\"),Inventory!$AJ93*12000,0)))))","v":0},0,0,"COP","No",{"$f":"IF(OR(Inventory!$J93=\"\",$BD337=\"No\"),\"-\",Inventory!$J93)","v":"-"},{"$f":"IFERROR(VLOOKUP($BE337,'Early Retirement'!$B$6:$C$32,2,FALSE),\"-\")","v":"-"},{"$f":"IF(OR($W337<>\"b\",AND($X337<>\"b\",$X337<>\"c\")),\"n\",IF(AND($AO337<>1,$AO337<>2,$AO337<>7,$AO337<>8),\"n\",IF(Inventory!$K93=\"Split\",\"s\",IF(Inventory!$K93=\"Packaged\",\"p\",\"n\"))))","v":"n"},{"$f":"IF(AND($X337<>\"i\",$X337<>\"j\"),\"n\",IF(Inventory!$L93=\"Centrifugal\",\"c\",\"n\"))","v":"n"},"-","-",{"$f":"IFERROR(INDEX('Early Retirement'!$C$4:$AC$32,$BF337,$BJ337),0)","v":0},{"$f":"IFERROR(HLOOKUP($BJ337,'Early Retirement'!$D$4:$AC$5,2,FALSE),0)","v":0},{"$f":"IFERROR(INDEX('Early Retirement'!$AE$4:$BE$32,$BF337,$BJ337),0)","v":0},{"$f":"IFERROR(HLOOKUP($BJ337,'Early Retirement'!$AF$4:$BE$5,2,FALSE),0)","v":0},0,0,"kW/ton",{"$f":"IFERROR(INDEX('Early Retirement'!$BG$4:$CG$32,$BF337,$BJ337),0)","v":0},{"$f":"IFERROR(HLOOKUP($BJ337,'Early Retirement'!$BH$4:$CH$5,2,FALSE),0)","v":0},0,"COP","Yes",0,0,"kW/ton",0,"COP",0,0,"kW/ton",0,"COP"]
[null,null,null,null,null,null,null,null,null,null,null,null,null,null,null,null,null,null,null,null,null,85,{"$f":"IF(Inventory!$C94=\"\",\"a\",VLOOKUP(Inventory!$C94,$B$8:$C$11,2,FALSE))","v":"a"},{"$f":"IF(AND($W338=\"b\",Inventory!$I94=\"\"),\"a\",IF(AND($W338=\"b\",Inventory!$I94<>\"\"),VLOOKUP(Inventory!$I94,$E$3:$F$12,2,FALSE),IF(AND(OR($W338=\"c\",$W338=\"d\"),Inventory!$AB94=\"\"),\"a\",IF(AND(OR($W338=\"c\",$W338=\"d\"),Inventory!$AB94<>\"\"),VLOOKUP(Inventory!$AB94,$E$3:$F$12,2,FALSE),\"a\"))))","v":"a"},{"$f":"IF(OR(AND($X338<>\"b\",$X338<>\"c\"),$AB338=0,$AB338>=(65000/12000),Inventory!$AC94=\"\"),\"a\",VLOOKUP(Inventory!$AC94,$H$3:$I$5,2,FALSE))","v":"a"},{"$f":"IF(AND($X338<>\"i\",$X338<>\"j\"),\"a\",IF(AND($W338=\"b\",Inventory!$L94=\"\"),\"a\",IF(AND($W338=\"b\",Inventory!$L94<>\"\"),VLOOKUP(Inventory!$L94,$K$3:$L$6,2,FALSE),IF(AND(OR($W338=\"c\",$W338=\"d\"),Inventory!$AD94=\"\"),\"a\",IF(AND(OR($W338=\"c\",$W338=\"d\"),Inventory!$AD94<>\"\"),VLOOKUP(Inventory!$AD94,$K$3:$L$6,2,FALSE),\"a\")))))","v":"a"},{"$f":"IF(OR(AND($X338<>\"e\",$X338<>\"f\"),$AB338=0,Inventory!$AF94=\"\"),\"a\",VLOOKUP(Inventory!$AF94,$N$3:$O$5,2,FALSE))","v":"a"},{"$f":"IF(OR(Inventory!C94=\"New Construction\",Inventory!C94=\"Replace-on-Burnout\",Inventory!C94=\"Early Retirement\"),Inventory!AS94,0)","v":0},"","","","","","","","","","","","",0,"aaaaa0","No","No",{"$f":"IF($W338=\"a\",0,IF($W338=\"b\",Inventory!$M94,Inventory!$AG94))","v":0},{"$f":"IF(OR($W338=\"a\",AND($AQ338=\"No\",$AR338=\"No\")),0,IF(AND($W338=\"b\",Inventory!$O94=\"Btu/hr\"),Inventory!$N94,IF(AND($W338=\"b\",Inventory!$O94=\"Tons\"),Inventory!$N94*12000,IF(AND(OR($W338=\"c\",$W338=\"d\"),Inventory!$AI94=\"Btu/hr\"),Inventory!$AH94,IF(AND(OR($W338=\"c\",$W338=\"d\"),Inventory!$AI94=\"Tons\"),Inventory!$AH94*12000,0)))))","v":0},0,0,"EER",0,"kW/ton",{"$f":"IF(OR($W338=\"a\",$AR338=\"No\"),0,IF(AND($W338=\"b\",Inventory!$Q94=\"Btu/hr\"),Inventory!$P94,IF(AND($W338=\"b\",Inventory!$Q94=\"Tons\"),Inventory!$P94*12000,IF(AND(OR($W338=\"c\",$W338=\"d\"),Inventory!$AK94=\"Btu/hr\"),Inventory!$AJ94,IF(AND(OR($W338=\"c\",$W338=\"d\"),Inventory!$AK94=\"Tons\"),Inventory!$AJ94*12000,0)))))","v":0},0,0,"COP","No",{"$f":"IF(OR(Inventory!$J94=\"\",$BD338=\"No\"),\"-\",Inventory!$J94)","v":"-"},{"$f":"IFERROR(VLOOKUP($BE338,'Early Retirement'!$B$6:$C$32,2,FALSE),\"-\")","v":"-"},{"$f":"IF(OR($W338<>\"b\",AND($X338<>\"b\",$X338<>\"c\")),\"n\",IF(AND($AO338<>1,$AO338<>2,$AO338<>7,$AO338<>8),\"n\",IF(Inventory!$K94=\"Split\",\"s\",IF(Inventory!$K94=\"Packaged\",\"p\",\"n\"))))","v":"n"},{"$f":"IF(AND($X338<>\"i\",$X338<>\"j\"),\"n\",IF(Inventory!$L94=\"Centrifugal\",\"c\",\"n\"))","v":"n"},"-","-",{"$f":"IFERROR(INDEX('Early Retirement'!$C$4:$AC$32,$BF338,$BJ338),0)","v":0},{"$f":"IFERROR(HLOOKUP($BJ338,'Early Retirement'!$D$4:$AC$5,2,FALSE),0)","v":0},{"$f":"IFERROR(INDEX('Early Retirement'!$AE$4:$BE$32,$BF338,$BJ338),0)","v":0},{"$f":"IFERROR(HLOOKUP($BJ338,'Early Retirement'!$AF$4:$BE$5,2,FALSE),0)","v":0},0,0,"kW/ton",{"$f":"IFERROR(INDEX('Early Retirement'!$BG$4:$CG$32,$BF338,$BJ338),0)","v":0},{"$f":"IFERROR(HLOOKUP($BJ338,'Early Retirement'!$BH$4:$CH$5,2,FALSE),0)","v":0},0,"COP","Yes",0,0,"kW/ton",0,"COP",0,0,"kW/ton",0,"COP"]
[null,null,null,null,null,null,null,null,null,null,null,null,null,null,null,null,null,null,null,null,null,86,{"$f":"IF(Inventory!$C95=\"\",\"a\",VLOOKUP(Inventory!$C95,$B$8:$C$11,2,FALSE))","v":"a"},{"$f":"IF(AND($W339=\"b\",Inventory!$I95=\"\"),\"a\",IF(AND($W339=\"b\",Inventory!$I95<>\"\"),VLOOKUP(Inventory!$I95,$E$3:$F$12,2,FALSE),IF(AND(OR($W339=\"c\",$W339=\"d\"),Inventory!$AB95=\"\"),\"a\",IF(AND(OR($W339=\"c\",$W339=\"d\"),Inventory!$AB95<>\"\"),VLOOKUP(Inventory!$AB95,$E$3:$F$12,2,FALSE),\"a\"))))","v":"a"},{"$f":"IF(OR(AND($X339<>\"b\",$X339<>\"c\"),$AB339=0,$AB339>=(65000/12000),Inventory!$AC95=\"\"),\"a\",VLOOKUP(Inventory!$AC95,$H$3:$I$5,2,FALSE))","v":"a"},{"$f":"IF(AND($X339<>\"i\",$X339<>\"j\"),\"a\",IF(AND($W339=\"b\",Inventory!$L95=\"\"),\"a\",IF(AND($W339=\"b\",Inventory!$L95<>\"\"),VLOOKUP(Inventory!$L95,$K$3:$L$6,2,FALSE),IF(AND(OR($W339=\"c\",$W339=\"d\"),Inventory!$AD95=\"\"),\"a\",IF(AND(OR($W339=\"c\",$W339=\"d\"),Inventory!$AD95<>\"\"),VLOOKUP(Inventory!$AD95,$K$3:$L$6,2,FALSE),\"a\")))))","v":"a"},{"$f":"IF(OR(AND($X339<>\"e\",$X339<>\"f\"),$AB339=0,Inventory!$AF95=\"\"),\"a\",VLOOKUP(Inventory!$AF95,$N$3:$O$5,2,FALSE))","v":"a"},{"$f":"IF(OR(Inventory!C95=\"New Construction\",Inventory!C95=\"Replace-on-Burnout\",Inventory!C95=\"Early Retirement\"),Inventory!AS95,0)","v":0},"","","","","","","","","","","","",0,"aaaaa0","No","No",{"$f":"IF($W339=\"a\",0,IF($W339=\"b\",Inventory!$M95,Inventory!$AG95))","v":0},{"$f":"IF(OR($W339=\"a\",AND($AQ339=\"No\",$AR339=\"No\")),0,IF(AND($W339=\"b\",Inventory!$O95=\"Btu/hr\"),Inventory!$N95,IF(AND($W339=\"b\",Inventory!$O95=\"Tons\"),Inventory!$N95*12000,IF(AND(OR($W339=\"c\",$W339=\"d\"),Inventory!$AI95=\"Btu/hr\"),Inventory!$AH95,IF(AND(OR($W339=\"c\",$W339=\"d\"),Inventory!$AI95=\"Tons\"),Inventory!$AH95*12000,0)))))","v":0},0,0,"EER",0,"kW/ton",{"$f":"IF(OR($W339=\"a\",$AR339=\"No\"),0,IF(AND($W339=\"b\",Inventory!$Q95=\"Btu/hr\"),Inventory!$P95,IF(AND($W339=\"b\",Inventory!$Q95=\"Tons\"),Inventory!$P95*12000,IF(AND(OR($W339=\"c\",$W339=\"d\"),Inventory!$AK95=\"Btu/hr\"),Inventory!$AJ95,IF(AND(OR($W339=\"c\",$W339=\"d\"),Inventory!$AK95=\"Tons\"),Inventory!$AJ95*12000,0)))))","v":0},0,0,"COP","No",{"$f":"IF(OR(Inventory!$J95=\"\",$BD339=\"No\"),\"-\",Inventory!$J95)","v":"-"},{"$f":"IFERROR(VLOOKUP($BE339,'Early Retirement'!$B$6:$C$32,2,FALSE),\"-\")","v":"-"},{"$f":"IF(OR($W339<>\"b\",AND($X339<>\"b\",$X339<>\"c\")),\"n\",IF(AND($AO339<>1,$AO339<>2,$AO339<>7,$AO339<>8),\"n\",IF(Inventory!$K95=\"Split\",\"s\",IF(Inventory!$K95=\"Packaged\",\"p\",\"n\"))))","v":"n"},{"$f":"IF(AND($X339<>\"i\",$X339<>\"j\"),\"n\",IF(Inventory!$L95=\"Centrifugal\",\"c\",\"n\"))","v":"n"},"-","-",{"$f":"IFERROR(INDEX('Early Retirement'!$C$4:$AC$32,$BF339,$BJ339),0)","v":0},{"$f":"IFERROR(HLOOKUP($BJ339,'Early Retirement'!$D$4:$AC$5,2,FALSE),0)","v":0},{"$f":"IFERROR(INDEX('Early Retirement'!$AE$4:$BE$32,$BF339,$BJ339),0)","v":0},{"$f":"IFERROR(HLOOKUP($BJ339,'Early Retirement'!$AF$4:$BE$5,2,FALSE),0)","v":0},0,0,"kW/ton",{"$f":"IFERROR(INDEX('Early Retirement'!$BG$4:$CG$32,$BF339,$BJ339),0)","v":0},{"$f":"IFERROR(HLOOKUP($BJ339,'Early Retirement'!$BH$4:$CH$5,2,FALSE),0)","v":0},0,"COP","Yes",0,0,"kW/ton",0,"COP",0,0,"kW/ton",0,"COP"]
[null,null,null,null,null,null,null,null,null,null,null,null,null,null,null,null,null,null,null,null,null,87,{"$f":"IF(Inventory!$C96=\"\",\"a\",VLOOKUP(Inventory!$C96,$B$8:$C$11,2,FALSE))","v":"a"},{"$f":"IF(AND($W340=\"b\",Inventory!$I96=\"\"),\"a\",IF(AND($W340=\"b\",Inventory!$I96<>\"\"),VLOOKUP(Inventory!$I96,$E$3:$F$12,2,FALSE),IF(AND(OR($W340=\"c\",$W340=\"d\"),Inventory!$AB96=\"\"),\"a\",IF(AND(OR($W340=\"c\",$W340=\"d\"),Inventory!$AB96<>\"\"),VLOOKUP(Inventory!$AB96,$E$3:$F$12,2,FALSE),\"a\"))))","v":"a"},{"$f":"IF(OR(AND($X340<>\"b\",$X340<>\"c\"),$AB340=0,$AB340>=(65000/12000),Inventory!$AC96=\"\"),\"a\",VLOOKUP(Inventory!$AC96,$H$3:$I$5,2,FALSE))","v":"a"},{"$f":"IF(AND($X340<>\"i\",$X340<>\"j\"),\"a\",IF(AND($W340=\"b\",Inventory!$L96=\"\"),\"a\",IF(AND($W340=\"b\",Inventory!$L96<>\"\"),VLOOKUP(Inventory!$L96,$K$3:$L$6,2,FALSE),IF(AND(OR($W340=\"c\",$W340=\"d\"),Inventory!$AD96=\"\"),\"a\",IF(AND(OR($W340=\"c\",$W340=\"d\"),Inventory!$AD96<>\"\"),VLOOKUP(Inventory!$AD96,$K$3:$L$6,2,FALSE),\"a\")))))","v":"a"},{"$f":"IF(OR(AND($X340<>\"e\",$X340<>\"f\"),$AB340=0,Inventory!$AF96=\"\"),\"a\",VLOOKUP(Inventory!$AF96,$N$3:$O$5,2,FALSE))","v":"a"},{"$f":"IF(OR(Inventory!C96=\"New Construction\",Inventory!C96=\"Replace-on-Burnout\",Inventory!C96=\"Early Retirement\"),Inventory!AS96,0)","v":0},"","","","","","","","","","","","",0,"aaaaa0","No","No",{"$f":"IF($W340=\"a\",0,IF($W340=\"b\",Inventory!$M96,Inventory!$AG96))","v":0},{"$f":"IF(OR($W340=\"a\",AND($AQ340=\"No\",$AR340=\"No\")),0,IF(AND($W340=\"b\",Inventory!$O96=\"Btu/hr\"),Inventory!$N96,IF(AND($W340=\"b\",Inventory!$O96=\"Tons\"),Inventory!$N96*12000,IF(AND(OR($W340=\"c\",$W340=\"d\"),Inventory!$AI96=\"Btu/hr\"),Inventory!$AH96,IF(AND(OR($W340=\"c\",$W340=\"d\"),Inventory!$AI96=\"Tons\"),Inventory!$AH96*12000,0)))))","v":0},0,0,"EER",0,"kW/ton",{"$f":"IF(OR($W340=\"a\",$AR340=\"No\"),0,IF(AND($W340=\"b\",Inventory!$Q96=\"Btu/hr\"),Inventory!$P96,IF(AND($W340=\"b\",Inventory!$Q96=\"Tons\"),Inventory!$P96*12000,IF(AND(OR($W340=\"c\",$W340=\"d\"),Inventory!$AK96=\"Btu/hr\"),Inventory!$AJ96,IF(AND(OR($W340=\"c\",$W340=\"d\"),Inventory!$AK96=\"Tons\"),Inventory!$AJ96*12000,0)))))","v":0},0,0,"COP","No",{"$f":"IF(OR(Inventory!$J96=\"\",$BD340=\"No\"),\"-\",Inventory!$J96)","v":"-"},{"$f":"IFERROR(VLOOKUP($BE340,'Early Retirement'!$B$6:$C$32,2,FALSE),\"-\")","v":"-"},{"$f":"IF(OR($W340<>\"b\",AND($X340<>\"b\",$X340<>\"c\")),\"n\",IF(AND($AO340<>1,$AO340<>2,$AO340<>7,$AO340<>8),\"n\",IF(Inventory!$K96=\"Split\",\"s\",IF(Inventory!$K96=\"Packaged\",\"p\",\"n\"))))","v":"n"},{"$f":"IF(AND($X340<>\"i\",$X340<>\"j\"),\"n\",IF(Inventory!$L96=\"Centrifugal\",\"c\",\"n\"))","v":"n"},"-","-",{"$f":"IFERROR(INDEX('Early Retirement'!$C$4:$AC$32,$BF340,$BJ340),0)","v":0},{"$f":"IFERROR(HLOOKUP($BJ340,'Early Retirement'!$D$4:$AC$5,2,FALSE),0)","v":0},{"$f":"IFERROR(INDEX('Early Retirement'!$AE$4:$BE$32,$BF340,$BJ340),0)","v":0},{"$f":"IFERROR(HLOOKUP($BJ340,'Early Retirement'!$AF$4:$BE$5,2,FALSE),0)","v":0},0,0,"kW/ton",{"$f":"IFERROR(INDEX('Early Retirement'!$BG$4:$CG$32,$BF340,$BJ340),0)","v":0},{"$f":"IFERROR(HLOOKUP($BJ340,'Early Retirement'!$BH$4:$CH$5,2,FALSE),0)","v":0},0,"COP","Yes",0,0,"kW/ton",0,"COP",0,0,"kW/ton",0,"COP"]
[null,null,null,null,null,null,null,null,null,null,null,null,null,null,null,null,null,null,null,null,null,88,{"$f":"IF(Inventory!$C97=\"\",\"a\",VLOOKUP(Inventory!$C97,$B$8:$C$11,2,FALSE))","v":"a"},{"$f":"IF(AND($W341=\"b\",Inventory!$I97=\"\"),\"a\",IF(AND($W341=\"b\",Inventory!$I97<>\"\"),VLOOKUP(Inventory!$I97,$E$3:$F$12,2,FALSE),IF(AND(OR($W341=\"c\",$W341=\"d\"),Inventory!$AB97=\"\"),\"a\",IF(AND(OR($W341=\"c\",$W341=\"d\"),Inventory!$AB97<>\"\"),VLOOKUP(Inventory!$AB97,$E$3:$F$12,2,FALSE),\"a\"))))","v":"a"},{"$f":"IF(OR(AND($X341<>\"b\",$X341<>\"c\"),$AB341=0,$AB341>=(65000/12000),Inventory!$AC97=\"\"),\"a\",VLOOKUP(Inventory!$AC97,$H$3:$I$5,2,FALSE))","v":"a"},{"$f":"IF(AND($X341<>\"i\",$X341<>\"j\"),\"a\",IF(AND($W341=\"b\",Inventory!$L97=\"\"),\"a\",IF(AND($W341=\"b\",Inventory!$L97<>\"\"),VLOOKUP(Inventory!$L97,$K$3:$L$6,2,FALSE),IF(AND(OR($W341=\"c\",$W341=\"d\"),Inventory!$AD97=\"\"),\"a\",IF(AND(OR($W341=\"c\",$W341=\"d\"),Inventory!$AD97<>\"\"),VLOOKUP(Inventory!$AD97,$K$3:$L$6,2,FALSE),\"a\")))))","v":"a"},{"$f":"IF(OR(AND($X341<>\"e\",$X341<>\"f\"),$AB341=0,Inventory!$AF97=\"\"),\"a\",VLOOKUP(Inventory!$AF97,$N$3:$O$5,2,FALSE))","v":"a"},{"$f":"IF(OR(Inventory!C97=\"New Construction\",Inventory!C97=\"Replace-on-Burnout\",Inventory!C97=\"Early Retirement\"),Inventory!AS97,0)","v":0},"","","","","","","","","","","","",0,"aaaaa0","No","No",{"$f":"IF($W341=\"a\",0,IF($W341=\"b\",Inventory!$M97,Inventory!$AG97))","v":0},{"$f":"IF(OR($W341=\"a\",AND($AQ341=\"No\",$AR341=\"No\")),0,IF(AND($W341=\"b\",Inventory!$O97=\"Btu/hr\"),Inventory!$N97,IF(AND($W341=\"b\",Inventory!$O97=\"Tons\"),Inventory!$N97*12000,IF(AND(OR($W341=\"c\",$W341=\"d\"),Inventory!$AI97=\"Btu/hr\"),Inventory!$AH97,IF(AND(OR($W341=\"c\",$W341=\"d\"),Inventory!$AI97=\"Tons\"),Inventory!$AH97*12000,0)))))","v":0},0,0,"EER",0,"kW/ton",{"$f":"IF(OR($W341=\"a\",$AR341=\"No\"),0,IF(AND($W341=\"b\",Inventory!$Q97=\"Btu/hr\"),Inventory!$P97,IF(AND($W341=\"b\",Inventory!$Q97=\"Tons\"),Inventory!$P97*12000,IF(AND(OR($W341=\"c\",$W341=\"d\"),Inventory!$AK97=\"Btu/hr\"),Inventory!$AJ97,IF(AND(OR($W341=\"c\",$W341=\"d\"),Inventory!$AK97=\"Tons\"),Inventory!$AJ97*12000,0)))))","v":0},0,0,"COP","No",{"$f":"IF(OR(Inventory!$J97=\"\",$BD341=\"No\"),\"-\",Inventory!$J97)","v":"-"},{"$f":"IFERROR(VLOOKUP($BE341,'Early Retirement'!$B$6:$C$32,2,FALSE),\"-\")","v":"-"},{"$f":"IF(OR($W341<>\"b\",AND($X341<>\"b\",$X341<>\"c\")),\"n\",IF(AND($AO341<>1,$AO341<>2,$AO341<>7,$AO341<>8),\"n\",IF(Inventory!$K97=\"Split\",\"s\",IF(Inventory!$K97=\"Packaged\",\"p\",\"n\"))))","v":"n"},{"$f":"IF(AND($X341<>\"i\",$X341<>\"j\"),\"n\",IF(Inventory!$L97=\"Centrifugal\",\"c\",\"n\"))","v":"n"},"-","-",{"$f":"IFERROR(INDEX('Early Retirement'!$C$4:$AC$32,$BF341,$BJ341),0)","v":0},{"$f":"IFERROR(HLOOKUP($BJ341,'Early Retirement'!$D$4:$AC$5,2,FALSE),0)","v":0},{"$f":"IFERROR(INDEX('Early Retirement'!$AE$4:$BE$32,$BF341,$BJ341),0)","v":0},{"$f":"IFERROR(HLOOKUP($BJ341,'Early Retirement'!$AF$4:$BE$5,2,FALSE),0)","v":0},0,0,"kW/ton",{"$f":"IFERROR(INDEX('Early Retirement'!$BG$4:$CG$32,$BF341,$BJ341),0)","v":0},{"$f":"IFERROR(HLOOKUP($BJ341,'Early Retirement'!$BH$4:$CH$5,2,FALSE),0)","v":0},0,"COP","Yes",0,0,"kW/ton",0,"COP",0,0,"kW/ton",0,"COP"]
[null,null,null,null,null,null,null,null,null,null,null,null,null,null,null,null,null,null,null,null,null,89,{"$f":"IF(Inventory!$C98=\"\",\"a\",VLOOKUP(Inventory!$C98,$B$8:$C$11,2,FALSE))","v":"a"},{"$f":"IF(AND($W342=\"b\",Inventory!$I98=\"\"),\"a\",IF(AND($W342=\"b\",Inventory!$I98<>\"\"),VLOOKUP(Inventory!$I98,$E$3:$F$12,2,FALSE),IF(AND(OR($W342=\"c\",$W342=\"d\"),Inventory!$AB98=\"\"),\"a\",IF(AND(OR($W342=\"c\",$W342=\"d\"),Inventory!$AB98<>\"\"),VLOOKUP(Inventory!$AB98,$E$3:$F$12,2,FALSE),\"a\"))))","v":"a"},{"$f":"IF(OR(AND($X342<>\"b\",$X342<>\"c\"),$AB342=0,$AB342>=(65000/12000),Inventory!$AC98=\"\"),\"a\",VLOOKUP(Inventory!$AC98,$H$3:$I$5,2,FALSE))","v":"a"},{"$f":"IF(AND($X342<>\"i\",$X342<>\"j\"),\"a\",IF(AND($W342=\"b\",Inventory!$L98=\"\"),\"a\",IF(AND($W342=\"b\",Inventory!$L98<>\"\"),VLOOKUP(Inventory!$L98,$K$3:$L$6,2,FALSE),IF(AND(OR($W342=\"c\",$W342=\"d\"),Inventory!$AD98=\"\"),\"a\",IF(AND(OR($W342=\"c\",$W342=\"d\"),Inventory!$AD98<>\"\"),VLOOKUP(Inventory!$AD98,$K$3:$L$6,2,FALSE),\"a\")))))","v":"a"},{"$f":"IF(OR(AND($X342<>\"e\",$X342<>\"f\"),$AB342=0,Inventory!$AF98=\"\"),\"a\",VLOOKUP(Inventory!$AF98,$N$3:$O$5,2,FALSE))","v":"a"},{"$f":"IF(OR(Inventory!C98=\"New Construction\",Inventory!C98=\"Replace-on-Burnout\",Inventory!C98=\"Early Retirement\"),Inventory!AS98,0)","v":0},"","","","","","","","","","","","",0,"aaaaa0","No","No",{"$f":"IF($W342=\"a\",0,IF($W342=\"b\",Inventory!$M98,Inventory!$AG98))","v":0},{"$f":"IF(OR($W342=\"a\",AND($AQ342=\"No\",$AR342=\"No\")),0,IF(AND($W342=\"b\",Inventory!$O98=\"Btu/hr\"),Inventory!$N98,IF(AND($W342=\"b\",Inventory!$O98=\"Tons\"),Inventory!$N98*12000,IF(AND(OR($W342=\"c\",$W342=\"d\"),Inventory!$AI98=\"Btu/hr\"),Inventory!$AH98,IF(AND(OR($W342=\"c\",$W342=\"d\"),Inventory!$AI98=\"Tons\"),Inventory!$AH98*12000,0)))))","v":0},0,0,"EER",0,"kW/ton",{"$f":"IF(OR($W342=\"a\",$AR342=\"No\"),0,IF(AND($W342=\"b\",Inventory!$Q98=\"Btu/hr\"),Inventory!$P98,IF(AND($W342=\"b\",Inventory!$Q98=\"Tons\"),Inventory!$P98*12000,IF(AND(OR($W342=\"c\",$W342=\"d\"),Inventory!$AK98=\"Btu/hr\"),Inventory!$AJ98,IF(AND(OR($W342=\"c\",$W342=\"d\"),Inventory!$AK98=\"Tons\"),Inventory!$AJ98*12000,0)))))","v":0},0,0,"COP","No",{"$f":"IF(OR(Inventory!$J98=\"\",$BD342=\"No\"),\"-\",Inventory!$J98)","v":"-"},{"$f":"IFERROR(VLOOKUP($BE342,'Early Retirement'!$B$6:$C$32,2,FALSE),\"-\")","v":"-"},{"$f":"IF(OR($W342<>\"b\",AND($X342<>\"b\",$X342<>\"c\")),\"n\",IF(AND($AO342<>1,$AO342<>2,$AO342<>7,$AO342<>8),\"n\",IF(Inventory!$K98=\"Split\",\"s\",IF(Inventory!$K98=\"Packaged\",\"p\",\"n\"))))","v":"n"},{"$f":"IF(AND($X342<>\"i\",$X342<>\"j\"),\"n\",IF(Inventory!$L98=\"Centrifugal\",\"c\",\"n\"))","v":"n"},"-","-",{"$f":"IFERROR(INDEX('Early Retirement'!$C$4:$AC$32,$BF342,$BJ342),0)","v":0},{"$f":"IFERROR(HLOOKUP($BJ342,'Early Retirement'!$D$4:$AC$5,2,FALSE),0)","v":0},{"$f":"IFERROR(INDEX('Early Retirement'!$AE$4:$BE$32,$BF342,$BJ342),0)","v":0},{"$f":"IFERROR(HLOOKUP($BJ342,'Early Retirement'!$AF$4:$BE$5,2,FALSE),0)","v":0},0,0,"kW/ton",{"$f":"IFERROR(INDEX('Early Retirement'!$BG$4:$CG$32,$BF342,$BJ342),0)","v":0},{"$f":"IFERROR(HLOOKUP($BJ342,'Early Retirement'!$BH$4:$CH$5,2,FALSE),0)","v":0},0,"COP","Yes",0,0,"kW/ton",0,"COP",0,0,"kW/ton",0,"COP"]
[null,null,null,null,null,null,null,null,null,null,null,null,null,null,null,null,null,null,null,null,null,90,{"$f":"IF(Inventory!$C99=\"\",\"a\",VLOOKUP(Inventory!$C99,$B$8:$C$11,2,FALSE))","v":"a"},{"$f":"IF(AND($W343=\"b\",Inventory!$I99=\"\"),\"a\",IF(AND($W343=\"b\",Inventory!$I99<>\"\"),VLOOKUP(Inventory!$I99,$E$3:$F$12,2,FALSE),IF(AND(OR($W343=\"c\",$W343=\"d\"),Inventory!$AB99=\"\"),\"a\",IF(AND(OR($W343=\"c\",$W343=\"d\"),Inventory!$AB99<>\"\"),VLOOKUP(Inventory!$AB99,$E$3:$F$12,2,FALSE),\"a\"))))","v":"a"},{"$f":"IF(OR(AND($X343<>\"b\",$X343<>\"c\"),$AB343=0,$AB343>=(65000/12000),Inventory!$AC99=\"\"),\"a\",VLOOKUP(Inventory!$AC99,$H$3:$I$5,2,FALSE))","v":"a"},{"$f":"IF(AND($X343<>\"i\",$X343<>\"j\"),\"a\",IF(AND($W343=\"b\",Inventory!$L99=\"\"),\"a\",IF(AND($W343=\"b\",Inventory!$L99<>\"\"),VLOOKUP(Inventory!$L99,$K$3:$L$6,2,FALSE),IF(AND(OR($W343=\"c\",$W343=\"d\"),Inventory!$AD99=\"\"),\"a\",IF(AND(OR($W343=\"c\",$W343=\"d\"),Inventory!$AD99<>\"\"),VLOOKUP(Inventory!$AD99,$K$3:$L$6,2,FALSE),\"a\")))))","v":"a"},{"$f":"IF(OR(AND($X343<>\"e\",$X343<>\"f\"),$AB343=0,Inventory!$AF99=\"\"),\"a\",VLOOKUP(Inventory!$AF99,$N$3:$O$5,2,FALSE))","v":"a"},{"$f":"IF(OR(Inventory!C99=\"New Construction\",Inventory!C99=\"Replace-on-Burnout\",Inventory!C99=\"Early Retirement\"),Inventory!AS99,0)","v":0},"","","","","","","","","","","","",0,"aaaaa0","No","No",{"$f":"IF($W343=\"a\",0,IF($W343=\"b\",Inventory!$M99,Inventory!$AG99))","v":0},{"$f":"IF(OR($W343=\"a\",AND($AQ343=\"No\",$AR343=\"No\")),0,IF(AND($W343=\"b\",Inventory!$O99=\"Btu/hr\"),Inventory!$N99,IF(AND($W343=\"b\",Inventory!$O99=\"Tons\"),Inventory!$N99*12000,IF(AND(OR($W343=\"c\",$W343=\"d\"),Inventory!$AI99=\"Btu/hr\"),Inventory!$AH99,IF(AND(OR($W343=\"c\",$W343=\"d\"),Inventory!$AI99=\"Tons\"),Inventory!$AH99*12000,0)))))","v":0},0,0,"EER",0,"kW/ton",{"$f":"IF(OR($W343=\"a\",$AR343=\"No\"),0,IF(AND($W343=\"b\",Inventory!$Q99=\"Btu/hr\"),Inventory!$P99,IF(AND($W343=\"b\",Inventory!$Q99=\"Tons\"),Inventory!$P99*12000,IF(AND(OR($W343=\"c\",$W343=\"d\"),Inventory!$AK99=\"Btu/hr\"),Inventory!$AJ99,IF(AND(OR($W343=\"c\",$W343=\"d\"),Inventory!$AK99=\"Tons\"),Inventory!$AJ99*12000,0)))))","v":0},0,0,"COP","No",{"$f":"IF(OR(Inventory!$J99=\"\",$BD343=\"No\"),\"-\",Inventory!$J99)","v":"-"},{"$f":"IFERROR(VLOOKUP($BE343,'Early Retirement'!$B$6:$C$32,2,FALSE),\"-\")","v":"-"},{"$f":"IF(OR($W343<>\"b\",AND($X343<>\"b\",$X343<>\"c\")),\"n\",IF(AND($AO343<>1,$AO343<>2,$AO343<>7,$AO343<>8),\"n\",IF(Inventory!$K99=\"Split\",\"s\",IF(Inventory!$K99=\"Packaged\",\"p\",\"n\"))))","v":"n"},{"$f":"IF(AND($X343<>\"i\",$X343<>\"j\"),\"n\",IF(Inventory!$L99=\"Centrifugal\",\"c\",\"n\"))","v":"n"},"-","-",{"$f":"IFERROR(INDEX('Early Retirement'!$C$4:$AC$32,$BF343,$BJ343),0)","v":0},{"$f":"IFERROR(HLOOKUP($BJ343,'Early Retirement'!$D$4:$AC$5,2,FALSE),0)","v":0},{"$f":"IFERROR(INDEX('Early Retirement'!$AE$4:$BE$32,$BF343,$BJ343),0)","v":0},{"$f":"IFERROR(HLOOKUP($BJ343,'Early Retirement'!$AF$4:$BE$5,2,FALSE),0)","v":0},0,0,"kW/ton",{"$f":"IFERROR(INDEX('Early Retirement'!$BG$4:$CG$32,$BF343,$BJ343),0)","v":0},{"$f":"IFERROR(HLOOKUP($BJ343,'Early Retirement'!$BH$4:$CH$5,2,FALSE),0)","v":0},0,"COP","Yes",0,0,"kW/ton",0,"COP",0,0,"kW/ton",0,"COP"]
[null,null,null,null,null,null,null,null,null,null,null,null,null,null,null,null,null,null,null,null,null,91,{"$f":"IF(Inventory!$C100=\"\",\"a\",VLOOKUP(Inventory!$C100,$B$8:$C$11,2,FALSE))","v":"a"},{"$f":"IF(AND($W344=\"b\",Inventory!$I100=\"\"),\"a\",IF(AND($W344=\"b\",Inventory!$I100<>\"\"),VLOOKUP(Inventory!$I100,$E$3:$F$12,2,FALSE),IF(AND(OR($W344=\"c\",$W344=\"d\"),Inventory!$AB100=\"\"),\"a\",IF(AND(OR($W344=\"c\",$W344=\"d\"),Inventory!$AB100<>\"\"),VLOOKUP(Inventory!$AB100,$E$3:$F$12,2,FALSE),\"a\"))))","v":"a"},{"$f":"IF(OR(AND($X344<>\"b\",$X344<>\"c\"),$AB344=0,$AB344>=(65000/12000),Inventory!$AC100=\"\"),\"a\",VLOOKUP(Inventory!$AC100,$H$3:$I$5,2,FALSE))","v":"a"},{"$f":"IF(AND($X344<>\"i\",$X344<>\"j\"),\"a\",IF(AND($W344=\"b\",Inventory!$L100=\"\"),\"a\",IF(AND($W344=\"b\",Inventory!$L100<>\"\"),VLOOKUP(Inventory!$L100,$K$3:$L$6,2,FALSE),IF(AND(OR($W344=\"c\",$W344=\"d\"),Inventory!$AD100=\"\"),\"a\",IF(AND(OR($W344=\"c\",$W344=\"d\"),Inventory!$AD100<>\"\"),VLOOKUP(Inventory!$AD100,$K$3:$L$6,2,FALSE),\"a\")))))","v":"a"},{"$f":"IF(OR(AND($X344<>\"e\",$X344<>\"f\"),$AB344=0,Inventory!$AF100=\"\"),\"a\",VLOOKUP(Inventory!$AF100,$N$3:$O$5,2,FALSE))","v":"a"},{"$f":"IF(OR(Inventory!C100=\"New Construction\",Inventory!C100=\"Replace-on-Burnout\",Inventory!C100=\"Early Retirement\"),Inventory!AS100,0)","v":0},"","","","","","","","","","","","",0,"aaaaa0","No","No",{"$f":"IF($W344=\"a\",0,IF($W344=\"b\",Inventory!$M100,Inventory!$AG100))","v":0},{"$f":"IF(OR($W344=\"a\",AND($AQ344=\"No\",$AR344=\"No\")),0,IF(AND($W344=\"b\",Inventory!$O100=\"Btu/hr\"),Inventory!$N100,IF(AND($W344=\"b\",Inventory!$O100=\"Tons\"),Inventory!$N100*12000,IF(AND(OR($W344=\"c\",$W344=\"d\"),Inventory!$AI100=\"Btu/hr\"),Inventory!$AH100,IF(AND(OR($W344=\"c\",$W344=\"d\"),Inventory!$AI100=\"Tons\"),Inventory!$AH100*12000,0)))))","v":0},0,0,"EER",0,"kW/ton",{"$f":"IF(OR($W344=\"a\",$AR344=\"No\"),0,IF(AND($W344=\"b\",Inventory!$Q100=\"Btu/hr\"),Inventory!$P100,IF(AND($W344=\"b\",Inventory!$Q100=\"Tons\"),Inventory!$P100*12000,IF(AND(OR($W344=\"c\",$W344=\"d\"),Inventory!$AK100=\"Btu/hr\"),Inventory!$AJ100,IF(AND(OR($W344=\"c\",$W344=\"d\"),Inventory!$AK100=\"Tons\"),Inventory!$AJ100*12000,0)))))","v":0},0,0,"COP","No",{"$f":"IF(OR(Inventory!$J100=\"\",$BD344=\"No\"),\"-\",Inventory!$J100)","v":"-"},{"$f":"IFERROR(VLOOKUP($BE344,'Early Retirement'!$B$6:$C$32,2,FALSE),\"-\")","v":"-"},{"$f":"IF(OR($W344<>\"b\",AND($X344<>\"b\",$X344<>\"c\")),\"n\",IF(AND($AO344<>1,$AO344<>2,$AO344<>7,$AO344<>8),\"n\",IF(Inventory!$K100=\"Split\",\"s\",IF(Inventory!$K100=\"Packaged\",\"p\",\"n\"))))","v":"n"},{"$f":"IF(AND($X344<>\"i\",$X344<>\"j\"),\"n\",IF(Inventory!$L100=\"Centrifugal\",\"c\",\"n\"))","v":"n"},"-","-",{"$f":"IFERROR(INDEX('Early Retirement'!$C$4:$AC$32,$BF344,$BJ344),0)","v":0},{"$f":"IFERROR(HLOOKUP($BJ344,'Early Retirement'!$D$4:$AC$5,2,FALSE),0)","v":0},{"$f":"IFERROR(INDEX('Early Retirement'!$AE$4:$BE$32,$BF344,$BJ344),0)","v":0},{"$f":"IFERROR(HLOOKUP($BJ344,'Early Retirement'!$AF$4:$BE$5,2,FALSE),0)","v":0},0,0,"kW/ton",{"$f":"IFERROR(INDEX('Early Retirement'!$BG$4:$CG$32,$BF344,$BJ344),0)","v":0},{"$f":"IFERROR(HLOOKUP($BJ344,'Early Retirement'!$BH$4:$CH$5,2,FALSE),0)","v":0},0,"COP","Yes",0,0,"kW/ton",0,"COP",0,0,"kW/ton",0,"COP"]
[null,null,null,null,null,null,null,null,null,null,null,null,null,null,null,null,null,null,null,null,null,92,{"$f":"IF(Inventory!$C101=\"\",\"a\",VLOOKUP(Inventory!$C101,$B$8:$C$11,2,FALSE))","v":"a"},{"$f":"IF(AND($W345=\"b\",Inventory!$I101=\"\"),\"a\",IF(AND($W345=\"b\",Inventory!$I101<>\"\"),VLOOKUP(Inventory!$I101,$E$3:$F$12,2,FALSE),IF(AND(OR($W345=\"c\",$W345=\"d\"),Inventory!$AB101=\"\"),\"a\",IF(AND(OR($W345=\"c\",$W345=\"d\"),Inventory!$AB101<>\"\"),VLOOKUP(Inventory!$AB101,$E$3:$F$12,2,FALSE),\"a\"))))","v":"a"},{"$f":"IF(OR(AND($X345<>\"b\",$X345<>\"c\"),$AB345=0,$AB345>=(65000/12000),Inventory!$AC101=\"\"),\"a\",VLOOKUP(Inventory!$AC101,$H$3:$I$5,2,FALSE))","v":"a"},{"$f":"IF(AND($X345<>\"i\",$X345<>\"j\"),\"a\",IF(AND($W345=\"b\",Inventory!$L101=\"\"),\"a\",IF(AND($W345=\"b\",Inventory!$L101<>\"\"),VLOOKUP(Inventory!$L101,$K$3:$L$6,2,FALSE),IF(AND(OR($W345=\"c\",$W345=\"d\"),Inventory!$AD101=\"\"),\"a\",IF(AND(OR($W345=\"c\",$W345=\"d\"),Inventory!$AD101<>\"\"),VLOOKUP(Inventory!$AD101,$K$3:$L$6,2,FALSE),\"a\")))))","v":"a"},{"$f":"IF(OR(AND($X345<>\"e\",$X345<>\"f\"),$AB345=0,Inventory!$AF101=\"\"),\"a\",VLOOKUP(Inventory!$AF101,$N$3:$O$5,2,FALSE))","v":"a"},{"$f":"IF(OR(Inventory!C101=\"New Construction\",Inventory!C101=\"Replace-on-Burnout\",Inventory!C101=\"Early Retirement\"),Inventory!AS101,0)","v":0},"","","","","","","","","","","","",0,"aaaaa0","No","No",{"$f":"IF($W345=\"a\",0,IF($W345=\"b\",Inventory!$M101,Inventory!$AG101))","v":0},{"$f":"IF(OR($W345=\"a\",AND($AQ345=\"No\",$AR345=\"No\")),0,IF(AND($W345=\"b\",Inventory!$O101=\"Btu/hr\"),Inventory!$N101,IF(AND($W345=\"b\",Inventory!$O101=\"Tons\"),Inventory!$N101*12000,IF(AND(OR($W345=\"c\",$W345=\"d\"),Inventory!$AI101=\"Btu/hr\"),Inventory!$AH101,IF(AND(OR($W345=\"c\",$W345=\"d\"),Inventory!$AI101=\"Tons\"),Inventory!$AH101*12000,0)))))","v":0},0,0,"EER",0,"kW/ton",{"$f":"IF(OR($W345=\"a\",$AR345=\"No\"),0,IF(AND($W345=\"b\",Inventory!$Q101=\"Btu/hr\"),Inventory!$P101,IF(AND($W345=\"b\",Inventory!$Q101=\"Tons\"),Inventory!$P101*12000,IF(AND(OR($W345=\"c\",$W345=\"d\"),Inventory!$AK101=\"Btu/hr\"),Inventory!$AJ101,IF(AND(OR($W345=\"c\",$W345=\"d\"),Inventory!$AK101=\"Tons\"),Inventory!$AJ101*12000,0)))))","v":0},0,0,"COP","No",{"$f":"IF(OR(Inventory!$J101=\"\",$BD345=\"No\"),\"-\",Inventory!$J101)","v":"-"},{"$f":"IFERROR(VLOOKUP($BE345,'Early Retirement'!$B$6:$C$32,2,FALSE),\"-\")","v":"-"},{"$f":"IF(OR($W345<>\"b\",AND($X345<>\"b\",$X345<>\"c\")),\"n\",IF(AND($AO345<>1,$AO345<>2,$AO345<>7,$AO345<>8),\"n\",IF(Inventory!$K101=\"Split\",\"s\",IF(Inventory!$K101=\"Packaged\",\"p\",\"n\"))))","v":"n"},{"$f":"IF(AND($X345<>\"i\",$X345<>\"j\"),\"n\",IF(Inventory!$L101=\"Centrifugal\",\"c\",\"n\"))","v":"n"},"-","-",{"$f":"IFERROR(INDEX('Early Retirement'!$C$4:$AC$32,$BF345,$BJ345),0)","v":0},{"$f":"IFERROR(HLOOKUP($BJ345,'Early Retirement'!$D$4:$AC$5,2,FALSE),0)","v":0},{"$f":"IFERROR(INDEX('Early Retirement'!$AE$4:$BE$32,$BF345,$BJ345),0)","v":0},{"$f":"IFERROR(HLOOKUP($BJ345,'Early Retirement'!$AF$4:$BE$5,2,FALSE),0)","v":0},0,0,"kW/ton",{"$f":"IFERROR(INDEX('Early Retirement'!$BG$4:$CG$32,$BF345,$BJ345),0)","v":0},{"$f":"IFERROR(HLOOKUP($BJ345,'Early Retirement'!$BH$4:$CH$5,2,FALSE),0)","v":0},0,"COP","Yes",0,0,"kW/ton",0,"COP",0,0,"kW/ton",0,"COP"]
[null,null,null,null,null,null,null,null,null,null,null,null,null,null,null,null,null,null,null,null,null,93,{"$f":"IF(Inventory!$C102=\"\",\"a\",VLOOKUP(Inventory!$C102,$B$8:$C$11,2,FALSE))","v":"a"},{"$f":"IF(AND($W346=\"b\",Inventory!$I102=\"\"),\"a\",IF(AND($W346=\"b\",Inventory!$I102<>\"\"),VLOOKUP(Inventory!$I102,$E$3:$F$12,2,FALSE),IF(AND(OR($W346=\"c\",$W346=\"d\"),Inventory!$AB102=\"\"),\"a\",IF(AND(OR($W346=\"c\",$W346=\"d\"),Inventory!$AB102<>\"\"),VLOOKUP(Inventory!$AB102,$E$3:$F$12,2,FALSE),\"a\"))))","v":"a"},{"$f":"IF(OR(AND($X346<>\"b\",$X346<>\"c\"),$AB346=0,$AB346>=(65000/12000),Inventory!$AC102=\"\"),\"a\",VLOOKUP(Inventory!$AC102,$H$3:$I$5,2,FALSE))","v":"a"},{"$f":"IF(AND($X346<>\"i\",$X346<>\"j\"),\"a\",IF(AND($W346=\"b\",Inventory!$L102=\"\"),\"a\",IF(AND($W346=\"b\",Inventory!$L102<>\"\"),VLOOKUP(Inventory!$L102,$K$3:$L$6,2,FALSE),IF(AND(OR($W346=\"c\",$W346=\"d\"),Inventory!$AD102=\"\"),\"a\",IF(AND(OR($W346=\"c\",$W346=\"d\"),Inventory!$AD102<>\"\"),VLOOKUP(Inventory!$AD102,$K$3:$L$6,2,FALSE),\"a\")))))","v":"a"},{"$f":"IF(OR(AND($X346<>\"e\",$X346<>\"f\"),$AB346=0,Inventory!$AF102=\"\"),\"a\",VLOOKUP(Inventory!$AF102,$N$3:$O$5,2,FALSE))","v":"a"},{"$f":"IF(OR(Inventory!C102=\"New Construction\",Inventory!C102=\"Replace-on-Burnout\",Inventory!C102=\"Early Retirement\"),Inventory!AS102,0)","v":0},"","","","","","","","","","","","",0,"aaaaa0","No","No",{"$f":"IF($W346=\"a\",0,IF($W346=\"b\",Inventory!$M102,Inventory!$AG102))","v":0},{"$f":"IF(OR($W346=\"a\",AND($AQ346=\"No\",$AR346=\"No\")),0,IF(AND($W346=\"b\",Inventory!$O102=\"Btu/hr\"),Inventory!$N102,IF(AND($W346=\"b\",Inventory!$O102=\"Tons\"),Inventory!$N102*12000,IF(AND(OR($W346=\"c\",$W346=\"d\"),Inventory!$AI102=\"Btu/hr\"),Inventory!$AH102,IF(AND(OR($W346=\"c\",$W346=\"d\"),Inventory!$AI102=\"Tons\"),Inventory!$AH102*12000,0)))))","v":0},0,0,"EER",0,"kW/ton",{"$f":"IF(OR($W346=\"a\",$AR346=\"No\"),0,IF(AND($W346=\"b\",Inventory!$Q102=\"Btu/hr\"),Inventory!$P102,IF(AND($W346=\"b\",Inventory!$Q102=\"Tons\"),Inventory!$P102*12000,IF(AND(OR($W346=\"c\",$W346=\"d\"),Inventory!$AK102=\"Btu/hr\"),Inventory!$AJ102,IF(AND(OR($W346=\"c\",$W346=\"d\"),Inventory!$AK102=\"Tons\"),Inventory!$AJ102*12000,0)))))","v":0},0,0,"COP","No",{"$f":"IF(OR(Inventory!$J102=\"\",$BD346=\"No\"),\"-\",Inventory!$J102)","v":"-"},{"$f":"IFERROR(VLOOKUP($BE346,'Early Retirement'!$B$6:$C$32,2,FALSE),\"-\")","v":"-"},{"$f":"IF(OR($W346<>\"b\",AND($X346<>\"b\",$X346<>\"c\")),\"n\",IF(AND($AO346<>1,$AO346<>2,$AO346<>7,$AO346<>8),\"n\",IF(Inventory!$K102=\"Split\",\"s\",IF(Inventory!$K102=\"Packaged\",\"p\",\"n\"))))","v":"n"},{"$f":"IF(AND($X346<>\"i\",$X346<>\"j\"),\"n\",IF(Inventory!$L102=\"Centrifugal\",\"c\",\"n\"))","v":"n"},"-","-",{"$f":"IFERROR(INDEX('Early Retirement'!$C$4:$AC$32,$BF346,$BJ346),0)","v":0},{"$f":"IFERROR(HLOOKUP($BJ346,'Early Retirement'!$D$4:$AC$5,2,FALSE),0)","v":0},{"$f":"IFERROR(INDEX('Early Retirement'!$AE$4:$BE$32,$BF346,$BJ346),0)","v":0},{"$f":"IFERROR(HLOOKUP($BJ346,'Early Retirement'!$AF$4:$BE$5,2,FALSE),0)","v":0},0,0,"kW/ton",{"$f":"IFERROR(INDEX('Early Retirement'!$BG$4:$CG$32,$BF346,$BJ346),0)","v":0},{"$f":"IFERROR(HLOOKUP($BJ346,'Early Retirement'!$BH$4:$CH$5,2,FALSE),0)","v":0},0,"COP","Yes",0,0,"kW/ton",0,"COP",0,0,"kW/ton",0,"COP"]
[null,null,null,null,null,null,null,null,null,null,null,null,null,null,null,null,null,null,null,null,null,94,{"$f":"IF(Inventory!$C103=\"\",\"a\",VLOOKUP(Inventory!$C103,$B$8:$C$11,2,FALSE))","v":"a"},{"$f":"IF(AND($W347=\"b\",Inventory!$I103=\"\"),\"a\",IF(AND($W347=\"b\",Inventory!$I103<>\"\"),VLOOKUP(Inventory!$I103,$E$3:$F$12,2,FALSE),IF(AND(OR($W347=\"c\",$W347=\"d\"),Inventory!$AB103=\"\"),\"a\",IF(AND(OR($W347=\"c\",$W347=\"d\"),Inventory!$AB103<>\"\"),VLOOKUP(Inventory!$AB103,$E$3:$F$12,2,FALSE),\"a\"))))","v":"a"},{"$f":"IF(OR(AND($X347<>\"b\",$X347<>\"c\"),$AB347=0,$AB347>=(65000/12000),Inventory!$AC103=\"\"),\"a\",VLOOKUP(Inventory!$AC103,$H$3:$I$5,2,FALSE))","v":"a"},{"$f":"IF(AND($X347<>\"i\",$X347<>\"j\"),\"a\",IF(AND($W347=\"b\",Inventory!$L103=\"\"),\"a\",IF(AND($W347=\"b\",Inventory!$L103<>\"\"),VLOOKUP(Inventory!$L103,$K$3:$L$6,2,FALSE),IF(AND(OR($W347=\"c\",$W347=\"d\"),Inventory!$AD103=\"\"),\"a\",IF(AND(OR($W347=\"c\",$W347=\"d\"),Inventory!$AD103<>\"\"),VLOOKUP(Inventory!$AD103,$K$3:$L$6,2,FALSE),\"a\")))))","v":"a"},{"$f":"IF(OR(AND($X347<>\"e\",$X347<>\"f\"),$AB347=0,Inventory!$AF103=\"\"),\"a\",VLOOKUP(Inventory!$AF103,$N$3:$O$5,2,FALSE))","v":"a"},{"$f":"IF(OR(Inventory!C103=\"New Construction\",Inventory!C103=\"Replace-on-Burnout\",Inventory!C103=\"Early Retirement\"),Inventory!AS103,0)","v":0},"","","","","","","","","","","","",0,"aaaaa0","No","No",{"$f":"IF($W347=\"a\",0,IF($W347=\"b\",Inventory!$M103,Inventory!$AG103))","v":0},{"$f":"IF(OR($W347=\"a\",AND($AQ347=\"No\",$AR347=\"No\")),0,IF(AND($W347=\"b\",Inventory!$O103=\"Btu/hr\"),Inventory!$N103,IF(AND($W347=\"b\",Inventory!$O103=\"Tons\"),Inventory!$N103*12000,IF(AND(OR($W347=\"c\",$W347=\"d\"),Inventory!$AI103=\"Btu/hr\"),Inventory!$AH103,IF(AND(OR($W347=\"c\",$W347=\"d\"),Inventory!$AI103=\"Tons\"),Inventory!$AH103*12000,0)))))","v":0},0,0,"EER",0,"kW/ton",{"$f":"IF(OR($W347=\"a\",$AR347=\"No\"),0,IF(AND($W347=\"b\",Inventory!$Q103=\"Btu/hr\"),Inventory!$P103,IF(AND($W347=\"b\",Inventory!$Q103=\"Tons\"),Inventory!$P103*12000,IF(AND(OR($W347=\"c\",$W347=\"d\"),Inventory!$AK103=\"Btu/hr\"),Inventory!$AJ103,IF(AND(OR($W347=\"c\",$W347=\"d\"),Inventory!$AK103=\"Tons\"),Inventory!$AJ103*12000,0)))))","v":0},0,0,"COP","No",{"$f":"IF(OR(Inventory!$J103=\"\",$BD347=\"No\"),\"-\",Inventory!$J103)","v":"-"},{"$f":"IFERROR(VLOOKUP($BE347,'Early Retirement'!$B$6:$C$32,2,FALSE),\"-\")","v":"-"},{"$f":"IF(OR($W347<>\"b\",AND($X347<>\"b\",$X347<>\"c\")),\"n\",IF(AND($AO347<>1,$AO347<>2,$AO347<>7,$AO347<>8),\"n\",IF(Inventory!$K103=\"Split\",\"s\",IF(Inventory!$K103=\"Packaged\",\"p\",\"n\"))))","v":"n"},{"$f":"IF(AND($X347<>\"i\",$X347<>\"j\"),\"n\",IF(Inventory!$L103=\"Centrifugal\",\"c\",\"n\"))","v":"n"},"-","-",{"$f":"IFERROR(INDEX('Early Retirement'!$C$4:$AC$32,$BF347,$BJ347),0)","v":0},{"$f":"IFERROR(HLOOKUP($BJ347,'Early Retirement'!$D$4:$AC$5,2,FALSE),0)","v":0},{"$f":"IFERROR(INDEX('Early Retirement'!$AE$4:$BE$32,$BF347,$BJ347),0)","v":0},{"$f":"IFERROR(HLOOKUP($BJ347,'Early Retirement'!$AF$4:$BE$5,2,FALSE),0)","v":0},0,0,"kW/ton",{"$f":"IFERROR(INDEX('Early Retirement'!$BG$4:$CG$32,$BF347,$BJ347),0)","v":0},{"$f":"IFERROR(HLOOKUP($BJ347,'Early Retirement'!$BH$4:$CH$5,2,FALSE),0)","v":0},0,"COP","Yes",0,0,"kW/ton",0,"COP",0,0,"kW/ton",0,"COP"]
[null,null,null,null,null,null,null,null,null,null,null,null,null,null,null,null,null,null,null,null,null,95,{"$f":"IF(Inventory!$C104=\"\",\"a\",VLOOKUP(Inventory!$C104,$B$8:$C$11,2,FALSE))","v":"a"},{"$f":"IF(AND($W348=\"b\",Inventory!$I104=\"\"),\"a\",IF(AND($W348=\"b\",Inventory!$I104<>\"\"),VLOOKUP(Inventory!$I104,$E$3:$F$12,2,FALSE),IF(AND(OR($W348=\"c\",$W348=\"d\"),Inventory!$AB104=\"\"),\"a\",IF(AND(OR($W348=\"c\",$W348=\"d\"),Inventory!$AB104<>\"\"),VLOOKUP(Inventory!$AB104,$E$3:$F$12,2,FALSE),\"a\"))))","v":"a"},{"$f":"IF(OR(AND($X348<>\"b\",$X348<>\"c\"),$AB348=0,$AB348>=(65000/12000),Inventory!$AC104=\"\"),\"a\",VLOOKUP(Inventory!$AC104,$H$3:$I$5,2,FALSE))","v":"a"},{"$f":"IF(AND($X348<>\"i\",$X348<>\"j\"),\"a\",IF(AND($W348=\"b\",Inventory!$L104=\"\"),\"a\",IF(AND($W348=\"b\",Inventory!$L104<>\"\"),VLOOKUP(Inventory!$L104,$K$3:$L$6,2,FALSE),IF(AND(OR($W348=\"c\",$W348=\"d\"),Inventory!$AD104=\"\"),\"a\",IF(AND(OR($W348=\"c\",$W348=\"d\"),Inventory!$AD104<>\"\"),VLOOKUP(Inventory!$AD104,$K$3:$L$6,2,FALSE),\"a\")))))","v":"a"},{"$f":"IF(OR(AND($X348<>\"e\",$X348<>\"f\"),$AB348=0,Inventory!$AF104=\"\"),\"a\",VLOOKUP(Inventory!$AF104,$N$3:$O$5,2,FALSE))","v":"a"},{"$f":"IF(OR(Inventory!C104=\"New Construction\",Inventory!C104=\"Replace-on-Burnout\",Inventory!C104=\"Early Retirement\"),Inventory!AS104,0)","v":0},"","","","","","","","","","","","",0,"aaaaa0","No","No",{"$f":"IF($W348=\"a\",0,IF($W348=\"b\",Inventory!$M104,Inventory!$AG104))","v":0},{"$f":"IF(OR($W348=\"a\",AND($AQ348=\"No\",$AR348=\"No\")),0,IF(AND($W348=\"b\",Inventory!$O104=\"Btu/hr\"),Inventory!$N104,IF(AND($W348=\"b\",Inventory!$O104=\"Tons\"),Inventory!$N104*12000,IF(AND(OR($W348=\"c\",$W348=\"d\"),Inventory!$AI104=\"Btu/hr\"),Inventory!$AH104,IF(AND(OR($W348=\"c\",$W348=\"d\"),Inventory!$AI104=\"Tons\"),Inventory!$AH104*12000,0)))))","v":0},0,0,"EER",0,"kW/ton",{"$f":"IF(OR($W348=\"a\",$AR348=\"No\"),0,IF(AND($W348=\"b\",Inventory!$Q104=\"Btu/hr\"),Inventory!$P104,IF(AND($W348=\"b\",Inventory!$Q104=\"Tons\"),Inventory!$P104*12000,IF(AND(OR($W348=\"c\",$W348=\"d\"),Inventory!$AK104=\"Btu/hr\"),Inventory!$AJ104,IF(AND(OR($W348=\"c\",$W348=\"d\"),Inventory!$AK104=\"Tons\"),Inventory!$AJ104*12000,0)))))","v":0},0,0,"COP","No",{"$f":"IF(OR(Inventory!$J104=\"\",$BD348=\"No\"),\"-\",Inventory!$J104)","v":"-"},{"$f":"IFERROR(VLOOKUP($BE348,'Early Retirement'!$B$6:$C$32,2,FALSE),\"-\")","v":"-"},{"$f":"IF(OR($W348<>\"b\",AND($X348<>\"b\",$X348<>\"c\")),\"n\",IF(AND($AO348<>1,$AO348<>2,$AO348<>7,$AO348<>8),\"n\",IF(Inventory!$K104=\"Split\",\"s\",IF(Inventory!$K104=\"Packaged\",\"p\",\"n\"))))","v":"n"},{"$f":"IF(AND($X348<>\"i\",$X348<>\"j\"),\"n\",IF(Inventory!$L104=\"Centrifugal\",\"c\",\"n\"))","v":"n"},"-","-",{"$f":"IFERROR(INDEX('Early Retirement'!$C$4:$AC$32,$BF348,$BJ348),0)","v":0},{"$f":"IFERROR(HLOOKUP($BJ348,'Early Retirement'!$D$4:$AC$5,2,FALSE),0)","v":0},{"$f":"IFERROR(INDEX('Early Retirement'!$AE$4:$BE$32,$BF348,$BJ348),0)","v":0},{"$f":"IFERROR(HLOOKUP($BJ348,'Early Retirement'!$AF$4:$BE$5,2,FALSE),0)","v":0},0,0,"kW/ton",{"$f":"IFERROR(INDEX('Early Retirement'!$BG$4:$CG$32,$BF348,$BJ348),0)","v":0},{"$f":"IFERROR(HLOOKUP($BJ348,'Early Retirement'!$BH$4:$CH$5,2,FALSE),0)","v":0},0,"COP","Yes",0,0,"kW/ton",0,"COP",0,0,"kW/ton",0,"COP"]
[null,null,null,null,null,null,null,null,null,null,null,null,null,null,null,null,null,null,null,null,null,96,{"$f":"IF(Inventory!$C105=\"\",\"a\",VLOOKUP(Inventory!$C105,$B$8:$C$11,2,FALSE))","v":"a"},{"$f":"IF(AND($W349=\"b\",Inventory!$I105=\"\"),\"a\",IF(AND($W349=\"b\",Inventory!$I105<>\"\"),VLOOKUP(Inventory!$I105,$E$3:$F$12,2,FALSE),IF(AND(OR($W349=\"c\",$W349=\"d\"),Inventory!$AB105=\"\"),\"a\",IF(AND(OR($W349=\"c\",$W349=\"d\"),Inventory!$AB105<>\"\"),VLOOKUP(Inventory!$AB105,$E$3:$F$12,2,FALSE),\"a\"))))","v":"a"},{"$f":"IF(OR(AND($X349<>\"b\",$X349<>\"c\"),$AB349=0,$AB349>=(65000/12000),Inventory!$AC105=\"\"),\"a\",VLOOKUP(Inventory!$AC105,$H$3:$I$5,2,FALSE))","v":"a"},{"$f":"IF(AND($X349<>\"i\",$X349<>\"j\"),\"a\",IF(AND($W349=\"b\",Inventory!$L105=\"\"),\"a\",IF(AND($W349=\"b\",Inventory!$L105<>\"\"),VLOOKUP(Inventory!$L105,$K$3:$L$6,2,FALSE),IF(AND(OR($W349=\"c\",$W349=\"d\"),Inventory!$AD105=\"\"),\"a\",IF(AND(OR($W349=\"c\",$W349=\"d\"),Inventory!$AD105<>\"\"),VLOOKUP(Inventory!$AD105,$K$3:$L$6,2,FALSE),\"a\")))))","v":"a"},{"$f":"IF(OR(AND($X349<>\"e\",$X349<>\"f\"),$AB349=0,Inventory!$AF105=\"\"),\"a\",VLOOKUP(Inventory!$AF105,$N$3:$O$5,2,FALSE))","v":"a"},{"$f":"IF(OR(Inventory!C105=\"New Construction\",Inventory!C105=\"Replace-on-Burnout\",Inventory!C105=\"Early Retirement\"),Inventory!AS105,0)","v":0},"","","","","","","","","","","","",0,"aaaaa0","No","No",{"$f":"IF($W349=\"a\",0,IF($W349=\"b\",Inventory!$M105,Inventory!$AG105))","v":0},{"$f":"IF(OR($W349=\"a\",AND($AQ349=\"No\",$AR349=\"No\")),0,IF(AND($W349=\"b\",Inventory!$O105=\"Btu/hr\"),Inventory!$N105,IF(AND($W349=\"b\",Inventory!$O105=\"Tons\"),Inventory!$N105*12000,IF(AND(OR($W349=\"c\",$W349=\"d\"),Inventory!$AI105=\"Btu/hr\"),Inventory!$AH105,IF(AND(OR($W349=\"c\",$W349=\"d\"),Inventory!$AI105=\"Tons\"),Inventory!$AH105*12000,0)))))","v":0},0,0,"EER",0,"kW/ton",{"$f":"IF(OR($W349=\"a\",$AR349=\"No\"),0,IF(AND($W349=\"b\",Inventory!$Q105=\"Btu/hr\"),Inventory!$P105,IF(AND($W349=\"b\",Inventory!$Q105=\"Tons\"),Inventory!$P105*12000,IF(AND(OR($W349=\"c\",$W349=\"d\"),Inventory!$AK105=\"Btu/hr\"),Inventory!$AJ105,IF(AND(OR($W349=\"c\",$W349=\"d\"),Inventory!$AK105=\"Tons\"),Inventory!$AJ105*12000,0)))))","v":0},0,0,"COP","No",{"$f":"IF(OR(Inventory!$J105=\"\",$BD349=\"No\"),\"-\",Inventory!$J105)","v":"-"},{"$f":"IFERROR(VLOOKUP($BE349,'Early Retirement'!$B$6:$C$32,2,FALSE),\"-\")","v":"-"},{"$f":"IF(OR($W349<>\"b\",AND($X349<>\"b\",$X349<>\"c\")),\"n\",IF(AND($AO349<>1,$AO349<>2,$AO349<>7,$AO349<>8),\"n\",IF(Inventory!$K105=\"Split\",\"s\",IF(Inventory!$K105=\"Packaged\",\"p\",\"n\"))))","v":"n"},{"$f":"IF(AND($X349<>\"i\",$X349<>\"j\"),\"n\",IF(Inventory!$L105=\"Centrifugal\",\"c\",\"n\"))","v":"n"},"-","-",{"$f":"IFERROR(INDEX('Early Retirement'!$C$4:$AC$32,$BF349,$BJ349),0)","v":0},{"$f":"IFERROR(HLOOKUP($BJ349,'Early Retirement'!$D$4:$AC$5,2,FALSE),0)","v":0},{"$f":"IFERROR(INDEX('Early Retirement'!$AE$4:$BE$32,$BF349,$BJ349),0)","v":0},{"$f":"IFERROR(HLOOKUP($BJ349,'Early Retirement'!$AF$4:$BE$5,2,FALSE),0)","v":0},0,0,"kW/ton",{"$f":"IFERROR(INDEX('Early Retirement'!$BG$4:$CG$32,$BF349,$BJ349),0)","v":0},{"$f":"IFERROR(HLOOKUP($BJ349,'Early Retirement'!$BH$4:$CH$5,2,FALSE),0)","v":0},0,"COP","Yes",0,0,"kW/ton",0,"COP",0,0,"kW/ton",0,"COP"]
[null,null,null,null,null,null,null,null,null,null,null,null,null,null,null,null,null,null,null,null,null,97,{"$f":"IF(Inventory!$C106=\"\",\"a\",VLOOKUP(Inventory!$C106,$B$8:$C$11,2,FALSE))","v":"a"},{"$f":"IF(AND($W350=\"b\",Inventory!$I106=\"\"),\"a\",IF(AND($W350=\"b\",Inventory!$I106<>\"\"),VLOOKUP(Inventory!$I106,$E$3:$F$12,2,FALSE),IF(AND(OR($W350=\"c\",$W350=\"d\"),Inventory!$AB106=\"\"),\"a\",IF(AND(OR($W350=\"c\",$W350=\"d\"),Inventory!$AB106<>\"\"),VLOOKUP(Inventory!$AB106,$E$3:$F$12,2,FALSE),\"a\"))))","v":"a"},{"$f":"IF(OR(AND($X350<>\"b\",$X350<>\"c\"),$AB350=0,$AB350>=(65000/12000),Inventory!$AC106=\"\"),\"a\",VLOOKUP(Inventory!$AC106,$H$3:$I$5,2,FALSE))","v":"a"},{"$f":"IF(AND($X350<>\"i\",$X350<>\"j\"),\"a\",IF(AND($W350=\"b\",Inventory!$L106=\"\"),\"a\",IF(AND($W350=\"b\",Inventory!$L106<>\"\"),VLOOKUP(Inventory!$L106,$K$3:$L$6,2,FALSE),IF(AND(OR($W350=\"c\",$W350=\"d\"),Inventory!$AD106=\"\"),\"a\",IF(AND(OR($W350=\"c\",$W350=\"d\"),Inventory!$AD106<>\"\"),VLOOKUP(Inventory!$AD106,$K$3:$L$6,2,FALSE),\"a\")))))","v":"a"},{"$f":"IF(OR(AND($X350<>\"e\",$X350<>\"f\"),$AB350=0,Inventory!$AF106=\"\"),\"a\",VLOOKUP(Inventory!$AF106,$N$3:$O$5,2,FALSE))","v":"a"},{"$f":"IF(OR(Inventory!C106=\"New Construction\",Inventory!C106=\"Replace-on-Burnout\",Inventory!C106=\"Early Retirement\"),Inventory!AS106,0)","v":0},"","","","","","","","","","","","",0,"aaaaa0","No","No",{"$f":"IF($W350=\"a\",0,IF($W350=\"b\",Inventory!$M106,Inventory!$AG106))","v":0},{"$f":"IF(OR($W350=\"a\",AND($AQ350=\"No\",$AR350=\"No\")),0,IF(AND($W350=\"b\",Inventory!$O106=\"Btu/hr\"),Inventory!$N106,IF(AND($W350=\"b\",Inventory!$O106=\"Tons\"),Inventory!$N106*12000,IF(AND(OR($W350=\"c\",$W350=\"d\"),Inventory!$AI106=\"Btu/hr\"),Inventory!$AH106,IF(AND(OR($W350=\"c\",$W350=\"d\"),Inventory!$AI106=\"Tons\"),Inventory!$AH106*12000,0)))))","v":0},0,0,"EER",0,"kW/ton",{"$f":"IF(OR($W350=\"a\",$AR350=\"No\"),0,IF(AND($W350=\"b\",Inventory!$Q106=\"Btu/hr\"),Inventory!$P106,IF(AND($W350=\"b\",Inventory!$Q106=\"Tons\"),Inventory!$P106*12000,IF(AND(OR($W350=\"c\",$W350=\"d\"),Inventory!$AK106=\"Btu/hr\"),Inventory!$AJ106,IF(AND(OR($W350=\"c\",$W350=\"d\"),Inventory!$AK106=\"Tons\"),Inventory!$AJ106*12000,0)))))","v":0},0,0,"COP",{"$f":"IF($W350=\"b\",\"Yes\",\"No\")","v":"No"},{"$f":"IF(OR(Inventory!$J106=\"\",$BD350=\"No\"),\"-\",Inventory!$J106)","v":"-"},{"$f":"IFERROR(VLOOKUP($BE350,'Early Retirement'!$B$6:$C$32,2,FALSE),\"-\")","v":"-"},{"$f":"IF(OR($W350<>\"b\",AND($X350<>\"b\",$X350<>\"c\")),\"n\",IF(AND($AO350<>1,$AO350<>2,$AO350<>7,$AO350<>8),\"n\",IF(Inventory!$K106=\"Split\",\"s\",IF(Inventory!$K106=\"Packaged\",\"p\",\"n\"))))","v":"n"},{"$f":"IF(AND($X350<>\"i\",$X350<>\"j\"),\"n\",IF(Inventory!$L106=\"Centrifugal\",\"c\",\"n\"))","v":"n"},"-","-",{"$f":"IFERROR(INDEX('Early Retirement'!$C$4:$AC$32,$BF350,$BJ350),0)","v":0},{"$f":"IFERROR(HLOOKUP($BJ350,'Early Retirement'!$D$4:$AC$5,2,FALSE),0)","v":0},{"$f":"IFERROR(INDEX('Early Retirement'!$AE$4:$BE$32,$BF350,$BJ350),0)","v":0},{"$f":"IFERROR(HLOOKUP($BJ350,'Early Retirement'!$AF$4:$BE$5,2,FALSE),0)","v":0},0,0,"kW/ton",{"$f":"IFERROR(INDEX('Early Retirement'!$BG$4:$CG$32,$BF350,$BJ350),0)","v":0},{"$f":"IFERROR(HLOOKUP($BJ350,'Early Retirement'!$BH$4:$CH$5,2,FALSE),0)","v":0},0,"COP","Yes",0,0,"kW/ton",0,"COP",{"$f":"MAX($AX350,$BO350,$BW350)","v":0},0,"kW/ton",0,"COP"]
[null,null,null,null,null,null,null,null,null,null,null,null,null,null,null,null,null,null,null,null,null,98,{"$f":"IF(Inventory!$C107=\"\",\"a\",VLOOKUP(Inventory!$C107,$B$8:$C$11,2,FALSE))","v":"a"},{"$f":"IF(AND($W351=\"b\",Inventory!$I107=\"\"),\"a\",IF(AND($W351=\"b\",Inventory!$I107<>\"\"),VLOOKUP(Inventory!$I107,$E$3:$F$12,2,FALSE),IF(AND(OR($W351=\"c\",$W351=\"d\"),Inventory!$AB107=\"\"),\"a\",IF(AND(OR($W351=\"c\",$W351=\"d\"),Inventory!$AB107<>\"\"),VLOOKUP(Inventory!$AB107,$E$3:$F$12,2,FALSE),\"a\"))))","v":"a"},{"$f":"IF(OR(AND($X351<>\"b\",$X351<>\"c\"),$AB351=0,$AB351>=(65000/12000),Inventory!$AC107=\"\"),\"a\",VLOOKUP(Inventory!$AC107,$H$3:$I$5,2,FALSE))","v":"a"},{"$f":"IF(AND($X351<>\"i\",$X351<>\"j\"),\"a\",IF(AND($W351=\"b\",Inventory!$L107=\"\"),\"a\",IF(AND($W351=\"b\",Inventory!$L107<>\"\"),VLOOKUP(Inventory!$L107,$K$3:$L$6,2,FALSE),IF(AND(OR($W351=\"c\",$W351=\"d\"),Inventory!$AD107=\"\"),\"a\",IF(AND(OR($W351=\"c\",$W351=\"d\"),Inventory!$AD107<>\"\"),VLOOKUP(Inventory!$AD107,$K$3:$L$6,2,FALSE),\"a\")))))","v":"a"},{"$f":"IF(OR(AND($X351<>\"e\",$X351<>\"f\"),$AB351=0,Inventory!$AF107=\"\"),\"a\",VLOOKUP(Inventory!$AF107,$N$3:$O$5,2,FALSE))","v":"a"},{"$f":"IF(OR(Inventory!C107=\"New Construction\",Inventory!C107=\"Replace-on-Burnout\",Inventory!C107=\"Early Retirement\"),Inventory!AS107,0)","v":0},"","","","","","","","","","","","",0,"aaaaa0","No","No",{"$f":"IF($W351=\"a\",0,IF($W351=\"b\",Inventory!$M107,Inventory!$AG107))","v":0},{"$f":"IF(OR($W351=\"a\",AND($AQ351=\"No\",$AR351=\"No\")),0,IF(AND($W351=\"b\",Inventory!$O107=\"Btu/hr\"),Inventory!$N107,IF(AND($W351=\"b\",Inventory!$O107=\"Tons\"),Inventory!$N107*12000,IF(AND(OR($W351=\"c\",$W351=\"d\"),Inventory!$AI107=\"Btu/hr\"),Inventory!$AH107,IF(AND(OR($W351=\"c\",$W351=\"d\"),Inventory!$AI107=\"Tons\"),Inventory!$AH107*12000,0)))))","v":0},0,0,"EER",0,"kW/ton",{"$f":"IF(OR($W351=\"a\",$AR351=\"No\"),0,IF(AND($W351=\"b\",Inventory!$Q107=\"Btu/hr\"),Inventory!$P107,IF(AND($W351=\"b\",Inventory!$Q107=\"Tons\"),Inventory!$P107*12000,IF(AND(OR($W351=\"c\",$W351=\"d\"),Inventory!$AK107=\"Btu/hr\"),Inventory!$AJ107,IF(AND(OR($W351=\"c\",$W351=\"d\"),Inventory!$AK107=\"Tons\"),Inventory!$AJ107*12000,0)))))","v":0},0,0,"COP","No",{"$f":"IF(OR(Inventory!$J107=\"\",$BD351=\"No\"),\"-\",Inventory!$J107)","v":"-"},{"$f":"IFERROR(VLOOKUP($BE351,'Early Retirement'!$B$6:$C$32,2,FALSE),\"-\")","v":"-"},{"$f":"IF(OR($W351<>\"b\",AND($X351<>\"b\",$X351<>\"c\")),\"n\",IF(AND($AO351<>1,$AO351<>2,$AO351<>7,$AO351<>8),\"n\",IF(Inventory!$K107=\"Split\",\"s\",IF(Inventory!$K107=\"Packaged\",\"p\",\"n\"))))","v":"n"},{"$f":"IF(AND($X351<>\"i\",$X351<>\"j\"),\"n\",IF(Inventory!$L107=\"Centrifugal\",\"c\",\"n\"))","v":"n"},"-","-",{"$f":"IFERROR(INDEX('Early Retirement'!$C$4:$AC$32,$BF351,$BJ351),0)","v":0},{"$f":"IFERROR(HLOOKUP($BJ351,'Early Retirement'!$D$4:$AC$5,2,FALSE),0)","v":0},{"$f":"IFERROR(INDEX('Early Retirement'!$AE$4:$BE$32,$BF351,$BJ351),0)","v":0},{"$f":"IFERROR(HLOOKUP($BJ351,'Early Retirement'!$AF$4:$BE$5,2,FALSE),0)","v":0},0,0,"kW/ton",{"$f":"IFERROR(INDEX('Early Retirement'!$BG$4:$CG$32,$BF351,$BJ351),0)","v":0},{"$f":"IFERROR(HLOOKUP($BJ351,'Early Retirement'!$BH$4:$CH$5,2,FALSE),0)","v":0},0,"COP","Yes",0,0,"kW/ton",0,"COP",0,0,"kW/ton",0,"COP"]
[null,null,null,null,null,null,null,null,null,null,null,null,null,null,null,null,null,null,null,null,null,99,{"$f":"IF(Inventory!$C108=\"\",\"a\",VLOOKUP(Inventory!$C108,$B$8:$C$11,2,FALSE))","v":"a"},{"$f":"IF(AND($W352=\"b\",Inventory!$I108=\"\"),\"a\",IF(AND($W352=\"b\",Inventory!$I108<>\"\"),VLOOKUP(Inventory!$I108,$E$3:$F$12,2,FALSE),IF(AND(OR($W352=\"c\",$W352=\"d\"),Inventory!$AB108=\"\"),\"a\",IF(AND(OR($W352=\"c\",$W352=\"d\"),Inventory!$AB108<>\"\"),VLOOKUP(Inventory!$AB108,$E$3:$F$12,2,FALSE),\"a\"))))","v":"a"},{"$f":"IF(OR(AND($X352<>\"b\",$X352<>\"c\"),$AB352=0,$AB352>=(65000/12000),Inventory!$AC108=\"\"),\"a\",VLOOKUP(Inventory!$AC108,$H$3:$I$5,2,FALSE))","v":"a"},{"$f":"IF(AND($X352<>\"i\",$X352<>\"j\"),\"a\",IF(AND($W352=\"b\",Inventory!$L108=\"\"),\"a\",IF(AND($W352=\"b\",Inventory!$L108<>\"\"),VLOOKUP(Inventory!$L108,$K$3:$L$6,2,FALSE),IF(AND(OR($W352=\"c\",$W352=\"d\"),Inventory!$AD108=\"\"),\"a\",IF(AND(OR($W352=\"c\",$W352=\"d\"),Inventory!$AD108<>\"\"),VLOOKUP(Inventory!$AD108,$K$3:$L$6,2,FALSE),\"a\")))))","v":"a"},{"$f":"IF(OR(AND($X352<>\"e\",$X352<>\"f\"),$AB352=0,Inventory!$AF108=\"\"),\"a\",VLOOKUP(Inventory!$AF108,$N$3:$O$5,2,FALSE))","v":"a"},{"$f":"IF(OR(Inventory!C108=\"New Construction\",Inventory!C108=\"Replace-on-Burnout\",Inventory!C108=\"Early Retirement\"),Inventory!AS108,0)","v":0},"","","","","","","","","","","","",0,"aaaaa0","No","No",{"$f":"IF($W352=\"a\",0,IF($W352=\"b\",Inventory!$M108,Inventory!$AG108))","v":0},{"$f":"IF(OR($W352=\"a\",AND($AQ352=\"No\",$AR352=\"No\")),0,IF(AND($W352=\"b\",Inventory!$O108=\"Btu/hr\"),Inventory!$N108,IF(AND($W352=\"b\",Inventory!$O108=\"Tons\"),Inventory!$N108*12000,IF(AND(OR($W352=\"c\",$W352=\"d\"),Inventory!$AI108=\"Btu/hr\"),Inventory!$AH108,IF(AND(OR($W352=\"c\",$W352=\"d\"),Inventory!$AI108=\"Tons\"),Inventory!$AH108*12000,0)))))","v":0},0,0,"EER",0,"kW/ton",{"$f":"IF(OR($W352=\"a\",$AR352=\"No\"),0,IF(AND($W352=\"b\",Inventory!$Q108=\"Btu/hr\"),Inventory!$P108,IF(AND($W352=\"b\",Inventory!$Q108=\"Tons\"),Inventory!$P108*12000,IF(AND(OR($W352=\"c\",$W352=\"d\"),Inventory!$AK108=\"Btu/hr\"),Inventory!$AJ108,IF(AND(OR($W352=\"c\",$W352=\"d\"),Inventory!$AK108=\"Tons\"),Inventory!$AJ108*12000,0)))))","v":0},0,0,"COP","No",{"$f":"IF(OR(Inventory!$J108=\"\",$BD352=\"No\"),\"-\",Inventory!$J108)","v":"-"},{"$f":"IFERROR(VLOOKUP($BE352,'Early Retirement'!$B$6:$C$32,2,FALSE),\"-\")","v":"-"},{"$f":"IF(OR($W352<>\"b\",AND($X352<>\"b\",$X352<>\"c\")),\"n\",IF(AND($AO352<>1,$AO352<>2,$AO352<>7,$AO352<>8),\"n\",IF(Inventory!$K108=\"Split\",\"s\",IF(Inventory!$K108=\"Packaged\",\"p\",\"n\"))))","v":"n"},{"$f":"IF(AND($X352<>\"i\",$X352<>\"j\"),\"n\",IF(Inventory!$L108=\"Centrifugal\",\"c\",\"n\"))","v":"n"},"-","-",{"$f":"IFERROR(INDEX('Early Retirement'!$C$4:$AC$32,$BF352,$BJ352),0)","v":0},{"$f":"IFERROR(HLOOKUP($BJ352,'Early Retirement'!$D$4:$AC$5,2,FALSE),0)","v":0},{"$f":"IFERROR(INDEX('Early Retirement'!$AE$4:$BE$32,$BF352,$BJ352),0)","v":0},{"$f":"IFERROR(HLOOKUP($BJ352,'Early Retirement'!$AF$4:$BE$5,2,FALSE),0)","v":0},0,0,"kW/ton",{"$f":"IFERROR(INDEX('Early Retirement'!$BG$4:$CG$32,$BF352,$BJ352),0)","v":0},{"$f":"IFERROR(HLOOKUP($BJ352,'Early Retirement'!$BH$4:$CH$5,2,FALSE),0)","v":0},0,"COP","Yes",0,0,"kW/ton",0,"COP",0,0,"kW/ton",0,"COP"]
[null,null,null,null,null,null,null,null,null,null,null,null,null,null,null,null,null,null,null,null,null,100,{"$f":"IF(Inventory!$C109=\"\",\"a\",VLOOKUP(Inventory!$C109,$B$8:$C$11,2,FALSE))","v":"a"},{"$f":"IF(AND($W353=\"b\",Inventory!$I109=\"\"),\"a\",IF(AND($W353=\"b\",Inventory!$I109<>\"\"),VLOOKUP(Inventory!$I109,$E$3:$F$12,2,FALSE),IF(AND(OR($W353=\"c\",$W353=\"d\"),Inventory!$AB109=\"\"),\"a\",IF(AND(OR($W353=\"c\",$W353=\"d\"),Inventory!$AB109<>\"\"),VLOOKUP(Inventory!$AB109,$E$3:$F$12,2,FALSE),\"a\"))))","v":"a"},{"$f":"IF(OR(AND($X353<>\"b\",$X353<>\"c\"),$AB353=0,$AB353>=(65000/12000),Inventory!$AC109=\"\"),\"a\",VLOOKUP(Inventory!$AC109,$H$3:$I$5,2,FALSE))","v":"a"},{"$f":"IF(AND($X353<>\"i\",$X353<>\"j\"),\"a\",IF(AND($W353=\"b\",Inventory!$L109=\"\"),\"a\",IF(AND($W353=\"b\",Inventory!$L109<>\"\"),VLOOKUP(Inventory!$L109,$K$3:$L$6,2,FALSE),IF(AND(OR($W353=\"c\",$W353=\"d\"),Inventory!$AD109=\"\"),\"a\",IF(AND(OR($W353=\"c\",$W353=\"d\"),Inventory!$AD109<>\"\"),VLOOKUP(Inventory!$AD109,$K$3:$L$6,2,FALSE),\"a\")))))","v":"a"},{"$f":"IF(OR(AND($X353<>\"e\",$X353<>\"f\"),$AB353=0,Inventory!$AF109=\"\"),\"a\",VLOOKUP(Inventory!$AF109,$N$3:$O$5,2,FALSE))","v":"a"},{"$f":"IF(OR(Inventory!C109=\"New Construction\",Inventory!C109=\"Replace-on-Burnout\",Inventory!C109=\"Early Retirement\"),Inventory!AS109,0)","v":0},"","","","","","","","","","","","",0,"aaaaa0","No","No",{"$f":"IF($W353=\"a\",0,IF($W353=\"b\",Inventory!$M109,Inventory!$AG109))","v":0},{"$f":"IF(OR($W353=\"a\",AND($AQ353=\"No\",$AR353=\"No\")),0,IF(AND($W353=\"b\",Inventory!$O109=\"Btu/hr\"),Inventory!$N109,IF(AND($W353=\"b\",Inventory!$O109=\"Tons\"),Inventory!$N109*12000,IF(AND(OR($W353=\"c\",$W353=\"d\"),Inventory!$AI109=\"Btu/hr\"),Inventory!$AH109,IF(AND(OR($W353=\"c\",$W353=\"d\"),Inventory!$AI109=\"Tons\"),Inventory!$AH109*12000,0)))))","v":0},0,0,"EER",0,"kW/ton",{"$f":"IF(OR($W353=\"a\",$AR353=\"No\"),0,IF(AND($W353=\"b\",Inventory!$Q109=\"Btu/hr\"),Inventory!$P109,IF(AND($W353=\"b\",Inventory!$Q109=\"Tons\"),Inventory!$P109*12000,IF(AND(OR($W353=\"c\",$W353=\"d\"),Inventory!$AK109=\"Btu/hr\"),Inventory!$AJ109,IF(AND(OR($W353=\"c\",$W353=\"d\"),Inventory!$AK109=\"Tons\"),Inventory!$AJ109*12000,0)))))","v":0},0,0,"COP","No",{"$f":"IF(OR(Inventory!$J109=\"\",$BD353=\"No\"),\"-\",Inventory!$J109)","v":"-"},{"$f":"IFERROR(VLOOKUP($BE353,'Early Retirement'!$B$6:$C$32,2,FALSE),\"-\")","v":"-"},{"$f":"IF(OR($W353<>\"b\",AND($X353<>\"b\",$X353<>\"c\")),\"n\",IF(AND($AO353<>1,$AO353<>2,$AO353<>7,$AO353<>8),\"n\",IF(Inventory!$K109=\"Split\",\"s\",IF(Inventory!$K109=\"Packaged\",\"p\",\"n\"))))","v":"n"},{"$f":"IF(AND($X353<>\"i\",$X353<>\"j\"),\"n\",IF(Inventory!$L109=\"Centrifugal\",\"c\",\"n\"))","v":"n"},"-","-",{"$f":"IFERROR(INDEX('Early Retirement'!$C$4:$AC$32,$BF353,$BJ353),0)","v":0},{"$f":"IFERROR(HLOOKUP($BJ353,'Early Retirement'!$D$4:$AC$5,2,FALSE),0)","v":0},{"$f":"IFERROR(INDEX('Early Retirement'!$AE$4:$BE$32,$BF353,$BJ353),0)","v":0},{"$f":"IFERROR(HLOOKUP($BJ353,'Early Retirement'!$AF$4:$BE$5,2,FALSE),0)","v":0},0,0,"kW/ton",{"$f":"IFERROR(INDEX('Early Retirement'!$BG$4:$CG$32,$BF353,$BJ353),0)","v":0},{"$f":"IFERROR(HLOOKUP($BJ353,'Early Retirement'!$BH$4:$CH$5,2,FALSE),0)","v":0},0,"COP","Yes",0,0,"kW/ton",0,"COP",0,0,"kW/ton",0,"COP"]
[null,null,null,null,null,null,null,null,null,null,null,null,null,null,null,null,null,null,null,null,null,101,{"$f":"IF(Inventory!$C110=\"\",\"a\",VLOOKUP(Inventory!$C110,$B$8:$C$11,2,FALSE))","v":"a"},{"$f":"IF(AND($W354=\"b\",Inventory!$I110=\"\"),\"a\",IF(AND($W354=\"b\",Inventory!$I110<>\"\"),VLOOKUP(Inventory!$I110,$E$3:$F$12,2,FALSE),IF(AND(OR($W354=\"c\",$W354=\"d\"),Inventory!$AB110=\"\"),\"a\",IF(AND(OR($W354=\"c\",$W354=\"d\"),Inventory!$AB110<>\"\"),VLOOKUP(Inventory!$AB110,$E$3:$F$12,2,FALSE),\"a\"))))","v":"a"},{"$f":"IF(OR(AND($X354<>\"b\",$X354<>\"c\"),$AB354=0,$AB354>=(65000/12000),Inventory!$AC110=\"\"),\"a\",VLOOKUP(Inventory!$AC110,$H$3:$I$5,2,FALSE))","v":"a"},{"$f":"IF(AND($X354<>\"i\",$X354<>\"j\"),\"a\",IF(AND($W354=\"b\",Inventory!$L110=\"\"),\"a\",IF(AND($W354=\"b\",Inventory!$L110<>\"\"),VLOOKUP(Inventory!$L110,$K$3:$L$6,2,FALSE),IF(AND(OR($W354=\"c\",$W354=\"d\"),Inventory!$AD110=\"\"),\"a\",IF(AND(OR($W354=\"c\",$W354=\"d\"),Inventory!$AD110<>\"\"),VLOOKUP(Inventory!$AD110,$K$3:$L$6,2,FALSE),\"a\")))))","v":"a"},{"$f":"IF(OR(AND($X354<>\"e\",$X354<>\"f\"),$AB354=0,Inventory!$AF110=\"\"),\"a\",VLOOKUP(Inventory!$AF110,$N$3:$O$5,2,FALSE))","v":"a"},{"$f":"IF(OR(Inventory!C110=\"New Construction\",Inventory!C110=\"Replace-on-Burnout\",Inventory!C110=\"Early Retirement\"),Inventory!AS110,0)","v":0},"","","","","","","","","","","","",0,"aaaaa0","No","No",{"$f":"IF($W354=\"a\",0,IF($W354=\"b\",Inventory!$M110,Inventory!$AG110))","v":0},{"$f":"IF(OR($W354=\"a\",AND($AQ354=\"No\",$AR354=\"No\")),0,IF(AND($W354=\"b\",Inventory!$O110=\"Btu/hr\"),Inventory!$N110,IF(AND($W354=\"b\",Inventory!$O110=\"Tons\"),Inventory!$N110*12000,IF(AND(OR($W354=\"c\",$W354=\"d\"),Inventory!$AI110=\"Btu/hr\"),Inventory!$AH110,IF(AND(OR($W354=\"c\",$W354=\"d\"),Inventory!$AI110=\"Tons\"),Inventory!$AH110*12000,0)))))","v":0},0,0,"EER",0,"kW/ton",{"$f":"IF(OR($W354=\"a\",$AR354=\"No\"),0,IF(AND($W354=\"b\",Inventory!$Q110=\"Btu/hr\"),Inventory!$P110,IF(AND($W354=\"b\",Inventory!$Q110=\"Tons\"),Inventory!$P110*12000,IF(AND(OR($W354=\"c\",$W354=\"d\"),Inventory!$AK110=\"Btu/hr\"),Inventory!$AJ110,IF(AND(OR($W354=\"c\",$W354=\"d\"),Inventory!$AK110=\"Tons\"),Inventory!$AJ110*12000,0)))))","v":0},0,0,"COP","No",{"$f":"IF(OR(Inventory!$J110=\"\",$BD354=\"No\"),\"-\",Inventory!$J110)","v":"-"},{"$f":"IFERROR(VLOOKUP($BE354,'Early Retirement'!$B$6:$C$32,2,FALSE),\"-\")","v":"-"},{"$f":"IF(OR($W354<>\"b\",AND($X354<>\"b\",$X354<>\"c\")),\"n\",IF(AND($AO354<>1,$AO354<>2,$AO354<>7,$AO354<>8),\"n\",IF(Inventory!$K110=\"Split\",\"s\",IF(Inventory!$K110=\"Packaged\",\"p\",\"n\"))))","v":"n"},{"$f":"IF(AND($X354<>\"i\",$X354<>\"j\"),\"n\",IF(Inventory!$L110=\"Centrifugal\",\"c\",\"n\"))","v":"n"},"-","-",{"$f":"IFERROR(INDEX('Early Retirement'!$C$4:$AC$32,$BF354,$BJ354),0)","v":0},{"$f":"IFERROR(HLOOKUP($BJ354,'Early Retirement'!$D$4:$AC$5,2,FALSE),0)","v":0},{"$f":"IFERROR(INDEX('Early Retirement'!$AE$4:$BE$32,$BF354,$BJ354),0)","v":0},{"$f":"IFERROR(HLOOKUP($BJ354,'Early Retirement'!$AF$4:$BE$5,2,FALSE),0)","v":0},0,0,"kW/ton",{"$f":"IFERROR(INDEX('Early Retirement'!$BG$4:$CG$32,$BF354,$BJ354),0)","v":0},{"$f":"IFERROR(HLOOKUP($BJ354,'Early Retirement'!$BH$4:$CH$5,2,FALSE),0)","v":0},0,"COP","Yes",0,0,"kW/ton",0,"COP",0,0,"kW/ton",0,"COP"]
[null,null,null,null,null,null,null,null,null,null,null,null,null,null,null,null,null,null,null,null,null,102,{"$f":"IF(Inventory!$C111=\"\",\"a\",VLOOKUP(Inventory!$C111,$B$8:$C$11,2,FALSE))","v":"a"},{"$f":"IF(AND($W355=\"b\",Inventory!$I111=\"\"),\"a\",IF(AND($W355=\"b\",Inventory!$I111<>\"\"),VLOOKUP(Inventory!$I111,$E$3:$F$12,2,FALSE),IF(AND(OR($W355=\"c\",$W355=\"d\"),Inventory!$AB111=\"\"),\"a\",IF(AND(OR($W355=\"c\",$W355=\"d\"),Inventory!$AB111<>\"\"),VLOOKUP(Inventory!$AB111,$E$3:$F$12,2,FALSE),\"a\"))))","v":"a"},{"$f":"IF(OR(AND($X355<>\"b\",$X355<>\"c\"),$AB355=0,$AB355>=(65000/12000),Inventory!$AC111=\"\"),\"a\",VLOOKUP(Inventory!$AC111,$H$3:$I$5,2,FALSE))","v":"a"},{"$f":"IF(AND($X355<>\"i\",$X355<>\"j\"),\"a\",IF(AND($W355=\"b\",Inventory!$L111=\"\"),\"a\",IF(AND($W355=\"b\",Inventory!$L111<>\"\"),VLOOKUP(Inventory!$L111,$K$3:$L$6,2,FALSE),IF(AND(OR($W355=\"c\",$W355=\"d\"),Inventory!$AD111=\"\"),\"a\",IF(AND(OR($W355=\"c\",$W355=\"d\"),Inventory!$AD111<>\"\"),VLOOKUP(Inventory!$AD111,$K$3:$L$6,2,FALSE),\"a\")))))","v":"a"},{"$f":"IF(OR(AND($X355<>\"e\",$X355<>\"f\"),$AB355=0,Inventory!$AF111=\"\"),\"a\",VLOOKUP(Inventory!$AF111,$N$3:$O$5,2,FALSE))","v":"a"},{"$f":"IF(OR(Inventory!C111=\"New Construction\",Inventory!C111=\"Replace-on-Burnout\",Inventory!C111=\"Early Retirement\"),Inventory!AS111,0)","v":0},"","","","","","","","","","","","",0,"aaaaa0","No","No",{"$f":"IF($W355=\"a\",0,IF($W355=\"b\",Inventory!$M111,Inventory!$AG111))","v":0},{"$f":"IF(OR($W355=\"a\",AND($AQ355=\"No\",$AR355=\"No\")),0,IF(AND($W355=\"b\",Inventory!$O111=\"Btu/hr\"),Inventory!$N111,IF(AND($W355=\"b\",Inventory!$O111=\"Tons\"),Inventory!$N111*12000,IF(AND(OR($W355=\"c\",$W355=\"d\"),Inventory!$AI111=\"Btu/hr\"),Inventory!$AH111,IF(AND(OR($W355=\"c\",$W355=\"d\"),Inventory!$AI111=\"Tons\"),Inventory!$AH111*12000,0)))))","v":0},0,0,"EER",0,"kW/ton",{"$f":"IF(OR($W355=\"a\",$AR355=\"No\"),0,IF(AND($W355=\"b\",Inventory!$Q111=\"Btu/hr\"),Inventory!$P111,IF(AND($W355=\"b\",Inventory!$Q111=\"Tons\"),Inventory!$P111*12000,IF(AND(OR($W355=\"c\",$W355=\"d\"),Inventory!$AK111=\"Btu/hr\"),Inventory!$AJ111,IF(AND(OR($W355=\"c\",$W355=\"d\"),Inventory!$AK111=\"Tons\"),Inventory!$AJ111*12000,0)))))","v":0},0,0,"COP","No",{"$f":"IF(OR(Inventory!$J111=\"\",$BD355=\"No\"),\"-\",Inventory!$J111)","v":"-"},{"$f":"IFERROR(VLOOKUP($BE355,'Early Retirement'!$B$6:$C$32,2,FALSE),\"-\")","v":"-"},{"$f":"IF(OR($W355<>\"b\",AND($X355<>\"b\",$X355<>\"c\")),\"n\",IF(AND($AO355<>1,$AO355<>2,$AO355<>7,$AO355<>8),\"n\",IF(Inventory!$K111=\"Split\",\"s\",IF(Inventory!$K111=\"Packaged\",\"p\",\"n\"))))","v":"n"},{"$f":"IF(AND($X355<>\"i\",$X355<>\"j\"),\"n\",IF(Inventory!$L111=\"Centrifugal\",\"c\",\"n\"))","v":"n"},"-","-",{"$f":"IFERROR(INDEX('Early Retirement'!$C$4:$AC$32,$BF355,$BJ355),0)","v":0},{"$f":"IFERROR(HLOOKUP($BJ355,'Early Retirement'!$D$4:$AC$5,2,FALSE),0)","v":0},{"$f":"IFERROR(INDEX('Early Retirement'!$AE$4:$BE$32,$BF355,$BJ355),0)","v":0},{"$f":"IFERROR(HLOOKUP($BJ355,'Early Retirement'!$AF$4:$BE$5,2,FALSE),0)","v":0},0,0,"kW/ton",{"$f":"IFERROR(INDEX('Early Retirement'!$BG$4:$CG$32,$BF355,$BJ355),0)","v":0},{"$f":"IFERROR(HLOOKUP($BJ355,'Early Retirement'!$BH$4:$CH$5,2,FALSE),0)","v":0},0,"COP","Yes",0,0,"kW/ton",0,"COP",0,0,"kW/ton",0,"COP"]
[null,null,null,null,null,null,null,null,null,null,null,null,null,null,null,null,null,null,null,null,null,103,{"$f":"IF(Inventory!$C112=\"\",\"a\",VLOOKUP(Inventory!$C112,$B$8:$C$11,2,FALSE))","v":"a"},{"$f":"IF(AND($W356=\"b\",Inventory!$I112=\"\"),\"a\",IF(AND($W356=\"b\",Inventory!$I112<>\"\"),VLOOKUP(Inventory!$I112,$E$3:$F$12,2,FALSE),IF(AND(OR($W356=\"c\",$W356=\"d\"),Inventory!$AB112=\"\"),\"a\",IF(AND(OR($W356=\"c\",$W356=\"d\"),Inventory!$AB112<>\"\"),VLOOKUP(Inventory!$AB112,$E$3:$F$12,2,FALSE),\"a\"))))","v":"a"},{"$f":"IF(OR(AND($X356<>\"b\",$X356<>\"c\"),$AB356=0,$AB356>=(65000/12000),Inventory!$AC112=\"\"),\"a\",VLOOKUP(Inventory!$AC112,$H$3:$I$5,2,FALSE))","v":"a"},{"$f":"IF(AND($X356<>\"i\",$X356<>\"j\"),\"a\",IF(AND($W356=\"b\",Inventory!$L112=\"\"),\"a\",IF(AND($W356=\"b\",Inventory!$L112<>\"\"),VLOOKUP(Inventory!$L112,$K$3:$L$6,2,FALSE),IF(AND(OR($W356=\"c\",$W356=\"d\"),Inventory!$AD112=\"\"),\"a\",IF(AND(OR($W356=\"c\",$W356=\"d\"),Inventory!$AD112<>\"\"),VLOOKUP(Inventory!$AD112,$K$3:$L$6,2,FALSE),\"a\")))))","v":"a"},{"$f":"IF(OR(AND($X356<>\"e\",$X356<>\"f\"),$AB356=0,Inventory!$AF112=\"\"),\"a\",VLOOKUP(Inventory!$AF112,$N$3:$O$5,2,FALSE))","v":"a"},{"$f":"IF(OR(Inventory!C112=\"New Construction\",Inventory!C112=\"Replace-on-Burnout\",Inventory!C112=\"Early Retirement\"),Inventory!AS112,0)","v":0},"","","","","","","","","","","","",0,"aaaaa0","No","No",{"$f":"IF($W356=\"a\",0,IF($W356=\"b\",Inventory!$M112,Inventory!$AG112))","v":0},{"$f":"IF(OR($W356=\"a\",AND($AQ356=\"No\",$AR356=\"No\")),0,IF(AND($W356=\"b\",Inventory!$O112=\"Btu/hr\"),Inventory!$N112,IF(AND($W356=\"b\",Inventory!$O112=\"Tons\"),Inventory!$N112*12000,IF(AND(OR($W356=\"c\",$W356=\"d\"),Inventory!$AI112=\"Btu/hr\"),Inventory!$AH112,IF(AND(OR($W356=\"c\",$W356=\"d\"),Inventory!$AI112=\"Tons\"),Inventory!$AH112*12000,0)))))","v":0},0,0,"EER",0,"kW/ton",{"$f":"IF(OR($W356=\"a\",$AR356=\"No\"),0,IF(AND($W356=\"b\",Inventory!$Q112=\"Btu/hr\"),Inventory!$P112,IF(AND($W356=\"b\",Inventory!$Q112=\"Tons\"),Inventory!$P112*12000,IF(AND(OR($W356=\"c\",$W356=\"d\"),Inventory!$AK112=\"Btu/hr\"),Inventory!$AJ112,IF(AND(OR($W356=\"c\",$W356=\"d\"),Inventory!$AK112=\"Tons\"),Inventory!$AJ112*12000,0)))))","v":0},0,0,"COP","No",{"$f":"IF(OR(Inventory!$J112=\"\",$BD356=\"No\"),\"-\",Inventory!$J112)","v":"-"},{"$f":"IFERROR(VLOOKUP($BE356,'Early Retirement'!$B$6:$C$32,2,FALSE),\"-\")","v":"-"},{"$f":"IF(OR($W356<>\"b\",AND($X356<>\"b\",$X356<>\"c\")),\"n\",IF(AND($AO356<>1,$AO356<>2,$AO356<>7,$AO356<>8),\"n\",IF(Inventory!$K112=\"Split\",\"s\",IF(Inventory!$K112=\"Packaged\",\"p\",\"n\"))))","v":"n"},{"$f":"IF(AND($X356<>\"i\",$X356<>\"j\"),\"n\",IF(Inventory!$L112=\"Centrifugal\",\"c\",\"n\"))","v":"n"},"-","-",{"$f":"IFERROR(INDEX('Early Retirement'!$C$4:$AC$32,$BF356,$BJ356),0)","v":0},{"$f":"IFERROR(HLOOKUP($BJ356,'Early Retirement'!$D$4:$AC$5,2,FALSE),0)","v":0},{"$f":"IFERROR(INDEX('Early Retirement'!$AE$4:$BE$32,$BF356,$BJ356),0)","v":0},{"$f":"IFERROR(HLOOKUP($BJ356,'Early Retirement'!$AF$4:$BE$5,2,FALSE),0)","v":0},0,0,"kW/ton",{"$f":"IFERROR(INDEX('Early Retirement'!$BG$4:$CG$32,$BF356,$BJ356),0)","v":0},{"$f":"IFERROR(HLOOKUP($BJ356,'Early Retirement'!$BH$4:$CH$5,2,FALSE),0)","v":0},0,"COP","Yes",0,0,"kW/ton",0,"COP",0,0,"kW/ton",0,"COP"]
[null,null,null,null,null,null,null,null,null,null,null,null,null,null,null,null,null,null,null,null,null,104,{"$f":"IF(Inventory!$C113=\"\",\"a\",VLOOKUP(Inventory!$C113,$B$8:$C$11,2,FALSE))","v":"a"},{"$f":"IF(AND($W357=\"b\",Inventory!$I113=\"\"),\"a\",IF(AND($W357=\"b\",Inventory!$I113<>\"\"),VLOOKUP(Inventory!$I113,$E$3:$F$12,2,FALSE),IF(AND(OR($W357=\"c\",$W357=\"d\"),Inventory!$AB113=\"\"),\"a\",IF(AND(OR($W357=\"c\",$W357=\"d\"),Inventory!$AB113<>\"\"),VLOOKUP(Inventory!$AB113,$E$3:$F$12,2,FALSE),\"a\"))))","v":"a"},{"$f":"IF(OR(AND($X357<>\"b\",$X357<>\"c\"),$AB357=0,$AB357>=(65000/12000),Inventory!$AC113=\"\"),\"a\",VLOOKUP(Inventory!$AC113,$H$3:$I$5,2,FALSE))","v":"a"},{"$f":"IF(AND($X357<>\"i\",$X357<>\"j\"),\"a\",IF(AND($W357=\"b\",Inventory!$L113=\"\"),\"a\",IF(AND($W357=\"b\",Inventory!$L113<>\"\"),VLOOKUP(Inventory!$L113,$K$3:$L$6,2,FALSE),IF(AND(OR($W357=\"c\",$W357=\"d\"),Inventory!$AD113=\"\"),\"a\",IF(AND(OR($W357=\"c\",$W357=\"d\"),Inventory!$AD113<>\"\"),VLOOKUP(Inventory!$AD113,$K$3:$L$6,2,FALSE),\"a\")))))","v":"a"},{"$f":"IF(OR(AND($X357<>\"e\",$X357<>\"f\"),$AB357=0,Inventory!$AF113=\"\"),\"a\",VLOOKUP(Inventory!$AF113,$N$3:$O$5,2,FALSE))","v":"a"},{"$f":"IF(OR(Inventory!C113=\"New Construction\",Inventory!C113=\"Replace-on-Burnout\",Inventory!C113=\"Early Retirement\"),Inventory!AS113,0)","v":0},"","","","","","","","","","","","",0,"aaaaa0","No","No",{"$f":"IF($W357=\"a\",0,IF($W357=\"b\",Inventory!$M113,Inventory!$AG113))","v":0},{"$f":"IF(OR($W357=\"a\",AND($AQ357=\"No\",$AR357=\"No\")),0,IF(AND($W357=\"b\",Inventory!$O113=\"Btu/hr\"),Inventory!$N113,IF(AND($W357=\"b\",Inventory!$O113=\"Tons\"),Inventory!$N113*12000,IF(AND(OR($W357=\"c\",$W357=\"d\"),Inventory!$AI113=\"Btu/hr\"),Inventory!$AH113,IF(AND(OR($W357=\"c\",$W357=\"d\"),Inventory!$AI113=\"Tons\"),Inventory!$AH113*12000,0)))))","v":0},0,0,"EER",0,"kW/ton",{"$f":"IF(OR($W357=\"a\",$AR357=\"No\"),0,IF(AND($W357=\"b\",Inventory!$Q113=\"Btu/hr\"),Inventory!$P113,IF(AND($W357=\"b\",Inventory!$Q113=\"Tons\"),Inventory!$P113*12000,IF(AND(OR($W357=\"c\",$W357=\"d\"),Inventory!$AK113=\"Btu/hr\"),Inventory!$AJ113,IF(AND(OR($W357=\"c\",$W357=\"d\"),Inventory!$AK113=\"Tons\"),Inventory!$AJ113*12000,0)))))","v":0},0,0,"COP","No",{"$f":"IF(OR(Inventory!$J113=\"\",$BD357=\"No\"),\"-\",Inventory!$J113)","v":"-"},{"$f":"IFERROR(VLOOKUP($BE357,'Early Retirement'!$B$6:$C$32,2,FALSE),\"-\")","v":"-"},{"$f":"IF(OR($W357<>\"b\",AND($X357<>\"b\",$X357<>\"c\")),\"n\",IF(AND($AO357<>1,$AO357<>2,$AO357<>7,$AO357<>8),\"n\",IF(Inventory!$K113=\"Split\",\"s\",IF(Inventory!$K113=\"Packaged\",\"p\",\"n\"))))","v":"n"},{"$f":"IF(AND($X357<>\"i\",$X357<>\"j\"),\"n\",IF(Inventory!$L113=\"Centrifugal\",\"c\",\"n\"))","v":"n"},"-","-",{"$f":"IFERROR(INDEX('Early Retirement'!$C$4:$AC$32,$BF357,$BJ357),0)","v":0},{"$f":"IFERROR(HLOOKUP($BJ357,'Early Retirement'!$D$4:$AC$5,2,FALSE),0)","v":0},{"$f":"IFERROR(INDEX('Early Retirement'!$AE$4:$BE$32,$BF357,$BJ357),0)","v":0},{"$f":"IFERROR(HLOOKUP($BJ357,'Early Retirement'!$AF$4:$BE$5,2,FALSE),0)","v":0},0,0,"kW/ton",{"$f":"IFERROR(INDEX('Early Retirement'!$BG$4:$CG$32,$BF357,$BJ357),0)","v":0},{"$f":"IFERROR(HLOOKUP($BJ357,'Early Retirement'!$BH$4:$CH$5,2,FALSE),0)","v":0},0,"COP","Yes",0,0,"kW/ton",0,"COP",0,0,"kW/ton",0,"COP"]
[null,null,null,null,null,null,null,null,null,null,null,null,null,null,null,null,null,null,null,null,null,105,{"$f":"IF(Inventory!$C114=\"\",\"a\",VLOOKUP(Inventory!$C114,$B$8:$C$11,2,FALSE))","v":"a"},{"$f":"IF(AND($W358=\"b\",Inventory!$I114=\"\"),\"a\",IF(AND($W358=\"b\",Inventory!$I114<>\"\"),VLOOKUP(Inventory!$I114,$E$3:$F$12,2,FALSE),IF(AND(OR($W358=\"c\",$W358=\"d\"),Inventory!$AB114=\"\"),\"a\",IF(AND(OR($W358=\"c\",$W358=\"d\"),Inventory!$AB114<>\"\"),VLOOKUP(Inventory!$AB114,$E$3:$F$12,2,FALSE),\"a\"))))","v":"a"},{"$f":"IF(OR(AND($X358<>\"b\",$X358<>\"c\"),$AB358=0,$AB358>=(65000/12000),Inventory!$AC114=\"\"),\"a\",VLOOKUP(Inventory!$AC114,$H$3:$I$5,2,FALSE))","v":"a"},{"$f":"IF(AND($X358<>\"i\",$X358<>\"j\"),\"a\",IF(AND($W358=\"b\",Inventory!$L114=\"\"),\"a\",IF(AND($W358=\"b\",Inventory!$L114<>\"\"),VLOOKUP(Inventory!$L114,$K$3:$L$6,2,FALSE),IF(AND(OR($W358=\"c\",$W358=\"d\"),Inventory!$AD114=\"\"),\"a\",IF(AND(OR($W358=\"c\",$W358=\"d\"),Inventory!$AD114<>\"\"),VLOOKUP(Inventory!$AD114,$K$3:$L$6,2,FALSE),\"a\")))))","v":"a"},{"$f":"IF(OR(AND($X358<>\"e\",$X358<>\"f\"),$AB358=0,Inventory!$AF114=\"\"),\"a\",VLOOKUP(Inventory!$AF114,$N$3:$O$5,2,FALSE))","v":"a"},{"$f":"IF(OR(Inventory!C114=\"New Construction\",Inventory!C114=\"Replace-on-Burnout\",Inventory!C114=\"Early Retirement\"),Inventory!AS114,0)","v":0},"","","","","","","","","","","","",0,"aaaaa0","No","No",{"$f":"IF($W358=\"a\",0,IF($W358=\"b\",Inventory!$M114,Inventory!$AG114))","v":0},{"$f":"IF(OR($W358=\"a\",AND($AQ358=\"No\",$AR358=\"No\")),0,IF(AND($W358=\"b\",Inventory!$O114=\"Btu/hr\"),Inventory!$N114,IF(AND($W358=\"b\",Inventory!$O114=\"Tons\"),Inventory!$N114*12000,IF(AND(OR($W358=\"c\",$W358=\"d\"),Inventory!$AI114=\"Btu/hr\"),Inventory!$AH114,IF(AND(OR($W358=\"c\",$W358=\"d\"),Inventory!$AI114=\"Tons\"),Inventory!$AH114*12000,0)))))","v":0},0,0,"EER",0,"kW/ton",{"$f":"IF(OR($W358=\"a\",$AR358=\"No\"),0,IF(AND($W358=\"b\",Inventory!$Q114=\"Btu/hr\"),Inventory!$P114,IF(AND($W358=\"b\",Inventory!$Q114=\"Tons\"),Inventory!$P114*12000,IF(AND(OR($W358=\"c\",$W358=\"d\"),Inventory!$AK114=\"Btu/hr\"),Inventory!$AJ114,IF(AND(OR($W358=\"c\",$W358=\"d\"),Inventory!$AK114=\"Tons\"),Inventory!$AJ114*12000,0)))))","v":0},0,0,"COP","No",{"$f":"IF(OR(Inventory!$J114=\"\",$BD358=\"No\"),\"-\",Inventory!$J114)","v":"-"},{"$f":"IFERROR(VLOOKUP($BE358,'Early Retirement'!$B$6:$C$32,2,FALSE),\"-\")","v":"-"},{"$f":"IF(OR($W358<>\"b\",AND($X358<>\"b\",$X358<>\"c\")),\"n\",IF(AND($AO358<>1,$AO358<>2,$AO358<>7,$AO358<>8),\"n\",IF(Inventory!$K114=\"Split\",\"s\",IF(Inventory!$K114=\"Packaged\",\"p\",\"n\"))))","v":"n"},{"$f":"IF(AND($X358<>\"i\",$X358<>\"j\"),\"n\",IF(Inventory!$L114=\"Centrifugal\",\"c\",\"n\"))","v":"n"},"-","-",{"$f":"IFERROR(INDEX('Early Retirement'!$C$4:$AC$32,$BF358,$BJ358),0)","v":0},{"$f":"IFERROR(HLOOKUP($BJ358,'Early Retirement'!$D$4:$AC$5,2,FALSE),0)","v":0},{"$f":"IFERROR(INDEX('Early Retirement'!$AE$4:$BE$32,$BF358,$BJ358),0)","v":0},{"$f":"IFERROR(HLOOKUP($BJ358,'Early Retirement'!$AF$4:$BE$5,2,FALSE),0)","v":0},0,0,"kW/ton",{"$f":"IFERROR(INDEX('Early Retirement'!$BG$4:$CG$32,$BF358,$BJ358),0)","v":0},{"$f":"IFERROR(HLOOKUP($BJ358,'Early Retirement'!$BH$4:$CH$5,2,FALSE),0)","v":0},0,"COP","Yes",0,0,"kW/ton",0,"COP",0,0,"kW/ton",0,"COP"]
[null,null,null,null,null,null,null,null,null,null,null,null,null,null,null,null,null,null,null,null,null,106,{"$f":"IF(Inventory!$C115=\"\",\"a\",VLOOKUP(Inventory!$C115,$B$8:$C$11,2,FALSE))","v":"a"},{"$f":"IF(AND($W359=\"b\",Inventory!$I115=\"\"),\"a\",IF(AND($W359=\"b\",Inventory!$I115<>\"\"),VLOOKUP(Inventory!$I115,$E$3:$F$12,2,FALSE),IF(AND(OR($W359=\"c\",$W359=\"d\"),Inventory!$AB115=\"\"),\"a\",IF(AND(OR($W359=\"c\",$W359=\"d\"),Inventory!$AB115<>\"\"),VLOOKUP(Inventory!$AB115,$E$3:$F$12,2,FALSE),\"a\"))))","v":"a"},{"$f":"IF(OR(AND($X359<>\"b\",$X359<>\"c\"),$AB359=0,$AB359>=(65000/12000),Inventory!$AC115=\"\"),\"a\",VLOOKUP(Inventory!$AC115,$H$3:$I$5,2,FALSE))","v":"a"},{"$f":"IF(AND($X359<>\"i\",$X359<>\"j\"),\"a\",IF(AND($W359=\"b\",Inventory!$L115=\"\"),\"a\",IF(AND($W359=\"b\",Inventory!$L115<>\"\"),VLOOKUP(Inventory!$L115,$K$3:$L$6,2,FALSE),IF(AND(OR($W359=\"c\",$W359=\"d\"),Inventory!$AD115=\"\"),\"a\",IF(AND(OR($W359=\"c\",$W359=\"d\"),Inventory!$AD115<>\"\"),VLOOKUP(Inventory!$AD115,$K$3:$L$6,2,FALSE),\"a\")))))","v":"a"},{"$f":"IF(OR(AND($X359<>\"e\",$X359<>\"f\"),$AB359=0,Inventory!$AF115=\"\"),\"a\",VLOOKUP(Inventory!$AF115,$N$3:$O$5,2,FALSE))","v":"a"},{"$f":"IF(OR(Inventory!C115=\"New Construction\",Inventory!C115=\"Replace-on-Burnout\",Inventory!C115=\"Early Retirement\"),Inventory!AS115,0)","v":0},"","","","","","","","","","","","",0,"aaaaa0","No","No",{"$f":"IF($W359=\"a\",0,IF($W359=\"b\",Inventory!$M115,Inventory!$AG115))","v":0},{"$f":"IF(OR($W359=\"a\",AND($AQ359=\"No\",$AR359=\"No\")),0,IF(AND($W359=\"b\",Inventory!$O115=\"Btu/hr\"),Inventory!$N115,IF(AND($W359=\"b\",Inventory!$O115=\"Tons\"),Inventory!$N115*12000,IF(AND(OR($W359=\"c\",$W359=\"d\"),Inventory!$AI115=\"Btu/hr\"),Inventory!$AH115,IF(AND(OR($W359=\"c\",$W359=\"d\"),Inventory!$AI115=\"Tons\"),Inventory!$AH115*12000,0)))))","v":0},0,0,"EER",0,"kW/ton",{"$f":"IF(OR($W359=\"a\",$AR359=\"No\"),0,IF(AND($W359=\"b\",Inventory!$Q115=\"Btu/hr\"),Inventory!$P115,IF(AND($W359=\"b\",Inventory!$Q115=\"Tons\"),Inventory!$P115*12000,IF(AND(OR($W359=\"c\",$W359=\"d\"),Inventory!$AK115=\"Btu/hr\"),Inventory!$AJ115,IF(AND(OR($W359=\"c\",$W359=\"d\"),Inventory!$AK115=\"Tons\"),Inventory!$AJ115*12000,0)))))","v":0},0,0,"COP","No",{"$f":"IF(OR(Inventory!$J115=\"\",$BD359=\"No\"),\"-\",Inventory!$J115)","v":"-"},{"$f":"IFERROR(VLOOKUP($BE359,'Early Retirement'!$B$6:$C$32,2,FALSE),\"-\")","v":"-"},{"$f":"IF(OR($W359<>\"b\",AND($X359<>\"b\",$X359<>\"c\")),\"n\",IF(AND($AO359<>1,$AO359<>2,$AO359<>7,$AO359<>8),\"n\",IF(Inventory!$K115=\"Split\",\"s\",IF(Inventory!$K115=\"Packaged\",\"p\",\"n\"))))","v":"n"},{"$f":"IF(AND($X359<>\"i\",$X359<>\"j\"),\"n\",IF(Inventory!$L115=\"Centrifugal\",\"c\",\"n\"))","v":"n"},"-","-",{"$f":"IFERROR(INDEX('Early Retirement'!$C$4:$AC$32,$BF359,$BJ359),0)","v":0},{"$f":"IFERROR(HLOOKUP($BJ359,'Early Retirement'!$D$4:$AC$5,2,FALSE),0)","v":0},{"$f":"IFERROR(INDEX('Early Retirement'!$AE$4:$BE$32,$BF359,$BJ359),0)","v":0},{"$f":"IFERROR(HLOOKUP($BJ359,'Early Retirement'!$AF$4:$BE$5,2,FALSE),0)","v":0},0,0,"kW/ton",{"$f":"IFERROR(INDEX('Early Retirement'!$BG$4:$CG$32,$BF359,$BJ359),0)","v":0},{"$f":"IFERROR(HLOOKUP($BJ359,'Early Retirement'!$BH$4:$CH$5,2,FALSE),0)","v":0},0,"COP","Yes",0,0,"kW/ton",0,"COP",0,0,"kW/ton",0,"COP"]
[null,null,null,null,null,null,null,null,null,null,null,null,null,null,null,null,null,null,null,null,null,107,{"$f":"IF(Inventory!$C116=\"\",\"a\",VLOOKUP(Inventory!$C116,$B$8:$C$11,2,FALSE))","v":"a"},{"$f":"IF(AND($W360=\"b\",Inventory!$I116=\"\"),\"a\",IF(AND($W360=\"b\",Inventory!$I116<>\"\"),VLOOKUP(Inventory!$I116,$E$3:$F$12,2,FALSE),IF(AND(OR($W360=\"c\",$W360=\"d\"),Inventory!$AB116=\"\"),\"a\",IF(AND(OR($W360=\"c\",$W360=\"d\"),Inventory!$AB116<>\"\"),VLOOKUP(Inventory!$AB116,$E$3:$F$12,2,FALSE),\"a\"))))","v":"a"},{"$f":"IF(OR(AND($X360<>\"b\",$X360<>\"c\"),$AB360=0,$AB360>=(65000/12000),Inventory!$AC116=\"\"),\"a\",VLOOKUP(Inventory!$AC116,$H$3:$I$5,2,FALSE))","v":"a"},{"$f":"IF(AND($X360<>\"i\",$X360<>\"j\"),\"a\",IF(AND($W360=\"b\",Inventory!$L116=\"\"),\"a\",IF(AND($W360=\"b\",Inventory!$L116<>\"\"),VLOOKUP(Inventory!$L116,$K$3:$L$6,2,FALSE),IF(AND(OR($W360=\"c\",$W360=\"d\"),Inventory!$AD116=\"\"),\"a\",IF(AND(OR($W360=\"c\",$W360=\"d\"),Inventory!$AD116<>\"\"),VLOOKUP(Inventory!$AD116,$K$3:$L$6,2,FALSE),\"a\")))))","v":"a"},{"$f":"IF(OR(AND($X360<>\"e\",$X360<>\"f\"),$AB360=0,Inventory!$AF116=\"\"),\"a\",VLOOKUP(Inventory!$AF116,$N$3:$O$5,2,FALSE))","v":"a"},{"$f":"IF(OR(Inventory!C116=\"New Construction\",Inventory!C116=\"Replace-on-Burnout\",Inventory!C116=\"Early Retirement\"),Inventory!AS116,0)","v":0},"","","","","","","","","","","","",0,"aaaaa0","No","No",{"$f":"IF($W360=\"a\",0,IF($W360=\"b\",Inventory!$M116,Inventory!$AG116))","v":0},{"$f":"IF(OR($W360=\"a\",AND($AQ360=\"No\",$AR360=\"No\")),0,IF(AND($W360=\"b\",Inventory!$O116=\"Btu/hr\"),Inventory!$N116,IF(AND($W360=\"b\",Inventory!$O116=\"Tons\"),Inventory!$N116*12000,IF(AND(OR($W360=\"c\",$W360=\"d\"),Inventory!$AI116=\"Btu/hr\"),Inventory!$AH116,IF(AND(OR($W360=\"c\",$W360=\"d\"),Inventory!$AI116=\"Tons\"),Inventory!$AH116*12000,0)))))","v":0},0,0,"EER",0,"kW/ton",{"$f":"IF(OR($W360=\"a\",$AR360=\"No\"),0,IF(AND($W360=\"b\",Inventory!$Q116=\"Btu/hr\"),Inventory!$P116,IF(AND($W360=\"b\",Inventory!$Q116=\"Tons\"),Inventory!$P116*12000,IF(AND(OR($W360=\"c\",$W360=\"d\"),Inventory!$AK116=\"Btu/hr\"),Inventory!$AJ116,IF(AND(OR($W360=\"c\",$W360=\"d\"),Inventory!$AK116=\"Tons\"),Inventory!$AJ116*12000,0)))))","v":0},0,0,"COP","No",{"$f":"IF(OR(Inventory!$J116=\"\",$BD360=\"No\"),\"-\",Inventory!$J116)","v":"-"},{"$f":"IFERROR(VLOOKUP($BE360,'Early Retirement'!$B$6:$C$32,2,FALSE),\"-\")","v":"-"},{"$f":"IF(OR($W360<>\"b\",AND($X360<>\"b\",$X360<>\"c\")),\"n\",IF(AND($AO360<>1,$AO360<>2,$AO360<>7,$AO360<>8),\"n\",IF(Inventory!$K116=\"Split\",\"s\",IF(Inventory!$K116=\"Packaged\",\"p\",\"n\"))))","v":"n"},{"$f":"IF(AND($X360<>\"i\",$X360<>\"j\"),\"n\",IF(Inventory!$L116=\"Centrifugal\",\"c\",\"n\"))","v":"n"},"-","-",{"$f":"IFERROR(INDEX('Early Retirement'!$C$4:$AC$32,$BF360,$BJ360),0)","v":0},{"$f":"IFERROR(HLOOKUP($BJ360,'Early Retirement'!$D$4:$AC$5,2,FALSE),0)","v":0},{"$f":"IFERROR(INDEX('Early Retirement'!$AE$4:$BE$32,$BF360,$BJ360),0)","v":0},{"$f":"IFERROR(HLOOKUP($BJ360,'Early Retirement'!$AF$4:$BE$5,2,FALSE),0)","v":0},0,0,"kW/ton",{"$f":"IFERROR(INDEX('Early Retirement'!$BG$4:$CG$32,$BF360,$BJ360),0)","v":0},{"$f":"IFERROR(HLOOKUP($BJ360,'Early Retirement'!$BH$4:$CH$5,2,FALSE),0)","v":0},0,"COP","Yes",0,0,"kW/ton",0,"COP",0,0,"kW/ton",0,"COP"]
[null,null,null,null,null,null,null,null,null,null,null,null,null,null,null,null,null,null,null,null,null,108,{"$f":"IF(Inventory!$C117=\"\",\"a\",VLOOKUP(Inventory!$C117,$B$8:$C$11,2,FALSE))","v":"a"},{"$f":"IF(AND($W361=\"b\",Inventory!$I117=\"\"),\"a\",IF(AND($W361=\"b\",Inventory!$I117<>\"\"),VLOOKUP(Inventory!$I117,$E$3:$F$12,2,FALSE),IF(AND(OR($W361=\"c\",$W361=\"d\"),Inventory!$AB117=\"\"),\"a\",IF(AND(OR($W361=\"c\",$W361=\"d\"),Inventory!$AB117<>\"\"),VLOOKUP(Inventory!$AB117,$E$3:$F$12,2,FALSE),\"a\"))))","v":"a"},{"$f":"IF(OR(AND($X361<>\"b\",$X361<>\"c\"),$AB361=0,$AB361>=(65000/12000),Inventory!$AC117=\"\"),\"a\",VLOOKUP(Inventory!$AC117,$H$3:$I$5,2,FALSE))","v":"a"},{"$f":"IF(AND($X361<>\"i\",$X361<>\"j\"),\"a\",IF(AND($W361=\"b\",Inventory!$L117=\"\"),\"a\",IF(AND($W361=\"b\",Inventory!$L117<>\"\"),VLOOKUP(Inventory!$L117,$K$3:$L$6,2,FALSE),IF(AND(OR($W361=\"c\",$W361=\"d\"),Inventory!$AD117=\"\"),\"a\",IF(AND(OR($W361=\"c\",$W361=\"d\"),Inventory!$AD117<>\"\"),VLOOKUP(Inventory!$AD117,$K$3:$L$6,2,FALSE),\"a\")))))","v":"a"},{"$f":"IF(OR(AND($X361<>\"e\",$X361<>\"f\"),$AB361=0,Inventory!$AF117=\"\"),\"a\",VLOOKUP(Inventory!$AF117,$N$3:$O$5,2,FALSE))","v":"a"},{"$f":"IF(OR(Inventory!C117=\"New Construction\",Inventory!C117=\"Replace-on-Burnout\",Inventory!C117=\"Early Retirement\"),Inventory!AS117,0)","v":0},"","","","","","","","","","","","",0,"aaaaa0","No","No",{"$f":"IF($W361=\"a\",0,IF($W361=\"b\",Inventory!$M117,Inventory!$AG117))","v":0},{"$f":"IF(OR($W361=\"a\",AND($AQ361=\"No\",$AR361=\"No\")),0,IF(AND($W361=\"b\",Inventory!$O117=\"Btu/hr\"),Inventory!$N117,IF(AND($W361=\"b\",Inventory!$O117=\"Tons\"),Inventory!$N117*12000,IF(AND(OR($W361=\"c\",$W361=\"d\"),Inventory!$AI117=\"Btu/hr\"),Inventory!$AH117,IF(AND(OR($W361=\"c\",$W361=\"d\"),Inventory!$AI117=\"Tons\"),Inventory!$AH117*12000,0)))))","v":0},0,0,"EER",0,"kW/ton",{"$f":"IF(OR($W361=\"a\",$AR361=\"No\"),0,IF(AND($W361=\"b\",Inventory!$Q117=\"Btu/hr\"),Inventory!$P117,IF(AND($W361=\"b\",Inventory!$Q117=\"Tons\"),Inventory!$P117*12000,IF(AND(OR($W361=\"c\",$W361=\"d\"),Inventory!$AK117=\"Btu/hr\"),Inventory!$AJ117,IF(AND(OR($W361=\"c\",$W361=\"d\"),Inventory!$AK117=\"Tons\"),Inventory!$AJ117*12000,0)))))","v":0},0,0,"COP","No",{"$f":"IF(OR(Inventory!$J117=\"\",$BD361=\"No\"),\"-\",Inventory!$J117)","v":"-"},{"$f":"IFERROR(VLOOKUP($BE361,'Early Retirement'!$B$6:$C$32,2,FALSE),\"-\")","v":"-"},{"$f":"IF(OR($W361<>\"b\",AND($X361<>\"b\",$X361<>\"c\")),\"n\",IF(AND($AO361<>1,$AO361<>2,$AO361<>7,$AO361<>8),\"n\",IF(Inventory!$K117=\"Split\",\"s\",IF(Inventory!$K117=\"Packaged\",\"p\",\"n\"))))","v":"n"},{"$f":"IF(AND($X361<>\"i\",$X361<>\"j\"),\"n\",IF(Inventory!$L117=\"Centrifugal\",\"c\",\"n\"))","v":"n"},"-","-",{"$f":"IFERROR(INDEX('Early Retirement'!$C$4:$AC$32,$BF361,$BJ361),0)","v":0},{"$f":"IFERROR(HLOOKUP($BJ361,'Early Retirement'!$D$4:$AC$5,2,FALSE),0)","v":0},{"$f":"IFERROR(INDEX('Early Retirement'!$AE$4:$BE$32,$BF361,$BJ361),0)","v":0},{"$f":"IFERROR(HLOOKUP($BJ361,'Early Retirement'!$AF$4:$BE$5,2,FALSE),0)","v":0},0,0,"kW/ton",{"$f":"IFERROR(INDEX('Early Retirement'!$BG$4:$CG$32,$BF361,$BJ361),0)","v":0},{"$f":"IFERROR(HLOOKUP($BJ361,'Early Retirement'!$BH$4:$CH$5,2,FALSE),0)","v":0},0,"COP","Yes",0,0,"kW/ton",0,"COP",0,0,"kW/ton",0,"COP"]
[null,null,null,null,null,null,null,null,null,null,null,null,null,null,null,null,null,null,null,null,null,109,{"$f":"IF(Inventory!$C118=\"\",\"a\",VLOOKUP(Inventory!$C118,$B$8:$C$11,2,FALSE))","v":"a"},{"$f":"IF(AND($W362=\"b\",Inventory!$I118=\"\"),\"a\",IF(AND($W362=\"b\",Inventory!$I118<>\"\"),VLOOKUP(Inventory!$I118,$E$3:$F$12,2,FALSE),IF(AND(OR($W362=\"c\",$W362=\"d\"),Inventory!$AB118=\"\"),\"a\",IF(AND(OR($W362=\"c\",$W362=\"d\"),Inventory!$AB118<>\"\"),VLOOKUP(Inventory!$AB118,$E$3:$F$12,2,FALSE),\"a\"))))","v":"a"},{"$f":"IF(OR(AND($X362<>\"b\",$X362<>\"c\"),$AB362=0,$AB362>=(65000/12000),Inventory!$AC118=\"\"),\"a\",VLOOKUP(Inventory!$AC118,$H$3:$I$5,2,FALSE))","v":"a"},{"$f":"IF(AND($X362<>\"i\",$X362<>\"j\"),\"a\",IF(AND($W362=\"b\",Inventory!$L118=\"\"),\"a\",IF(AND($W362=\"b\",Inventory!$L118<>\"\"),VLOOKUP(Inventory!$L118,$K$3:$L$6,2,FALSE),IF(AND(OR($W362=\"c\",$W362=\"d\"),Inventory!$AD118=\"\"),\"a\",IF(AND(OR($W362=\"c\",$W362=\"d\"),Inventory!$AD118<>\"\"),VLOOKUP(Inventory!$AD118,$K$3:$L$6,2,FALSE),\"a\")))))","v":"a"},{"$f":"IF(OR(AND($X362<>\"e\",$X362<>\"f\"),$AB362=0,Inventory!$AF118=\"\"),\"a\",VLOOKUP(Inventory!$AF118,$N$3:$O$5,2,FALSE))","v":"a"},{"$f":"IF(OR(Inventory!C118=\"New Construction\",Inventory!C118=\"Replace-on-Burnout\",Inventory!C118=\"Early Retirement\"),Inventory!AS118,0)","v":0},"","","","","","","","","","","","",0,"aaaaa0","No","No",{"$f":"IF($W362=\"a\",0,IF($W362=\"b\",Inventory!$M118,Inventory!$AG118))","v":0},{"$f":"IF(OR($W362=\"a\",AND($AQ362=\"No\",$AR362=\"No\")),0,IF(AND($W362=\"b\",Inventory!$O118=\"Btu/hr\"),Inventory!$N118,IF(AND($W362=\"b\",Inventory!$O118=\"Tons\"),Inventory!$N118*12000,IF(AND(OR($W362=\"c\",$W362=\"d\"),Inventory!$AI118=\"Btu/hr\"),Inventory!$AH118,IF(AND(OR($W362=\"c\",$W362=\"d\"),Inventory!$AI118=\"Tons\"),Inventory!$AH118*12000,0)))))","v":0},0,0,"EER",0,"kW/ton",{"$f":"IF(OR($W362=\"a\",$AR362=\"No\"),0,IF(AND($W362=\"b\",Inventory!$Q118=\"Btu/hr\"),Inventory!$P118,IF(AND($W362=\"b\",Inventory!$Q118=\"Tons\"),Inventory!$P118*12000,IF(AND(OR($W362=\"c\",$W362=\"d\"),Inventory!$AK118=\"Btu/hr\"),Inventory!$AJ118,IF(AND(OR($W362=\"c\",$W362=\"d\"),Inventory!$AK118=\"Tons\"),Inventory!$AJ118*12000,0)))))","v":0},0,0,"COP","No",{"$f":"IF(OR(Inventory!$J118=\"\",$BD362=\"No\"),\"-\",Inventory!$J118)","v":"-"},{"$f":"IFERROR(VLOOKUP($BE362,'Early Retirement'!$B$6:$C$32,2,FALSE),\"-\")","v":"-"},{"$f":"IF(OR($W362<>\"b\",AND($X362<>\"b\",$X362<>\"c\")),\"n\",IF(AND($AO362<>1,$AO362<>2,$AO362<>7,$AO362<>8),\"n\",IF(Inventory!$K118=\"Split\",\"s\",IF(Inventory!$K118=\"Packaged\",\"p\",\"n\"))))","v":"n"},{"$f":"IF(AND($X362<>\"i\",$X362<>\"j\"),\"n\",IF(Inventory!$L118=\"Centrifugal\",\"c\",\"n\"))","v":"n"},"-","-",{"$f":"IFERROR(INDEX('Early Retirement'!$C$4:$AC$32,$BF362,$BJ362),0)","v":0},{"$f":"IFERROR(HLOOKUP($BJ362,'Early Retirement'!$D$4:$AC$5,2,FALSE),0)","v":0},{"$f":"IFERROR(INDEX('Early Retirement'!$AE$4:$BE$32,$BF362,$BJ362),0)","v":0},{"$f":"IFERROR(HLOOKUP($BJ362,'Early Retirement'!$AF$4:$BE$5,2,FALSE),0)","v":0},0,0,"kW/ton",{"$f":"IFERROR(INDEX('Early Retirement'!$BG$4:$CG$32,$BF362,$BJ362),0)","v":0},{"$f":"IFERROR(HLOOKUP($BJ362,'Early Retirement'!$BH$4:$CH$5,2,FALSE),0)","v":0},0,"COP","Yes",0,0,"kW/ton",0,"COP",0,0,"kW/ton",0,"COP"]
[null,null,null,null,null,null,null,null,null,null,null,null,null,null,null,null,null,null,null,null,null,110,{"$f":"IF(Inventory!$C119=\"\",\"a\",VLOOKUP(Inventory!$C119,$B$8:$C$11,2,FALSE))","v":"a"},{"$f":"IF(AND($W363=\"b\",Inventory!$I119=\"\"),\"a\",IF(AND($W363=\"b\",Inventory!$I119<>\"\"),VLOOKUP(Inventory!$I119,$E$3:$F$12,2,FALSE),IF(AND(OR($W363=\"c\",$W363=\"d\"),Inventory!$AB119=\"\"),\"a\",IF(AND(OR($W363=\"c\",$W363=\"d\"),Inventory!$AB119<>\"\"),VLOOKUP(Inventory!$AB119,$E$3:$F$12,2,FALSE),\"a\"))))","v":"a"},{"$f":"IF(OR(AND($X363<>\"b\",$X363<>\"c\"),$AB363=0,$AB363>=(65000/12000),Inventory!$AC119=\"\"),\"a\",VLOOKUP(Inventory!$AC119,$H$3:$I$5,2,FALSE))","v":"a"},{"$f":"IF(AND($X363<>\"i\",$X363<>\"j\"),\"a\",IF(AND($W363=\"b\",Inventory!$L119=\"\"),\"a\",IF(AND($W363=\"b\",Inventory!$L119<>\"\"),VLOOKUP(Inventory!$L119,$K$3:$L$6,2,FALSE),IF(AND(OR($W363=\"c\",$W363=\"d\"),Inventory!$AD119=\"\"),\"a\",IF(AND(OR($W363=\"c\",$W363=\"d\"),Inventory!$AD119<>\"\"),VLOOKUP(Inventory!$AD119,$K$3:$L$6,2,FALSE),\"a\")))))","v":"a"},{"$f":"IF(OR(AND($X363<>\"e\",$X363<>\"f\"),$AB363=0,Inventory!$AF119=\"\"),\"a\",VLOOKUP(Inventory!$AF119,$N$3:$O$5,2,FALSE))","v":"a"},{"$f":"IF(OR(Inventory!C119=\"New Construction\",Inventory!C119=\"Replace-on-Burnout\",Inventory!C119=\"Early Retirement\"),Inventory!AS119,0)","v":0},"","","","","","","","","","","","",0,"aaaaa0","No","No",{"$f":"IF($W363=\"a\",0,IF($W363=\"b\",Inventory!$M119,Inventory!$AG119))","v":0},{"$f":"IF(OR($W363=\"a\",AND($AQ363=\"No\",$AR363=\"No\")),0,IF(AND($W363=\"b\",Inventory!$O119=\"Btu/hr\"),Inventory!$N119,IF(AND($W363=\"b\",Inventory!$O119=\"Tons\"),Inventory!$N119*12000,IF(AND(OR($W363=\"c\",$W363=\"d\"),Inventory!$AI119=\"Btu/hr\"),Inventory!$AH119,IF(AND(OR($W363=\"c\",$W363=\"d\"),Inventory!$AI119=\"Tons\"),Inventory!$AH119*12000,0)))))","v":0},0,0,"EER",0,"kW/ton",{"$f":"IF(OR($W363=\"a\",$AR363=\"No\"),0,IF(AND($W363=\"b\",Inventory!$Q119=\"Btu/hr\"),Inventory!$P119,IF(AND($W363=\"b\",Inventory!$Q119=\"Tons\"),Inventory!$P119*12000,IF(AND(OR($W363=\"c\",$W363=\"d\"),Inventory!$AK119=\"Btu/hr\"),Inventory!$AJ119,IF(AND(OR($W363=\"c\",$W363=\"d\"),Inventory!$AK119=\"Tons\"),Inventory!$AJ119*12000,0)))))","v":0},0,0,"COP","No",{"$f":"IF(OR(Inventory!$J119=\"\",$BD363=\"No\"),\"-\",Inventory!$J119)","v":"-"},{"$f":"IFERROR(VLOOKUP($BE363,'Early Retirement'!$B$6:$C$32,2,FALSE),\"-\")","v":"-"},{"$f":"IF(OR($W363<>\"b\",AND($X363<>\"b\",$X363<>\"c\")),\"n\",IF(AND($AO363<>1,$AO363<>2,$AO363<>7,$AO363<>8),\"n\",IF(Inventory!$K119=\"Split\",\"s\",IF(Inventory!$K119=\"Packaged\",\"p\",\"n\"))))","v":"n"},{"$f":"IF(AND($X363<>\"i\",$X363<>\"j\"),\"n\",IF(Inventory!$L119=\"Centrifugal\",\"c\",\"n\"))","v":"n"},"-","-",{"$f":"IFERROR(INDEX('Early Retirement'!$C$4:$AC$32,$BF363,$BJ363),0)","v":0},{"$f":"IFERROR(HLOOKUP($BJ363,'Early Retirement'!$D$4:$AC$5,2,FALSE),0)","v":0},{"$f":"IFERROR(INDEX('Early Retirement'!$AE$4:$BE$32,$BF363,$BJ363),0)","v":0},{"$f":"IFERROR(HLOOKUP($BJ363,'Early Retirement'!$AF$4:$BE$5,2,FALSE),0)","v":0},0,0,"kW/ton",{"$f":"IFERROR(INDEX('Early Retirement'!$BG$4:$CG$32,$BF363,$BJ363),0)","v":0},{"$f":"IFERROR(HLOOKUP($BJ363,'Early Retirement'!$BH$4:$CH$5,2,FALSE),0)","v":0},0,"COP","Yes",0,0,"kW/ton",0,"COP",0,0,"kW/ton",0,"COP"]
[null,null,null,null,null,null,null,null,null,null,null,null,null,null,null,null,null,null,null,null,null,111,{"$f":"IF(Inventory!$C120=\"\",\"a\",VLOOKUP(Inventory!$C120,$B$8:$C$11,2,FALSE))","v":"a"},{"$f":"IF(AND($W364=\"b\",Inventory!$I120=\"\"),\"a\",IF(AND($W364=\"b\",Inventory!$I120<>\"\"),VLOOKUP(Inventory!$I120,$E$3:$F$12,2,FALSE),IF(AND(OR($W364=\"c\",$W364=\"d\"),Inventory!$AB120=\"\"),\"a\",IF(AND(OR($W364=\"c\",$W364=\"d\"),Inventory!$AB120<>\"\"),VLOOKUP(Inventory!$AB120,$E$3:$F$12,2,FALSE),\"a\"))))","v":"a"},{"$f":"IF(OR(AND($X364<>\"b\",$X364<>\"c\"),$AB364=0,$AB364>=(65000/12000),Inventory!$AC120=\"\"),\"a\",VLOOKUP(Inventory!$AC120,$H$3:$I$5,2,FALSE))","v":"a"},{"$f":"IF(AND($X364<>\"i\",$X364<>\"j\"),\"a\",IF(AND($W364=\"b\",Inventory!$L120=\"\"),\"a\",IF(AND($W364=\"b\",Inventory!$L120<>\"\"),VLOOKUP(Inventory!$L120,$K$3:$L$6,2,FALSE),IF(AND(OR($W364=\"c\",$W364=\"d\"),Inventory!$AD120=\"\"),\"a\",IF(AND(OR($W364=\"c\",$W364=\"d\"),Inventory!$AD120<>\"\"),VLOOKUP(Inventory!$AD120,$K$3:$L$6,2,FALSE),\"a\")))))","v":"a"},{"$f":"IF(OR(AND($X364<>\"e\",$X364<>\"f\"),$AB364=0,Inventory!$AF120=\"\"),\"a\",VLOOKUP(Inventory!$AF120,$N$3:$O$5,2,FALSE))","v":"a"},{"$f":"IF(OR(Inventory!C120=\"New Construction\",Inventory!C120=\"Replace-on-Burnout\",Inventory!C120=\"Early Retirement\"),Inventory!AS120,0)","v":0},"","","","","","","","","","","","",0,"aaaaa0","No","No",{"$f":"IF($W364=\"a\",0,IF($W364=\"b\",Inventory!$M120,Inventory!$AG120))","v":0},{"$f":"IF(OR($W364=\"a\",AND($AQ364=\"No\",$AR364=\"No\")),0,IF(AND($W364=\"b\",Inventory!$O120=\"Btu/hr\"),Inventory!$N120,IF(AND($W364=\"b\",Inventory!$O120=\"Tons\"),Inventory!$N120*12000,IF(AND(OR($W364=\"c\",$W364=\"d\"),Inventory!$AI120=\"Btu/hr\"),Inventory!$AH120,IF(AND(OR($W364=\"c\",$W364=\"d\"),Inventory!$AI120=\"Tons\"),Inventory!$AH120*12000,0)))))","v":0},0,0,"EER",0,"kW/ton",{"$f":"IF(OR($W364=\"a\",$AR364=\"No\"),0,IF(AND($W364=\"b\",Inventory!$Q120=\"Btu/hr\"),Inventory!$P120,IF(AND($W364=\"b\",Inventory!$Q120=\"Tons\"),Inventory!$P120*12000,IF(AND(OR($W364=\"c\",$W364=\"d\"),Inventory!$AK120=\"Btu/hr\"),Inventory!$AJ120,IF(AND(OR($W364=\"c\",$W364=\"d\"),Inventory!$AK120=\"Tons\"),Inventory!$AJ120*12000,0)))))","v":0},0,0,"COP","No",{"$f":"IF(OR(Inventory!$J120=\"\",$BD364=\"No\"),\"-\",Inventory!$J120)","v":"-"},{"$f":"IFERROR(VLOOKUP($BE364,'Early Retirement'!$B$6:$C$32,2,FALSE),\"-\")","v":"-"},{"$f":"IF(OR($W364<>\"b\",AND($X364<>\"b\",$X364<>\"c\")),\"n\",IF(AND($AO364<>1,$AO364<>2,$AO364<>7,$AO364<>8),\"n\",IF(Inventory!$K120=\"Split\",\"s\",IF(Inventory!$K120=\"Packaged\",\"p\",\"n\"))))","v":"n"},{"$f":"IF(AND($X364<>\"i\",$X364<>\"j\"),\"n\",IF(Inventory!$L120=\"Centrifugal\",\"c\",\"n\"))","v":"n"},"-","-",{"$f":"IFERROR(INDEX('Early Retirement'!$C$4:$AC$32,$BF364,$BJ364),0)","v":0},{"$f":"IFERROR(HLOOKUP($BJ364,'Early Retirement'!$D$4:$AC$5,2,FALSE),0)","v":0},{"$f":"IFERROR(INDEX('Early Retirement'!$AE$4:$BE$32,$BF364,$BJ364),0)","v":0},{"$f":"IFERROR(HLOOKUP($BJ364,'Early Retirement'!$AF$4:$BE$5,2,FALSE),0)","v":0},0,0,"kW/ton",{"$f":"IFERROR(INDEX('Early Retirement'!$BG$4:$CG$32,$BF364,$BJ364),0)","v":0},{"$f":"IFERROR(HLOOKUP($BJ364,'Early Retirement'!$BH$4:$CH$5,2,FALSE),0)","v":0},0,"COP","Yes",0,0,"kW/ton",0,"COP",0,0,"kW/ton",0,"COP"]
[null,null,null,null,null,null,null,null,null,null,null,null,null,null,null,null,null,null,null,null,null,112,{"$f":"IF(Inventory!$C121=\"\",\"a\",VLOOKUP(Inventory!$C121,$B$8:$C$11,2,FALSE))","v":"a"},{"$f":"IF(AND($W365=\"b\",Inventory!$I121=\"\"),\"a\",IF(AND($W365=\"b\",Inventory!$I121<>\"\"),VLOOKUP(Inventory!$I121,$E$3:$F$12,2,FALSE),IF(AND(OR($W365=\"c\",$W365=\"d\"),Inventory!$AB121=\"\"),\"a\",IF(AND(OR($W365=\"c\",$W365=\"d\"),Inventory!$AB121<>\"\"),VLOOKUP(Inventory!$AB121,$E$3:$F$12,2,FALSE),\"a\"))))","v":"a"},{"$f":"IF(OR(AND($X365<>\"b\",$X365<>\"c\"),$AB365=0,$AB365>=(65000/12000),Inventory!$AC121=\"\"),\"a\",VLOOKUP(Inventory!$AC121,$H$3:$I$5,2,FALSE))","v":"a"},{"$f":"IF(AND($X365<>\"i\",$X365<>\"j\"),\"a\",IF(AND($W365=\"b\",Inventory!$L121=\"\"),\"a\",IF(AND($W365=\"b\",Inventory!$L121<>\"\"),VLOOKUP(Inventory!$L121,$K$3:$L$6,2,FALSE),IF(AND(OR($W365=\"c\",$W365=\"d\"),Inventory!$AD121=\"\"),\"a\",IF(AND(OR($W365=\"c\",$W365=\"d\"),Inventory!$AD121<>\"\"),VLOOKUP(Inventory!$AD121,$K$3:$L$6,2,FALSE),\"a\")))))","v":"a"},{"$f":"IF(OR(AND($X365<>\"e\",$X365<>\"f\"),$AB365=0,Inventory!$AF121=\"\"),\"a\",VLOOKUP(Inventory!$AF121,$N$3:$O$5,2,FALSE))","v":"a"},{"$f":"IF(OR(Inventory!C121=\"New Construction\",Inventory!C121=\"Replace-on-Burnout\",Inventory!C121=\"Early Retirement\"),Inventory!AS121,0)","v":0},"","","","","","","","","","","","",0,"aaaaa0","No","No",{"$f":"IF($W365=\"a\",0,IF($W365=\"b\",Inventory!$M121,Inventory!$AG121))","v":0},{"$f":"IF(OR($W365=\"a\",AND($AQ365=\"No\",$AR365=\"No\")),0,IF(AND($W365=\"b\",Inventory!$O121=\"Btu/hr\"),Inventory!$N121,IF(AND($W365=\"b\",Inventory!$O121=\"Tons\"),Inventory!$N121*12000,IF(AND(OR($W365=\"c\",$W365=\"d\"),Inventory!$AI121=\"Btu/hr\"),Inventory!$AH121,IF(AND(OR($W365=\"c\",$W365=\"d\"),Inventory!$AI121=\"Tons\"),Inventory!$AH121*12000,0)))))","v":0},0,0,"EER",0,"kW/ton",{"$f":"IF(OR($W365=\"a\",$AR365=\"No\"),0,IF(AND($W365=\"b\",Inventory!$Q121=\"Btu/hr\"),Inventory!$P121,IF(AND($W365=\"b\",Inventory!$Q121=\"Tons\"),Inventory!$P121*12000,IF(AND(OR($W365=\"c\",$W365=\"d\"),Inventory!$AK121=\"Btu/hr\"),Inventory!$AJ121,IF(AND(OR($W365=\"c\",$W365=\"d\"),Inventory!$AK121=\"Tons\"),Inventory!$AJ121*12000,0)))))","v":0},0,0,"COP","No",{"$f":"IF(OR(Inventory!$J121=\"\",$BD365=\"No\"),\"-\",Inventory!$J121)","v":"-"},{"$f":"IFERROR(VLOOKUP($BE365,'Early Retirement'!$B$6:$C$32,2,FALSE),\"-\")","v":"-"},{"$f":"IF(OR($W365<>\"b\",AND($X365<>\"b\",$X365<>\"c\")),\"n\",IF(AND($AO365<>1,$AO365<>2,$AO365<>7,$AO365<>8),\"n\",IF(Inventory!$K121=\"Split\",\"s\",IF(Inventory!$K121=\"Packaged\",\"p\",\"n\"))))","v":"n"},{"$f":"IF(AND($X365<>\"i\",$X365<>\"j\"),\"n\",IF(Inventory!$L121=\"Centrifugal\",\"c\",\"n\"))","v":"n"},"-","-",{"$f":"IFERROR(INDEX('Early Retirement'!$C$4:$AC$32,$BF365,$BJ365),0)","v":0},{"$f":"IFERROR(HLOOKUP($BJ365,'Early Retirement'!$D$4:$AC$5,2,FALSE),0)","v":0},{"$f":"IFERROR(INDEX('Early Retirement'!$AE$4:$BE$32,$BF365,$BJ365),0)","v":0},{"$f":"IFERROR(HLOOKUP($BJ365,'Early Retirement'!$AF$4:$BE$5,2,FALSE),0)","v":0},0,0,"kW/ton",{"$f":"IFERROR(INDEX('Early Retirement'!$BG$4:$CG$32,$BF365,$BJ365),0)","v":0},{"$f":"IFERROR(HLOOKUP($BJ365,'Early Retirement'!$BH$4:$CH$5,2,FALSE),0)","v":0},0,"COP","Yes",0,0,"kW/ton",0,"COP",0,0,"kW/ton",0,"COP"]
[null,null,null,null,null,null,null,null,null,null,null,null,null,null,null,null,null,null,null,null,null,113,{"$f":"IF(Inventory!$C122=\"\",\"a\",VLOOKUP(Inventory!$C122,$B$8:$C$11,2,FALSE))","v":"a"},{"$f":"IF(AND($W366=\"b\",Inventory!$I122=\"\"),\"a\",IF(AND($W366=\"b\",Inventory!$I122<>\"\"),VLOOKUP(Inventory!$I122,$E$3:$F$12,2,FALSE),IF(AND(OR($W366=\"c\",$W366=\"d\"),Inventory!$AB122=\"\"),\"a\",IF(AND(OR($W366=\"c\",$W366=\"d\"),Inventory!$AB122<>\"\"),VLOOKUP(Inventory!$AB122,$E$3:$F$12,2,FALSE),\"a\"))))","v":"a"},{"$f":"IF(OR(AND($X366<>\"b\",$X366<>\"c\"),$AB366=0,$AB366>=(65000/12000),Inventory!$AC122=\"\"),\"a\",VLOOKUP(Inventory!$AC122,$H$3:$I$5,2,FALSE))","v":"a"},{"$f":"IF(AND($X366<>\"i\",$X366<>\"j\"),\"a\",IF(AND($W366=\"b\",Inventory!$L122=\"\"),\"a\",IF(AND($W366=\"b\",Inventory!$L122<>\"\"),VLOOKUP(Inventory!$L122,$K$3:$L$6,2,FALSE),IF(AND(OR($W366=\"c\",$W366=\"d\"),Inventory!$AD122=\"\"),\"a\",IF(AND(OR($W366=\"c\",$W366=\"d\"),Inventory!$AD122<>\"\"),VLOOKUP(Inventory!$AD122,$K$3:$L$6,2,FALSE),\"a\")))))","v":"a"},{"$f":"IF(OR(AND($X366<>\"e\",$X366<>\"f\"),$AB366=0,Inventory!$AF122=\"\"),\"a\",VLOOKUP(Inventory!$AF122,$N$3:$O$5,2,FALSE))","v":"a"},{"$f":"IF(OR(Inventory!C122=\"New Construction\",Inventory!C122=\"Replace-on-Burnout\",Inventory!C122=\"Early Retirement\"),Inventory!AS122,0)","v":0},"","","","","","","","","","","","",0,"aaaaa0","No","No",{"$f":"IF($W366=\"a\",0,IF($W366=\"b\",Inventory!$M122,Inventory!$AG122))","v":0},{"$f":"IF(OR($W366=\"a\",AND($AQ366=\"No\",$AR366=\"No\")),0,IF(AND($W366=\"b\",Inventory!$O122=\"Btu/hr\"),Inventory!$N122,IF(AND($W366=\"b\",Inventory!$O122=\"Tons\"),Inventory!$N122*12000,IF(AND(OR($W366=\"c\",$W366=\"d\"),Inventory!$AI122=\"Btu/hr\"),Inventory!$AH122,IF(AND(OR($W366=\"c\",$W366=\"d\"),Inventory!$AI122=\"Tons\"),Inventory!$AH122*12000,0)))))","v":0},0,0,"EER",0,"kW/ton",{"$f":"IF(OR($W366=\"a\",$AR366=\"No\"),0,IF(AND($W366=\"b\",Inventory!$Q122=\"Btu/hr\"),Inventory!$P122,IF(AND($W366=\"b\",Inventory!$Q122=\"Tons\"),Inventory!$P122*12000,IF(AND(OR($W366=\"c\",$W366=\"d\"),Inventory!$AK122=\"Btu/hr\"),Inventory!$AJ122,IF(AND(OR($W366=\"c\",$W366=\"d\"),Inventory!$AK122=\"Tons\"),Inventory!$AJ122*12000,0)))))","v":0},0,0,"COP","No",{"$f":"IF(OR(Inventory!$J122=\"\",$BD366=\"No\"),\"-\",Inventory!$J122)","v":"-"},{"$f":"IFERROR(VLOOKUP($BE366,'Early Retirement'!$B$6:$C$32,2,FALSE),\"-\")","v":"-"},{"$f":"IF(OR($W366<>\"b\",AND($X366<>\"b\",$X366<>\"c\")),\"n\",IF(AND($AO366<>1,$AO366<>2,$AO366<>7,$AO366<>8),\"n\",IF(Inventory!$K122=\"Split\",\"s\",IF(Inventory!$K122=\"Packaged\",\"p\",\"n\"))))","v":"n"},{"$f":"IF(AND($X366<>\"i\",$X366<>\"j\"),\"n\",IF(Inventory!$L122=\"Centrifugal\",\"c\",\"n\"))","v":"n"},"-","-",{"$f":"IFERROR(INDEX('Early Retirement'!$C$4:$AC$32,$BF366,$BJ366),0)","v":0},{"$f":"IFERROR(HLOOKUP($BJ366,'Early Retirement'!$D$4:$AC$5,2,FALSE),0)","v":0},{"$f":"IFERROR(INDEX('Early Retirement'!$AE$4:$BE$32,$BF366,$BJ366),0)","v":0},{"$f":"IFERROR(HLOOKUP($BJ366,'Early Retirement'!$AF$4:$BE$5,2,FALSE),0)","v":0},0,0,"kW/ton",{"$f":"IFERROR(INDEX('Early Retirement'!$BG$4:$CG$32,$BF366,$BJ366),0)","v":0},{"$f":"IFERROR(HLOOKUP($BJ366,'Early Retirement'!$BH$4:$CH$5,2,FALSE),0)","v":0},0,"COP","Yes",0,0,"kW/ton",0,"COP",0,0,"kW/ton",0,"COP"]
[null,null,null,null,null,null,null,null,null,null,null,null,null,null,null,null,null,null,null,null,null,114,{"$f":"IF(Inventory!$C123=\"\",\"a\",VLOOKUP(Inventory!$C123,$B$8:$C$11,2,FALSE))","v":"a"},{"$f":"IF(AND($W367=\"b\",Inventory!$I123=\"\"),\"a\",IF(AND($W367=\"b\",Inventory!$I123<>\"\"),VLOOKUP(Inventory!$I123,$E$3:$F$12,2,FALSE),IF(AND(OR($W367=\"c\",$W367=\"d\"),Inventory!$AB123=\"\"),\"a\",IF(AND(OR($W367=\"c\",$W367=\"d\"),Inventory!$AB123<>\"\"),VLOOKUP(Inventory!$AB123,$E$3:$F$12,2,FALSE),\"a\"))))","v":"a"},{"$f":"IF(OR(AND($X367<>\"b\",$X367<>\"c\"),$AB367=0,$AB367>=(65000/12000),Inventory!$AC123=\"\"),\"a\",VLOOKUP(Inventory!$AC123,$H$3:$I$5,2,FALSE))","v":"a"},{"$f":"IF(AND($X367<>\"i\",$X367<>\"j\"),\"a\",IF(AND($W367=\"b\",Inventory!$L123=\"\"),\"a\",IF(AND($W367=\"b\",Inventory!$L123<>\"\"),VLOOKUP(Inventory!$L123,$K$3:$L$6,2,FALSE),IF(AND(OR($W367=\"c\",$W367=\"d\"),Inventory!$AD123=\"\"),\"a\",IF(AND(OR($W367=\"c\",$W367=\"d\"),Inventory!$AD123<>\"\"),VLOOKUP(Inventory!$AD123,$K$3:$L$6,2,FALSE),\"a\")))))","v":"a"},{"$f":"IF(OR(AND($X367<>\"e\",$X367<>\"f\"),$AB367=0,Inventory!$AF123=\"\"),\"a\",VLOOKUP(Inventory!$AF123,$N$3:$O$5,2,FALSE))","v":"a"},{"$f":"IF(OR(Inventory!C123=\"New Construction\",Inventory!C123=\"Replace-on-Burnout\",Inventory!C123=\"Early Retirement\"),Inventory!AS123,0)","v":0},"","","","","","","","","","","","",0,"aaaaa0","No","No",{"$f":"IF($W367=\"a\",0,IF($W367=\"b\",Inventory!$M123,Inventory!$AG123))","v":0},{"$f":"IF(OR($W367=\"a\",AND($AQ367=\"No\",$AR367=\"No\")),0,IF(AND($W367=\"b\",Inventory!$O123=\"Btu/hr\"),Inventory!$N123,IF(AND($W367=\"b\",Inventory!$O123=\"Tons\"),Inventory!$N123*12000,IF(AND(OR($W367=\"c\",$W367=\"d\"),Inventory!$AI123=\"Btu/hr\"),Inventory!$AH123,IF(AND(OR($W367=\"c\",$W367=\"d\"),Inventory!$AI123=\"Tons\"),Inventory!$AH123*12000,0)))))","v":0},0,0,"EER",0,"kW/ton",{"$f":"IF(OR($W367=\"a\",$AR367=\"No\"),0,IF(AND($W367=\"b\",Inventory!$Q123=\"Btu/hr\"),Inventory!$P123,IF(AND($W367=\"b\",Inventory!$Q123=\"Tons\"),Inventory!$P123*12000,IF(AND(OR($W367=\"c\",$W367=\"d\"),Inventory!$AK123=\"Btu/hr\"),Inventory!$AJ123,IF(AND(OR($W367=\"c\",$W367=\"d\"),Inventory!$AK123=\"Tons\"),Inventory!$AJ123*12000,0)))))","v":0},0,0,"COP","No",{"$f":"IF(OR(Inventory!$J123=\"\",$BD367=\"No\"),\"-\",Inventory!$J123)","v":"-"},{"$f":"IFERROR(VLOOKUP($BE367,'Early Retirement'!$B$6:$C$32,2,FALSE),\"-\")","v":"-"},{"$f":"IF(OR($W367<>\"b\",AND($X367<>\"b\",$X367<>\"c\")),\"n\",IF(AND($AO367<>1,$AO367<>2,$AO367<>7,$AO367<>8),\"n\",IF(Inventory!$K123=\"Split\",\"s\",IF(Inventory!$K123=\"Packaged\",\"p\",\"n\"))))","v":"n"},{"$f":"IF(AND($X367<>\"i\",$X367<>\"j\"),\"n\",IF(Inventory!$L123=\"Centrifugal\",\"c\",\"n\"))","v":"n"},"-","-",{"$f":"IFERROR(INDEX('Early Retirement'!$C$4:$AC$32,$BF367,$BJ367),0)","v":0},{"$f":"IFERROR(HLOOKUP($BJ367,'Early Retirement'!$D$4:$AC$5,2,FALSE),0)","v":0},{"$f":"IFERROR(INDEX('Early Retirement'!$AE$4:$BE$32,$BF367,$BJ367),0)","v":0},{"$f":"IFERROR(HLOOKUP($BJ367,'Early Retirement'!$AF$4:$BE$5,2,FALSE),0)","v":0},0,0,"kW/ton",{"$f":"IFERROR(INDEX('Early Retirement'!$BG$4:$CG$32,$BF367,$BJ367),0)","v":0},{"$f":"IFERROR(HLOOKUP($BJ367,'Early Retirement'!$BH$4:$CH$5,2,FALSE),0)","v":0},0,"COP","Yes",0,0,"kW/ton",0,"COP",0,0,"kW/ton",0,"COP"]
[null,null,null,null,null,null,null,null,null,null,null,null,null,null,null,null,null,null,null,null,null,115,{"$f":"IF(Inventory!$C124=\"\",\"a\",VLOOKUP(Inventory!$C124,$B$8:$C$11,2,FALSE))","v":"a"},{"$f":"IF(AND($W368=\"b\",Inventory!$I124=\"\"),\"a\",IF(AND($W368=\"b\",Inventory!$I124<>\"\"),VLOOKUP(Inventory!$I124,$E$3:$F$12,2,FALSE),IF(AND(OR($W368=\"c\",$W368=\"d\"),Inventory!$AB124=\"\"),\"a\",IF(AND(OR($W368=\"c\",$W368=\"d\"),Inventory!$AB124<>\"\"),VLOOKUP(Inventory!$AB124,$E$3:$F$12,2,FALSE),\"a\"))))","v":"a"},{"$f":"IF(OR(AND($X368<>\"b\",$X368<>\"c\"),$AB368=0,$AB368>=(65000/12000),Inventory!$AC124=\"\"),\"a\",VLOOKUP(Inventory!$AC124,$H$3:$I$5,2,FALSE))","v":"a"},{"$f":"IF(AND($X368<>\"i\",$X368<>\"j\"),\"a\",IF(AND($W368=\"b\",Inventory!$L124=\"\"),\"a\",IF(AND($W368=\"b\",Inventory!$L124<>\"\"),VLOOKUP(Inventory!$L124,$K$3:$L$6,2,FALSE),IF(AND(OR($W368=\"c\",$W368=\"d\"),Inventory!$AD124=\"\"),\"a\",IF(AND(OR($W368=\"c\",$W368=\"d\"),Inventory!$AD124<>\"\"),VLOOKUP(Inventory!$AD124,$K$3:$L$6,2,FALSE),\"a\")))))","v":"a"},{"$f":"IF(OR(AND($X368<>\"e\",$X368<>\"f\"),$AB368=0,Inventory!$AF124=\"\"),\"a\",VLOOKUP(Inventory!$AF124,$N$3:$O$5,2,FALSE))","v":"a"},{"$f":"IF(OR(Inventory!C124=\"New Construction\",Inventory!C124=\"Replace-on-Burnout\",Inventory!C124=\"Early Retirement\"),Inventory!AS124,0)","v":0},"","","","","","","","","","","","",0,"aaaaa0","No","No",{"$f":"IF($W368=\"a\",0,IF($W368=\"b\",Inventory!$M124,Inventory!$AG124))","v":0},{"$f":"IF(OR($W368=\"a\",AND($AQ368=\"No\",$AR368=\"No\")),0,IF(AND($W368=\"b\",Inventory!$O124=\"Btu/hr\"),Inventory!$N124,IF(AND($W368=\"b\",Inventory!$O124=\"Tons\"),Inventory!$N124*12000,IF(AND(OR($W368=\"c\",$W368=\"d\"),Inventory!$AI124=\"Btu/hr\"),Inventory!$AH124,IF(AND(OR($W368=\"c\",$W368=\"d\"),Inventory!$AI124=\"Tons\"),Inventory!$AH124*12000,0)))))","v":0},0,0,"EER",0,"kW/ton",{"$f":"IF(OR($W368=\"a\",$AR368=\"No\"),0,IF(AND($W368=\"b\",Inventory!$Q124=\"Btu/hr\"),Inventory!$P124,IF(AND($W368=\"b\",Inventory!$Q124=\"Tons\"),Inventory!$P124*12000,IF(AND(OR($W368=\"c\",$W368=\"d\"),Inventory!$AK124=\"Btu/hr\"),Inventory!$AJ124,IF(AND(OR($W368=\"c\",$W368=\"d\"),Inventory!$AK124=\"Tons\"),Inventory!$AJ124*12000,0)))))","v":0},0,0,"COP","No",{"$f":"IF(OR(Inventory!$J124=\"\",$BD368=\"No\"),\"-\",Inventory!$J124)","v":"-"},{"$f":"IFERROR(VLOOKUP($BE368,'Early Retirement'!$B$6:$C$32,2,FALSE),\"-\")","v":"-"},{"$f":"IF(OR($W368<>\"b\",AND($X368<>\"b\",$X368<>\"c\")),\"n\",IF(AND($AO368<>1,$AO368<>2,$AO368<>7,$AO368<>8),\"n\",IF(Inventory!$K124=\"Split\",\"s\",IF(Inventory!$K124=\"Packaged\",\"p\",\"n\"))))","v":"n"},{"$f":"IF(AND($X368<>\"i\",$X368<>\"j\"),\"n\",IF(Inventory!$L124=\"Centrifugal\",\"c\",\"n\"))","v":"n"},"-","-",{"$f":"IFERROR(INDEX('Early Retirement'!$C$4:$AC$32,$BF368,$BJ368),0)","v":0},{"$f":"IFERROR(HLOOKUP($BJ368,'Early Retirement'!$D$4:$AC$5,2,FALSE),0)","v":0},{"$f":"IFERROR(INDEX('Early Retirement'!$AE$4:$BE$32,$BF368,$BJ368),0)","v":0},{"$f":"IFERROR(HLOOKUP($BJ368,'Early Retirement'!$AF$4:$BE$5,2,FALSE),0)","v":0},0,0,"kW/ton",{"$f":"IFERROR(INDEX('Early Retirement'!$BG$4:$CG$32,$BF368,$BJ368),0)","v":0},{"$f":"IFERROR(HLOOKUP($BJ368,'Early Retirement'!$BH$4:$CH$5,2,FALSE),0)","v":0},0,"COP","Yes",0,0,"kW/ton",0,"COP",0,0,"kW/ton",0,"COP"]
[null,null,null,null,null,null,null,null,null,null,null,null,null,null,null,null,null,null,null,null,null,116,{"$f":"IF(Inventory!$C125=\"\",\"a\",VLOOKUP(Inventory!$C125,$B$8:$C$11,2,FALSE))","v":"a"},{"$f":"IF(AND($W369=\"b\",Inventory!$I125=\"\"),\"a\",IF(AND($W369=\"b\",Inventory!$I125<>\"\"),VLOOKUP(Inventory!$I125,$E$3:$F$12,2,FALSE),IF(AND(OR($W369=\"c\",$W369=\"d\"),Inventory!$AB125=\"\"),\"a\",IF(AND(OR($W369=\"c\",$W369=\"d\"),Inventory!$AB125<>\"\"),VLOOKUP(Inventory!$AB125,$E$3:$F$12,2,FALSE),\"a\"))))","v":"a"},{"$f":"IF(OR(AND($X369<>\"b\",$X369<>\"c\"),$AB369=0,$AB369>=(65000/12000),Inventory!$AC125=\"\"),\"a\",VLOOKUP(Inventory!$AC125,$H$3:$I$5,2,FALSE))","v":"a"},{"$f":"IF(AND($X369<>\"i\",$X369<>\"j\"),\"a\",IF(AND($W369=\"b\",Inventory!$L125=\"\"),\"a\",IF(AND($W369=\"b\",Inventory!$L125<>\"\"),VLOOKUP(Inventory!$L125,$K$3:$L$6,2,FALSE),IF(AND(OR($W369=\"c\",$W369=\"d\"),Inventory!$AD125=\"\"),\"a\",IF(AND(OR($W369=\"c\",$W369=\"d\"),Inventory!$AD125<>\"\"),VLOOKUP(Inventory!$AD125,$K$3:$L$6,2,FALSE),\"a\")))))","v":"a"},{"$f":"IF(OR(AND($X369<>\"e\",$X369<>\"f\"),$AB369=0,Inventory!$AF125=\"\"),\"a\",VLOOKUP(Inventory!$AF125,$N$3:$O$5,2,FALSE))","v":"a"},{"$f":"IF(OR(Inventory!C125=\"New Construction\",Inventory!C125=\"Replace-on-Burnout\",Inventory!C125=\"Early Retirement\"),Inventory!AS125,0)","v":0},"","","","","","","","","","","","",0,"aaaaa0","No","No",{"$f":"IF($W369=\"a\",0,IF($W369=\"b\",Inventory!$M125,Inventory!$AG125))","v":0},{"$f":"IF(OR($W369=\"a\",AND($AQ369=\"No\",$AR369=\"No\")),0,IF(AND($W369=\"b\",Inventory!$O125=\"Btu/hr\"),Inventory!$N125,IF(AND($W369=\"b\",Inventory!$O125=\"Tons\"),Inventory!$N125*12000,IF(AND(OR($W369=\"c\",$W369=\"d\"),Inventory!$AI125=\"Btu/hr\"),Inventory!$AH125,IF(AND(OR($W369=\"c\",$W369=\"d\"),Inventory!$AI125=\"Tons\"),Inventory!$AH125*12000,0)))))","v":0},0,0,"EER",0,"kW/ton",{"$f":"IF(OR($W369=\"a\",$AR369=\"No\"),0,IF(AND($W369=\"b\",Inventory!$Q125=\"Btu/hr\"),Inventory!$P125,IF(AND($W369=\"b\",Inventory!$Q125=\"Tons\"),Inventory!$P125*12000,IF(AND(OR($W369=\"c\",$W369=\"d\"),Inventory!$AK125=\"Btu/hr\"),Inventory!$AJ125,IF(AND(OR($W369=\"c\",$W369=\"d\"),Inventory!$AK125=\"Tons\"),Inventory!$AJ125*12000,0)))))","v":0},0,0,"COP","No",{"$f":"IF(OR(Inventory!$J125=\"\",$BD369=\"No\"),\"-\",Inventory!$J125)","v":"-"},{"$f":"IFERROR(VLOOKUP($BE369,'Early Retirement'!$B$6:$C$32,2,FALSE),\"-\")","v":"-"},{"$f":"IF(OR($W369<>\"b\",AND($X369<>\"b\",$X369<>\"c\")),\"n\",IF(AND($AO369<>1,$AO369<>2,$AO369<>7,$AO369<>8),\"n\",IF(Inventory!$K125=\"Split\",\"s\",IF(Inventory!$K125=\"Packaged\",\"p\",\"n\"))))","v":"n"},{"$f":"IF(AND($X369<>\"i\",$X369<>\"j\"),\"n\",IF(Inventory!$L125=\"Centrifugal\",\"c\",\"n\"))","v":"n"},"-","-",{"$f":"IFERROR(INDEX('Early Retirement'!$C$4:$AC$32,$BF369,$BJ369),0)","v":0},{"$f":"IFERROR(HLOOKUP($BJ369,'Early Retirement'!$D$4:$AC$5,2,FALSE),0)","v":0},{"$f":"IFERROR(INDEX('Early Retirement'!$AE$4:$BE$32,$BF369,$BJ369),0)","v":0},{"$f":"IFERROR(HLOOKUP($BJ369,'Early Retirement'!$AF$4:$BE$5,2,FALSE),0)","v":0},0,0,"kW/ton",{"$f":"IFERROR(INDEX('Early Retirement'!$BG$4:$CG$32,$BF369,$BJ369),0)","v":0},{"$f":"IFERROR(HLOOKUP($BJ369,'Early Retirement'!$BH$4:$CH$5,2,FALSE),0)","v":0},0,"COP","Yes",0,0,"kW/ton",0,"COP",0,0,"kW/ton",0,"COP"]
[null,null,null,null,null,null,null,null,null,null,null,null,null,null,null,null,null,null,null,null,null,117,{"$f":"IF(Inventory!$C126=\"\",\"a\",VLOOKUP(Inventory!$C126,$B$8:$C$11,2,FALSE))","v":"a"},{"$f":"IF(AND($W370=\"b\",Inventory!$I126=\"\"),\"a\",IF(AND($W370=\"b\",Inventory!$I126<>\"\"),VLOOKUP(Inventory!$I126,$E$3:$F$12,2,FALSE),IF(AND(OR($W370=\"c\",$W370=\"d\"),Inventory!$AB126=\"\"),\"a\",IF(AND(OR($W370=\"c\",$W370=\"d\"),Inventory!$AB126<>\"\"),VLOOKUP(Inventory!$AB126,$E$3:$F$12,2,FALSE),\"a\"))))","v":"a"},{"$f":"IF(OR(AND($X370<>\"b\",$X370<>\"c\"),$AB370=0,$AB370>=(65000/12000),Inventory!$AC126=\"\"),\"a\",VLOOKUP(Inventory!$AC126,$H$3:$I$5,2,FALSE))","v":"a"},{"$f":"IF(AND($X370<>\"i\",$X370<>\"j\"),\"a\",IF(AND($W370=\"b\",Inventory!$L126=\"\"),\"a\",IF(AND($W370=\"b\",Inventory!$L126<>\"\"),VLOOKUP(Inventory!$L126,$K$3:$L$6,2,FALSE),IF(AND(OR($W370=\"c\",$W370=\"d\"),Inventory!$AD126=\"\"),\"a\",IF(AND(OR($W370=\"c\",$W370=\"d\"),Inventory!$AD126<>\"\"),VLOOKUP(Inventory!$AD126,$K$3:$L$6,2,FALSE),\"a\")))))","v":"a"},{"$f":"IF(OR(AND($X370<>\"e\",$X370<>\"f\"),$AB370=0,Inventory!$AF126=\"\"),\"a\",VLOOKUP(Inventory!$AF126,$N$3:$O$5,2,FALSE))","v":"a"},{"$f":"IF(OR(Inventory!C126=\"New Construction\",Inventory!C126=\"Replace-on-Burnout\",Inventory!C126=\"Early Retirement\"),Inventory!AS126,0)","v":0},"","","","","","","","","","","","",0,"aaaaa0","No","No",{"$f":"IF($W370=\"a\",0,IF($W370=\"b\",Inventory!$M126,Inventory!$AG126))","v":0},{"$f":"IF(OR($W370=\"a\",AND($AQ370=\"No\",$AR370=\"No\")),0,IF(AND($W370=\"b\",Inventory!$O126=\"Btu/hr\"),Inventory!$N126,IF(AND($W370=\"b\",Inventory!$O126=\"Tons\"),Inventory!$N126*12000,IF(AND(OR($W370=\"c\",$W370=\"d\"),Inventory!$AI126=\"Btu/hr\"),Inventory!$AH126,IF(AND(OR($W370=\"c\",$W370=\"d\"),Inventory!$AI126=\"Tons\"),Inventory!$AH126*12000,0)))))","v":0},0,0,"EER",0,"kW/ton",{"$f":"IF(OR($W370=\"a\",$AR370=\"No\"),0,IF(AND($W370=\"b\",Inventory!$Q126=\"Btu/hr\"),Inventory!$P126,IF(AND($W370=\"b\",Inventory!$Q126=\"Tons\"),Inventory!$P126*12000,IF(AND(OR($W370=\"c\",$W370=\"d\"),Inventory!$AK126=\"Btu/hr\"),Inventory!$AJ126,IF(AND(OR($W370=\"c\",$W370=\"d\"),Inventory!$AK126=\"Tons\"),Inventory!$AJ126*12000,0)))))","v":0},0,0,"COP","No",{"$f":"IF(OR(Inventory!$J126=\"\",$BD370=\"No\"),\"-\",Inventory!$J126)","v":"-"},{"$f":"IFERROR(VLOOKUP($BE370,'Early Retirement'!$B$6:$C$32,2,FALSE),\"-\")","v":"-"},{"$f":"IF(OR($W370<>\"b\",AND($X370<>\"b\",$X370<>\"c\")),\"n\",IF(AND($AO370<>1,$AO370<>2,$AO370<>7,$AO370<>8),\"n\",IF(Inventory!$K126=\"Split\",\"s\",IF(Inventory!$K126=\"Packaged\",\"p\",\"n\"))))","v":"n"},{"$f":"IF(AND($X370<>\"i\",$X370<>\"j\"),\"n\",IF(Inventory!$L126=\"Centrifugal\",\"c\",\"n\"))","v":"n"},"-","-",{"$f":"IFERROR(INDEX('Early Retirement'!$C$4:$AC$32,$BF370,$BJ370),0)","v":0},{"$f":"IFERROR(HLOOKUP($BJ370,'Early Retirement'!$D$4:$AC$5,2,FALSE),0)","v":0},{"$f":"IFERROR(INDEX('Early Retirement'!$AE$4:$BE$32,$BF370,$BJ370),0)","v":0},{"$f":"IFERROR(HLOOKUP($BJ370,'Early Retirement'!$AF$4:$BE$5,2,FALSE),0)","v":0},0,0,"kW/ton",{"$f":"IFERROR(INDEX('Early Retirement'!$BG$4:$CG$32,$BF370,$BJ370),0)","v":0},{"$f":"IFERROR(HLOOKUP($BJ370,'Early Retirement'!$BH$4:$CH$5,2,FALSE),0)","v":0},0,"COP","Yes",0,0,"kW/ton",0,"COP",0,0,"kW/ton",0,"COP"]
[null,null,null,null,null,null,null,null,null,null,null,null,null,null,null,null,null,null,null,null,null,118,{"$f":"IF(Inventory!$C127=\"\",\"a\",VLOOKUP(Inventory!$C127,$B$8:$C$11,2,FALSE))","v":"a"},{"$f":"IF(AND($W371=\"b\",Inventory!$I127=\"\"),\"a\",IF(AND($W371=\"b\",Inventory!$I127<>\"\"),VLOOKUP(Inventory!$I127,$E$3:$F$12,2,FALSE),IF(AND(OR($W371=\"c\",$W371=\"d\"),Inventory!$AB127=\"\"),\"a\",IF(AND(OR($W371=\"c\",$W371=\"d\"),Inventory!$AB127<>\"\"),VLOOKUP(Inventory!$AB127,$E$3:$F$12,2,FALSE),\"a\"))))","v":"a"},{"$f":"IF(OR(AND($X371<>\"b\",$X371<>\"c\"),$AB371=0,$AB371>=(65000/12000),Inventory!$AC127=\"\"),\"a\",VLOOKUP(Inventory!$AC127,$H$3:$I$5,2,FALSE))","v":"a"},{"$f":"IF(AND($X371<>\"i\",$X371<>\"j\"),\"a\",IF(AND($W371=\"b\",Inventory!$L127=\"\"),\"a\",IF(AND($W371=\"b\",Inventory!$L127<>\"\"),VLOOKUP(Inventory!$L127,$K$3:$L$6,2,FALSE),IF(AND(OR($W371=\"c\",$W371=\"d\"),Inventory!$AD127=\"\"),\"a\",IF(AND(OR($W371=\"c\",$W371=\"d\"),Inventory!$AD127<>\"\"),VLOOKUP(Inventory!$AD127,$K$3:$L$6,2,FALSE),\"a\")))))","v":"a"},{"$f":"IF(OR(AND($X371<>\"e\",$X371<>\"f\"),$AB371=0,Inventory!$AF127=\"\"),\"a\",VLOOKUP(Inventory!$AF127,$N$3:$O$5,2,FALSE))","v":"a"},{"$f":"IF(OR(Inventory!C127=\"New Construction\",Inventory!C127=\"Replace-on-Burnout\",Inventory!C127=\"Early Retirement\"),Inventory!AS127,0)","v":0},"","","","","","","","","","","","",0,"aaaaa0","No","No",{"$f":"IF($W371=\"a\",0,IF($W371=\"b\",Inventory!$M127,Inventory!$AG127))","v":0},{"$f":"IF(OR($W371=\"a\",AND($AQ371=\"No\",$AR371=\"No\")),0,IF(AND($W371=\"b\",Inventory!$O127=\"Btu/hr\"),Inventory!$N127,IF(AND($W371=\"b\",Inventory!$O127=\"Tons\"),Inventory!$N127*12000,IF(AND(OR($W371=\"c\",$W371=\"d\"),Inventory!$AI127=\"Btu/hr\"),Inventory!$AH127,IF(AND(OR($W371=\"c\",$W371=\"d\"),Inventory!$AI127=\"Tons\"),Inventory!$AH127*12000,0)))))","v":0},0,0,"EER",0,"kW/ton",{"$f":"IF(OR($W371=\"a\",$AR371=\"No\"),0,IF(AND($W371=\"b\",Inventory!$Q127=\"Btu/hr\"),Inventory!$P127,IF(AND($W371=\"b\",Inventory!$Q127=\"Tons\"),Inventory!$P127*12000,IF(AND(OR($W371=\"c\",$W371=\"d\"),Inventory!$AK127=\"Btu/hr\"),Inventory!$AJ127,IF(AND(OR($W371=\"c\",$W371=\"d\"),Inventory!$AK127=\"Tons\"),Inventory!$AJ127*12000,0)))))","v":0},0,0,"COP","No",{"$f":"IF(OR(Inventory!$J127=\"\",$BD371=\"No\"),\"-\",Inventory!$J127)","v":"-"},{"$f":"IFERROR(VLOOKUP($BE371,'Early Retirement'!$B$6:$C$32,2,FALSE),\"-\")","v":"-"},{"$f":"IF(OR($W371<>\"b\",AND($X371<>\"b\",$X371<>\"c\")),\"n\",IF(AND($AO371<>1,$AO371<>2,$AO371<>7,$AO371<>8),\"n\",IF(Inventory!$K127=\"Split\",\"s\",IF(Inventory!$K127=\"Packaged\",\"p\",\"n\"))))","v":"n"},{"$f":"IF(AND($X371<>\"i\",$X371<>\"j\"),\"n\",IF(Inventory!$L127=\"Centrifugal\",\"c\",\"n\"))","v":"n"},"-","-",{"$f":"IFERROR(INDEX('Early Retirement'!$C$4:$AC$32,$BF371,$BJ371),0)","v":0},{"$f":"IFERROR(HLOOKUP($BJ371,'Early Retirement'!$D$4:$AC$5,2,FALSE),0)","v":0},{"$f":"IFERROR(INDEX('Early Retirement'!$AE$4:$BE$32,$BF371,$BJ371),0)","v":0},{"$f":"IFERROR(HLOOKUP($BJ371,'Early Retirement'!$AF$4:$BE$5,2,FALSE),0)","v":0},0,0,"kW/ton",{"$f":"IFERROR(INDEX('Early Retirement'!$BG$4:$CG$32,$BF371,$BJ371),0)","v":0},{"$f":"IFERROR(HLOOKUP($BJ371,'Early Retirement'!$BH$4:$CH$5,2,FALSE),0)","v":0},0,"COP","Yes",0,0,"kW/ton",0,"COP",0,0,"kW/ton",0,"COP"]
[null,null,null,null,null,null,null,null,null,null,null,null,null,null,null,null,null,null,null,null,null,119,{"$f":"IF(Inventory!$C128=\"\",\"a\",VLOOKUP(Inventory!$C128,$B$8:$C$11,2,FALSE))","v":"a"},{"$f":"IF(AND($W372=\"b\",Inventory!$I128=\"\"),\"a\",IF(AND($W372=\"b\",Inventory!$I128<>\"\"),VLOOKUP(Inventory!$I128,$E$3:$F$12,2,FALSE),IF(AND(OR($W372=\"c\",$W372=\"d\"),Inventory!$AB128=\"\"),\"a\",IF(AND(OR($W372=\"c\",$W372=\"d\"),Inventory!$AB128<>\"\"),VLOOKUP(Inventory!$AB128,$E$3:$F$12,2,FALSE),\"a\"))))","v":"a"},{"$f":"IF(OR(AND($X372<>\"b\",$X372<>\"c\"),$AB372=0,$AB372>=(65000/12000),Inventory!$AC128=\"\"),\"a\",VLOOKUP(Inventory!$AC128,$H$3:$I$5,2,FALSE))","v":"a"},{"$f":"IF(AND($X372<>\"i\",$X372<>\"j\"),\"a\",IF(AND($W372=\"b\",Inventory!$L128=\"\"),\"a\",IF(AND($W372=\"b\",Inventory!$L128<>\"\"),VLOOKUP(Inventory!$L128,$K$3:$L$6,2,FALSE),IF(AND(OR($W372=\"c\",$W372=\"d\"),Inventory!$AD128=\"\"),\"a\",IF(AND(OR($W372=\"c\",$W372=\"d\"),Inventory!$AD128<>\"\"),VLOOKUP(Inventory!$AD128,$K$3:$L$6,2,FALSE),\"a\")))))","v":"a"},{"$f":"IF(OR(AND($X372<>\"e\",$X372<>\"f\"),$AB372=0,Inventory!$AF128=\"\"),\"a\",VLOOKUP(Inventory!$AF128,$N$3:$O$5,2,FALSE))","v":"a"},{"$f":"IF(OR(Inventory!C128=\"New Construction\",Inventory!C128=\"Replace-on-Burnout\",Inventory!C128=\"Early Retirement\"),Inventory!AS128,0)","v":0},"","","","","","","","","","","","",0,"aaaaa0","No","No",{"$f":"IF($W372=\"a\",0,IF($W372=\"b\",Inventory!$M128,Inventory!$AG128))","v":0},{"$f":"IF(OR($W372=\"a\",AND($AQ372=\"No\",$AR372=\"No\")),0,IF(AND($W372=\"b\",Inventory!$O128=\"Btu/hr\"),Inventory!$N128,IF(AND($W372=\"b\",Inventory!$O128=\"Tons\"),Inventory!$N128*12000,IF(AND(OR($W372=\"c\",$W372=\"d\"),Inventory!$AI128=\"Btu/hr\"),Inventory!$AH128,IF(AND(OR($W372=\"c\",$W372=\"d\"),Inventory!$AI128=\"Tons\"),Inventory!$AH128*12000,0)))))","v":0},0,0,"EER",0,"kW/ton",{"$f":"IF(OR($W372=\"a\",$AR372=\"No\"),0,IF(AND($W372=\"b\",Inventory!$Q128=\"Btu/hr\"),Inventory!$P128,IF(AND($W372=\"b\",Inventory!$Q128=\"Tons\"),Inventory!$P128*12000,IF(AND(OR($W372=\"c\",$W372=\"d\"),Inventory!$AK128=\"Btu/hr\"),Inventory!$AJ128,IF(AND(OR($W372=\"c\",$W372=\"d\"),Inventory!$AK128=\"Tons\"),Inventory!$AJ128*12000,0)))))","v":0},0,0,"COP","No",{"$f":"IF(OR(Inventory!$J128=\"\",$BD372=\"No\"),\"-\",Inventory!$J128)","v":"-"},{"$f":"IFERROR(VLOOKUP($BE372,'Early Retirement'!$B$6:$C$32,2,FALSE),\"-\")","v":"-"},{"$f":"IF(OR($W372<>\"b\",AND($X372<>\"b\",$X372<>\"c\")),\"n\",IF(AND($AO372<>1,$AO372<>2,$AO372<>7,$AO372<>8),\"n\",IF(Inventory!$K128=\"Split\",\"s\",IF(Inventory!$K128=\"Packaged\",\"p\",\"n\"))))","v":"n"},{"$f":"IF(AND($X372<>\"i\",$X372<>\"j\"),\"n\",IF(Inventory!$L128=\"Centrifugal\",\"c\",\"n\"))","v":"n"},"-","-",{"$f":"IFERROR(INDEX('Early Retirement'!$C$4:$AC$32,$BF372,$BJ372),0)","v":0},{"$f":"IFERROR(HLOOKUP($BJ372,'Early Retirement'!$D$4:$AC$5,2,FALSE),0)","v":0},{"$f":"IFERROR(INDEX('Early Retirement'!$AE$4:$BE$32,$BF372,$BJ372),0)","v":0},{"$f":"IFERROR(HLOOKUP($BJ372,'Early Retirement'!$AF$4:$BE$5,2,FALSE),0)","v":0},0,0,"kW/ton",{"$f":"IFERROR(INDEX('Early Retirement'!$BG$4:$CG$32,$BF372,$BJ372),0)","v":0},{"$f":"IFERROR(HLOOKUP($BJ372,'Early Retirement'!$BH$4:$CH$5,2,FALSE),0)","v":0},0,"COP","Yes",0,0,"kW/ton",0,"COP",0,0,"kW/ton",0,"COP"]
[null,null,null,null,null,null,null,null,null,null,null,null,null,null,null,null,null,null,null,null,null,120,{"$f":"IF(Inventory!$C129=\"\",\"a\",VLOOKUP(Inventory!$C129,$B$8:$C$11,2,FALSE))","v":"a"},{"$f":"IF(AND($W373=\"b\",Inventory!$I129=\"\"),\"a\",IF(AND($W373=\"b\",Inventory!$I129<>\"\"),VLOOKUP(Inventory!$I129,$E$3:$F$12,2,FALSE),IF(AND(OR($W373=\"c\",$W373=\"d\"),Inventory!$AB129=\"\"),\"a\",IF(AND(OR($W373=\"c\",$W373=\"d\"),Inventory!$AB129<>\"\"),VLOOKUP(Inventory!$AB129,$E$3:$F$12,2,FALSE),\"a\"))))","v":"a"},{"$f":"IF(OR(AND($X373<>\"b\",$X373<>\"c\"),$AB373=0,$AB373>=(65000/12000),Inventory!$AC129=\"\"),\"a\",VLOOKUP(Inventory!$AC129,$H$3:$I$5,2,FALSE))","v":"a"},{"$f":"IF(AND($X373<>\"i\",$X373<>\"j\"),\"a\",IF(AND($W373=\"b\",Inventory!$L129=\"\"),\"a\",IF(AND($W373=\"b\",Inventory!$L129<>\"\"),VLOOKUP(Inventory!$L129,$K$3:$L$6,2,FALSE),IF(AND(OR($W373=\"c\",$W373=\"d\"),Inventory!$AD129=\"\"),\"a\",IF(AND(OR($W373=\"c\",$W373=\"d\"),Inventory!$AD129<>\"\"),VLOOKUP(Inventory!$AD129,$K$3:$L$6,2,FALSE),\"a\")))))","v":"a"},{"$f":"IF(OR(AND($X373<>\"e\",$X373<>\"f\"),$AB373=0,Inventory!$AF129=\"\"),\"a\",VLOOKUP(Inventory!$AF129,$N$3:$O$5,2,FALSE))","v":"a"},{"$f":"IF(OR(Inventory!C129=\"New Construction\",Inventory!C129=\"Replace-on-Burnout\",Inventory!C129=\"Early Retirement\"),Inventory!AS129,0)","v":0},"","","","","","","","","","","","",0,"aaaaa0","No","No",{"$f":"IF($W373=\"a\",0,IF($W373=\"b\",Inventory!$M129,Inventory!$AG129))","v":0},{"$f":"IF(OR($W373=\"a\",AND($AQ373=\"No\",$AR373=\"No\")),0,IF(AND($W373=\"b\",Inventory!$O129=\"Btu/hr\"),Inventory!$N129,IF(AND($W373=\"b\",Inventory!$O129=\"Tons\"),Inventory!$N129*12000,IF(AND(OR($W373=\"c\",$W373=\"d\"),Inventory!$AI129=\"Btu/hr\"),Inventory!$AH129,IF(AND(OR($W373=\"c\",$W373=\"d\"),Inventory!$AI129=\"Tons\"),Inventory!$AH129*12000,0)))))","v":0},0,0,"EER",0,"kW/ton",{"$f":"IF(OR($W373=\"a\",$AR373=\"No\"),0,IF(AND($W373=\"b\",Inventory!$Q129=\"Btu/hr\"),Inventory!$P129,IF(AND($W373=\"b\",Inventory!$Q129=\"Tons\"),Inventory!$P129*12000,IF(AND(OR($W373=\"c\",$W373=\"d\"),Inventory!$AK129=\"Btu/hr\"),Inventory!$AJ129,IF(AND(OR($W373=\"c\",$W373=\"d\"),Inventory!$AK129=\"Tons\"),Inventory!$AJ129*12000,0)))))","v":0},0,0,"COP","No",{"$f":"IF(OR(Inventory!$J129=\"\",$BD373=\"No\"),\"-\",Inventory!$J129)","v":"-"},{"$f":"IFERROR(VLOOKUP($BE373,'Early Retirement'!$B$6:$C$32,2,FALSE),\"-\")","v":"-"},{"$f":"IF(OR($W373<>\"b\",AND($X373<>\"b\",$X373<>\"c\")),\"n\",IF(AND($AO373<>1,$AO373<>2,$AO373<>7,$AO373<>8),\"n\",IF(Inventory!$K129=\"Split\",\"s\",IF(Inventory!$K129=\"Packaged\",\"p\",\"n\"))))","v":"n"},{"$f":"IF(AND($X373<>\"i\",$X373<>\"j\"),\"n\",IF(Inventory!$L129=\"Centrifugal\",\"c\",\"n\"))","v":"n"},"-","-",{"$f":"IFERROR(INDEX('Early Retirement'!$C$4:$AC$32,$BF373,$BJ373),0)","v":0},{"$f":"IFERROR(HLOOKUP($BJ373,'Early Retirement'!$D$4:$AC$5,2,FALSE),0)","v":0},{"$f":"IFERROR(INDEX('Early Retirement'!$AE$4:$BE$32,$BF373,$BJ373),0)","v":0},{"$f":"IFERROR(HLOOKUP($BJ373,'Early Retirement'!$AF$4:$BE$5,2,FALSE),0)","v":0},0,0,"kW/ton",{"$f":"IFERROR(INDEX('Early Retirement'!$BG$4:$CG$32,$BF373,$BJ373),0)","v":0},{"$f":"IFERROR(HLOOKUP($BJ373,'Early Retirement'!$BH$4:$CH$5,2,FALSE),0)","v":0},0,"COP","Yes",0,0,"kW/ton",0,"COP",0,0,"kW/ton",0,"COP"]
[null,null,null,null,null,null,null,null,null,null,null,null,null,null,null,null,null,null,null,null,null,121,{"$f":"IF(Inventory!$C130=\"\",\"a\",VLOOKUP(Inventory!$C130,$B$8:$C$11,2,FALSE))","v":"a"},{"$f":"IF(AND($W374=\"b\",Inventory!$I130=\"\"),\"a\",IF(AND($W374=\"b\",Inventory!$I130<>\"\"),VLOOKUP(Inventory!$I130,$E$3:$F$12,2,FALSE),IF(AND(OR($W374=\"c\",$W374=\"d\"),Inventory!$AB130=\"\"),\"a\",IF(AND(OR($W374=\"c\",$W374=\"d\"),Inventory!$AB130<>\"\"),VLOOKUP(Inventory!$AB130,$E$3:$F$12,2,FALSE),\"a\"))))","v":"a"},{"$f":"IF(OR(AND($X374<>\"b\",$X374<>\"c\"),$AB374=0,$AB374>=(65000/12000),Inventory!$AC130=\"\"),\"a\",VLOOKUP(Inventory!$AC130,$H$3:$I$5,2,FALSE))","v":"a"},{"$f":"IF(AND($X374<>\"i\",$X374<>\"j\"),\"a\",IF(AND($W374=\"b\",Inventory!$L130=\"\"),\"a\",IF(AND($W374=\"b\",Inventory!$L130<>\"\"),VLOOKUP(Inventory!$L130,$K$3:$L$6,2,FALSE),IF(AND(OR($W374=\"c\",$W374=\"d\"),Inventory!$AD130=\"\"),\"a\",IF(AND(OR($W374=\"c\",$W374=\"d\"),Inventory!$AD130<>\"\"),VLOOKUP(Inventory!$AD130,$K$3:$L$6,2,FALSE),\"a\")))))","v":"a"},{"$f":"IF(OR(AND($X374<>\"e\",$X374<>\"f\"),$AB374=0,Inventory!$AF130=\"\"),\"a\",VLOOKUP(Inventory!$AF130,$N$3:$O$5,2,FALSE))","v":"a"},{"$f":"IF(OR(Inventory!C130=\"New Construction\",Inventory!C130=\"Replace-on-Burnout\",Inventory!C130=\"Early Retirement\"),Inventory!AS130,0)","v":0},"","","","","","","","","","","","",0,"aaaaa0","No","No",{"$f":"IF($W374=\"a\",0,IF($W374=\"b\",Inventory!$M130,Inventory!$AG130))","v":0},{"$f":"IF(OR($W374=\"a\",AND($AQ374=\"No\",$AR374=\"No\")),0,IF(AND($W374=\"b\",Inventory!$O130=\"Btu/hr\"),Inventory!$N130,IF(AND($W374=\"b\",Inventory!$O130=\"Tons\"),Inventory!$N130*12000,IF(AND(OR($W374=\"c\",$W374=\"d\"),Inventory!$AI130=\"Btu/hr\"),Inventory!$AH130,IF(AND(OR($W374=\"c\",$W374=\"d\"),Inventory!$AI130=\"Tons\"),Inventory!$AH130*12000,0)))))","v":0},0,0,"EER",0,"kW/ton",{"$f":"IF(OR($W374=\"a\",$AR374=\"No\"),0,IF(AND($W374=\"b\",Inventory!$Q130=\"Btu/hr\"),Inventory!$P130,IF(AND($W374=\"b\",Inventory!$Q130=\"Tons\"),Inventory!$P130*12000,IF(AND(OR($W374=\"c\",$W374=\"d\"),Inventory!$AK130=\"Btu/hr\"),Inventory!$AJ130,IF(AND(OR($W374=\"c\",$W374=\"d\"),Inventory!$AK130=\"Tons\"),Inventory!$AJ130*12000,0)))))","v":0},0,0,"COP","No",{"$f":"IF(OR(Inventory!$J130=\"\",$BD374=\"No\"),\"-\",Inventory!$J130)","v":"-"},{"$f":"IFERROR(VLOOKUP($BE374,'Early Retirement'!$B$6:$C$32,2,FALSE),\"-\")","v":"-"},{"$f":"IF(OR($W374<>\"b\",AND($X374<>\"b\",$X374<>\"c\")),\"n\",IF(AND($AO374<>1,$AO374<>2,$AO374<>7,$AO374<>8),\"n\",IF(Inventory!$K130=\"Split\",\"s\",IF(Inventory!$K130=\"Packaged\",\"p\",\"n\"))))","v":"n"},{"$f":"IF(AND($X374<>\"i\",$X374<>\"j\"),\"n\",IF(Inventory!$L130=\"Centrifugal\",\"c\",\"n\"))","v":"n"},"-","-",{"$f":"IFERROR(INDEX('Early Retirement'!$C$4:$AC$32,$BF374,$BJ374),0)","v":0},{"$f":"IFERROR(HLOOKUP($BJ374,'Early Retirement'!$D$4:$AC$5,2,FALSE),0)","v":0},{"$f":"IFERROR(INDEX('Early Retirement'!$AE$4:$BE$32,$BF374,$BJ374),0)","v":0},{"$f":"IFERROR(HLOOKUP($BJ374,'Early Retirement'!$AF$4:$BE$5,2,FALSE),0)","v":0},0,0,"kW/ton",{"$f":"IFERROR(INDEX('Early Retirement'!$BG$4:$CG$32,$BF374,$BJ374),0)","v":0},{"$f":"IFERROR(HLOOKUP($BJ374,'Early Retirement'!$BH$4:$CH$5,2,FALSE),0)","v":0},0,"COP","Yes",0,0,"kW/ton",0,"COP",0,0,"kW/ton",0,"COP"]
[null,null,null,null,null,null,null,null,null,null,null,null,null,null,null,null,null,null,null,null,null,122,{"$f":"IF(Inventory!$C131=\"\",\"a\",VLOOKUP(Inventory!$C131,$B$8:$C$11,2,FALSE))","v":"a"},{"$f":"IF(AND($W375=\"b\",Inventory!$I131=\"\"),\"a\",IF(AND($W375=\"b\",Inventory!$I131<>\"\"),VLOOKUP(Inventory!$I131,$E$3:$F$12,2,FALSE),IF(AND(OR($W375=\"c\",$W375=\"d\"),Inventory!$AB131=\"\"),\"a\",IF(AND(OR($W375=\"c\",$W375=\"d\"),Inventory!$AB131<>\"\"),VLOOKUP(Inventory!$AB131,$E$3:$F$12,2,FALSE),\"a\"))))","v":"a"},{"$f":"IF(OR(AND($X375<>\"b\",$X375<>\"c\"),$AB375=0,$AB375>=(65000/12000),Inventory!$AC131=\"\"),\"a\",VLOOKUP(Inventory!$AC131,$H$3:$I$5,2,FALSE))","v":"a"},{"$f":"IF(AND($X375<>\"i\",$X375<>\"j\"),\"a\",IF(AND($W375=\"b\",Inventory!$L131=\"\"),\"a\",IF(AND($W375=\"b\",Inventory!$L131<>\"\"),VLOOKUP(Inventory!$L131,$K$3:$L$6,2,FALSE),IF(AND(OR($W375=\"c\",$W375=\"d\"),Inventory!$AD131=\"\"),\"a\",IF(AND(OR($W375=\"c\",$W375=\"d\"),Inventory!$AD131<>\"\"),VLOOKUP(Inventory!$AD131,$K$3:$L$6,2,FALSE),\"a\")))))","v":"a"},{"$f":"IF(OR(AND($X375<>\"e\",$X375<>\"f\"),$AB375=0,Inventory!$AF131=\"\"),\"a\",VLOOKUP(Inventory!$AF131,$N$3:$O$5,2,FALSE))","v":"a"},{"$f":"IF(OR(Inventory!C131=\"New Construction\",Inventory!C131=\"Replace-on-Burnout\",Inventory!C131=\"Early Retirement\"),Inventory!AS131,0)","v":0},"","","","","","","","","","","","",0,"aaaaa0","No","No",{"$f":"IF($W375=\"a\",0,IF($W375=\"b\",Inventory!$M131,Inventory!$AG131))","v":0},{"$f":"IF(OR($W375=\"a\",AND($AQ375=\"No\",$AR375=\"No\")),0,IF(AND($W375=\"b\",Inventory!$O131=\"Btu/hr\"),Inventory!$N131,IF(AND($W375=\"b\",Inventory!$O131=\"Tons\"),Inventory!$N131*12000,IF(AND(OR($W375=\"c\",$W375=\"d\"),Inventory!$AI131=\"Btu/hr\"),Inventory!$AH131,IF(AND(OR($W375=\"c\",$W375=\"d\"),Inventory!$AI131=\"Tons\"),Inventory!$AH131*12000,0)))))","v":0},0,0,"EER",0,"kW/ton",{"$f":"IF(OR($W375=\"a\",$AR375=\"No\"),0,IF(AND($W375=\"b\",Inventory!$Q131=\"Btu/hr\"),Inventory!$P131,IF(AND($W375=\"b\",Inventory!$Q131=\"Tons\"),Inventory!$P131*12000,IF(AND(OR($W375=\"c\",$W375=\"d\"),Inventory!$AK131=\"Btu/hr\"),Inventory!$AJ131,IF(AND(OR($W375=\"c\",$W375=\"d\"),Inventory!$AK131=\"Tons\"),Inventory!$AJ131*12000,0)))))","v":0},0,0,"COP","No",{"$f":"IF(OR(Inventory!$J131=\"\",$BD375=\"No\"),\"-\",Inventory!$J131)","v":"-"},{"$f":"IFERROR(VLOOKUP($BE375,'Early Retirement'!$B$6:$C$32,2,FALSE),\"-\")","v":"-"},{"$f":"IF(OR($W375<>\"b\",AND($X375<>\"b\",$X375<>\"c\")),\"n\",IF(AND($AO375<>1,$AO375<>2,$AO375<>7,$AO375<>8),\"n\",IF(Inventory!$K131=\"Split\",\"s\",IF(Inventory!$K131=\"Packaged\",\"p\",\"n\"))))","v":"n"},{"$f":"IF(AND($X375<>\"i\",$X375<>\"j\"),\"n\",IF(Inventory!$L131=\"Centrifugal\",\"c\",\"n\"))","v":"n"},"-","-",{"$f":"IFERROR(INDEX('Early Retirement'!$C$4:$AC$32,$BF375,$BJ375),0)","v":0},{"$f":"IFERROR(HLOOKUP($BJ375,'Early Retirement'!$D$4:$AC$5,2,FALSE),0)","v":0},{"$f":"IFERROR(INDEX('Early Retirement'!$AE$4:$BE$32,$BF375,$BJ375),0)","v":0},{"$f":"IFERROR(HLOOKUP($BJ375,'Early Retirement'!$AF$4:$BE$5,2,FALSE),0)","v":0},0,0,"kW/ton",{"$f":"IFERROR(INDEX('Early Retirement'!$BG$4:$CG$32,$BF375,$BJ375),0)","v":0},{"$f":"IFERROR(HLOOKUP($BJ375,'Early Retirement'!$BH$4:$CH$5,2,FALSE),0)","v":0},0,"COP","Yes",0,0,"kW/ton",0,"COP",0,0,"kW/ton",0,"COP"]
[null,null,null,null,null,null,null,null,null,null,null,null,null,null,null,null,null,null,null,null,null,123,{"$f":"IF(Inventory!$C132=\"\",\"a\",VLOOKUP(Inventory!$C132,$B$8:$C$11,2,FALSE))","v":"a"},{"$f":"IF(AND($W376=\"b\",Inventory!$I132=\"\"),\"a\",IF(AND($W376=\"b\",Inventory!$I132<>\"\"),VLOOKUP(Inventory!$I132,$E$3:$F$12,2,FALSE),IF(AND(OR($W376=\"c\",$W376=\"d\"),Inventory!$AB132=\"\"),\"a\",IF(AND(OR($W376=\"c\",$W376=\"d\"),Inventory!$AB132<>\"\"),VLOOKUP(Inventory!$AB132,$E$3:$F$12,2,FALSE),\"a\"))))","v":"a"},{"$f":"IF(OR(AND($X376<>\"b\",$X376<>\"c\"),$AB376=0,$AB376>=(65000/12000),Inventory!$AC132=\"\"),\"a\",VLOOKUP(Inventory!$AC132,$H$3:$I$5,2,FALSE))","v":"a"},{"$f":"IF(AND($X376<>\"i\",$X376<>\"j\"),\"a\",IF(AND($W376=\"b\",Inventory!$L132=\"\"),\"a\",IF(AND($W376=\"b\",Inventory!$L132<>\"\"),VLOOKUP(Inventory!$L132,$K$3:$L$6,2,FALSE),IF(AND(OR($W376=\"c\",$W376=\"d\"),Inventory!$AD132=\"\"),\"a\",IF(AND(OR($W376=\"c\",$W376=\"d\"),Inventory!$AD132<>\"\"),VLOOKUP(Inventory!$AD132,$K$3:$L$6,2,FALSE),\"a\")))))","v":"a"},{"$f":"IF(OR(AND($X376<>\"e\",$X376<>\"f\"),$AB376=0,Inventory!$AF132=\"\"),\"a\",VLOOKUP(Inventory!$AF132,$N$3:$O$5,2,FALSE))","v":"a"},{"$f":"IF(OR(Inventory!C132=\"New Construction\",Inventory!C132=\"Replace-on-Burnout\",Inventory!C132=\"Early Retirement\"),Inventory!AS132,0)","v":0},"","","","","","","","","","","","",0,"aaaaa0","No","No",{"$f":"IF($W376=\"a\",0,IF($W376=\"b\",Inventory!$M132,Inventory!$AG132))","v":0},{"$f":"IF(OR($W376=\"a\",AND($AQ376=\"No\",$AR376=\"No\")),0,IF(AND($W376=\"b\",Inventory!$O132=\"Btu/hr\"),Inventory!$N132,IF(AND($W376=\"b\",Inventory!$O132=\"Tons\"),Inventory!$N132*12000,IF(AND(OR($W376=\"c\",$W376=\"d\"),Inventory!$AI132=\"Btu/hr\"),Inventory!$AH132,IF(AND(OR($W376=\"c\",$W376=\"d\"),Inventory!$AI132=\"Tons\"),Inventory!$AH132*12000,0)))))","v":0},0,0,"EER",0,"kW/ton",{"$f":"IF(OR($W376=\"a\",$AR376=\"No\"),0,IF(AND($W376=\"b\",Inventory!$Q132=\"Btu/hr\"),Inventory!$P132,IF(AND($W376=\"b\",Inventory!$Q132=\"Tons\"),Inventory!$P132*12000,IF(AND(OR($W376=\"c\",$W376=\"d\"),Inventory!$AK132=\"Btu/hr\"),Inventory!$AJ132,IF(AND(OR($W376=\"c\",$W376=\"d\"),Inventory!$AK132=\"Tons\"),Inventory!$AJ132*12000,0)))))","v":0},0,0,"COP","No",{"$f":"IF(OR(Inventory!$J132=\"\",$BD376=\"No\"),\"-\",Inventory!$J132)","v":"-"},{"$f":"IFERROR(VLOOKUP($BE376,'Early Retirement'!$B$6:$C$32,2,FALSE),\"-\")","v":"-"},{"$f":"IF(OR($W376<>\"b\",AND($X376<>\"b\",$X376<>\"c\")),\"n\",IF(AND($AO376<>1,$AO376<>2,$AO376<>7,$AO376<>8),\"n\",IF(Inventory!$K132=\"Split\",\"s\",IF(Inventory!$K132=\"Packaged\",\"p\",\"n\"))))","v":"n"},{"$f":"IF(AND($X376<>\"i\",$X376<>\"j\"),\"n\",IF(Inventory!$L132=\"Centrifugal\",\"c\",\"n\"))","v":"n"},"-","-",{"$f":"IFERROR(INDEX('Early Retirement'!$C$4:$AC$32,$BF376,$BJ376),0)","v":0},{"$f":"IFERROR(HLOOKUP($BJ376,'Early Retirement'!$D$4:$AC$5,2,FALSE),0)","v":0},{"$f":"IFERROR(INDEX('Early Retirement'!$AE$4:$BE$32,$BF376,$BJ376),0)","v":0},{"$f":"IFERROR(HLOOKUP($BJ376,'Early Retirement'!$AF$4:$BE$5,2,FALSE),0)","v":0},0,0,"kW/ton",{"$f":"IFERROR(INDEX('Early Retirement'!$BG$4:$CG$32,$BF376,$BJ376),0)","v":0},{"$f":"IFERROR(HLOOKUP($BJ376,'Early Retirement'!$BH$4:$CH$5,2,FALSE),0)","v":0},0,"COP","Yes",0,0,"kW/ton",0,"COP",0,0,"kW/ton",0,"COP"]
[null,null,null,null,null,null,null,null,null,null,null,null,null,null,null,null,null,null,null,null,null,124,{"$f":"IF(Inventory!$C133=\"\",\"a\",VLOOKUP(Inventory!$C133,$B$8:$C$11,2,FALSE))","v":"a"},{"$f":"IF(AND($W377=\"b\",Inventory!$I133=\"\"),\"a\",IF(AND($W377=\"b\",Inventory!$I133<>\"\"),VLOOKUP(Inventory!$I133,$E$3:$F$12,2,FALSE),IF(AND(OR($W377=\"c\",$W377=\"d\"),Inventory!$AB133=\"\"),\"a\",IF(AND(OR($W377=\"c\",$W377=\"d\"),Inventory!$AB133<>\"\"),VLOOKUP(Inventory!$AB133,$E$3:$F$12,2,FALSE),\"a\"))))","v":"a"},{"$f":"IF(OR(AND($X377<>\"b\",$X377<>\"c\"),$AB377=0,$AB377>=(65000/12000),Inventory!$AC133=\"\"),\"a\",VLOOKUP(Inventory!$AC133,$H$3:$I$5,2,FALSE))","v":"a"},{"$f":"IF(AND($X377<>\"i\",$X377<>\"j\"),\"a\",IF(AND($W377=\"b\",Inventory!$L133=\"\"),\"a\",IF(AND($W377=\"b\",Inventory!$L133<>\"\"),VLOOKUP(Inventory!$L133,$K$3:$L$6,2,FALSE),IF(AND(OR($W377=\"c\",$W377=\"d\"),Inventory!$AD133=\"\"),\"a\",IF(AND(OR($W377=\"c\",$W377=\"d\"),Inventory!$AD133<>\"\"),VLOOKUP(Inventory!$AD133,$K$3:$L$6,2,FALSE),\"a\")))))","v":"a"},{"$f":"IF(OR(AND($X377<>\"e\",$X377<>\"f\"),$AB377=0,Inventory!$AF133=\"\"),\"a\",VLOOKUP(Inventory!$AF133,$N$3:$O$5,2,FALSE))","v":"a"},{"$f":"IF(OR(Inventory!C133=\"New Construction\",Inventory!C133=\"Replace-on-Burnout\",Inventory!C133=\"Early Retirement\"),Inventory!AS133,0)","v":0},"","","","","","","","","","","","",0,"aaaaa0","No","No",{"$f":"IF($W377=\"a\",0,IF($W377=\"b\",Inventory!$M133,Inventory!$AG133))","v":0},{"$f":"IF(OR($W377=\"a\",AND($AQ377=\"No\",$AR377=\"No\")),0,IF(AND($W377=\"b\",Inventory!$O133=\"Btu/hr\"),Inventory!$N133,IF(AND($W377=\"b\",Inventory!$O133=\"Tons\"),Inventory!$N133*12000,IF(AND(OR($W377=\"c\",$W377=\"d\"),Inventory!$AI133=\"Btu/hr\"),Inventory!$AH133,IF(AND(OR($W377=\"c\",$W377=\"d\"),Inventory!$AI133=\"Tons\"),Inventory!$AH133*12000,0)))))","v":0},0,0,"EER",0,"kW/ton",{"$f":"IF(OR($W377=\"a\",$AR377=\"No\"),0,IF(AND($W377=\"b\",Inventory!$Q133=\"Btu/hr\"),Inventory!$P133,IF(AND($W377=\"b\",Inventory!$Q133=\"Tons\"),Inventory!$P133*12000,IF(AND(OR($W377=\"c\",$W377=\"d\"),Inventory!$AK133=\"Btu/hr\"),Inventory!$AJ133,IF(AND(OR($W377=\"c\",$W377=\"d\"),Inventory!$AK133=\"Tons\"),Inventory!$AJ133*12000,0)))))","v":0},0,0,"COP","No",{"$f":"IF(OR(Inventory!$J133=\"\",$BD377=\"No\"),\"-\",Inventory!$J133)","v":"-"},{"$f":"IFERROR(VLOOKUP($BE377,'Early Retirement'!$B$6:$C$32,2,FALSE),\"-\")","v":"-"},{"$f":"IF(OR($W377<>\"b\",AND($X377<>\"b\",$X377<>\"c\")),\"n\",IF(AND($AO377<>1,$AO377<>2,$AO377<>7,$AO377<>8),\"n\",IF(Inventory!$K133=\"Split\",\"s\",IF(Inventory!$K133=\"Packaged\",\"p\",\"n\"))))","v":"n"},{"$f":"IF(AND($X377<>\"i\",$X377<>\"j\"),\"n\",IF(Inventory!$L133=\"Centrifugal\",\"c\",\"n\"))","v":"n"},"-","-",{"$f":"IFERROR(INDEX('Early Retirement'!$C$4:$AC$32,$BF377,$BJ377),0)","v":0},{"$f":"IFERROR(HLOOKUP($BJ377,'Early Retirement'!$D$4:$AC$5,2,FALSE),0)","v":0},{"$f":"IFERROR(INDEX('Early Retirement'!$AE$4:$BE$32,$BF377,$BJ377),0)","v":0},{"$f":"IFERROR(HLOOKUP($BJ377,'Early Retirement'!$AF$4:$BE$5,2,FALSE),0)","v":0},0,0,"kW/ton",{"$f":"IFERROR(INDEX('Early Retirement'!$BG$4:$CG$32,$BF377,$BJ377),0)","v":0},{"$f":"IFERROR(HLOOKUP($BJ377,'Early Retirement'!$BH$4:$CH$5,2,FALSE),0)","v":0},0,"COP","Yes",0,0,"kW/ton",0,"COP",0,0,"kW/ton",0,"COP"]
[null,null,null,null,null,null,null,null,null,null,null,null,null,null,null,null,null,null,null,null,null,125,{"$f":"IF(Inventory!$C134=\"\",\"a\",VLOOKUP(Inventory!$C134,$B$8:$C$11,2,FALSE))","v":"a"},{"$f":"IF(AND($W378=\"b\",Inventory!$I134=\"\"),\"a\",IF(AND($W378=\"b\",Inventory!$I134<>\"\"),VLOOKUP(Inventory!$I134,$E$3:$F$12,2,FALSE),IF(AND(OR($W378=\"c\",$W378=\"d\"),Inventory!$AB134=\"\"),\"a\",IF(AND(OR($W378=\"c\",$W378=\"d\"),Inventory!$AB134<>\"\"),VLOOKUP(Inventory!$AB134,$E$3:$F$12,2,FALSE),\"a\"))))","v":"a"},{"$f":"IF(OR(AND($X378<>\"b\",$X378<>\"c\"),$AB378=0,$AB378>=(65000/12000),Inventory!$AC134=\"\"),\"a\",VLOOKUP(Inventory!$AC134,$H$3:$I$5,2,FALSE))","v":"a"},{"$f":"IF(AND($X378<>\"i\",$X378<>\"j\"),\"a\",IF(AND($W378=\"b\",Inventory!$L134=\"\"),\"a\",IF(AND($W378=\"b\",Inventory!$L134<>\"\"),VLOOKUP(Inventory!$L134,$K$3:$L$6,2,FALSE),IF(AND(OR($W378=\"c\",$W378=\"d\"),Inventory!$AD134=\"\"),\"a\",IF(AND(OR($W378=\"c\",$W378=\"d\"),Inventory!$AD134<>\"\"),VLOOKUP(Inventory!$AD134,$K$3:$L$6,2,FALSE),\"a\")))))","v":"a"},{"$f":"IF(OR(AND($X378<>\"e\",$X378<>\"f\"),$AB378=0,Inventory!$AF134=\"\"),\"a\",VLOOKUP(Inventory!$AF134,$N$3:$O$5,2,FALSE))","v":"a"},{"$f":"IF(OR(Inventory!C134=\"New Construction\",Inventory!C134=\"Replace-on-Burnout\",Inventory!C134=\"Early Retirement\"),Inventory!AS134,0)","v":0},"","","","","","","","","","","","",0,"aaaaa0","No","No",{"$f":"IF($W378=\"a\",0,IF($W378=\"b\",Inventory!$M134,Inventory!$AG134))","v":0},{"$f":"IF(OR($W378=\"a\",AND($AQ378=\"No\",$AR378=\"No\")),0,IF(AND($W378=\"b\",Inventory!$O134=\"Btu/hr\"),Inventory!$N134,IF(AND($W378=\"b\",Inventory!$O134=\"Tons\"),Inventory!$N134*12000,IF(AND(OR($W378=\"c\",$W378=\"d\"),Inventory!$AI134=\"Btu/hr\"),Inventory!$AH134,IF(AND(OR($W378=\"c\",$W378=\"d\"),Inventory!$AI134=\"Tons\"),Inventory!$AH134*12000,0)))))","v":0},0,0,"EER",0,"kW/ton",{"$f":"IF(OR($W378=\"a\",$AR378=\"No\"),0,IF(AND($W378=\"b\",Inventory!$Q134=\"Btu/hr\"),Inventory!$P134,IF(AND($W378=\"b\",Inventory!$Q134=\"Tons\"),Inventory!$P134*12000,IF(AND(OR($W378=\"c\",$W378=\"d\"),Inventory!$AK134=\"Btu/hr\"),Inventory!$AJ134,IF(AND(OR($W378=\"c\",$W378=\"d\"),Inventory!$AK134=\"Tons\"),Inventory!$AJ134*12000,0)))))","v":0},0,0,"COP","No",{"$f":"IF(OR(Inventory!$J134=\"\",$BD378=\"No\"),\"-\",Inventory!$J134)","v":"-"},{"$f":"IFERROR(VLOOKUP($BE378,'Early Retirement'!$B$6:$C$32,2,FALSE),\"-\")","v":"-"},{"$f":"IF(OR($W378<>\"b\",AND($X378<>\"b\",$X378<>\"c\")),\"n\",IF(AND($AO378<>1,$AO378<>2,$AO378<>7,$AO378<>8),\"n\",IF(Inventory!$K134=\"Split\",\"s\",IF(Inventory!$K134=\"Packaged\",\"p\",\"n\"))))","v":"n"},{"$f":"IF(AND($X378<>\"i\",$X378<>\"j\"),\"n\",IF(Inventory!$L134=\"Centrifugal\",\"c\",\"n\"))","v":"n"},"-","-",{"$f":"IFERROR(INDEX('Early Retirement'!$C$4:$AC$32,$BF378,$BJ378),0)","v":0},{"$f":"IFERROR(HLOOKUP($BJ378,'Early Retirement'!$D$4:$AC$5,2,FALSE),0)","v":0},{"$f":"IFERROR(INDEX('Early Retirement'!$AE$4:$BE$32,$BF378,$BJ378),0)","v":0},{"$f":"IFERROR(HLOOKUP($BJ378,'Early Retirement'!$AF$4:$BE$5,2,FALSE),0)","v":0},0,0,"kW/ton",{"$f":"IFERROR(INDEX('Early Retirement'!$BG$4:$CG$32,$BF378,$BJ378),0)","v":0},{"$f":"IFERROR(HLOOKUP($BJ378,'Early Retirement'!$BH$4:$CH$5,2,FALSE),0)","v":0},0,"COP","Yes",0,0,"kW/ton",0,"COP",0,0,"kW/ton",0,"COP"]
[null,null,null,null,null,null,null,null,null,null,null,null,null,null,null,null,null,null,null,null,null,126,{"$f":"IF(Inventory!$C135=\"\",\"a\",VLOOKUP(Inventory!$C135,$B$8:$C$11,2,FALSE))","v":"a"},{"$f":"IF(AND($W379=\"b\",Inventory!$I135=\"\"),\"a\",IF(AND($W379=\"b\",Inventory!$I135<>\"\"),VLOOKUP(Inventory!$I135,$E$3:$F$12,2,FALSE),IF(AND(OR($W379=\"c\",$W379=\"d\"),Inventory!$AB135=\"\"),\"a\",IF(AND(OR($W379=\"c\",$W379=\"d\"),Inventory!$AB135<>\"\"),VLOOKUP(Inventory!$AB135,$E$3:$F$12,2,FALSE),\"a\"))))","v":"a"},{"$f":"IF(OR(AND($X379<>\"b\",$X379<>\"c\"),$AB379=0,$AB379>=(65000/12000),Inventory!$AC135=\"\"),\"a\",VLOOKUP(Inventory!$AC135,$H$3:$I$5,2,FALSE))","v":"a"},{"$f":"IF(AND($X379<>\"i\",$X379<>\"j\"),\"a\",IF(AND($W379=\"b\",Inventory!$L135=\"\"),\"a\",IF(AND($W379=\"b\",Inventory!$L135<>\"\"),VLOOKUP(Inventory!$L135,$K$3:$L$6,2,FALSE),IF(AND(OR($W379=\"c\",$W379=\"d\"),Inventory!$AD135=\"\"),\"a\",IF(AND(OR($W379=\"c\",$W379=\"d\"),Inventory!$AD135<>\"\"),VLOOKUP(Inventory!$AD135,$K$3:$L$6,2,FALSE),\"a\")))))","v":"a"},{"$f":"IF(OR(AND($X379<>\"e\",$X379<>\"f\"),$AB379=0,Inventory!$AF135=\"\"),\"a\",VLOOKUP(Inventory!$AF135,$N$3:$O$5,2,FALSE))","v":"a"},{"$f":"IF(OR(Inventory!C135=\"New Construction\",Inventory!C135=\"Replace-on-Burnout\",Inventory!C135=\"Early Retirement\"),Inventory!AS135,0)","v":0},"","","","","","","","","","","","",0,"aaaaa0","No","No",{"$f":"IF($W379=\"a\",0,IF($W379=\"b\",Inventory!$M135,Inventory!$AG135))","v":0},{"$f":"IF(OR($W379=\"a\",AND($AQ379=\"No\",$AR379=\"No\")),0,IF(AND($W379=\"b\",Inventory!$O135=\"Btu/hr\"),Inventory!$N135,IF(AND($W379=\"b\",Inventory!$O135=\"Tons\"),Inventory!$N135*12000,IF(AND(OR($W379=\"c\",$W379=\"d\"),Inventory!$AI135=\"Btu/hr\"),Inventory!$AH135,IF(AND(OR($W379=\"c\",$W379=\"d\"),Inventory!$AI135=\"Tons\"),Inventory!$AH135*12000,0)))))","v":0},0,0,"EER",0,"kW/ton",{"$f":"IF(OR($W379=\"a\",$AR379=\"No\"),0,IF(AND($W379=\"b\",Inventory!$Q135=\"Btu/hr\"),Inventory!$P135,IF(AND($W379=\"b\",Inventory!$Q135=\"Tons\"),Inventory!$P135*12000,IF(AND(OR($W379=\"c\",$W379=\"d\"),Inventory!$AK135=\"Btu/hr\"),Inventory!$AJ135,IF(AND(OR($W379=\"c\",$W379=\"d\"),Inventory!$AK135=\"Tons\"),Inventory!$AJ135*12000,0)))))","v":0},0,0,"COP","No",{"$f":"IF(OR(Inventory!$J135=\"\",$BD379=\"No\"),\"-\",Inventory!$J135)","v":"-"},{"$f":"IFERROR(VLOOKUP($BE379,'Early Retirement'!$B$6:$C$32,2,FALSE),\"-\")","v":"-"},{"$f":"IF(OR($W379<>\"b\",AND($X379<>\"b\",$X379<>\"c\")),\"n\",IF(AND($AO379<>1,$AO379<>2,$AO379<>7,$AO379<>8),\"n\",IF(Inventory!$K135=\"Split\",\"s\",IF(Inventory!$K135=\"Packaged\",\"p\",\"n\"))))","v":"n"},{"$f":"IF(AND($X379<>\"i\",$X379<>\"j\"),\"n\",IF(Inventory!$L135=\"Centrifugal\",\"c\",\"n\"))","v":"n"},"-","-",{"$f":"IFERROR(INDEX('Early Retirement'!$C$4:$AC$32,$BF379,$BJ379),0)","v":0},{"$f":"IFERROR(HLOOKUP($BJ379,'Early Retirement'!$D$4:$AC$5,2,FALSE),0)","v":0},{"$f":"IFERROR(INDEX('Early Retirement'!$AE$4:$BE$32,$BF379,$BJ379),0)","v":0},{"$f":"IFERROR(HLOOKUP($BJ379,'Early Retirement'!$AF$4:$BE$5,2,FALSE),0)","v":0},0,0,"kW/ton",{"$f":"IFERROR(INDEX('Early Retirement'!$BG$4:$CG$32,$BF379,$BJ379),0)","v":0},{"$f":"IFERROR(HLOOKUP($BJ379,'Early Retirement'!$BH$4:$CH$5,2,FALSE),0)","v":0},0,"COP","Yes",0,0,"kW/ton",0,"COP",0,0,"kW/ton",0,"COP"]
[null,null,null,null,null,null,null,null,null,null,null,null,null,null,null,null,null,null,null,null,null,127,{"$f":"IF(Inventory!$C136=\"\",\"a\",VLOOKUP(Inventory!$C136,$B$8:$C$11,2,FALSE))","v":"a"},{"$f":"IF(AND($W380=\"b\",Inventory!$I136=\"\"),\"a\",IF(AND($W380=\"b\",Inventory!$I136<>\"\"),VLOOKUP(Inventory!$I136,$E$3:$F$12,2,FALSE),IF(AND(OR($W380=\"c\",$W380=\"d\"),Inventory!$AB136=\"\"),\"a\",IF(AND(OR($W380=\"c\",$W380=\"d\"),Inventory!$AB136<>\"\"),VLOOKUP(Inventory!$AB136,$E$3:$F$12,2,FALSE),\"a\"))))","v":"a"},{"$f":"IF(OR(AND($X380<>\"b\",$X380<>\"c\"),$AB380=0,$AB380>=(65000/12000),Inventory!$AC136=\"\"),\"a\",VLOOKUP(Inventory!$AC136,$H$3:$I$5,2,FALSE))","v":"a"},{"$f":"IF(AND($X380<>\"i\",$X380<>\"j\"),\"a\",IF(AND($W380=\"b\",Inventory!$L136=\"\"),\"a\",IF(AND($W380=\"b\",Inventory!$L136<>\"\"),VLOOKUP(Inventory!$L136,$K$3:$L$6,2,FALSE),IF(AND(OR($W380=\"c\",$W380=\"d\"),Inventory!$AD136=\"\"),\"a\",IF(AND(OR($W380=\"c\",$W380=\"d\"),Inventory!$AD136<>\"\"),VLOOKUP(Inventory!$AD136,$K$3:$L$6,2,FALSE),\"a\")))))","v":"a"},{"$f":"IF(OR(AND($X380<>\"e\",$X380<>\"f\"),$AB380=0,Inventory!$AF136=\"\"),\"a\",VLOOKUP(Inventory!$AF136,$N$3:$O$5,2,FALSE))","v":"a"},{"$f":"IF(OR(Inventory!C136=\"New Construction\",Inventory!C136=\"Replace-on-Burnout\",Inventory!C136=\"Early Retirement\"),Inventory!AS136,0)","v":0},"","","","","","","","","","","","",0,"aaaaa0","No","No",{"$f":"IF($W380=\"a\",0,IF($W380=\"b\",Inventory!$M136,Inventory!$AG136))","v":0},{"$f":"IF(OR($W380=\"a\",AND($AQ380=\"No\",$AR380=\"No\")),0,IF(AND($W380=\"b\",Inventory!$O136=\"Btu/hr\"),Inventory!$N136,IF(AND($W380=\"b\",Inventory!$O136=\"Tons\"),Inventory!$N136*12000,IF(AND(OR($W380=\"c\",$W380=\"d\"),Inventory!$AI136=\"Btu/hr\"),Inventory!$AH136,IF(AND(OR($W380=\"c\",$W380=\"d\"),Inventory!$AI136=\"Tons\"),Inventory!$AH136*12000,0)))))","v":0},0,0,"EER",0,"kW/ton",{"$f":"IF(OR($W380=\"a\",$AR380=\"No\"),0,IF(AND($W380=\"b\",Inventory!$Q136=\"Btu/hr\"),Inventory!$P136,IF(AND($W380=\"b\",Inventory!$Q136=\"Tons\"),Inventory!$P136*12000,IF(AND(OR($W380=\"c\",$W380=\"d\"),Inventory!$AK136=\"Btu/hr\"),Inventory!$AJ136,IF(AND(OR($W380=\"c\",$W380=\"d\"),Inventory!$AK136=\"Tons\"),Inventory!$AJ136*12000,0)))))","v":0},0,0,"COP","No",{"$f":"IF(OR(Inventory!$J136=\"\",$BD380=\"No\"),\"-\",Inventory!$J136)","v":"-"},{"$f":"IFERROR(VLOOKUP($BE380,'Early Retirement'!$B$6:$C$32,2,FALSE),\"-\")","v":"-"},{"$f":"IF(OR($W380<>\"b\",AND($X380<>\"b\",$X380<>\"c\")),\"n\",IF(AND($AO380<>1,$AO380<>2,$AO380<>7,$AO380<>8),\"n\",IF(Inventory!$K136=\"Split\",\"s\",IF(Inventory!$K136=\"Packaged\",\"p\",\"n\"))))","v":"n"},{"$f":"IF(AND($X380<>\"i\",$X380<>\"j\"),\"n\",IF(Inventory!$L136=\"Centrifugal\",\"c\",\"n\"))","v":"n"},"-","-",{"$f":"IFERROR(INDEX('Early Retirement'!$C$4:$AC$32,$BF380,$BJ380),0)","v":0},{"$f":"IFERROR(HLOOKUP($BJ380,'Early Retirement'!$D$4:$AC$5,2,FALSE),0)","v":0},{"$f":"IFERROR(INDEX('Early Retirement'!$AE$4:$BE$32,$BF380,$BJ380),0)","v":0},{"$f":"IFERROR(HLOOKUP($BJ380,'Early Retirement'!$AF$4:$BE$5,2,FALSE),0)","v":0},0,0,"kW/ton",{"$f":"IFERROR(INDEX('Early Retirement'!$BG$4:$CG$32,$BF380,$BJ380),0)","v":0},{"$f":"IFERROR(HLOOKUP($BJ380,'Early Retirement'!$BH$4:$CH$5,2,FALSE),0)","v":0},0,"COP","Yes",0,0,"kW/ton",0,"COP",0,0,"kW/ton",0,"COP"]
[null,null,null,null,null,null,null,null,null,null,null,null,null,null,null,null,null,null,null,null,null,128,{"$f":"IF(Inventory!$C137=\"\",\"a\",VLOOKUP(Inventory!$C137,$B$8:$C$11,2,FALSE))","v":"a"},{"$f":"IF(AND($W381=\"b\",Inventory!$I137=\"\"),\"a\",IF(AND($W381=\"b\",Inventory!$I137<>\"\"),VLOOKUP(Inventory!$I137,$E$3:$F$12,2,FALSE),IF(AND(OR($W381=\"c\",$W381=\"d\"),Inventory!$AB137=\"\"),\"a\",IF(AND(OR($W381=\"c\",$W381=\"d\"),Inventory!$AB137<>\"\"),VLOOKUP(Inventory!$AB137,$E$3:$F$12,2,FALSE),\"a\"))))","v":"a"},{"$f":"IF(OR(AND($X381<>\"b\",$X381<>\"c\"),$AB381=0,$AB381>=(65000/12000),Inventory!$AC137=\"\"),\"a\",VLOOKUP(Inventory!$AC137,$H$3:$I$5,2,FALSE))","v":"a"},{"$f":"IF(AND($X381<>\"i\",$X381<>\"j\"),\"a\",IF(AND($W381=\"b\",Inventory!$L137=\"\"),\"a\",IF(AND($W381=\"b\",Inventory!$L137<>\"\"),VLOOKUP(Inventory!$L137,$K$3:$L$6,2,FALSE),IF(AND(OR($W381=\"c\",$W381=\"d\"),Inventory!$AD137=\"\"),\"a\",IF(AND(OR($W381=\"c\",$W381=\"d\"),Inventory!$AD137<>\"\"),VLOOKUP(Inventory!$AD137,$K$3:$L$6,2,FALSE),\"a\")))))","v":"a"},{"$f":"IF(OR(AND($X381<>\"e\",$X381<>\"f\"),$AB381=0,Inventory!$AF137=\"\"),\"a\",VLOOKUP(Inventory!$AF137,$N$3:$O$5,2,FALSE))","v":"a"},{"$f":"IF(OR(Inventory!C137=\"New Construction\",Inventory!C137=\"Replace-on-Burnout\",Inventory!C137=\"Early Retirement\"),Inventory!AS137,0)","v":0},"","","","","","","","","","","","",0,"aaaaa0","No","No",{"$f":"IF($W381=\"a\",0,IF($W381=\"b\",Inventory!$M137,Inventory!$AG137))","v":0},{"$f":"IF(OR($W381=\"a\",AND($AQ381=\"No\",$AR381=\"No\")),0,IF(AND($W381=\"b\",Inventory!$O137=\"Btu/hr\"),Inventory!$N137,IF(AND($W381=\"b\",Inventory!$O137=\"Tons\"),Inventory!$N137*12000,IF(AND(OR($W381=\"c\",$W381=\"d\"),Inventory!$AI137=\"Btu/hr\"),Inventory!$AH137,IF(AND(OR($W381=\"c\",$W381=\"d\"),Inventory!$AI137=\"Tons\"),Inventory!$AH137*12000,0)))))","v":0},0,0,"EER",0,"kW/ton",{"$f":"IF(OR($W381=\"a\",$AR381=\"No\"),0,IF(AND($W381=\"b\",Inventory!$Q137=\"Btu/hr\"),Inventory!$P137,IF(AND($W381=\"b\",Inventory!$Q137=\"Tons\"),Inventory!$P137*12000,IF(AND(OR($W381=\"c\",$W381=\"d\"),Inventory!$AK137=\"Btu/hr\"),Inventory!$AJ137,IF(AND(OR($W381=\"c\",$W381=\"d\"),Inventory!$AK137=\"Tons\"),Inventory!$AJ137*12000,0)))))","v":0},0,0,"COP","No",{"$f":"IF(OR(Inventory!$J137=\"\",$BD381=\"No\"),\"-\",Inventory!$J137)","v":"-"},{"$f":"IFERROR(VLOOKUP($BE381,'Early Retirement'!$B$6:$C$32,2,FALSE),\"-\")","v":"-"},{"$f":"IF(OR($W381<>\"b\",AND($X381<>\"b\",$X381<>\"c\")),\"n\",IF(AND($AO381<>1,$AO381<>2,$AO381<>7,$AO381<>8),\"n\",IF(Inventory!$K137=\"Split\",\"s\",IF(Inventory!$K137=\"Packaged\",\"p\",\"n\"))))","v":"n"},{"$f":"IF(AND($X381<>\"i\",$X381<>\"j\"),\"n\",IF(Inventory!$L137=\"Centrifugal\",\"c\",\"n\"))","v":"n"},"-","-",{"$f":"IFERROR(INDEX('Early Retirement'!$C$4:$AC$32,$BF381,$BJ381),0)","v":0},{"$f":"IFERROR(HLOOKUP($BJ381,'Early Retirement'!$D$4:$AC$5,2,FALSE),0)","v":0},{"$f":"IFERROR(INDEX('Early Retirement'!$AE$4:$BE$32,$BF381,$BJ381),0)","v":0},{"$f":"IFERROR(HLOOKUP($BJ381,'Early Retirement'!$AF$4:$BE$5,2,FALSE),0)","v":0},0,0,"kW/ton",{"$f":"IFERROR(INDEX('Early Retirement'!$BG$4:$CG$32,$BF381,$BJ381),0)","v":0},{"$f":"IFERROR(HLOOKUP($BJ381,'Early Retirement'!$BH$4:$CH$5,2,FALSE),0)","v":0},0,"COP","Yes",0,0,"kW/ton",0,"COP",0,0,"kW/ton",0,"COP"]
[null,null,null,null,null,null,null,null,null,null,null,null,null,null,null,null,null,null,null,null,null,129,{"$f":"IF(Inventory!$C138=\"\",\"a\",VLOOKUP(Inventory!$C138,$B$8:$C$11,2,FALSE))","v":"a"},{"$f":"IF(AND($W382=\"b\",Inventory!$I138=\"\"),\"a\",IF(AND($W382=\"b\",Inventory!$I138<>\"\"),VLOOKUP(Inventory!$I138,$E$3:$F$12,2,FALSE),IF(AND(OR($W382=\"c\",$W382=\"d\"),Inventory!$AB138=\"\"),\"a\",IF(AND(OR($W382=\"c\",$W382=\"d\"),Inventory!$AB138<>\"\"),VLOOKUP(Inventory!$AB138,$E$3:$F$12,2,FALSE),\"a\"))))","v":"a"},{"$f":"IF(OR(AND($X382<>\"b\",$X382<>\"c\"),$AB382=0,$AB382>=(65000/12000),Inventory!$AC138=\"\"),\"a\",VLOOKUP(Inventory!$AC138,$H$3:$I$5,2,FALSE))","v":"a"},{"$f":"IF(AND($X382<>\"i\",$X382<>\"j\"),\"a\",IF(AND($W382=\"b\",Inventory!$L138=\"\"),\"a\",IF(AND($W382=\"b\",Inventory!$L138<>\"\"),VLOOKUP(Inventory!$L138,$K$3:$L$6,2,FALSE),IF(AND(OR($W382=\"c\",$W382=\"d\"),Inventory!$AD138=\"\"),\"a\",IF(AND(OR($W382=\"c\",$W382=\"d\"),Inventory!$AD138<>\"\"),VLOOKUP(Inventory!$AD138,$K$3:$L$6,2,FALSE),\"a\")))))","v":"a"},{"$f":"IF(OR(AND($X382<>\"e\",$X382<>\"f\"),$AB382=0,Inventory!$AF138=\"\"),\"a\",VLOOKUP(Inventory!$AF138,$N$3:$O$5,2,FALSE))","v":"a"},{"$f":"IF(OR(Inventory!C138=\"New Construction\",Inventory!C138=\"Replace-on-Burnout\",Inventory!C138=\"Early Retirement\"),Inventory!AS138,0)","v":0},"","","","","","","","","","","","",0,{"$f":"CONCATENATE($W382,$X382,$Y382,$Z382,$AA382,$AO382)","v":"aaaaa0"},"No","No",{"$f":"IF($W382=\"a\",0,IF($W382=\"b\",Inventory!$M138,Inventory!$AG138))","v":0},{"$f":"IF(OR($W382=\"a\",AND($AQ382=\"No\",$AR382=\"No\")),0,IF(AND($W382=\"b\",Inventory!$O138=\"Btu/hr\"),Inventory!$N138,IF(AND($W382=\"b\",Inventory!$O138=\"Tons\"),Inventory!$N138*12000,IF(AND(OR($W382=\"c\",$W382=\"d\"),Inventory!$AI138=\"Btu/hr\"),Inventory!$AH138,IF(AND(OR($W382=\"c\",$W382=\"d\"),Inventory!$AI138=\"Tons\"),Inventory!$AH138*12000,0)))))","v":0},0,0,"EER",{"$f":"IFERROR(12/$AV382,0)","v":0},"kW/ton",{"$f":"IF(OR($W382=\"a\",$AR382=\"No\"),0,IF(AND($W382=\"b\",Inventory!$Q138=\"Btu/hr\"),Inventory!$P138,IF(AND($W382=\"b\",Inventory!$Q138=\"Tons\"),Inventory!$P138*12000,IF(AND(OR($W382=\"c\",$W382=\"d\"),Inventory!$AK138=\"Btu/hr\"),Inventory!$AJ138,IF(AND(OR($W382=\"c\",$W382=\"d\"),Inventory!$AK138=\"Tons\"),Inventory!$AJ138*12000,0)))))","v":0},0,0,"COP","No",{"$f":"IF(OR(Inventory!$J138=\"\",$BD382=\"No\"),\"-\",Inventory!$J138)","v":"-"},{"$f":"IFERROR(VLOOKUP($BE382,'Early Retirement'!$B$6:$C$32,2,FALSE),\"-\")","v":"-"},{"$f":"IF(OR($W382<>\"b\",AND($X382<>\"b\",$X382<>\"c\")),\"n\",IF(AND($AO382<>1,$AO382<>2,$AO382<>7,$AO382<>8),\"n\",IF(Inventory!$K138=\"Split\",\"s\",IF(Inventory!$K138=\"Packaged\",\"p\",\"n\"))))","v":"n"},{"$f":"IF(AND($X382<>\"i\",$X382<>\"j\"),\"n\",IF(Inventory!$L138=\"Centrifugal\",\"c\",\"n\"))","v":"n"},{"$f":"IF(OR($BD382=\"No\",$X382=\"a\"),\"-\",CONCATENATE($AO382,$BG382,$BH382))","v":"-"},{"$f":"IFERROR(VLOOKUP($BI382,$BI$506:$BJ$541,2,FALSE),\"-\")","v":"-"},{"$f":"IFERROR(INDEX('Early Retirement'!$C$4:$AC$32,$BF382,$BJ382),0)","v":0},{"$f":"IFERROR(HLOOKUP($BJ382,'Early Retirement'!$D$4:$AC$5,2,FALSE),0)","v":0},{"$f":"IFERROR(INDEX('Early Retirement'!$AE$4:$BE$32,$BF382,$BJ382),0)","v":0},{"$f":"IFERROR(HLOOKUP($BJ382,'Early Retirement'!$AF$4:$BE$5,2,FALSE),0)","v":0},0,0,"kW/ton",{"$f":"IFERROR(INDEX('Early Retirement'!$BG$4:$CG$32,$BF382,$BJ382),0)","v":0},{"$f":"IFERROR(HLOOKUP($BJ382,'Early Retirement'!$BH$4:$CH$5,2,FALSE),0)","v":0},0,"COP",{"$f":"IF(AND($AQ382=\"No\",$AR382=\"No\",$BD382=\"No\"),\"Yes\",\"No\")","v":"Yes"},{"$f":"IF($BV382=\"Yes\",IFERROR(VLOOKUP($AP382,$CH:$CO,6,FALSE),0),0)","v":0},{"$f":"IF($BV382=\"Yes\",IFERROR(VLOOKUP($AP382,$CH:$CO,7,FALSE),0),0)","v":0},"kW/ton",{"$f":"IF($BV382=\"Yes\",IFERROR(VLOOKUP($AP382,$CH:$CS,11,FALSE),0),0)","v":0},"COP",0,{"$f":"MAX($AX382,$BP382,$BX382)","v":0},"kW/ton",{"$f":"MAX($BB382,$BT382,$BZ382)","v":0},"COP"]
[null,null,null,null,null,null,null,null,null,null,null,null,null,null,null,null,null,null,null,null,null,130,{"$f":"IF(Inventory!$C139=\"\",\"a\",VLOOKUP(Inventory!$C139,$B$8:$C$11,2,FALSE))","v":"a"},{"$f":"IF(AND($W383=\"b\",Inventory!$I139=\"\"),\"a\",IF(AND($W383=\"b\",Inventory!$I139<>\"\"),VLOOKUP(Inventory!$I139,$E$3:$F$12,2,FALSE),IF(AND(OR($W383=\"c\",$W383=\"d\"),Inventory!$AB139=\"\"),\"a\",IF(AND(OR($W383=\"c\",$W383=\"d\"),Inventory!$AB139<>\"\"),VLOOKUP(Inventory!$AB139,$E$3:$F$12,2,FALSE),\"a\"))))","v":"a"},{"$f":"IF(OR(AND($X383<>\"b\",$X383<>\"c\"),$AB383=0,$AB383>=(65000/12000),Inventory!$AC139=\"\"),\"a\",VLOOKUP(Inventory!$AC139,$H$3:$I$5,2,FALSE))","v":"a"},{"$f":"IF(AND($X383<>\"i\",$X383<>\"j\"),\"a\",IF(AND($W383=\"b\",Inventory!$L139=\"\"),\"a\",IF(AND($W383=\"b\",Inventory!$L139<>\"\"),VLOOKUP(Inventory!$L139,$K$3:$L$6,2,FALSE),IF(AND(OR($W383=\"c\",$W383=\"d\"),Inventory!$AD139=\"\"),\"a\",IF(AND(OR($W383=\"c\",$W383=\"d\"),Inventory!$AD139<>\"\"),VLOOKUP(Inventory!$AD139,$K$3:$L$6,2,FALSE),\"a\")))))","v":"a"},{"$f":"IF(OR(AND($X383<>\"e\",$X383<>\"f\"),$AB383=0,Inventory!$AF139=\"\"),\"a\",VLOOKUP(Inventory!$AF139,$N$3:$O$5,2,FALSE))","v":"a"},{"$f":"IF(OR(Inventory!C139=\"New Construction\",Inventory!C139=\"Replace-on-Burnout\",Inventory!C139=\"Early Retirement\"),Inventory!AS139,0)","v":0},{"$f":"IF(AND($X383<>\"b\",$X383<>\"c\",$X383<>\"d\",$X383<>\"e\",$X383<>\"f\"),\"\",IF(AND($AB383>=$AC$2,$X383=\"b\"),6,IF(AND($AB383>=$AC$2,$X383=\"c\"),12,IF(AND($AB383>=$AC$2,$X383=\"d\"),18,IF(AND($AB383>=$AC$2,$X383=\"e\"),24,IF(AND($AB383>=$AC$2,$X383=\"f\"),30,0))))))","v":""},{"$f":"IF(OR(AND($X383<>\"b\",$X383<>\"c\",$X383<>\"d\",$X383<>\"e\",$X383<>\"f\"),$AC383<>0),\"\",IF(AND($AB383>=$AD$2,$X383=\"b\"),5,IF(AND($AB383>=$AD$2,$X383=\"c\"),11,IF(AND($AB383>=$AD$2,$X383=\"d\"),17,IF(AND($AB383>=$AD$2,$X383=\"e\"),23,IF(AND($AB383>=$AD$2,$X383=\"f\"),29,0))))))","v":""},{"$f":"IF(OR(AND($X383<>\"b\",$X383<>\"c\",$X383<>\"d\",$X383<>\"e\",$X383<>\"f\"),$AD383<>0),\"\",IF(AND($AB383>=$AE$2,$X383=\"b\"),4,IF(AND($AB383>=$AE$2,$X383=\"c\"),10,IF(AND($AB383>=$AE$2,$X383=\"d\"),16,IF(AND($AB383>=$AE$2,$X383=\"e\"),22,IF(AND($AB383>=$AE$2,$X383=\"f\"),28,0))))))","v":""},{"$f":"IF(OR(AND($X383<>\"b\",$X383<>\"c\",$X383<>\"d\",$X383<>\"e\",$X383<>\"f\"),$AE383<>0),\"\",IF(AND($AB383>=$AF$2,$X383=\"b\"),3,IF(AND($AB383>=$AF$2,$X383=\"c\"),9,IF(AND($AB383>=$AF$2,$X383=\"d\"),15,IF(AND($AB383>=$AF$2,$X383=\"e\"),21,IF(AND($AB383>=$AF$2,$X383=\"f\"),27,0))))))","v":""},{"$f":"IF(OR(AND($X383<>\"b\",$X383<>\"c\",$X383<>\"d\",$X383<>\"e\",$X383<>\"f\"),$AF383<>0),\"\",IF(AND($AB383>=$AG$2,$X383=\"b\"),2,IF(AND($AB383>=$AG$2,$X383=\"c\"),8,IF(AND($AB383>=$AG$2,$X383=\"d\"),14,IF(AND($AB383>=$AG$2,$X383=\"e\"),20,IF(AND($AB383>=$AG$2,$X383=\"f\"),26,0))))))","v":""},{"$f":"IF(OR(AND($X383<>\"b\",$X383<>\"c\",$X383<>\"d\",$X383<>\"e\",$X383<>\"f\"),$AG383<>0),\"\",IF(AND($AB383>=$AH$2,$X383=\"b\"),1,IF(AND($AB383>=$AH$2,$X383=\"c\"),7,IF(AND($AB383>=$AH$2,$X383=\"d\"),13,IF(AND($AB383>=$AH$2,$X383=\"e\"),19,IF(AND($AB383>=$AH$2,$X383=\"f\"),25,0))))))","v":""},{"$f":"IF(AND($X383<>\"i\",$X383<>\"j\"),\"\",IF(AND($AB383>=$AI$2,$X383=\"i\"),39,IF(AND($AB383>=$AI$2,$X383=\"j\",$Z383=\"b\"),44,IF(AND($AB383>=$AI$2,$X383=\"j\",$Z383<>\"b\"),49,0))))","v":""},{"$f":"IF(OR(AND($X383<>\"i\",$X383<>\"j\"),$AI383<>0),\"\",IF(AND($AB383>=$AJ$2,$X383=\"i\"),38,IF(AND($AB383>=$AJ$2,$X383=\"j\",$Z383=\"b\"),43,IF(AND($AB383>=$AJ$2,$X383=\"j\",$Z383<>\"b\"),48,0))))","v":""},{"$f":"IF(OR(AND($X383<>\"i\",$X383<>\"j\"),$AJ383<>0),\"\",IF(AND($AB383>=$AK$2,$X383=\"i\"),37,IF(AND($AB383>=$AK$2,$X383=\"j\",$Z383=\"b\"),42,IF(AND($AB383>=$AK$2,$X383=\"j\",$Z383<>\"b\"),47,0))))","v":""},{"$f":"IF(OR(AND($X383<>\"i\",$X383<>\"j\"),$AK383<>0),\"\",IF(AND($AB383>=$AL$2,$X383=\"i\"),36,IF(AND($AB383>=$AL$2,$X383=\"j\",$Z383=\"b\"),41,IF(AND($AB383>=$AL$2,$X383=\"j\",$Z383<>\"b\"),46,0))))","v":""},{"$f":"IF(OR(AND($X383<>\"i\",$X383<>\"j\"),$AL383<>0),\"\",IF(AND($AB383>=$AM$2,$X383=\"i\"),35,IF(AND($AB383>=$AM$2,$X383=\"j\",$Z383=\"b\"),40,IF(AND($AB383>=$AM$2,$X383=\"j\",$Z383<>\"b\"),45,0))))","v":""},{"$f":"IF(AND($X383<>\"g\",$X383<>\"h\"),\"\",IF(AND($W383=\"d\",$X383=\"g\"),31,IF(AND($W383=\"c\",$X383=\"g\"),32,IF(AND($W383=\"d\",$X383=\"h\"),33,IF(AND($W383=\"c\",$X383=\"h\"),34,\"\")))))","v":""},0,"aaaaa0",{"$f":"IF($X383=\"g\",\"Yes\",\"No\")","v":"No"},{"$f":"IF($X383=\"h\",\"Yes\",\"No\")","v":"No"},{"$f":"IF($W383=\"a\",0,IF($W383=\"b\",Inventory!$M139,Inventory!$AG139))","v":0},{"$f":"IF(OR($W383=\"a\",AND($AQ383=\"No\",$AR383=\"No\")),0,IF(AND($W383=\"b\",Inventory!$O139=\"Btu/hr\"),Inventory!$N139,IF(AND($W383=\"b\",Inventory!$O139=\"Tons\"),Inventory!$N139*12000,IF(AND(OR($W383=\"c\",$W383=\"d\"),Inventory!$AI139=\"Btu/hr\"),Inventory!$AH139,IF(AND(OR($W383=\"c\",$W383=\"d\"),Inventory!$AI139=\"Tons\"),Inventory!$AH139*12000,0)))))","v":0},{"$f":"IF(AT383=0,0,IF($AT383<7000,7000,IF($AT383>15000,15000,$AT383)))","v":0},{"$f":"IF(OR($W383=\"a\",AND($AQ383=\"No\",$AR383=\"No\"),$AT383=0),0,IF(AND($W383<>\"b\",$AQ383=\"Yes\",$AS383=\"Yes\"),13.8-(0.3*$AU383/1000),IF(AND($W383<>\"b\",$AQ383=\"Yes\",$AS383=\"No\"),10.9-(0.213*$AU383/1000),IF(AND($W383=\"b\",$AQ383=\"Yes\"),10.9-(0.213*$AU383/1000),IF(AND($W383<>\"b\",$AR383=\"Yes\",$AS383=\"Yes\"),14-(0.3*$AU383/1000),IF(AND($W383<>\"b\",$AR383=\"Yes\",$AS383=\"No\"),10.8-(0.213*$AU383/1000),IF(AND($W383=\"b\",$AR383=\"Yes\"),10.8-(0.213*$AU383/1000),0)))))))","v":0},"EER",0,"kW/ton",{"$f":"IF(OR($W383=\"a\",$AR383=\"No\"),0,IF(AND($W383=\"b\",Inventory!$Q139=\"Btu/hr\"),Inventory!$P139,IF(AND($W383=\"b\",Inventory!$Q139=\"Tons\"),Inventory!$P139*12000,IF(AND(OR($W383=\"c\",$W383=\"d\"),Inventory!$AK139=\"Btu/hr\"),Inventory!$AJ139,IF(AND(OR($W383=\"c\",$W383=\"d\"),Inventory!$AK139=\"Tons\"),Inventory!$AJ139*12000,0)))))","v":0},{"$f":"IF(AZ383=0,0,IF($AZ383<7000,7000,IF($AZ383>15000,15000,$AZ383)))","v":0},{"$f":"IF(OR($W383=\"a\",$AR383=\"No\",$AZ383=0),0,IF(AND($W383<>\"b\",$AR383=\"Yes\",$AS383=\"Yes\"),3.7-(0.052*$BA383/1000),IF(AND($W383<>\"b\",$AR383=\"Yes\",$AS383=\"No\"),2.9-(0.026*$BA383/1000),IF(AND($W383=\"b\",$AR383=\"Yes\"),2.9-(0.026*$BA383/1000),0))))","v":0},"COP","No",{"$f":"IF(OR(Inventory!$J139=\"\",$BD383=\"No\"),\"-\",Inventory!$J139)","v":"-"},{"$f":"IFERROR(VLOOKUP($BE383,'Early Retirement'!$B$6:$C$32,2,FALSE),\"-\")","v":"-"},{"$f":"IF(OR($W383<>\"b\",AND($X383<>\"b\",$X383<>\"c\")),\"n\",IF(AND($AO383<>1,$AO383<>2,$AO383<>7,$AO383<>8),\"n\",IF(Inventory!$K139=\"Split\",\"s\",IF(Inventory!$K139=\"Packaged\",\"p\",\"n\"))))","v":"n"},{"$f":"IF(AND($X383<>\"i\",$X383<>\"j\"),\"n\",IF(Inventory!$L139=\"Centrifugal\",\"c\",\"n\"))","v":"n"},"-","-",{"$f":"IFERROR(INDEX('Early Retirement'!$C$4:$AC$32,$BF383,$BJ383),0)","v":0},{"$f":"IFERROR(HLOOKUP($BJ383,'Early Retirement'!$D$4:$AC$5,2,FALSE),0)","v":0},{"$f":"IFERROR(INDEX('Early Retirement'!$AE$4:$BE$32,$BF383,$BJ383),0)","v":0},{"$f":"IFERROR(HLOOKUP($BJ383,'Early Retirement'!$AF$4:$BE$5,2,FALSE),0)","v":0},{"$f":"IF(LEFT($BL383,3)=\"EER\",12/$BK383,IF($BL383=\"kW/ton\",$BK383,0))","v":0},{"$f":"IF(OR(LEFT($BN383,4)=\"SEER\",$BN383=\"IEER\",$BN383=\"IPLV (EER)\"),12/$BM383,IF($BN383=\"IPLV (kW/ton)\",$BM383,0))","v":0},"kW/ton",{"$f":"IFERROR(INDEX('Early Retirement'!$BG$4:$CG$32,$BF383,$BJ383),0)","v":0},{"$f":"IFERROR(HLOOKUP($BJ383,'Early Retirement'!$BH$4:$CH$5,2,FALSE),0)","v":0},{"$f":"IF(LEFT($BS383,4)=\"HSPF\",$BR383/3.412,IF($BS383=\"COP\",$BR383,0))","v":0},"COP","Yes",0,0,"kW/ton",0,"COP",0,0,"kW/ton",0,"COP"]
[null,null,null,null,null,null,null,null,null,null,null,null,null,null,null,null,null,null,null,null,null,131,{"$f":"IF(Inventory!$C140=\"\",\"a\",VLOOKUP(Inventory!$C140,$B$8:$C$11,2,FALSE))","v":"a"},{"$f":"IF(AND($W384=\"b\",Inventory!$I140=\"\"),\"a\",IF(AND($W384=\"b\",Inventory!$I140<>\"\"),VLOOKUP(Inventory!$I140,$E$3:$F$12,2,FALSE),IF(AND(OR($W384=\"c\",$W384=\"d\"),Inventory!$AB140=\"\"),\"a\",IF(AND(OR($W384=\"c\",$W384=\"d\"),Inventory!$AB140<>\"\"),VLOOKUP(Inventory!$AB140,$E$3:$F$12,2,FALSE),\"a\"))))","v":"a"},{"$f":"IF(OR(AND($X384<>\"b\",$X384<>\"c\"),$AB384=0,$AB384>=(65000/12000),Inventory!$AC140=\"\"),\"a\",VLOOKUP(Inventory!$AC140,$H$3:$I$5,2,FALSE))","v":"a"},{"$f":"IF(AND($X384<>\"i\",$X384<>\"j\"),\"a\",IF(AND($W384=\"b\",Inventory!$L140=\"\"),\"a\",IF(AND($W384=\"b\",Inventory!$L140<>\"\"),VLOOKUP(Inventory!$L140,$K$3:$L$6,2,FALSE),IF(AND(OR($W384=\"c\",$W384=\"d\"),Inventory!$AD140=\"\"),\"a\",IF(AND(OR($W384=\"c\",$W384=\"d\"),Inventory!$AD140<>\"\"),VLOOKUP(Inventory!$AD140,$K$3:$L$6,2,FALSE),\"a\")))))","v":"a"},{"$f":"IF(OR(AND($X384<>\"e\",$X384<>\"f\"),$AB384=0,Inventory!$AF140=\"\"),\"a\",VLOOKUP(Inventory!$AF140,$N$3:$O$5,2,FALSE))","v":"a"},{"$f":"IF(OR(Inventory!C140=\"New Construction\",Inventory!C140=\"Replace-on-Burnout\",Inventory!C140=\"Early Retirement\"),Inventory!AS140,0)","v":0},"","","","","","","","","","","","",0,"aaaaa0","No","No",{"$f":"IF($W384=\"a\",0,IF($W384=\"b\",Inventory!$M140,Inventory!$AG140))","v":0},{"$f":"IF(OR($W384=\"a\",AND($AQ384=\"No\",$AR384=\"No\")),0,IF(AND($W384=\"b\",Inventory!$O140=\"Btu/hr\"),Inventory!$N140,IF(AND($W384=\"b\",Inventory!$O140=\"Tons\"),Inventory!$N140*12000,IF(AND(OR($W384=\"c\",$W384=\"d\"),Inventory!$AI140=\"Btu/hr\"),Inventory!$AH140,IF(AND(OR($W384=\"c\",$W384=\"d\"),Inventory!$AI140=\"Tons\"),Inventory!$AH140*12000,0)))))","v":0},0,0,"EER",0,"kW/ton",{"$f":"IF(OR($W384=\"a\",$AR384=\"No\"),0,IF(AND($W384=\"b\",Inventory!$Q140=\"Btu/hr\"),Inventory!$P140,IF(AND($W384=\"b\",Inventory!$Q140=\"Tons\"),Inventory!$P140*12000,IF(AND(OR($W384=\"c\",$W384=\"d\"),Inventory!$AK140=\"Btu/hr\"),Inventory!$AJ140,IF(AND(OR($W384=\"c\",$W384=\"d\"),Inventory!$AK140=\"Tons\"),Inventory!$AJ140*12000,0)))))","v":0},0,0,"COP","No",{"$f":"IF(OR(Inventory!$J140=\"\",$BD384=\"No\"),\"-\",Inventory!$J140)","v":"-"},{"$f":"IFERROR(VLOOKUP($BE384,'Early Retirement'!$B$6:$C$32,2,FALSE),\"-\")","v":"-"},{"$f":"IF(OR($W384<>\"b\",AND($X384<>\"b\",$X384<>\"c\")),\"n\",IF(AND($AO384<>1,$AO384<>2,$AO384<>7,$AO384<>8),\"n\",IF(Inventory!$K140=\"Split\",\"s\",IF(Inventory!$K140=\"Packaged\",\"p\",\"n\"))))","v":"n"},{"$f":"IF(AND($X384<>\"i\",$X384<>\"j\"),\"n\",IF(Inventory!$L140=\"Centrifugal\",\"c\",\"n\"))","v":"n"},"-","-",{"$f":"IFERROR(INDEX('Early Retirement'!$C$4:$AC$32,$BF384,$BJ384),0)","v":0},{"$f":"IFERROR(HLOOKUP($BJ384,'Early Retirement'!$D$4:$AC$5,2,FALSE),0)","v":0},{"$f":"IFERROR(INDEX('Early Retirement'!$AE$4:$BE$32,$BF384,$BJ384),0)","v":0},{"$f":"IFERROR(HLOOKUP($BJ384,'Early Retirement'!$AF$4:$BE$5,2,FALSE),0)","v":0},0,0,"kW/ton",{"$f":"IFERROR(INDEX('Early Retirement'!$BG$4:$CG$32,$BF384,$BJ384),0)","v":0},{"$f":"IFERROR(HLOOKUP($BJ384,'Early Retirement'!$BH$4:$CH$5,2,FALSE),0)","v":0},0,"COP","Yes",0,0,"kW/ton",0,"COP",0,0,"kW/ton",0,"COP"]
[null,null,null,null,null,null,null,null,null,null,null,null,null,null,null,null,null,null,null,null,null,132,{"$f":"IF(Inventory!$C141=\"\",\"a\",VLOOKUP(Inventory!$C141,$B$8:$C$11,2,FALSE))","v":"a"},{"$f":"IF(AND($W385=\"b\",Inventory!$I141=\"\"),\"a\",IF(AND($W385=\"b\",Inventory!$I141<>\"\"),VLOOKUP(Inventory!$I141,$E$3:$F$12,2,FALSE),IF(AND(OR($W385=\"c\",$W385=\"d\"),Inventory!$AB141=\"\"),\"a\",IF(AND(OR($W385=\"c\",$W385=\"d\"),Inventory!$AB141<>\"\"),VLOOKUP(Inventory!$AB141,$E$3:$F$12,2,FALSE),\"a\"))))","v":"a"},{"$f":"IF(OR(AND($X385<>\"b\",$X385<>\"c\"),$AB385=0,$AB385>=(65000/12000),Inventory!$AC141=\"\"),\"a\",VLOOKUP(Inventory!$AC141,$H$3:$I$5,2,FALSE))","v":"a"},{"$f":"IF(AND($X385<>\"i\",$X385<>\"j\"),\"a\",IF(AND($W385=\"b\",Inventory!$L141=\"\"),\"a\",IF(AND($W385=\"b\",Inventory!$L141<>\"\"),VLOOKUP(Inventory!$L141,$K$3:$L$6,2,FALSE),IF(AND(OR($W385=\"c\",$W385=\"d\"),Inventory!$AD141=\"\"),\"a\",IF(AND(OR($W385=\"c\",$W385=\"d\"),Inventory!$AD141<>\"\"),VLOOKUP(Inventory!$AD141,$K$3:$L$6,2,FALSE),\"a\")))))","v":"a"},{"$f":"IF(OR(AND($X385<>\"e\",$X385<>\"f\"),$AB385=0,Inventory!$AF141=\"\"),\"a\",VLOOKUP(Inventory!$AF141,$N$3:$O$5,2,FALSE))","v":"a"},{"$f":"IF(OR(Inventory!C141=\"New Construction\",Inventory!C141=\"Replace-on-Burnout\",Inventory!C141=\"Early Retirement\"),Inventory!AS141,0)","v":0},"","","","","","","","","","","","",0,"aaaaa0","No","No",{"$f":"IF($W385=\"a\",0,IF($W385=\"b\",Inventory!$M141,Inventory!$AG141))","v":0},{"$f":"IF(OR($W385=\"a\",AND($AQ385=\"No\",$AR385=\"No\")),0,IF(AND($W385=\"b\",Inventory!$O141=\"Btu/hr\"),Inventory!$N141,IF(AND($W385=\"b\",Inventory!$O141=\"Tons\"),Inventory!$N141*12000,IF(AND(OR($W385=\"c\",$W385=\"d\"),Inventory!$AI141=\"Btu/hr\"),Inventory!$AH141,IF(AND(OR($W385=\"c\",$W385=\"d\"),Inventory!$AI141=\"Tons\"),Inventory!$AH141*12000,0)))))","v":0},0,0,"EER",0,"kW/ton",{"$f":"IF(OR($W385=\"a\",$AR385=\"No\"),0,IF(AND($W385=\"b\",Inventory!$Q141=\"Btu/hr\"),Inventory!$P141,IF(AND($W385=\"b\",Inventory!$Q141=\"Tons\"),Inventory!$P141*12000,IF(AND(OR($W385=\"c\",$W385=\"d\"),Inventory!$AK141=\"Btu/hr\"),Inventory!$AJ141,IF(AND(OR($W385=\"c\",$W385=\"d\"),Inventory!$AK141=\"Tons\"),Inventory!$AJ141*12000,0)))))","v":0},0,0,"COP","No",{"$f":"IF(OR(Inventory!$J141=\"\",$BD385=\"No\"),\"-\",Inventory!$J141)","v":"-"},{"$f":"IFERROR(VLOOKUP($BE385,'Early Retirement'!$B$6:$C$32,2,FALSE),\"-\")","v":"-"},{"$f":"IF(OR($W385<>\"b\",AND($X385<>\"b\",$X385<>\"c\")),\"n\",IF(AND($AO385<>1,$AO385<>2,$AO385<>7,$AO385<>8),\"n\",IF(Inventory!$K141=\"Split\",\"s\",IF(Inventory!$K141=\"Packaged\",\"p\",\"n\"))))","v":"n"},{"$f":"IF(AND($X385<>\"i\",$X385<>\"j\"),\"n\",IF(Inventory!$L141=\"Centrifugal\",\"c\",\"n\"))","v":"n"},"-","-",{"$f":"IFERROR(INDEX('Early Retirement'!$C$4:$AC$32,$BF385,$BJ385),0)","v":0},{"$f":"IFERROR(HLOOKUP($BJ385,'Early Retirement'!$D$4:$AC$5,2,FALSE),0)","v":0},{"$f":"IFERROR(INDEX('Early Retirement'!$AE$4:$BE$32,$BF385,$BJ385),0)","v":0},{"$f":"IFERROR(HLOOKUP($BJ385,'Early Retirement'!$AF$4:$BE$5,2,FALSE),0)","v":0},0,0,"kW/ton",{"$f":"IFERROR(INDEX('Early Retirement'!$BG$4:$CG$32,$BF385,$BJ385),0)","v":0},{"$f":"IFERROR(HLOOKUP($BJ385,'Early Retirement'!$BH$4:$CH$5,2,FALSE),0)","v":0},0,"COP","Yes",0,0,"kW/ton",0,"COP",0,0,"kW/ton",0,"COP"]
[null,null,null,null,null,null,null,null,null,null,null,null,null,null,null,null,null,null,null,null,null,133,{"$f":"IF(Inventory!$C142=\"\",\"a\",VLOOKUP(Inventory!$C142,$B$8:$C$11,2,FALSE))","v":"a"},{"$f":"IF(AND($W386=\"b\",Inventory!$I142=\"\"),\"a\",IF(AND($W386=\"b\",Inventory!$I142<>\"\"),VLOOKUP(Inventory!$I142,$E$3:$F$12,2,FALSE),IF(AND(OR($W386=\"c\",$W386=\"d\"),Inventory!$AB142=\"\"),\"a\",IF(AND(OR($W386=\"c\",$W386=\"d\"),Inventory!$AB142<>\"\"),VLOOKUP(Inventory!$AB142,$E$3:$F$12,2,FALSE),\"a\"))))","v":"a"},{"$f":"IF(OR(AND($X386<>\"b\",$X386<>\"c\"),$AB386=0,$AB386>=(65000/12000),Inventory!$AC142=\"\"),\"a\",VLOOKUP(Inventory!$AC142,$H$3:$I$5,2,FALSE))","v":"a"},{"$f":"IF(AND($X386<>\"i\",$X386<>\"j\"),\"a\",IF(AND($W386=\"b\",Inventory!$L142=\"\"),\"a\",IF(AND($W386=\"b\",Inventory!$L142<>\"\"),VLOOKUP(Inventory!$L142,$K$3:$L$6,2,FALSE),IF(AND(OR($W386=\"c\",$W386=\"d\"),Inventory!$AD142=\"\"),\"a\",IF(AND(OR($W386=\"c\",$W386=\"d\"),Inventory!$AD142<>\"\"),VLOOKUP(Inventory!$AD142,$K$3:$L$6,2,FALSE),\"a\")))))","v":"a"},{"$f":"IF(OR(AND($X386<>\"e\",$X386<>\"f\"),$AB386=0,Inventory!$AF142=\"\"),\"a\",VLOOKUP(Inventory!$AF142,$N$3:$O$5,2,FALSE))","v":"a"},{"$f":"IF(OR(Inventory!C142=\"New Construction\",Inventory!C142=\"Replace-on-Burnout\",Inventory!C142=\"Early Retirement\"),Inventory!AS142,0)","v":0},"","","","","","","","","","","","",0,"aaaaa0","No","No",{"$f":"IF($W386=\"a\",0,IF($W386=\"b\",Inventory!$M142,Inventory!$AG142))","v":0},{"$f":"IF(OR($W386=\"a\",AND($AQ386=\"No\",$AR386=\"No\")),0,IF(AND($W386=\"b\",Inventory!$O142=\"Btu/hr\"),Inventory!$N142,IF(AND($W386=\"b\",Inventory!$O142=\"Tons\"),Inventory!$N142*12000,IF(AND(OR($W386=\"c\",$W386=\"d\"),Inventory!$AI142=\"Btu/hr\"),Inventory!$AH142,IF(AND(OR($W386=\"c\",$W386=\"d\"),Inventory!$AI142=\"Tons\"),Inventory!$AH142*12000,0)))))","v":0},0,0,"EER",0,"kW/ton",{"$f":"IF(OR($W386=\"a\",$AR386=\"No\"),0,IF(AND($W386=\"b\",Inventory!$Q142=\"Btu/hr\"),Inventory!$P142,IF(AND($W386=\"b\",Inventory!$Q142=\"Tons\"),Inventory!$P142*12000,IF(AND(OR($W386=\"c\",$W386=\"d\"),Inventory!$AK142=\"Btu/hr\"),Inventory!$AJ142,IF(AND(OR($W386=\"c\",$W386=\"d\"),Inventory!$AK142=\"Tons\"),Inventory!$AJ142*12000,0)))))","v":0},0,0,"COP","No",{"$f":"IF(OR(Inventory!$J142=\"\",$BD386=\"No\"),\"-\",Inventory!$J142)","v":"-"},{"$f":"IFERROR(VLOOKUP($BE386,'Early Retirement'!$B$6:$C$32,2,FALSE),\"-\")","v":"-"},{"$f":"IF(OR($W386<>\"b\",AND($X386<>\"b\",$X386<>\"c\")),\"n\",IF(AND($AO386<>1,$AO386<>2,$AO386<>7,$AO386<>8),\"n\",IF(Inventory!$K142=\"Split\",\"s\",IF(Inventory!$K142=\"Packaged\",\"p\",\"n\"))))","v":"n"},{"$f":"IF(AND($X386<>\"i\",$X386<>\"j\"),\"n\",IF(Inventory!$L142=\"Centrifugal\",\"c\",\"n\"))","v":"n"},"-","-",{"$f":"IFERROR(INDEX('Early Retirement'!$C$4:$AC$32,$BF386,$BJ386),0)","v":0},{"$f":"IFERROR(HLOOKUP($BJ386,'Early Retirement'!$D$4:$AC$5,2,FALSE),0)","v":0},{"$f":"IFERROR(INDEX('Early Retirement'!$AE$4:$BE$32,$BF386,$BJ386),0)","v":0},{"$f":"IFERROR(HLOOKUP($BJ386,'Early Retirement'!$AF$4:$BE$5,2,FALSE),0)","v":0},0,0,"kW/ton",{"$f":"IFERROR(INDEX('Early Retirement'!$BG$4:$CG$32,$BF386,$BJ386),0)","v":0},{"$f":"IFERROR(HLOOKUP($BJ386,'Early Retirement'!$BH$4:$CH$5,2,FALSE),0)","v":0},0,"COP","Yes",0,0,"kW/ton",0,"COP",0,0,"kW/ton",0,"COP"]
[null,null,null,null,null,null,null,null,null,null,null,null,null,null,null,null,null,null,null,null,null,134,{"$f":"IF(Inventory!$C143=\"\",\"a\",VLOOKUP(Inventory!$C143,$B$8:$C$11,2,FALSE))","v":"a"},{"$f":"IF(AND($W387=\"b\",Inventory!$I143=\"\"),\"a\",IF(AND($W387=\"b\",Inventory!$I143<>\"\"),VLOOKUP(Inventory!$I143,$E$3:$F$12,2,FALSE),IF(AND(OR($W387=\"c\",$W387=\"d\"),Inventory!$AB143=\"\"),\"a\",IF(AND(OR($W387=\"c\",$W387=\"d\"),Inventory!$AB143<>\"\"),VLOOKUP(Inventory!$AB143,$E$3:$F$12,2,FALSE),\"a\"))))","v":"a"},{"$f":"IF(OR(AND($X387<>\"b\",$X387<>\"c\"),$AB387=0,$AB387>=(65000/12000),Inventory!$AC143=\"\"),\"a\",VLOOKUP(Inventory!$AC143,$H$3:$I$5,2,FALSE))","v":"a"},{"$f":"IF(AND($X387<>\"i\",$X387<>\"j\"),\"a\",IF(AND($W387=\"b\",Inventory!$L143=\"\"),\"a\",IF(AND($W387=\"b\",Inventory!$L143<>\"\"),VLOOKUP(Inventory!$L143,$K$3:$L$6,2,FALSE),IF(AND(OR($W387=\"c\",$W387=\"d\"),Inventory!$AD143=\"\"),\"a\",IF(AND(OR($W387=\"c\",$W387=\"d\"),Inventory!$AD143<>\"\"),VLOOKUP(Inventory!$AD143,$K$3:$L$6,2,FALSE),\"a\")))))","v":"a"},{"$f":"IF(OR(AND($X387<>\"e\",$X387<>\"f\"),$AB387=0,Inventory!$AF143=\"\"),\"a\",VLOOKUP(Inventory!$AF143,$N$3:$O$5,2,FALSE))","v":"a"},{"$f":"IF(OR(Inventory!C143=\"New Construction\",Inventory!C143=\"Replace-on-Burnout\",Inventory!C143=\"Early Retirement\"),Inventory!AS143,0)","v":0},"","","","","","","","","","","","",0,"aaaaa0","No","No",{"$f":"IF($W387=\"a\",0,IF($W387=\"b\",Inventory!$M143,Inventory!$AG143))","v":0},{"$f":"IF(OR($W387=\"a\",AND($AQ387=\"No\",$AR387=\"No\")),0,IF(AND($W387=\"b\",Inventory!$O143=\"Btu/hr\"),Inventory!$N143,IF(AND($W387=\"b\",Inventory!$O143=\"Tons\"),Inventory!$N143*12000,IF(AND(OR($W387=\"c\",$W387=\"d\"),Inventory!$AI143=\"Btu/hr\"),Inventory!$AH143,IF(AND(OR($W387=\"c\",$W387=\"d\"),Inventory!$AI143=\"Tons\"),Inventory!$AH143*12000,0)))))","v":0},0,0,"EER",0,"kW/ton",{"$f":"IF(OR($W387=\"a\",$AR387=\"No\"),0,IF(AND($W387=\"b\",Inventory!$Q143=\"Btu/hr\"),Inventory!$P143,IF(AND($W387=\"b\",Inventory!$Q143=\"Tons\"),Inventory!$P143*12000,IF(AND(OR($W387=\"c\",$W387=\"d\"),Inventory!$AK143=\"Btu/hr\"),Inventory!$AJ143,IF(AND(OR($W387=\"c\",$W387=\"d\"),Inventory!$AK143=\"Tons\"),Inventory!$AJ143*12000,0)))))","v":0},0,0,"COP","No",{"$f":"IF(OR(Inventory!$J143=\"\",$BD387=\"No\"),\"-\",Inventory!$J143)","v":"-"},{"$f":"IFERROR(VLOOKUP($BE387,'Early Retirement'!$B$6:$C$32,2,FALSE),\"-\")","v":"-"},{"$f":"IF(OR($W387<>\"b\",AND($X387<>\"b\",$X387<>\"c\")),\"n\",IF(AND($AO387<>1,$AO387<>2,$AO387<>7,$AO387<>8),\"n\",IF(Inventory!$K143=\"Split\",\"s\",IF(Inventory!$K143=\"Packaged\",\"p\",\"n\"))))","v":"n"},{"$f":"IF(AND($X387<>\"i\",$X387<>\"j\"),\"n\",IF(Inventory!$L143=\"Centrifugal\",\"c\",\"n\"))","v":"n"},"-","-",{"$f":"IFERROR(INDEX('Early Retirement'!$C$4:$AC$32,$BF387,$BJ387),0)","v":0},{"$f":"IFERROR(HLOOKUP($BJ387,'Early Retirement'!$D$4:$AC$5,2,FALSE),0)","v":0},{"$f":"IFERROR(INDEX('Early Retirement'!$AE$4:$BE$32,$BF387,$BJ387),0)","v":0},{"$f":"IFERROR(HLOOKUP($BJ387,'Early Retirement'!$AF$4:$BE$5,2,FALSE),0)","v":0},0,0,"kW/ton",{"$f":"IFERROR(INDEX('Early Retirement'!$BG$4:$CG$32,$BF387,$BJ387),0)","v":0},{"$f":"IFERROR(HLOOKUP($BJ387,'Early Retirement'!$BH$4:$CH$5,2,FALSE),0)","v":0},0,"COP","Yes",0,0,"kW/ton",0,"COP",0,0,"kW/ton",0,"COP"]
[null,null,null,null,null,null,null,null,null,null,null,null,null,null,null,null,null,null,null,null,null,135,{"$f":"IF(Inventory!$C144=\"\",\"a\",VLOOKUP(Inventory!$C144,$B$8:$C$11,2,FALSE))","v":"a"},{"$f":"IF(AND($W388=\"b\",Inventory!$I144=\"\"),\"a\",IF(AND($W388=\"b\",Inventory!$I144<>\"\"),VLOOKUP(Inventory!$I144,$E$3:$F$12,2,FALSE),IF(AND(OR($W388=\"c\",$W388=\"d\"),Inventory!$AB144=\"\"),\"a\",IF(AND(OR($W388=\"c\",$W388=\"d\"),Inventory!$AB144<>\"\"),VLOOKUP(Inventory!$AB144,$E$3:$F$12,2,FALSE),\"a\"))))","v":"a"},{"$f":"IF(OR(AND($X388<>\"b\",$X388<>\"c\"),$AB388=0,$AB388>=(65000/12000),Inventory!$AC144=\"\"),\"a\",VLOOKUP(Inventory!$AC144,$H$3:$I$5,2,FALSE))","v":"a"},{"$f":"IF(AND($X388<>\"i\",$X388<>\"j\"),\"a\",IF(AND($W388=\"b\",Inventory!$L144=\"\"),\"a\",IF(AND($W388=\"b\",Inventory!$L144<>\"\"),VLOOKUP(Inventory!$L144,$K$3:$L$6,2,FALSE),IF(AND(OR($W388=\"c\",$W388=\"d\"),Inventory!$AD144=\"\"),\"a\",IF(AND(OR($W388=\"c\",$W388=\"d\"),Inventory!$AD144<>\"\"),VLOOKUP(Inventory!$AD144,$K$3:$L$6,2,FALSE),\"a\")))))","v":"a"},{"$f":"IF(OR(AND($X388<>\"e\",$X388<>\"f\"),$AB388=0,Inventory!$AF144=\"\"),\"a\",VLOOKUP(Inventory!$AF144,$N$3:$O$5,2,FALSE))","v":"a"},{"$f":"IF(OR(Inventory!C144=\"New Construction\",Inventory!C144=\"Replace-on-Burnout\",Inventory!C144=\"Early Retirement\"),Inventory!AS144,0)","v":0},"","","","","","","","","","","","",{"$f":"SUM($AC388:$AN388)","v":0},"aaaaa0","No","No",{"$f":"IF($W388=\"a\",0,IF($W388=\"b\",Inventory!$M144,Inventory!$AG144))","v":0},{"$f":"IF(OR($W388=\"a\",AND($AQ388=\"No\",$AR388=\"No\")),0,IF(AND($W388=\"b\",Inventory!$O144=\"Btu/hr\"),Inventory!$N144,IF(AND($W388=\"b\",Inventory!$O144=\"Tons\"),Inventory!$N144*12000,IF(AND(OR($W388=\"c\",$W388=\"d\"),Inventory!$AI144=\"Btu/hr\"),Inventory!$AH144,IF(AND(OR($W388=\"c\",$W388=\"d\"),Inventory!$AI144=\"Tons\"),Inventory!$AH144*12000,0)))))","v":0},0,0,"EER",0,"kW/ton",{"$f":"IF(OR($W388=\"a\",$AR388=\"No\"),0,IF(AND($W388=\"b\",Inventory!$Q144=\"Btu/hr\"),Inventory!$P144,IF(AND($W388=\"b\",Inventory!$Q144=\"Tons\"),Inventory!$P144*12000,IF(AND(OR($W388=\"c\",$W388=\"d\"),Inventory!$AK144=\"Btu/hr\"),Inventory!$AJ144,IF(AND(OR($W388=\"c\",$W388=\"d\"),Inventory!$AK144=\"Tons\"),Inventory!$AJ144*12000,0)))))","v":0},0,0,"COP","No",{"$f":"IF(OR(Inventory!$J144=\"\",$BD388=\"No\"),\"-\",Inventory!$J144)","v":"-"},{"$f":"IFERROR(VLOOKUP($BE388,'Early Retirement'!$B$6:$C$32,2,FALSE),\"-\")","v":"-"},{"$f":"IF(OR($W388<>\"b\",AND($X388<>\"b\",$X388<>\"c\")),\"n\",IF(AND($AO388<>1,$AO388<>2,$AO388<>7,$AO388<>8),\"n\",IF(Inventory!$K144=\"Split\",\"s\",IF(Inventory!$K144=\"Packaged\",\"p\",\"n\"))))","v":"n"},{"$f":"IF(AND($X388<>\"i\",$X388<>\"j\"),\"n\",IF(Inventory!$L144=\"Centrifugal\",\"c\",\"n\"))","v":"n"},"-","-",{"$f":"IFERROR(INDEX('Early Retirement'!$C$4:$AC$32,$BF388,$BJ388),0)","v":0},{"$f":"IFERROR(HLOOKUP($BJ388,'Early Retirement'!$D$4:$AC$5,2,FALSE),0)","v":0},{"$f":"IFERROR(INDEX('Early Retirement'!$AE$4:$BE$32,$BF388,$BJ388),0)","v":0},{"$f":"IFERROR(HLOOKUP($BJ388,'Early Retirement'!$AF$4:$BE$5,2,FALSE),0)","v":0},0,0,"kW/ton",{"$f":"IFERROR(INDEX('Early Retirement'!$BG$4:$CG$32,$BF388,$BJ388),0)","v":0},{"$f":"IFERROR(HLOOKUP($BJ388,'Early Retirement'!$BH$4:$CH$5,2,FALSE),0)","v":0},0,"COP","Yes",0,0,"kW/ton",0,"COP",0,0,"kW/ton",0,"COP"]
[null,null,null,null,null,null,null,null,null,null,null,null,null,null,null,null,null,null,null,null,null,136,{"$f":"IF(Inventory!$C145=\"\",\"a\",VLOOKUP(Inventory!$C145,$B$8:$C$11,2,FALSE))","v":"a"},{"$f":"IF(AND($W389=\"b\",Inventory!$I145=\"\"),\"a\",IF(AND($W389=\"b\",Inventory!$I145<>\"\"),VLOOKUP(Inventory!$I145,$E$3:$F$12,2,FALSE),IF(AND(OR($W389=\"c\",$W389=\"d\"),Inventory!$AB145=\"\"),\"a\",IF(AND(OR($W389=\"c\",$W389=\"d\"),Inventory!$AB145<>\"\"),VLOOKUP(Inventory!$AB145,$E$3:$F$12,2,FALSE),\"a\"))))","v":"a"},{"$f":"IF(OR(AND($X389<>\"b\",$X389<>\"c\"),$AB389=0,$AB389>=(65000/12000),Inventory!$AC145=\"\"),\"a\",VLOOKUP(Inventory!$AC145,$H$3:$I$5,2,FALSE))","v":"a"},{"$f":"IF(AND($X389<>\"i\",$X389<>\"j\"),\"a\",IF(AND($W389=\"b\",Inventory!$L145=\"\"),\"a\",IF(AND($W389=\"b\",Inventory!$L145<>\"\"),VLOOKUP(Inventory!$L145,$K$3:$L$6,2,FALSE),IF(AND(OR($W389=\"c\",$W389=\"d\"),Inventory!$AD145=\"\"),\"a\",IF(AND(OR($W389=\"c\",$W389=\"d\"),Inventory!$AD145<>\"\"),VLOOKUP(Inventory!$AD145,$K$3:$L$6,2,FALSE),\"a\")))))","v":"a"},{"$f":"IF(OR(AND($X389<>\"e\",$X389<>\"f\"),$AB389=0,Inventory!$AF145=\"\"),\"a\",VLOOKUP(Inventory!$AF145,$N$3:$O$5,2,FALSE))","v":"a"},{"$f":"IF(OR(Inventory!C145=\"New Construction\",Inventory!C145=\"Replace-on-Burnout\",Inventory!C145=\"Early Retirement\"),Inventory!AS145,0)","v":0},"","","","","","","","","","","","",0,"aaaaa0","No","No",{"$f":"IF($W389=\"a\",0,IF($W389=\"b\",Inventory!$M145,Inventory!$AG145))","v":0},{"$f":"IF(OR($W389=\"a\",AND($AQ389=\"No\",$AR389=\"No\")),0,IF(AND($W389=\"b\",Inventory!$O145=\"Btu/hr\"),Inventory!$N145,IF(AND($W389=\"b\",Inventory!$O145=\"Tons\"),Inventory!$N145*12000,IF(AND(OR($W389=\"c\",$W389=\"d\"),Inventory!$AI145=\"Btu/hr\"),Inventory!$AH145,IF(AND(OR($W389=\"c\",$W389=\"d\"),Inventory!$AI145=\"Tons\"),Inventory!$AH145*12000,0)))))","v":0},0,0,"EER",0,"kW/ton",{"$f":"IF(OR($W389=\"a\",$AR389=\"No\"),0,IF(AND($W389=\"b\",Inventory!$Q145=\"Btu/hr\"),Inventory!$P145,IF(AND($W389=\"b\",Inventory!$Q145=\"Tons\"),Inventory!$P145*12000,IF(AND(OR($W389=\"c\",$W389=\"d\"),Inventory!$AK145=\"Btu/hr\"),Inventory!$AJ145,IF(AND(OR($W389=\"c\",$W389=\"d\"),Inventory!$AK145=\"Tons\"),Inventory!$AJ145*12000,0)))))","v":0},0,0,"COP","No",{"$f":"IF(OR(Inventory!$J145=\"\",$BD389=\"No\"),\"-\",Inventory!$J145)","v":"-"},{"$f":"IFERROR(VLOOKUP($BE389,'Early Retirement'!$B$6:$C$32,2,FALSE),\"-\")","v":"-"},{"$f":"IF(OR($W389<>\"b\",AND($X389<>\"b\",$X389<>\"c\")),\"n\",IF(AND($AO389<>1,$AO389<>2,$AO389<>7,$AO389<>8),\"n\",IF(Inventory!$K145=\"Split\",\"s\",IF(Inventory!$K145=\"Packaged\",\"p\",\"n\"))))","v":"n"},{"$f":"IF(AND($X389<>\"i\",$X389<>\"j\"),\"n\",IF(Inventory!$L145=\"Centrifugal\",\"c\",\"n\"))","v":"n"},"-","-",{"$f":"IFERROR(INDEX('Early Retirement'!$C$4:$AC$32,$BF389,$BJ389),0)","v":0},{"$f":"IFERROR(HLOOKUP($BJ389,'Early Retirement'!$D$4:$AC$5,2,FALSE),0)","v":0},{"$f":"IFERROR(INDEX('Early Retirement'!$AE$4:$BE$32,$BF389,$BJ389),0)","v":0},{"$f":"IFERROR(HLOOKUP($BJ389,'Early Retirement'!$AF$4:$BE$5,2,FALSE),0)","v":0},0,0,"kW/ton",{"$f":"IFERROR(INDEX('Early Retirement'!$BG$4:$CG$32,$BF389,$BJ389),0)","v":0},{"$f":"IFERROR(HLOOKUP($BJ389,'Early Retirement'!$BH$4:$CH$5,2,FALSE),0)","v":0},0,"COP","Yes",0,0,"kW/ton",0,"COP",0,0,"kW/ton",0,"COP"]
[null,null,null,null,null,null,null,null,null,null,null,null,null,null,null,null,null,null,null,null,null,137,{"$f":"IF(Inventory!$C146=\"\",\"a\",VLOOKUP(Inventory!$C146,$B$8:$C$11,2,FALSE))","v":"a"},{"$f":"IF(AND($W390=\"b\",Inventory!$I146=\"\"),\"a\",IF(AND($W390=\"b\",Inventory!$I146<>\"\"),VLOOKUP(Inventory!$I146,$E$3:$F$12,2,FALSE),IF(AND(OR($W390=\"c\",$W390=\"d\"),Inventory!$AB146=\"\"),\"a\",IF(AND(OR($W390=\"c\",$W390=\"d\"),Inventory!$AB146<>\"\"),VLOOKUP(Inventory!$AB146,$E$3:$F$12,2,FALSE),\"a\"))))","v":"a"},{"$f":"IF(OR(AND($X390<>\"b\",$X390<>\"c\"),$AB390=0,$AB390>=(65000/12000),Inventory!$AC146=\"\"),\"a\",VLOOKUP(Inventory!$AC146,$H$3:$I$5,2,FALSE))","v":"a"},{"$f":"IF(AND($X390<>\"i\",$X390<>\"j\"),\"a\",IF(AND($W390=\"b\",Inventory!$L146=\"\"),\"a\",IF(AND($W390=\"b\",Inventory!$L146<>\"\"),VLOOKUP(Inventory!$L146,$K$3:$L$6,2,FALSE),IF(AND(OR($W390=\"c\",$W390=\"d\"),Inventory!$AD146=\"\"),\"a\",IF(AND(OR($W390=\"c\",$W390=\"d\"),Inventory!$AD146<>\"\"),VLOOKUP(Inventory!$AD146,$K$3:$L$6,2,FALSE),\"a\")))))","v":"a"},{"$f":"IF(OR(AND($X390<>\"e\",$X390<>\"f\"),$AB390=0,Inventory!$AF146=\"\"),\"a\",VLOOKUP(Inventory!$AF146,$N$3:$O$5,2,FALSE))","v":"a"},{"$f":"IF(OR(Inventory!C146=\"New Construction\",Inventory!C146=\"Replace-on-Burnout\",Inventory!C146=\"Early Retirement\"),Inventory!AS146,0)","v":0},"","","","","","","","","","","","",0,"aaaaa0","No","No",{"$f":"IF($W390=\"a\",0,IF($W390=\"b\",Inventory!$M146,Inventory!$AG146))","v":0},{"$f":"IF(OR($W390=\"a\",AND($AQ390=\"No\",$AR390=\"No\")),0,IF(AND($W390=\"b\",Inventory!$O146=\"Btu/hr\"),Inventory!$N146,IF(AND($W390=\"b\",Inventory!$O146=\"Tons\"),Inventory!$N146*12000,IF(AND(OR($W390=\"c\",$W390=\"d\"),Inventory!$AI146=\"Btu/hr\"),Inventory!$AH146,IF(AND(OR($W390=\"c\",$W390=\"d\"),Inventory!$AI146=\"Tons\"),Inventory!$AH146*12000,0)))))","v":0},0,0,"EER",0,"kW/ton",{"$f":"IF(OR($W390=\"a\",$AR390=\"No\"),0,IF(AND($W390=\"b\",Inventory!$Q146=\"Btu/hr\"),Inventory!$P146,IF(AND($W390=\"b\",Inventory!$Q146=\"Tons\"),Inventory!$P146*12000,IF(AND(OR($W390=\"c\",$W390=\"d\"),Inventory!$AK146=\"Btu/hr\"),Inventory!$AJ146,IF(AND(OR($W390=\"c\",$W390=\"d\"),Inventory!$AK146=\"Tons\"),Inventory!$AJ146*12000,0)))))","v":0},0,0,"COP","No",{"$f":"IF(OR(Inventory!$J146=\"\",$BD390=\"No\"),\"-\",Inventory!$J146)","v":"-"},{"$f":"IFERROR(VLOOKUP($BE390,'Early Retirement'!$B$6:$C$32,2,FALSE),\"-\")","v":"-"},{"$f":"IF(OR($W390<>\"b\",AND($X390<>\"b\",$X390<>\"c\")),\"n\",IF(AND($AO390<>1,$AO390<>2,$AO390<>7,$AO390<>8),\"n\",IF(Inventory!$K146=\"Split\",\"s\",IF(Inventory!$K146=\"Packaged\",\"p\",\"n\"))))","v":"n"},{"$f":"IF(AND($X390<>\"i\",$X390<>\"j\"),\"n\",IF(Inventory!$L146=\"Centrifugal\",\"c\",\"n\"))","v":"n"},"-","-",{"$f":"IFERROR(INDEX('Early Retirement'!$C$4:$AC$32,$BF390,$BJ390),0)","v":0},{"$f":"IFERROR(HLOOKUP($BJ390,'Early Retirement'!$D$4:$AC$5,2,FALSE),0)","v":0},{"$f":"IFERROR(INDEX('Early Retirement'!$AE$4:$BE$32,$BF390,$BJ390),0)","v":0},{"$f":"IFERROR(HLOOKUP($BJ390,'Early Retirement'!$AF$4:$BE$5,2,FALSE),0)","v":0},0,0,"kW/ton",{"$f":"IFERROR(INDEX('Early Retirement'!$BG$4:$CG$32,$BF390,$BJ390),0)","v":0},{"$f":"IFERROR(HLOOKUP($BJ390,'Early Retirement'!$BH$4:$CH$5,2,FALSE),0)","v":0},0,"COP","Yes",0,0,"kW/ton",0,"COP",0,0,"kW/ton",0,"COP"]
[null,null,null,null,null,null,null,null,null,null,null,null,null,null,null,null,null,null,null,null,null,138,{"$f":"IF(Inventory!$C147=\"\",\"a\",VLOOKUP(Inventory!$C147,$B$8:$C$11,2,FALSE))","v":"a"},{"$f":"IF(AND($W391=\"b\",Inventory!$I147=\"\"),\"a\",IF(AND($W391=\"b\",Inventory!$I147<>\"\"),VLOOKUP(Inventory!$I147,$E$3:$F$12,2,FALSE),IF(AND(OR($W391=\"c\",$W391=\"d\"),Inventory!$AB147=\"\"),\"a\",IF(AND(OR($W391=\"c\",$W391=\"d\"),Inventory!$AB147<>\"\"),VLOOKUP(Inventory!$AB147,$E$3:$F$12,2,FALSE),\"a\"))))","v":"a"},{"$f":"IF(OR(AND($X391<>\"b\",$X391<>\"c\"),$AB391=0,$AB391>=(65000/12000),Inventory!$AC147=\"\"),\"a\",VLOOKUP(Inventory!$AC147,$H$3:$I$5,2,FALSE))","v":"a"},{"$f":"IF(AND($X391<>\"i\",$X391<>\"j\"),\"a\",IF(AND($W391=\"b\",Inventory!$L147=\"\"),\"a\",IF(AND($W391=\"b\",Inventory!$L147<>\"\"),VLOOKUP(Inventory!$L147,$K$3:$L$6,2,FALSE),IF(AND(OR($W391=\"c\",$W391=\"d\"),Inventory!$AD147=\"\"),\"a\",IF(AND(OR($W391=\"c\",$W391=\"d\"),Inventory!$AD147<>\"\"),VLOOKUP(Inventory!$AD147,$K$3:$L$6,2,FALSE),\"a\")))))","v":"a"},{"$f":"IF(OR(AND($X391<>\"e\",$X391<>\"f\"),$AB391=0,Inventory!$AF147=\"\"),\"a\",VLOOKUP(Inventory!$AF147,$N$3:$O$5,2,FALSE))","v":"a"},{"$f":"IF(OR(Inventory!C147=\"New Construction\",Inventory!C147=\"Replace-on-Burnout\",Inventory!C147=\"Early Retirement\"),Inventory!AS147,0)","v":0},"","","","","","","","","","","","",0,"aaaaa0","No","No",{"$f":"IF($W391=\"a\",0,IF($W391=\"b\",Inventory!$M147,Inventory!$AG147))","v":0},{"$f":"IF(OR($W391=\"a\",AND($AQ391=\"No\",$AR391=\"No\")),0,IF(AND($W391=\"b\",Inventory!$O147=\"Btu/hr\"),Inventory!$N147,IF(AND($W391=\"b\",Inventory!$O147=\"Tons\"),Inventory!$N147*12000,IF(AND(OR($W391=\"c\",$W391=\"d\"),Inventory!$AI147=\"Btu/hr\"),Inventory!$AH147,IF(AND(OR($W391=\"c\",$W391=\"d\"),Inventory!$AI147=\"Tons\"),Inventory!$AH147*12000,0)))))","v":0},0,0,"EER",0,"kW/ton",{"$f":"IF(OR($W391=\"a\",$AR391=\"No\"),0,IF(AND($W391=\"b\",Inventory!$Q147=\"Btu/hr\"),Inventory!$P147,IF(AND($W391=\"b\",Inventory!$Q147=\"Tons\"),Inventory!$P147*12000,IF(AND(OR($W391=\"c\",$W391=\"d\"),Inventory!$AK147=\"Btu/hr\"),Inventory!$AJ147,IF(AND(OR($W391=\"c\",$W391=\"d\"),Inventory!$AK147=\"Tons\"),Inventory!$AJ147*12000,0)))))","v":0},0,0,"COP","No",{"$f":"IF(OR(Inventory!$J147=\"\",$BD391=\"No\"),\"-\",Inventory!$J147)","v":"-"},{"$f":"IFERROR(VLOOKUP($BE391,'Early Retirement'!$B$6:$C$32,2,FALSE),\"-\")","v":"-"},{"$f":"IF(OR($W391<>\"b\",AND($X391<>\"b\",$X391<>\"c\")),\"n\",IF(AND($AO391<>1,$AO391<>2,$AO391<>7,$AO391<>8),\"n\",IF(Inventory!$K147=\"Split\",\"s\",IF(Inventory!$K147=\"Packaged\",\"p\",\"n\"))))","v":"n"},{"$f":"IF(AND($X391<>\"i\",$X391<>\"j\"),\"n\",IF(Inventory!$L147=\"Centrifugal\",\"c\",\"n\"))","v":"n"},"-","-",{"$f":"IFERROR(INDEX('Early Retirement'!$C$4:$AC$32,$BF391,$BJ391),0)","v":0},{"$f":"IFERROR(HLOOKUP($BJ391,'Early Retirement'!$D$4:$AC$5,2,FALSE),0)","v":0},{"$f":"IFERROR(INDEX('Early Retirement'!$AE$4:$BE$32,$BF391,$BJ391),0)","v":0},{"$f":"IFERROR(HLOOKUP($BJ391,'Early Retirement'!$AF$4:$BE$5,2,FALSE),0)","v":0},0,0,"kW/ton",{"$f":"IFERROR(INDEX('Early Retirement'!$BG$4:$CG$32,$BF391,$BJ391),0)","v":0},{"$f":"IFERROR(HLOOKUP($BJ391,'Early Retirement'!$BH$4:$CH$5,2,FALSE),0)","v":0},0,"COP","Yes",0,0,"kW/ton",0,"COP",0,0,"kW/ton",0,"COP"]
[null,null,null,null,null,null,null,null,null,null,null,null,null,null,null,null,null,null,null,null,null,139,{"$f":"IF(Inventory!$C148=\"\",\"a\",VLOOKUP(Inventory!$C148,$B$8:$C$11,2,FALSE))","v":"a"},{"$f":"IF(AND($W392=\"b\",Inventory!$I148=\"\"),\"a\",IF(AND($W392=\"b\",Inventory!$I148<>\"\"),VLOOKUP(Inventory!$I148,$E$3:$F$12,2,FALSE),IF(AND(OR($W392=\"c\",$W392=\"d\"),Inventory!$AB148=\"\"),\"a\",IF(AND(OR($W392=\"c\",$W392=\"d\"),Inventory!$AB148<>\"\"),VLOOKUP(Inventory!$AB148,$E$3:$F$12,2,FALSE),\"a\"))))","v":"a"},{"$f":"IF(OR(AND($X392<>\"b\",$X392<>\"c\"),$AB392=0,$AB392>=(65000/12000),Inventory!$AC148=\"\"),\"a\",VLOOKUP(Inventory!$AC148,$H$3:$I$5,2,FALSE))","v":"a"},{"$f":"IF(AND($X392<>\"i\",$X392<>\"j\"),\"a\",IF(AND($W392=\"b\",Inventory!$L148=\"\"),\"a\",IF(AND($W392=\"b\",Inventory!$L148<>\"\"),VLOOKUP(Inventory!$L148,$K$3:$L$6,2,FALSE),IF(AND(OR($W392=\"c\",$W392=\"d\"),Inventory!$AD148=\"\"),\"a\",IF(AND(OR($W392=\"c\",$W392=\"d\"),Inventory!$AD148<>\"\"),VLOOKUP(Inventory!$AD148,$K$3:$L$6,2,FALSE),\"a\")))))","v":"a"},{"$f":"IF(OR(AND($X392<>\"e\",$X392<>\"f\"),$AB392=0,Inventory!$AF148=\"\"),\"a\",VLOOKUP(Inventory!$AF148,$N$3:$O$5,2,FALSE))","v":"a"},{"$f":"IF(OR(Inventory!C148=\"New Construction\",Inventory!C148=\"Replace-on-Burnout\",Inventory!C148=\"Early Retirement\"),Inventory!AS148,0)","v":0},"","","","","","","","","","","","",0,"aaaaa0","No","No",{"$f":"IF($W392=\"a\",0,IF($W392=\"b\",Inventory!$M148,Inventory!$AG148))","v":0},{"$f":"IF(OR($W392=\"a\",AND($AQ392=\"No\",$AR392=\"No\")),0,IF(AND($W392=\"b\",Inventory!$O148=\"Btu/hr\"),Inventory!$N148,IF(AND($W392=\"b\",Inventory!$O148=\"Tons\"),Inventory!$N148*12000,IF(AND(OR($W392=\"c\",$W392=\"d\"),Inventory!$AI148=\"Btu/hr\"),Inventory!$AH148,IF(AND(OR($W392=\"c\",$W392=\"d\"),Inventory!$AI148=\"Tons\"),Inventory!$AH148*12000,0)))))","v":0},0,0,"EER",0,"kW/ton",{"$f":"IF(OR($W392=\"a\",$AR392=\"No\"),0,IF(AND($W392=\"b\",Inventory!$Q148=\"Btu/hr\"),Inventory!$P148,IF(AND($W392=\"b\",Inventory!$Q148=\"Tons\"),Inventory!$P148*12000,IF(AND(OR($W392=\"c\",$W392=\"d\"),Inventory!$AK148=\"Btu/hr\"),Inventory!$AJ148,IF(AND(OR($W392=\"c\",$W392=\"d\"),Inventory!$AK148=\"Tons\"),Inventory!$AJ148*12000,0)))))","v":0},0,0,"COP","No",{"$f":"IF(OR(Inventory!$J148=\"\",$BD392=\"No\"),\"-\",Inventory!$J148)","v":"-"},{"$f":"IFERROR(VLOOKUP($BE392,'Early Retirement'!$B$6:$C$32,2,FALSE),\"-\")","v":"-"},{"$f":"IF(OR($W392<>\"b\",AND($X392<>\"b\",$X392<>\"c\")),\"n\",IF(AND($AO392<>1,$AO392<>2,$AO392<>7,$AO392<>8),\"n\",IF(Inventory!$K148=\"Split\",\"s\",IF(Inventory!$K148=\"Packaged\",\"p\",\"n\"))))","v":"n"},{"$f":"IF(AND($X392<>\"i\",$X392<>\"j\"),\"n\",IF(Inventory!$L148=\"Centrifugal\",\"c\",\"n\"))","v":"n"},"-","-",{"$f":"IFERROR(INDEX('Early Retirement'!$C$4:$AC$32,$BF392,$BJ392),0)","v":0},{"$f":"IFERROR(HLOOKUP($BJ392,'Early Retirement'!$D$4:$AC$5,2,FALSE),0)","v":0},{"$f":"IFERROR(INDEX('Early Retirement'!$AE$4:$BE$32,$BF392,$BJ392),0)","v":0},{"$f":"IFERROR(HLOOKUP($BJ392,'Early Retirement'!$AF$4:$BE$5,2,FALSE),0)","v":0},0,0,"kW/ton",{"$f":"IFERROR(INDEX('Early Retirement'!$BG$4:$CG$32,$BF392,$BJ392),0)","v":0},{"$f":"IFERROR(HLOOKUP($BJ392,'Early Retirement'!$BH$4:$CH$5,2,FALSE),0)","v":0},0,"COP","Yes",0,0,"kW/ton",0,"COP",0,0,"kW/ton",0,"COP"]
[null,null,null,null,null,null,null,null,null,null,null,null,null,null,null,null,null,null,null,null,null,140,{"$f":"IF(Inventory!$C149=\"\",\"a\",VLOOKUP(Inventory!$C149,$B$8:$C$11,2,FALSE))","v":"a"},{"$f":"IF(AND($W393=\"b\",Inventory!$I149=\"\"),\"a\",IF(AND($W393=\"b\",Inventory!$I149<>\"\"),VLOOKUP(Inventory!$I149,$E$3:$F$12,2,FALSE),IF(AND(OR($W393=\"c\",$W393=\"d\"),Inventory!$AB149=\"\"),\"a\",IF(AND(OR($W393=\"c\",$W393=\"d\"),Inventory!$AB149<>\"\"),VLOOKUP(Inventory!$AB149,$E$3:$F$12,2,FALSE),\"a\"))))","v":"a"},{"$f":"IF(OR(AND($X393<>\"b\",$X393<>\"c\"),$AB393=0,$AB393>=(65000/12000),Inventory!$AC149=\"\"),\"a\",VLOOKUP(Inventory!$AC149,$H$3:$I$5,2,FALSE))","v":"a"},{"$f":"IF(AND($X393<>\"i\",$X393<>\"j\"),\"a\",IF(AND($W393=\"b\",Inventory!$L149=\"\"),\"a\",IF(AND($W393=\"b\",Inventory!$L149<>\"\"),VLOOKUP(Inventory!$L149,$K$3:$L$6,2,FALSE),IF(AND(OR($W393=\"c\",$W393=\"d\"),Inventory!$AD149=\"\"),\"a\",IF(AND(OR($W393=\"c\",$W393=\"d\"),Inventory!$AD149<>\"\"),VLOOKUP(Inventory!$AD149,$K$3:$L$6,2,FALSE),\"a\")))))","v":"a"},{"$f":"IF(OR(AND($X393<>\"e\",$X393<>\"f\"),$AB393=0,Inventory!$AF149=\"\"),\"a\",VLOOKUP(Inventory!$AF149,$N$3:$O$5,2,FALSE))","v":"a"},{"$f":"IF(OR(Inventory!C149=\"New Construction\",Inventory!C149=\"Replace-on-Burnout\",Inventory!C149=\"Early Retirement\"),Inventory!AS149,0)","v":0},"","","","","","","","","","","","",0,"aaaaa0","No","No",{"$f":"IF($W393=\"a\",0,IF($W393=\"b\",Inventory!$M149,Inventory!$AG149))","v":0},{"$f":"IF(OR($W393=\"a\",AND($AQ393=\"No\",$AR393=\"No\")),0,IF(AND($W393=\"b\",Inventory!$O149=\"Btu/hr\"),Inventory!$N149,IF(AND($W393=\"b\",Inventory!$O149=\"Tons\"),Inventory!$N149*12000,IF(AND(OR($W393=\"c\",$W393=\"d\"),Inventory!$AI149=\"Btu/hr\"),Inventory!$AH149,IF(AND(OR($W393=\"c\",$W393=\"d\"),Inventory!$AI149=\"Tons\"),Inventory!$AH149*12000,0)))))","v":0},0,0,"EER",0,"kW/ton",{"$f":"IF(OR($W393=\"a\",$AR393=\"No\"),0,IF(AND($W393=\"b\",Inventory!$Q149=\"Btu/hr\"),Inventory!$P149,IF(AND($W393=\"b\",Inventory!$Q149=\"Tons\"),Inventory!$P149*12000,IF(AND(OR($W393=\"c\",$W393=\"d\"),Inventory!$AK149=\"Btu/hr\"),Inventory!$AJ149,IF(AND(OR($W393=\"c\",$W393=\"d\"),Inventory!$AK149=\"Tons\"),Inventory!$AJ149*12000,0)))))","v":0},0,0,"COP","No",{"$f":"IF(OR(Inventory!$J149=\"\",$BD393=\"No\"),\"-\",Inventory!$J149)","v":"-"},{"$f":"IFERROR(VLOOKUP($BE393,'Early Retirement'!$B$6:$C$32,2,FALSE),\"-\")","v":"-"},{"$f":"IF(OR($W393<>\"b\",AND($X393<>\"b\",$X393<>\"c\")),\"n\",IF(AND($AO393<>1,$AO393<>2,$AO393<>7,$AO393<>8),\"n\",IF(Inventory!$K149=\"Split\",\"s\",IF(Inventory!$K149=\"Packaged\",\"p\",\"n\"))))","v":"n"},{"$f":"IF(AND($X393<>\"i\",$X393<>\"j\"),\"n\",IF(Inventory!$L149=\"Centrifugal\",\"c\",\"n\"))","v":"n"},"-","-",{"$f":"IFERROR(INDEX('Early Retirement'!$C$4:$AC$32,$BF393,$BJ393),0)","v":0},{"$f":"IFERROR(HLOOKUP($BJ393,'Early Retirement'!$D$4:$AC$5,2,FALSE),0)","v":0},{"$f":"IFERROR(INDEX('Early Retirement'!$AE$4:$BE$32,$BF393,$BJ393),0)","v":0},{"$f":"IFERROR(HLOOKUP($BJ393,'Early Retirement'!$AF$4:$BE$5,2,FALSE),0)","v":0},0,0,"kW/ton",{"$f":"IFERROR(INDEX('Early Retirement'!$BG$4:$CG$32,$BF393,$BJ393),0)","v":0},{"$f":"IFERROR(HLOOKUP($BJ393,'Early Retirement'!$BH$4:$CH$5,2,FALSE),0)","v":0},0,"COP","Yes",0,0,"kW/ton",0,"COP",0,0,"kW/ton",0,"COP"]
[null,null,null,null,null,null,null,null,null,null,null,null,null,null,null,null,null,null,null,null,null,141,{"$f":"IF(Inventory!$C150=\"\",\"a\",VLOOKUP(Inventory!$C150,$B$8:$C$11,2,FALSE))","v":"a"},{"$f":"IF(AND($W394=\"b\",Inventory!$I150=\"\"),\"a\",IF(AND($W394=\"b\",Inventory!$I150<>\"\"),VLOOKUP(Inventory!$I150,$E$3:$F$12,2,FALSE),IF(AND(OR($W394=\"c\",$W394=\"d\"),Inventory!$AB150=\"\"),\"a\",IF(AND(OR($W394=\"c\",$W394=\"d\"),Inventory!$AB150<>\"\"),VLOOKUP(Inventory!$AB150,$E$3:$F$12,2,FALSE),\"a\"))))","v":"a"},{"$f":"IF(OR(AND($X394<>\"b\",$X394<>\"c\"),$AB394=0,$AB394>=(65000/12000),Inventory!$AC150=\"\"),\"a\",VLOOKUP(Inventory!$AC150,$H$3:$I$5,2,FALSE))","v":"a"},{"$f":"IF(AND($X394<>\"i\",$X394<>\"j\"),\"a\",IF(AND($W394=\"b\",Inventory!$L150=\"\"),\"a\",IF(AND($W394=\"b\",Inventory!$L150<>\"\"),VLOOKUP(Inventory!$L150,$K$3:$L$6,2,FALSE),IF(AND(OR($W394=\"c\",$W394=\"d\"),Inventory!$AD150=\"\"),\"a\",IF(AND(OR($W394=\"c\",$W394=\"d\"),Inventory!$AD150<>\"\"),VLOOKUP(Inventory!$AD150,$K$3:$L$6,2,FALSE),\"a\")))))","v":"a"},{"$f":"IF(OR(AND($X394<>\"e\",$X394<>\"f\"),$AB394=0,Inventory!$AF150=\"\"),\"a\",VLOOKUP(Inventory!$AF150,$N$3:$O$5,2,FALSE))","v":"a"},{"$f":"IF(OR(Inventory!C150=\"New Construction\",Inventory!C150=\"Replace-on-Burnout\",Inventory!C150=\"Early Retirement\"),Inventory!AS150,0)","v":0},"","","","","","","","","","","","",0,"aaaaa0","No","No",{"$f":"IF($W394=\"a\",0,IF($W394=\"b\",Inventory!$M150,Inventory!$AG150))","v":0},{"$f":"IF(OR($W394=\"a\",AND($AQ394=\"No\",$AR394=\"No\")),0,IF(AND($W394=\"b\",Inventory!$O150=\"Btu/hr\"),Inventory!$N150,IF(AND($W394=\"b\",Inventory!$O150=\"Tons\"),Inventory!$N150*12000,IF(AND(OR($W394=\"c\",$W394=\"d\"),Inventory!$AI150=\"Btu/hr\"),Inventory!$AH150,IF(AND(OR($W394=\"c\",$W394=\"d\"),Inventory!$AI150=\"Tons\"),Inventory!$AH150*12000,0)))))","v":0},0,0,"EER",0,"kW/ton",{"$f":"IF(OR($W394=\"a\",$AR394=\"No\"),0,IF(AND($W394=\"b\",Inventory!$Q150=\"Btu/hr\"),Inventory!$P150,IF(AND($W394=\"b\",Inventory!$Q150=\"Tons\"),Inventory!$P150*12000,IF(AND(OR($W394=\"c\",$W394=\"d\"),Inventory!$AK150=\"Btu/hr\"),Inventory!$AJ150,IF(AND(OR($W394=\"c\",$W394=\"d\"),Inventory!$AK150=\"Tons\"),Inventory!$AJ150*12000,0)))))","v":0},0,0,"COP","No",{"$f":"IF(OR(Inventory!$J150=\"\",$BD394=\"No\"),\"-\",Inventory!$J150)","v":"-"},{"$f":"IFERROR(VLOOKUP($BE394,'Early Retirement'!$B$6:$C$32,2,FALSE),\"-\")","v":"-"},{"$f":"IF(OR($W394<>\"b\",AND($X394<>\"b\",$X394<>\"c\")),\"n\",IF(AND($AO394<>1,$AO394<>2,$AO394<>7,$AO394<>8),\"n\",IF(Inventory!$K150=\"Split\",\"s\",IF(Inventory!$K150=\"Packaged\",\"p\",\"n\"))))","v":"n"},{"$f":"IF(AND($X394<>\"i\",$X394<>\"j\"),\"n\",IF(Inventory!$L150=\"Centrifugal\",\"c\",\"n\"))","v":"n"},"-","-",{"$f":"IFERROR(INDEX('Early Retirement'!$C$4:$AC$32,$BF394,$BJ394),0)","v":0},{"$f":"IFERROR(HLOOKUP($BJ394,'Early Retirement'!$D$4:$AC$5,2,FALSE),0)","v":0},{"$f":"IFERROR(INDEX('Early Retirement'!$AE$4:$BE$32,$BF394,$BJ394),0)","v":0},{"$f":"IFERROR(HLOOKUP($BJ394,'Early Retirement'!$AF$4:$BE$5,2,FALSE),0)","v":0},0,0,"kW/ton",{"$f":"IFERROR(INDEX('Early Retirement'!$BG$4:$CG$32,$BF394,$BJ394),0)","v":0},{"$f":"IFERROR(HLOOKUP($BJ394,'Early Retirement'!$BH$4:$CH$5,2,FALSE),0)","v":0},0,"COP","Yes",0,0,"kW/ton",0,"COP",0,0,"kW/ton",0,"COP"]
[null,null,null,null,null,null,null,null,null,null,null,null,null,null,null,null,null,null,null,null,null,142,{"$f":"IF(Inventory!$C151=\"\",\"a\",VLOOKUP(Inventory!$C151,$B$8:$C$11,2,FALSE))","v":"a"},{"$f":"IF(AND($W395=\"b\",Inventory!$I151=\"\"),\"a\",IF(AND($W395=\"b\",Inventory!$I151<>\"\"),VLOOKUP(Inventory!$I151,$E$3:$F$12,2,FALSE),IF(AND(OR($W395=\"c\",$W395=\"d\"),Inventory!$AB151=\"\"),\"a\",IF(AND(OR($W395=\"c\",$W395=\"d\"),Inventory!$AB151<>\"\"),VLOOKUP(Inventory!$AB151,$E$3:$F$12,2,FALSE),\"a\"))))","v":"a"},{"$f":"IF(OR(AND($X395<>\"b\",$X395<>\"c\"),$AB395=0,$AB395>=(65000/12000),Inventory!$AC151=\"\"),\"a\",VLOOKUP(Inventory!$AC151,$H$3:$I$5,2,FALSE))","v":"a"},{"$f":"IF(AND($X395<>\"i\",$X395<>\"j\"),\"a\",IF(AND($W395=\"b\",Inventory!$L151=\"\"),\"a\",IF(AND($W395=\"b\",Inventory!$L151<>\"\"),VLOOKUP(Inventory!$L151,$K$3:$L$6,2,FALSE),IF(AND(OR($W395=\"c\",$W395=\"d\"),Inventory!$AD151=\"\"),\"a\",IF(AND(OR($W395=\"c\",$W395=\"d\"),Inventory!$AD151<>\"\"),VLOOKUP(Inventory!$AD151,$K$3:$L$6,2,FALSE),\"a\")))))","v":"a"},{"$f":"IF(OR(AND($X395<>\"e\",$X395<>\"f\"),$AB395=0,Inventory!$AF151=\"\"),\"a\",VLOOKUP(Inventory!$AF151,$N$3:$O$5,2,FALSE))","v":"a"},{"$f":"IF(OR(Inventory!C151=\"New Construction\",Inventory!C151=\"Replace-on-Burnout\",Inventory!C151=\"Early Retirement\"),Inventory!AS151,0)","v":0},"","","","","","","","","","","","",0,"aaaaa0","No","No",{"$f":"IF($W395=\"a\",0,IF($W395=\"b\",Inventory!$M151,Inventory!$AG151))","v":0},{"$f":"IF(OR($W395=\"a\",AND($AQ395=\"No\",$AR395=\"No\")),0,IF(AND($W395=\"b\",Inventory!$O151=\"Btu/hr\"),Inventory!$N151,IF(AND($W395=\"b\",Inventory!$O151=\"Tons\"),Inventory!$N151*12000,IF(AND(OR($W395=\"c\",$W395=\"d\"),Inventory!$AI151=\"Btu/hr\"),Inventory!$AH151,IF(AND(OR($W395=\"c\",$W395=\"d\"),Inventory!$AI151=\"Tons\"),Inventory!$AH151*12000,0)))))","v":0},0,0,"EER",0,"kW/ton",{"$f":"IF(OR($W395=\"a\",$AR395=\"No\"),0,IF(AND($W395=\"b\",Inventory!$Q151=\"Btu/hr\"),Inventory!$P151,IF(AND($W395=\"b\",Inventory!$Q151=\"Tons\"),Inventory!$P151*12000,IF(AND(OR($W395=\"c\",$W395=\"d\"),Inventory!$AK151=\"Btu/hr\"),Inventory!$AJ151,IF(AND(OR($W395=\"c\",$W395=\"d\"),Inventory!$AK151=\"Tons\"),Inventory!$AJ151*12000,0)))))","v":0},0,0,"COP","No",{"$f":"IF(OR(Inventory!$J151=\"\",$BD395=\"No\"),\"-\",Inventory!$J151)","v":"-"},{"$f":"IFERROR(VLOOKUP($BE395,'Early Retirement'!$B$6:$C$32,2,FALSE),\"-\")","v":"-"},{"$f":"IF(OR($W395<>\"b\",AND($X395<>\"b\",$X395<>\"c\")),\"n\",IF(AND($AO395<>1,$AO395<>2,$AO395<>7,$AO395<>8),\"n\",IF(Inventory!$K151=\"Split\",\"s\",IF(Inventory!$K151=\"Packaged\",\"p\",\"n\"))))","v":"n"},{"$f":"IF(AND($X395<>\"i\",$X395<>\"j\"),\"n\",IF(Inventory!$L151=\"Centrifugal\",\"c\",\"n\"))","v":"n"},"-","-",{"$f":"IFERROR(INDEX('Early Retirement'!$C$4:$AC$32,$BF395,$BJ395),0)","v":0},{"$f":"IFERROR(HLOOKUP($BJ395,'Early Retirement'!$D$4:$AC$5,2,FALSE),0)","v":0},{"$f":"IFERROR(INDEX('Early Retirement'!$AE$4:$BE$32,$BF395,$BJ395),0)","v":0},{"$f":"IFERROR(HLOOKUP($BJ395,'Early Retirement'!$AF$4:$BE$5,2,FALSE),0)","v":0},0,0,"kW/ton",{"$f":"IFERROR(INDEX('Early Retirement'!$BG$4:$CG$32,$BF395,$BJ395),0)","v":0},{"$f":"IFERROR(HLOOKUP($BJ395,'Early Retirement'!$BH$4:$CH$5,2,FALSE),0)","v":0},0,"COP","Yes",0,0,"kW/ton",0,"COP",0,0,"kW/ton",0,"COP"]
[null,null,null,null,null,null,null,null,null,null,null,null,null,null,null,null,null,null,null,null,null,143,{"$f":"IF(Inventory!$C152=\"\",\"a\",VLOOKUP(Inventory!$C152,$B$8:$C$11,2,FALSE))","v":"a"},{"$f":"IF(AND($W396=\"b\",Inventory!$I152=\"\"),\"a\",IF(AND($W396=\"b\",Inventory!$I152<>\"\"),VLOOKUP(Inventory!$I152,$E$3:$F$12,2,FALSE),IF(AND(OR($W396=\"c\",$W396=\"d\"),Inventory!$AB152=\"\"),\"a\",IF(AND(OR($W396=\"c\",$W396=\"d\"),Inventory!$AB152<>\"\"),VLOOKUP(Inventory!$AB152,$E$3:$F$12,2,FALSE),\"a\"))))","v":"a"},{"$f":"IF(OR(AND($X396<>\"b\",$X396<>\"c\"),$AB396=0,$AB396>=(65000/12000),Inventory!$AC152=\"\"),\"a\",VLOOKUP(Inventory!$AC152,$H$3:$I$5,2,FALSE))","v":"a"},{"$f":"IF(AND($X396<>\"i\",$X396<>\"j\"),\"a\",IF(AND($W396=\"b\",Inventory!$L152=\"\"),\"a\",IF(AND($W396=\"b\",Inventory!$L152<>\"\"),VLOOKUP(Inventory!$L152,$K$3:$L$6,2,FALSE),IF(AND(OR($W396=\"c\",$W396=\"d\"),Inventory!$AD152=\"\"),\"a\",IF(AND(OR($W396=\"c\",$W396=\"d\"),Inventory!$AD152<>\"\"),VLOOKUP(Inventory!$AD152,$K$3:$L$6,2,FALSE),\"a\")))))","v":"a"},{"$f":"IF(OR(AND($X396<>\"e\",$X396<>\"f\"),$AB396=0,Inventory!$AF152=\"\"),\"a\",VLOOKUP(Inventory!$AF152,$N$3:$O$5,2,FALSE))","v":"a"},{"$f":"IF(OR(Inventory!C152=\"New Construction\",Inventory!C152=\"Replace-on-Burnout\",Inventory!C152=\"Early Retirement\"),Inventory!AS152,0)","v":0},"","","","","","","","","","","","",0,"aaaaa0","No","No",{"$f":"IF($W396=\"a\",0,IF($W396=\"b\",Inventory!$M152,Inventory!$AG152))","v":0},{"$f":"IF(OR($W396=\"a\",AND($AQ396=\"No\",$AR396=\"No\")),0,IF(AND($W396=\"b\",Inventory!$O152=\"Btu/hr\"),Inventory!$N152,IF(AND($W396=\"b\",Inventory!$O152=\"Tons\"),Inventory!$N152*12000,IF(AND(OR($W396=\"c\",$W396=\"d\"),Inventory!$AI152=\"Btu/hr\"),Inventory!$AH152,IF(AND(OR($W396=\"c\",$W396=\"d\"),Inventory!$AI152=\"Tons\"),Inventory!$AH152*12000,0)))))","v":0},0,0,"EER",0,"kW/ton",{"$f":"IF(OR($W396=\"a\",$AR396=\"No\"),0,IF(AND($W396=\"b\",Inventory!$Q152=\"Btu/hr\"),Inventory!$P152,IF(AND($W396=\"b\",Inventory!$Q152=\"Tons\"),Inventory!$P152*12000,IF(AND(OR($W396=\"c\",$W396=\"d\"),Inventory!$AK152=\"Btu/hr\"),Inventory!$AJ152,IF(AND(OR($W396=\"c\",$W396=\"d\"),Inventory!$AK152=\"Tons\"),Inventory!$AJ152*12000,0)))))","v":0},0,0,"COP","No",{"$f":"IF(OR(Inventory!$J152=\"\",$BD396=\"No\"),\"-\",Inventory!$J152)","v":"-"},{"$f":"IFERROR(VLOOKUP($BE396,'Early Retirement'!$B$6:$C$32,2,FALSE),\"-\")","v":"-"},{"$f":"IF(OR($W396<>\"b\",AND($X396<>\"b\",$X396<>\"c\")),\"n\",IF(AND($AO396<>1,$AO396<>2,$AO396<>7,$AO396<>8),\"n\",IF(Inventory!$K152=\"Split\",\"s\",IF(Inventory!$K152=\"Packaged\",\"p\",\"n\"))))","v":"n"},{"$f":"IF(AND($X396<>\"i\",$X396<>\"j\"),\"n\",IF(Inventory!$L152=\"Centrifugal\",\"c\",\"n\"))","v":"n"},"-","-",{"$f":"IFERROR(INDEX('Early Retirement'!$C$4:$AC$32,$BF396,$BJ396),0)","v":0},{"$f":"IFERROR(HLOOKUP($BJ396,'Early Retirement'!$D$4:$AC$5,2,FALSE),0)","v":0},{"$f":"IFERROR(INDEX('Early Retirement'!$AE$4:$BE$32,$BF396,$BJ396),0)","v":0},{"$f":"IFERROR(HLOOKUP($BJ396,'Early Retirement'!$AF$4:$BE$5,2,FALSE),0)","v":0},0,0,"kW/ton",{"$f":"IFERROR(INDEX('Early Retirement'!$BG$4:$CG$32,$BF396,$BJ396),0)","v":0},{"$f":"IFERROR(HLOOKUP($BJ396,'Early Retirement'!$BH$4:$CH$5,2,FALSE),0)","v":0},0,"COP","Yes",0,0,"kW/ton",0,"COP",0,0,"kW/ton",0,"COP"]
[null,null,null,null,null,null,null,null,null,null,null,null,null,null,null,null,null,null,null,null,null,144,{"$f":"IF(Inventory!$C153=\"\",\"a\",VLOOKUP(Inventory!$C153,$B$8:$C$11,2,FALSE))","v":"a"},{"$f":"IF(AND($W397=\"b\",Inventory!$I153=\"\"),\"a\",IF(AND($W397=\"b\",Inventory!$I153<>\"\"),VLOOKUP(Inventory!$I153,$E$3:$F$12,2,FALSE),IF(AND(OR($W397=\"c\",$W397=\"d\"),Inventory!$AB153=\"\"),\"a\",IF(AND(OR($W397=\"c\",$W397=\"d\"),Inventory!$AB153<>\"\"),VLOOKUP(Inventory!$AB153,$E$3:$F$12,2,FALSE),\"a\"))))","v":"a"},{"$f":"IF(OR(AND($X397<>\"b\",$X397<>\"c\"),$AB397=0,$AB397>=(65000/12000),Inventory!$AC153=\"\"),\"a\",VLOOKUP(Inventory!$AC153,$H$3:$I$5,2,FALSE))","v":"a"},{"$f":"IF(AND($X397<>\"i\",$X397<>\"j\"),\"a\",IF(AND($W397=\"b\",Inventory!$L153=\"\"),\"a\",IF(AND($W397=\"b\",Inventory!$L153<>\"\"),VLOOKUP(Inventory!$L153,$K$3:$L$6,2,FALSE),IF(AND(OR($W397=\"c\",$W397=\"d\"),Inventory!$AD153=\"\"),\"a\",IF(AND(OR($W397=\"c\",$W397=\"d\"),Inventory!$AD153<>\"\"),VLOOKUP(Inventory!$AD153,$K$3:$L$6,2,FALSE),\"a\")))))","v":"a"},{"$f":"IF(OR(AND($X397<>\"e\",$X397<>\"f\"),$AB397=0,Inventory!$AF153=\"\"),\"a\",VLOOKUP(Inventory!$AF153,$N$3:$O$5,2,FALSE))","v":"a"},{"$f":"IF(OR(Inventory!C153=\"New Construction\",Inventory!C153=\"Replace-on-Burnout\",Inventory!C153=\"Early Retirement\"),Inventory!AS153,0)","v":0},"","","","","","","","","","","","",0,"aaaaa0","No","No",{"$f":"IF($W397=\"a\",0,IF($W397=\"b\",Inventory!$M153,Inventory!$AG153))","v":0},{"$f":"IF(OR($W397=\"a\",AND($AQ397=\"No\",$AR397=\"No\")),0,IF(AND($W397=\"b\",Inventory!$O153=\"Btu/hr\"),Inventory!$N153,IF(AND($W397=\"b\",Inventory!$O153=\"Tons\"),Inventory!$N153*12000,IF(AND(OR($W397=\"c\",$W397=\"d\"),Inventory!$AI153=\"Btu/hr\"),Inventory!$AH153,IF(AND(OR($W397=\"c\",$W397=\"d\"),Inventory!$AI153=\"Tons\"),Inventory!$AH153*12000,0)))))","v":0},0,0,"EER",0,"kW/ton",{"$f":"IF(OR($W397=\"a\",$AR397=\"No\"),0,IF(AND($W397=\"b\",Inventory!$Q153=\"Btu/hr\"),Inventory!$P153,IF(AND($W397=\"b\",Inventory!$Q153=\"Tons\"),Inventory!$P153*12000,IF(AND(OR($W397=\"c\",$W397=\"d\"),Inventory!$AK153=\"Btu/hr\"),Inventory!$AJ153,IF(AND(OR($W397=\"c\",$W397=\"d\"),Inventory!$AK153=\"Tons\"),Inventory!$AJ153*12000,0)))))","v":0},0,0,"COP","No",{"$f":"IF(OR(Inventory!$J153=\"\",$BD397=\"No\"),\"-\",Inventory!$J153)","v":"-"},{"$f":"IFERROR(VLOOKUP($BE397,'Early Retirement'!$B$6:$C$32,2,FALSE),\"-\")","v":"-"},{"$f":"IF(OR($W397<>\"b\",AND($X397<>\"b\",$X397<>\"c\")),\"n\",IF(AND($AO397<>1,$AO397<>2,$AO397<>7,$AO397<>8),\"n\",IF(Inventory!$K153=\"Split\",\"s\",IF(Inventory!$K153=\"Packaged\",\"p\",\"n\"))))","v":"n"},{"$f":"IF(AND($X397<>\"i\",$X397<>\"j\"),\"n\",IF(Inventory!$L153=\"Centrifugal\",\"c\",\"n\"))","v":"n"},"-","-",{"$f":"IFERROR(INDEX('Early Retirement'!$C$4:$AC$32,$BF397,$BJ397),0)","v":0},{"$f":"IFERROR(HLOOKUP($BJ397,'Early Retirement'!$D$4:$AC$5,2,FALSE),0)","v":0},{"$f":"IFERROR(INDEX('Early Retirement'!$AE$4:$BE$32,$BF397,$BJ397),0)","v":0},{"$f":"IFERROR(HLOOKUP($BJ397,'Early Retirement'!$AF$4:$BE$5,2,FALSE),0)","v":0},0,0,"kW/ton",{"$f":"IFERROR(INDEX('Early Retirement'!$BG$4:$CG$32,$BF397,$BJ397),0)","v":0},{"$f":"IFERROR(HLOOKUP($BJ397,'Early Retirement'!$BH$4:$CH$5,2,FALSE),0)","v":0},0,"COP","Yes",0,0,"kW/ton",0,"COP",0,0,"kW/ton",0,"COP"]
[null,null,null,null,null,null,null,null,null,null,null,null,null,null,null,null,null,null,null,null,null,145,{"$f":"IF(Inventory!$C154=\"\",\"a\",VLOOKUP(Inventory!$C154,$B$8:$C$11,2,FALSE))","v":"a"},{"$f":"IF(AND($W398=\"b\",Inventory!$I154=\"\"),\"a\",IF(AND($W398=\"b\",Inventory!$I154<>\"\"),VLOOKUP(Inventory!$I154,$E$3:$F$12,2,FALSE),IF(AND(OR($W398=\"c\",$W398=\"d\"),Inventory!$AB154=\"\"),\"a\",IF(AND(OR($W398=\"c\",$W398=\"d\"),Inventory!$AB154<>\"\"),VLOOKUP(Inventory!$AB154,$E$3:$F$12,2,FALSE),\"a\"))))","v":"a"},{"$f":"IF(OR(AND($X398<>\"b\",$X398<>\"c\"),$AB398=0,$AB398>=(65000/12000),Inventory!$AC154=\"\"),\"a\",VLOOKUP(Inventory!$AC154,$H$3:$I$5,2,FALSE))","v":"a"},{"$f":"IF(AND($X398<>\"i\",$X398<>\"j\"),\"a\",IF(AND($W398=\"b\",Inventory!$L154=\"\"),\"a\",IF(AND($W398=\"b\",Inventory!$L154<>\"\"),VLOOKUP(Inventory!$L154,$K$3:$L$6,2,FALSE),IF(AND(OR($W398=\"c\",$W398=\"d\"),Inventory!$AD154=\"\"),\"a\",IF(AND(OR($W398=\"c\",$W398=\"d\"),Inventory!$AD154<>\"\"),VLOOKUP(Inventory!$AD154,$K$3:$L$6,2,FALSE),\"a\")))))","v":"a"},{"$f":"IF(OR(AND($X398<>\"e\",$X398<>\"f\"),$AB398=0,Inventory!$AF154=\"\"),\"a\",VLOOKUP(Inventory!$AF154,$N$3:$O$5,2,FALSE))","v":"a"},{"$f":"IF(OR(Inventory!C154=\"New Construction\",Inventory!C154=\"Replace-on-Burnout\",Inventory!C154=\"Early Retirement\"),Inventory!AS154,0)","v":0},"","","","","","","","","","","","",0,"aaaaa0","No","No",{"$f":"IF($W398=\"a\",0,IF($W398=\"b\",Inventory!$M154,Inventory!$AG154))","v":0},{"$f":"IF(OR($W398=\"a\",AND($AQ398=\"No\",$AR398=\"No\")),0,IF(AND($W398=\"b\",Inventory!$O154=\"Btu/hr\"),Inventory!$N154,IF(AND($W398=\"b\",Inventory!$O154=\"Tons\"),Inventory!$N154*12000,IF(AND(OR($W398=\"c\",$W398=\"d\"),Inventory!$AI154=\"Btu/hr\"),Inventory!$AH154,IF(AND(OR($W398=\"c\",$W398=\"d\"),Inventory!$AI154=\"Tons\"),Inventory!$AH154*12000,0)))))","v":0},0,0,"EER",0,"kW/ton",{"$f":"IF(OR($W398=\"a\",$AR398=\"No\"),0,IF(AND($W398=\"b\",Inventory!$Q154=\"Btu/hr\"),Inventory!$P154,IF(AND($W398=\"b\",Inventory!$Q154=\"Tons\"),Inventory!$P154*12000,IF(AND(OR($W398=\"c\",$W398=\"d\"),Inventory!$AK154=\"Btu/hr\"),Inventory!$AJ154,IF(AND(OR($W398=\"c\",$W398=\"d\"),Inventory!$AK154=\"Tons\"),Inventory!$AJ154*12000,0)))))","v":0},0,0,"COP","No",{"$f":"IF(OR(Inventory!$J154=\"\",$BD398=\"No\"),\"-\",Inventory!$J154)","v":"-"},{"$f":"IFERROR(VLOOKUP($BE398,'Early Retirement'!$B$6:$C$32,2,FALSE),\"-\")","v":"-"},{"$f":"IF(OR($W398<>\"b\",AND($X398<>\"b\",$X398<>\"c\")),\"n\",IF(AND($AO398<>1,$AO398<>2,$AO398<>7,$AO398<>8),\"n\",IF(Inventory!$K154=\"Split\",\"s\",IF(Inventory!$K154=\"Packaged\",\"p\",\"n\"))))","v":"n"},{"$f":"IF(AND($X398<>\"i\",$X398<>\"j\"),\"n\",IF(Inventory!$L154=\"Centrifugal\",\"c\",\"n\"))","v":"n"},"-","-",{"$f":"IFERROR(INDEX('Early Retirement'!$C$4:$AC$32,$BF398,$BJ398),0)","v":0},{"$f":"IFERROR(HLOOKUP($BJ398,'Early Retirement'!$D$4:$AC$5,2,FALSE),0)","v":0},{"$f":"IFERROR(INDEX('Early Retirement'!$AE$4:$BE$32,$BF398,$BJ398),0)","v":0},{"$f":"IFERROR(HLOOKUP($BJ398,'Early Retirement'!$AF$4:$BE$5,2,FALSE),0)","v":0},0,0,"kW/ton",{"$f":"IFERROR(INDEX('Early Retirement'!$BG$4:$CG$32,$BF398,$BJ398),0)","v":0},{"$f":"IFERROR(HLOOKUP($BJ398,'Early Retirement'!$BH$4:$CH$5,2,FALSE),0)","v":0},0,"COP","Yes",0,0,"kW/ton",0,"COP",0,0,"kW/ton",0,"COP"]
[null,null,null,null,null,null,null,null,null,null,null,null,null,null,null,null,null,null,null,null,null,146,{"$f":"IF(Inventory!$C155=\"\",\"a\",VLOOKUP(Inventory!$C155,$B$8:$C$11,2,FALSE))","v":"a"},{"$f":"IF(AND($W399=\"b\",Inventory!$I155=\"\"),\"a\",IF(AND($W399=\"b\",Inventory!$I155<>\"\"),VLOOKUP(Inventory!$I155,$E$3:$F$12,2,FALSE),IF(AND(OR($W399=\"c\",$W399=\"d\"),Inventory!$AB155=\"\"),\"a\",IF(AND(OR($W399=\"c\",$W399=\"d\"),Inventory!$AB155<>\"\"),VLOOKUP(Inventory!$AB155,$E$3:$F$12,2,FALSE),\"a\"))))","v":"a"},{"$f":"IF(OR(AND($X399<>\"b\",$X399<>\"c\"),$AB399=0,$AB399>=(65000/12000),Inventory!$AC155=\"\"),\"a\",VLOOKUP(Inventory!$AC155,$H$3:$I$5,2,FALSE))","v":"a"},{"$f":"IF(AND($X399<>\"i\",$X399<>\"j\"),\"a\",IF(AND($W399=\"b\",Inventory!$L155=\"\"),\"a\",IF(AND($W399=\"b\",Inventory!$L155<>\"\"),VLOOKUP(Inventory!$L155,$K$3:$L$6,2,FALSE),IF(AND(OR($W399=\"c\",$W399=\"d\"),Inventory!$AD155=\"\"),\"a\",IF(AND(OR($W399=\"c\",$W399=\"d\"),Inventory!$AD155<>\"\"),VLOOKUP(Inventory!$AD155,$K$3:$L$6,2,FALSE),\"a\")))))","v":"a"},{"$f":"IF(OR(AND($X399<>\"e\",$X399<>\"f\"),$AB399=0,Inventory!$AF155=\"\"),\"a\",VLOOKUP(Inventory!$AF155,$N$3:$O$5,2,FALSE))","v":"a"},{"$f":"IF(OR(Inventory!C155=\"New Construction\",Inventory!C155=\"Replace-on-Burnout\",Inventory!C155=\"Early Retirement\"),Inventory!AS155,0)","v":0},"","","","","","","","","","","","",0,"aaaaa0","No","No",{"$f":"IF($W399=\"a\",0,IF($W399=\"b\",Inventory!$M155,Inventory!$AG155))","v":0},{"$f":"IF(OR($W399=\"a\",AND($AQ399=\"No\",$AR399=\"No\")),0,IF(AND($W399=\"b\",Inventory!$O155=\"Btu/hr\"),Inventory!$N155,IF(AND($W399=\"b\",Inventory!$O155=\"Tons\"),Inventory!$N155*12000,IF(AND(OR($W399=\"c\",$W399=\"d\"),Inventory!$AI155=\"Btu/hr\"),Inventory!$AH155,IF(AND(OR($W399=\"c\",$W399=\"d\"),Inventory!$AI155=\"Tons\"),Inventory!$AH155*12000,0)))))","v":0},0,0,"EER",0,"kW/ton",{"$f":"IF(OR($W399=\"a\",$AR399=\"No\"),0,IF(AND($W399=\"b\",Inventory!$Q155=\"Btu/hr\"),Inventory!$P155,IF(AND($W399=\"b\",Inventory!$Q155=\"Tons\"),Inventory!$P155*12000,IF(AND(OR($W399=\"c\",$W399=\"d\"),Inventory!$AK155=\"Btu/hr\"),Inventory!$AJ155,IF(AND(OR($W399=\"c\",$W399=\"d\"),Inventory!$AK155=\"Tons\"),Inventory!$AJ155*12000,0)))))","v":0},0,0,"COP","No",{"$f":"IF(OR(Inventory!$J155=\"\",$BD399=\"No\"),\"-\",Inventory!$J155)","v":"-"},{"$f":"IFERROR(VLOOKUP($BE399,'Early Retirement'!$B$6:$C$32,2,FALSE),\"-\")","v":"-"},{"$f":"IF(OR($W399<>\"b\",AND($X399<>\"b\",$X399<>\"c\")),\"n\",IF(AND($AO399<>1,$AO399<>2,$AO399<>7,$AO399<>8),\"n\",IF(Inventory!$K155=\"Split\",\"s\",IF(Inventory!$K155=\"Packaged\",\"p\",\"n\"))))","v":"n"},{"$f":"IF(AND($X399<>\"i\",$X399<>\"j\"),\"n\",IF(Inventory!$L155=\"Centrifugal\",\"c\",\"n\"))","v":"n"},"-","-",{"$f":"IFERROR(INDEX('Early Retirement'!$C$4:$AC$32,$BF399,$BJ399),0)","v":0},{"$f":"IFERROR(HLOOKUP($BJ399,'Early Retirement'!$D$4:$AC$5,2,FALSE),0)","v":0},{"$f":"IFERROR(INDEX('Early Retirement'!$AE$4:$BE$32,$BF399,$BJ399),0)","v":0},{"$f":"IFERROR(HLOOKUP($BJ399,'Early Retirement'!$AF$4:$BE$5,2,FALSE),0)","v":0},0,0,"kW/ton",{"$f":"IFERROR(INDEX('Early Retirement'!$BG$4:$CG$32,$BF399,$BJ399),0)","v":0},{"$f":"IFERROR(HLOOKUP($BJ399,'Early Retirement'!$BH$4:$CH$5,2,FALSE),0)","v":0},0,"COP","Yes",0,0,"kW/ton",0,"COP",0,0,"kW/ton",0,"COP"]
[null,null,null,null,null,null,null,null,null,null,null,null,null,null,null,null,null,null,null,null,null,147,{"$f":"IF(Inventory!$C156=\"\",\"a\",VLOOKUP(Inventory!$C156,$B$8:$C$11,2,FALSE))","v":"a"},{"$f":"IF(AND($W400=\"b\",Inventory!$I156=\"\"),\"a\",IF(AND($W400=\"b\",Inventory!$I156<>\"\"),VLOOKUP(Inventory!$I156,$E$3:$F$12,2,FALSE),IF(AND(OR($W400=\"c\",$W400=\"d\"),Inventory!$AB156=\"\"),\"a\",IF(AND(OR($W400=\"c\",$W400=\"d\"),Inventory!$AB156<>\"\"),VLOOKUP(Inventory!$AB156,$E$3:$F$12,2,FALSE),\"a\"))))","v":"a"},{"$f":"IF(OR(AND($X400<>\"b\",$X400<>\"c\"),$AB400=0,$AB400>=(65000/12000),Inventory!$AC156=\"\"),\"a\",VLOOKUP(Inventory!$AC156,$H$3:$I$5,2,FALSE))","v":"a"},{"$f":"IF(AND($X400<>\"i\",$X400<>\"j\"),\"a\",IF(AND($W400=\"b\",Inventory!$L156=\"\"),\"a\",IF(AND($W400=\"b\",Inventory!$L156<>\"\"),VLOOKUP(Inventory!$L156,$K$3:$L$6,2,FALSE),IF(AND(OR($W400=\"c\",$W400=\"d\"),Inventory!$AD156=\"\"),\"a\",IF(AND(OR($W400=\"c\",$W400=\"d\"),Inventory!$AD156<>\"\"),VLOOKUP(Inventory!$AD156,$K$3:$L$6,2,FALSE),\"a\")))))","v":"a"},{"$f":"IF(OR(AND($X400<>\"e\",$X400<>\"f\"),$AB400=0,Inventory!$AF156=\"\"),\"a\",VLOOKUP(Inventory!$AF156,$N$3:$O$5,2,FALSE))","v":"a"},{"$f":"IF(OR(Inventory!C156=\"New Construction\",Inventory!C156=\"Replace-on-Burnout\",Inventory!C156=\"Early Retirement\"),Inventory!AS156,0)","v":0},"","","","","","","","","","","","",0,"aaaaa0","No","No",{"$f":"IF($W400=\"a\",0,IF($W400=\"b\",Inventory!$M156,Inventory!$AG156))","v":0},{"$f":"IF(OR($W400=\"a\",AND($AQ400=\"No\",$AR400=\"No\")),0,IF(AND($W400=\"b\",Inventory!$O156=\"Btu/hr\"),Inventory!$N156,IF(AND($W400=\"b\",Inventory!$O156=\"Tons\"),Inventory!$N156*12000,IF(AND(OR($W400=\"c\",$W400=\"d\"),Inventory!$AI156=\"Btu/hr\"),Inventory!$AH156,IF(AND(OR($W400=\"c\",$W400=\"d\"),Inventory!$AI156=\"Tons\"),Inventory!$AH156*12000,0)))))","v":0},0,0,"EER",0,"kW/ton",{"$f":"IF(OR($W400=\"a\",$AR400=\"No\"),0,IF(AND($W400=\"b\",Inventory!$Q156=\"Btu/hr\"),Inventory!$P156,IF(AND($W400=\"b\",Inventory!$Q156=\"Tons\"),Inventory!$P156*12000,IF(AND(OR($W400=\"c\",$W400=\"d\"),Inventory!$AK156=\"Btu/hr\"),Inventory!$AJ156,IF(AND(OR($W400=\"c\",$W400=\"d\"),Inventory!$AK156=\"Tons\"),Inventory!$AJ156*12000,0)))))","v":0},0,0,"COP","No",{"$f":"IF(OR(Inventory!$J156=\"\",$BD400=\"No\"),\"-\",Inventory!$J156)","v":"-"},{"$f":"IFERROR(VLOOKUP($BE400,'Early Retirement'!$B$6:$C$32,2,FALSE),\"-\")","v":"-"},{"$f":"IF(OR($W400<>\"b\",AND($X400<>\"b\",$X400<>\"c\")),\"n\",IF(AND($AO400<>1,$AO400<>2,$AO400<>7,$AO400<>8),\"n\",IF(Inventory!$K156=\"Split\",\"s\",IF(Inventory!$K156=\"Packaged\",\"p\",\"n\"))))","v":"n"},{"$f":"IF(AND($X400<>\"i\",$X400<>\"j\"),\"n\",IF(Inventory!$L156=\"Centrifugal\",\"c\",\"n\"))","v":"n"},"-","-",{"$f":"IFERROR(INDEX('Early Retirement'!$C$4:$AC$32,$BF400,$BJ400),0)","v":0},{"$f":"IFERROR(HLOOKUP($BJ400,'Early Retirement'!$D$4:$AC$5,2,FALSE),0)","v":0},{"$f":"IFERROR(INDEX('Early Retirement'!$AE$4:$BE$32,$BF400,$BJ400),0)","v":0},{"$f":"IFERROR(HLOOKUP($BJ400,'Early Retirement'!$AF$4:$BE$5,2,FALSE),0)","v":0},0,0,"kW/ton",{"$f":"IFERROR(INDEX('Early Retirement'!$BG$4:$CG$32,$BF400,$BJ400),0)","v":0},{"$f":"IFERROR(HLOOKUP($BJ400,'Early Retirement'!$BH$4:$CH$5,2,FALSE),0)","v":0},0,"COP","Yes",0,0,"kW/ton",0,"COP",0,0,"kW/ton",0,"COP"]
[null,null,null,null,null,null,null,null,null,null,null,null,null,null,null,null,null,null,null,null,null,148,{"$f":"IF(Inventory!$C157=\"\",\"a\",VLOOKUP(Inventory!$C157,$B$8:$C$11,2,FALSE))","v":"a"},{"$f":"IF(AND($W401=\"b\",Inventory!$I157=\"\"),\"a\",IF(AND($W401=\"b\",Inventory!$I157<>\"\"),VLOOKUP(Inventory!$I157,$E$3:$F$12,2,FALSE),IF(AND(OR($W401=\"c\",$W401=\"d\"),Inventory!$AB157=\"\"),\"a\",IF(AND(OR($W401=\"c\",$W401=\"d\"),Inventory!$AB157<>\"\"),VLOOKUP(Inventory!$AB157,$E$3:$F$12,2,FALSE),\"a\"))))","v":"a"},{"$f":"IF(OR(AND($X401<>\"b\",$X401<>\"c\"),$AB401=0,$AB401>=(65000/12000),Inventory!$AC157=\"\"),\"a\",VLOOKUP(Inventory!$AC157,$H$3:$I$5,2,FALSE))","v":"a"},{"$f":"IF(AND($X401<>\"i\",$X401<>\"j\"),\"a\",IF(AND($W401=\"b\",Inventory!$L157=\"\"),\"a\",IF(AND($W401=\"b\",Inventory!$L157<>\"\"),VLOOKUP(Inventory!$L157,$K$3:$L$6,2,FALSE),IF(AND(OR($W401=\"c\",$W401=\"d\"),Inventory!$AD157=\"\"),\"a\",IF(AND(OR($W401=\"c\",$W401=\"d\"),Inventory!$AD157<>\"\"),VLOOKUP(Inventory!$AD157,$K$3:$L$6,2,FALSE),\"a\")))))","v":"a"},{"$f":"IF(OR(AND($X401<>\"e\",$X401<>\"f\"),$AB401=0,Inventory!$AF157=\"\"),\"a\",VLOOKUP(Inventory!$AF157,$N$3:$O$5,2,FALSE))","v":"a"},{"$f":"IF(OR(Inventory!C157=\"New Construction\",Inventory!C157=\"Replace-on-Burnout\",Inventory!C157=\"Early Retirement\"),Inventory!AS157,0)","v":0},"","","","","","","","","","","","",0,"aaaaa0","No","No",{"$f":"IF($W401=\"a\",0,IF($W401=\"b\",Inventory!$M157,Inventory!$AG157))","v":0},{"$f":"IF(OR($W401=\"a\",AND($AQ401=\"No\",$AR401=\"No\")),0,IF(AND($W401=\"b\",Inventory!$O157=\"Btu/hr\"),Inventory!$N157,IF(AND($W401=\"b\",Inventory!$O157=\"Tons\"),Inventory!$N157*12000,IF(AND(OR($W401=\"c\",$W401=\"d\"),Inventory!$AI157=\"Btu/hr\"),Inventory!$AH157,IF(AND(OR($W401=\"c\",$W401=\"d\"),Inventory!$AI157=\"Tons\"),Inventory!$AH157*12000,0)))))","v":0},0,0,"EER",0,"kW/ton",{"$f":"IF(OR($W401=\"a\",$AR401=\"No\"),0,IF(AND($W401=\"b\",Inventory!$Q157=\"Btu/hr\"),Inventory!$P157,IF(AND($W401=\"b\",Inventory!$Q157=\"Tons\"),Inventory!$P157*12000,IF(AND(OR($W401=\"c\",$W401=\"d\"),Inventory!$AK157=\"Btu/hr\"),Inventory!$AJ157,IF(AND(OR($W401=\"c\",$W401=\"d\"),Inventory!$AK157=\"Tons\"),Inventory!$AJ157*12000,0)))))","v":0},0,0,"COP","No",{"$f":"IF(OR(Inventory!$J157=\"\",$BD401=\"No\"),\"-\",Inventory!$J157)","v":"-"},{"$f":"IFERROR(VLOOKUP($BE401,'Early Retirement'!$B$6:$C$32,2,FALSE),\"-\")","v":"-"},{"$f":"IF(OR($W401<>\"b\",AND($X401<>\"b\",$X401<>\"c\")),\"n\",IF(AND($AO401<>1,$AO401<>2,$AO401<>7,$AO401<>8),\"n\",IF(Inventory!$K157=\"Split\",\"s\",IF(Inventory!$K157=\"Packaged\",\"p\",\"n\"))))","v":"n"},{"$f":"IF(AND($X401<>\"i\",$X401<>\"j\"),\"n\",IF(Inventory!$L157=\"Centrifugal\",\"c\",\"n\"))","v":"n"},"-","-",{"$f":"IFERROR(INDEX('Early Retirement'!$C$4:$AC$32,$BF401,$BJ401),0)","v":0},{"$f":"IFERROR(HLOOKUP($BJ401,'Early Retirement'!$D$4:$AC$5,2,FALSE),0)","v":0},{"$f":"IFERROR(INDEX('Early Retirement'!$AE$4:$BE$32,$BF401,$BJ401),0)","v":0},{"$f":"IFERROR(HLOOKUP($BJ401,'Early Retirement'!$AF$4:$BE$5,2,FALSE),0)","v":0},0,0,"kW/ton",{"$f":"IFERROR(INDEX('Early Retirement'!$BG$4:$CG$32,$BF401,$BJ401),0)","v":0},{"$f":"IFERROR(HLOOKUP($BJ401,'Early Retirement'!$BH$4:$CH$5,2,FALSE),0)","v":0},0,"COP","Yes",0,0,"kW/ton",0,"COP",0,0,"kW/ton",0,"COP"]
[null,null,null,null,null,null,null,null,null,null,null,null,null,null,null,null,null,null,null,null,null,149,{"$f":"IF(Inventory!$C158=\"\",\"a\",VLOOKUP(Inventory!$C158,$B$8:$C$11,2,FALSE))","v":"a"},{"$f":"IF(AND($W402=\"b\",Inventory!$I158=\"\"),\"a\",IF(AND($W402=\"b\",Inventory!$I158<>\"\"),VLOOKUP(Inventory!$I158,$E$3:$F$12,2,FALSE),IF(AND(OR($W402=\"c\",$W402=\"d\"),Inventory!$AB158=\"\"),\"a\",IF(AND(OR($W402=\"c\",$W402=\"d\"),Inventory!$AB158<>\"\"),VLOOKUP(Inventory!$AB158,$E$3:$F$12,2,FALSE),\"a\"))))","v":"a"},{"$f":"IF(OR(AND($X402<>\"b\",$X402<>\"c\"),$AB402=0,$AB402>=(65000/12000),Inventory!$AC158=\"\"),\"a\",VLOOKUP(Inventory!$AC158,$H$3:$I$5,2,FALSE))","v":"a"},{"$f":"IF(AND($X402<>\"i\",$X402<>\"j\"),\"a\",IF(AND($W402=\"b\",Inventory!$L158=\"\"),\"a\",IF(AND($W402=\"b\",Inventory!$L158<>\"\"),VLOOKUP(Inventory!$L158,$K$3:$L$6,2,FALSE),IF(AND(OR($W402=\"c\",$W402=\"d\"),Inventory!$AD158=\"\"),\"a\",IF(AND(OR($W402=\"c\",$W402=\"d\"),Inventory!$AD158<>\"\"),VLOOKUP(Inventory!$AD158,$K$3:$L$6,2,FALSE),\"a\")))))","v":"a"},{"$f":"IF(OR(AND($X402<>\"e\",$X402<>\"f\"),$AB402=0,Inventory!$AF158=\"\"),\"a\",VLOOKUP(Inventory!$AF158,$N$3:$O$5,2,FALSE))","v":"a"},{"$f":"IF(OR(Inventory!C158=\"New Construction\",Inventory!C158=\"Replace-on-Burnout\",Inventory!C158=\"Early Retirement\"),Inventory!AS158,0)","v":0},"","","","","","","","","","","","",0,"aaaaa0","No","No",{"$f":"IF($W402=\"a\",0,IF($W402=\"b\",Inventory!$M158,Inventory!$AG158))","v":0},{"$f":"IF(OR($W402=\"a\",AND($AQ402=\"No\",$AR402=\"No\")),0,IF(AND($W402=\"b\",Inventory!$O158=\"Btu/hr\"),Inventory!$N158,IF(AND($W402=\"b\",Inventory!$O158=\"Tons\"),Inventory!$N158*12000,IF(AND(OR($W402=\"c\",$W402=\"d\"),Inventory!$AI158=\"Btu/hr\"),Inventory!$AH158,IF(AND(OR($W402=\"c\",$W402=\"d\"),Inventory!$AI158=\"Tons\"),Inventory!$AH158*12000,0)))))","v":0},0,0,"EER",0,"kW/ton",{"$f":"IF(OR($W402=\"a\",$AR402=\"No\"),0,IF(AND($W402=\"b\",Inventory!$Q158=\"Btu/hr\"),Inventory!$P158,IF(AND($W402=\"b\",Inventory!$Q158=\"Tons\"),Inventory!$P158*12000,IF(AND(OR($W402=\"c\",$W402=\"d\"),Inventory!$AK158=\"Btu/hr\"),Inventory!$AJ158,IF(AND(OR($W402=\"c\",$W402=\"d\"),Inventory!$AK158=\"Tons\"),Inventory!$AJ158*12000,0)))))","v":0},0,0,"COP","No",{"$f":"IF(OR(Inventory!$J158=\"\",$BD402=\"No\"),\"-\",Inventory!$J158)","v":"-"},{"$f":"IFERROR(VLOOKUP($BE402,'Early Retirement'!$B$6:$C$32,2,FALSE),\"-\")","v":"-"},{"$f":"IF(OR($W402<>\"b\",AND($X402<>\"b\",$X402<>\"c\")),\"n\",IF(AND($AO402<>1,$AO402<>2,$AO402<>7,$AO402<>8),\"n\",IF(Inventory!$K158=\"Split\",\"s\",IF(Inventory!$K158=\"Packaged\",\"p\",\"n\"))))","v":"n"},{"$f":"IF(AND($X402<>\"i\",$X402<>\"j\"),\"n\",IF(Inventory!$L158=\"Centrifugal\",\"c\",\"n\"))","v":"n"},"-","-",{"$f":"IFERROR(INDEX('Early Retirement'!$C$4:$AC$32,$BF402,$BJ402),0)","v":0},{"$f":"IFERROR(HLOOKUP($BJ402,'Early Retirement'!$D$4:$AC$5,2,FALSE),0)","v":0},{"$f":"IFERROR(INDEX('Early Retirement'!$AE$4:$BE$32,$BF402,$BJ402),0)","v":0},{"$f":"IFERROR(HLOOKUP($BJ402,'Early Retirement'!$AF$4:$BE$5,2,FALSE),0)","v":0},0,0,"kW/ton",{"$f":"IFERROR(INDEX('Early Retirement'!$BG$4:$CG$32,$BF402,$BJ402),0)","v":0},{"$f":"IFERROR(HLOOKUP($BJ402,'Early Retirement'!$BH$4:$CH$5,2,FALSE),0)","v":0},0,"COP","Yes",0,0,"kW/ton",0,"COP",0,0,"kW/ton",0,"COP"]
[null,null,null,null,null,null,null,null,null,null,null,null,null,null,null,null,null,null,null,null,null,150,{"$f":"IF(Inventory!$C159=\"\",\"a\",VLOOKUP(Inventory!$C159,$B$8:$C$11,2,FALSE))","v":"a"},{"$f":"IF(AND($W403=\"b\",Inventory!$I159=\"\"),\"a\",IF(AND($W403=\"b\",Inventory!$I159<>\"\"),VLOOKUP(Inventory!$I159,$E$3:$F$12,2,FALSE),IF(AND(OR($W403=\"c\",$W403=\"d\"),Inventory!$AB159=\"\"),\"a\",IF(AND(OR($W403=\"c\",$W403=\"d\"),Inventory!$AB159<>\"\"),VLOOKUP(Inventory!$AB159,$E$3:$F$12,2,FALSE),\"a\"))))","v":"a"},{"$f":"IF(OR(AND($X403<>\"b\",$X403<>\"c\"),$AB403=0,$AB403>=(65000/12000),Inventory!$AC159=\"\"),\"a\",VLOOKUP(Inventory!$AC159,$H$3:$I$5,2,FALSE))","v":"a"},{"$f":"IF(AND($X403<>\"i\",$X403<>\"j\"),\"a\",IF(AND($W403=\"b\",Inventory!$L159=\"\"),\"a\",IF(AND($W403=\"b\",Inventory!$L159<>\"\"),VLOOKUP(Inventory!$L159,$K$3:$L$6,2,FALSE),IF(AND(OR($W403=\"c\",$W403=\"d\"),Inventory!$AD159=\"\"),\"a\",IF(AND(OR($W403=\"c\",$W403=\"d\"),Inventory!$AD159<>\"\"),VLOOKUP(Inventory!$AD159,$K$3:$L$6,2,FALSE),\"a\")))))","v":"a"},{"$f":"IF(OR(AND($X403<>\"e\",$X403<>\"f\"),$AB403=0,Inventory!$AF159=\"\"),\"a\",VLOOKUP(Inventory!$AF159,$N$3:$O$5,2,FALSE))","v":"a"},{"$f":"IF(OR(Inventory!C159=\"New Construction\",Inventory!C159=\"Replace-on-Burnout\",Inventory!C159=\"Early Retirement\"),Inventory!AS159,0)","v":0},"","","","","","","","","","","","",0,"aaaaa0","No","No",{"$f":"IF($W403=\"a\",0,IF($W403=\"b\",Inventory!$M159,Inventory!$AG159))","v":0},{"$f":"IF(OR($W403=\"a\",AND($AQ403=\"No\",$AR403=\"No\")),0,IF(AND($W403=\"b\",Inventory!$O159=\"Btu/hr\"),Inventory!$N159,IF(AND($W403=\"b\",Inventory!$O159=\"Tons\"),Inventory!$N159*12000,IF(AND(OR($W403=\"c\",$W403=\"d\"),Inventory!$AI159=\"Btu/hr\"),Inventory!$AH159,IF(AND(OR($W403=\"c\",$W403=\"d\"),Inventory!$AI159=\"Tons\"),Inventory!$AH159*12000,0)))))","v":0},0,0,"EER",0,"kW/ton",{"$f":"IF(OR($W403=\"a\",$AR403=\"No\"),0,IF(AND($W403=\"b\",Inventory!$Q159=\"Btu/hr\"),Inventory!$P159,IF(AND($W403=\"b\",Inventory!$Q159=\"Tons\"),Inventory!$P159*12000,IF(AND(OR($W403=\"c\",$W403=\"d\"),Inventory!$AK159=\"Btu/hr\"),Inventory!$AJ159,IF(AND(OR($W403=\"c\",$W403=\"d\"),Inventory!$AK159=\"Tons\"),Inventory!$AJ159*12000,0)))))","v":0},0,0,"COP","No",{"$f":"IF(OR(Inventory!$J159=\"\",$BD403=\"No\"),\"-\",Inventory!$J159)","v":"-"},{"$f":"IFERROR(VLOOKUP($BE403,'Early Retirement'!$B$6:$C$32,2,FALSE),\"-\")","v":"-"},{"$f":"IF(OR($W403<>\"b\",AND($X403<>\"b\",$X403<>\"c\")),\"n\",IF(AND($AO403<>1,$AO403<>2,$AO403<>7,$AO403<>8),\"n\",IF(Inventory!$K159=\"Split\",\"s\",IF(Inventory!$K159=\"Packaged\",\"p\",\"n\"))))","v":"n"},{"$f":"IF(AND($X403<>\"i\",$X403<>\"j\"),\"n\",IF(Inventory!$L159=\"Centrifugal\",\"c\",\"n\"))","v":"n"},"-","-",{"$f":"IFERROR(INDEX('Early Retirement'!$C$4:$AC$32,$BF403,$BJ403),0)","v":0},{"$f":"IFERROR(HLOOKUP($BJ403,'Early Retirement'!$D$4:$AC$5,2,FALSE),0)","v":0},{"$f":"IFERROR(INDEX('Early Retirement'!$AE$4:$BE$32,$BF403,$BJ403),0)","v":0},{"$f":"IFERROR(HLOOKUP($BJ403,'Early Retirement'!$AF$4:$BE$5,2,FALSE),0)","v":0},0,0,"kW/ton",{"$f":"IFERROR(INDEX('Early Retirement'!$BG$4:$CG$32,$BF403,$BJ403),0)","v":0},{"$f":"IFERROR(HLOOKUP($BJ403,'Early Retirement'!$BH$4:$CH$5,2,FALSE),0)","v":0},0,"COP","Yes",0,0,"kW/ton",0,"COP",0,0,"kW/ton",0,"COP"]
[null,null,null,null,null,null,null,null,null,null,null,null,null,null,null,null,null,null,null,null,null,151,{"$f":"IF(Inventory!$C160=\"\",\"a\",VLOOKUP(Inventory!$C160,$B$8:$C$11,2,FALSE))","v":"a"},{"$f":"IF(AND($W404=\"b\",Inventory!$I160=\"\"),\"a\",IF(AND($W404=\"b\",Inventory!$I160<>\"\"),VLOOKUP(Inventory!$I160,$E$3:$F$12,2,FALSE),IF(AND(OR($W404=\"c\",$W404=\"d\"),Inventory!$AB160=\"\"),\"a\",IF(AND(OR($W404=\"c\",$W404=\"d\"),Inventory!$AB160<>\"\"),VLOOKUP(Inventory!$AB160,$E$3:$F$12,2,FALSE),\"a\"))))","v":"a"},{"$f":"IF(OR(AND($X404<>\"b\",$X404<>\"c\"),$AB404=0,$AB404>=(65000/12000),Inventory!$AC160=\"\"),\"a\",VLOOKUP(Inventory!$AC160,$H$3:$I$5,2,FALSE))","v":"a"},{"$f":"IF(AND($X404<>\"i\",$X404<>\"j\"),\"a\",IF(AND($W404=\"b\",Inventory!$L160=\"\"),\"a\",IF(AND($W404=\"b\",Inventory!$L160<>\"\"),VLOOKUP(Inventory!$L160,$K$3:$L$6,2,FALSE),IF(AND(OR($W404=\"c\",$W404=\"d\"),Inventory!$AD160=\"\"),\"a\",IF(AND(OR($W404=\"c\",$W404=\"d\"),Inventory!$AD160<>\"\"),VLOOKUP(Inventory!$AD160,$K$3:$L$6,2,FALSE),\"a\")))))","v":"a"},{"$f":"IF(OR(AND($X404<>\"e\",$X404<>\"f\"),$AB404=0,Inventory!$AF160=\"\"),\"a\",VLOOKUP(Inventory!$AF160,$N$3:$O$5,2,FALSE))","v":"a"},{"$f":"IF(OR(Inventory!C160=\"New Construction\",Inventory!C160=\"Replace-on-Burnout\",Inventory!C160=\"Early Retirement\"),Inventory!AS160,0)","v":0},"","","","","","","","","","","","",0,"aaaaa0","No","No",{"$f":"IF($W404=\"a\",0,IF($W404=\"b\",Inventory!$M160,Inventory!$AG160))","v":0},{"$f":"IF(OR($W404=\"a\",AND($AQ404=\"No\",$AR404=\"No\")),0,IF(AND($W404=\"b\",Inventory!$O160=\"Btu/hr\"),Inventory!$N160,IF(AND($W404=\"b\",Inventory!$O160=\"Tons\"),Inventory!$N160*12000,IF(AND(OR($W404=\"c\",$W404=\"d\"),Inventory!$AI160=\"Btu/hr\"),Inventory!$AH160,IF(AND(OR($W404=\"c\",$W404=\"d\"),Inventory!$AI160=\"Tons\"),Inventory!$AH160*12000,0)))))","v":0},0,0,"EER",0,"kW/ton",{"$f":"IF(OR($W404=\"a\",$AR404=\"No\"),0,IF(AND($W404=\"b\",Inventory!$Q160=\"Btu/hr\"),Inventory!$P160,IF(AND($W404=\"b\",Inventory!$Q160=\"Tons\"),Inventory!$P160*12000,IF(AND(OR($W404=\"c\",$W404=\"d\"),Inventory!$AK160=\"Btu/hr\"),Inventory!$AJ160,IF(AND(OR($W404=\"c\",$W404=\"d\"),Inventory!$AK160=\"Tons\"),Inventory!$AJ160*12000,0)))))","v":0},0,0,"COP","No",{"$f":"IF(OR(Inventory!$J160=\"\",$BD404=\"No\"),\"-\",Inventory!$J160)","v":"-"},{"$f":"IFERROR(VLOOKUP($BE404,'Early Retirement'!$B$6:$C$32,2,FALSE),\"-\")","v":"-"},{"$f":"IF(OR($W404<>\"b\",AND($X404<>\"b\",$X404<>\"c\")),\"n\",IF(AND($AO404<>1,$AO404<>2,$AO404<>7,$AO404<>8),\"n\",IF(Inventory!$K160=\"Split\",\"s\",IF(Inventory!$K160=\"Packaged\",\"p\",\"n\"))))","v":"n"},{"$f":"IF(AND($X404<>\"i\",$X404<>\"j\"),\"n\",IF(Inventory!$L160=\"Centrifugal\",\"c\",\"n\"))","v":"n"},"-","-",{"$f":"IFERROR(INDEX('Early Retirement'!$C$4:$AC$32,$BF404,$BJ404),0)","v":0},{"$f":"IFERROR(HLOOKUP($BJ404,'Early Retirement'!$D$4:$AC$5,2,FALSE),0)","v":0},{"$f":"IFERROR(INDEX('Early Retirement'!$AE$4:$BE$32,$BF404,$BJ404),0)","v":0},{"$f":"IFERROR(HLOOKUP($BJ404,'Early Retirement'!$AF$4:$BE$5,2,FALSE),0)","v":0},0,0,"kW/ton",{"$f":"IFERROR(INDEX('Early Retirement'!$BG$4:$CG$32,$BF404,$BJ404),0)","v":0},{"$f":"IFERROR(HLOOKUP($BJ404,'Early Retirement'!$BH$4:$CH$5,2,FALSE),0)","v":0},0,"COP","Yes",0,0,"kW/ton",0,"COP",0,0,"kW/ton",0,"COP"]
[null,null,null,null,null,null,null,null,null,null,null,null,null,null,null,null,null,null,null,null,null,152,{"$f":"IF(Inventory!$C161=\"\",\"a\",VLOOKUP(Inventory!$C161,$B$8:$C$11,2,FALSE))","v":"a"},{"$f":"IF(AND($W405=\"b\",Inventory!$I161=\"\"),\"a\",IF(AND($W405=\"b\",Inventory!$I161<>\"\"),VLOOKUP(Inventory!$I161,$E$3:$F$12,2,FALSE),IF(AND(OR($W405=\"c\",$W405=\"d\"),Inventory!$AB161=\"\"),\"a\",IF(AND(OR($W405=\"c\",$W405=\"d\"),Inventory!$AB161<>\"\"),VLOOKUP(Inventory!$AB161,$E$3:$F$12,2,FALSE),\"a\"))))","v":"a"},{"$f":"IF(OR(AND($X405<>\"b\",$X405<>\"c\"),$AB405=0,$AB405>=(65000/12000),Inventory!$AC161=\"\"),\"a\",VLOOKUP(Inventory!$AC161,$H$3:$I$5,2,FALSE))","v":"a"},{"$f":"IF(AND($X405<>\"i\",$X405<>\"j\"),\"a\",IF(AND($W405=\"b\",Inventory!$L161=\"\"),\"a\",IF(AND($W405=\"b\",Inventory!$L161<>\"\"),VLOOKUP(Inventory!$L161,$K$3:$L$6,2,FALSE),IF(AND(OR($W405=\"c\",$W405=\"d\"),Inventory!$AD161=\"\"),\"a\",IF(AND(OR($W405=\"c\",$W405=\"d\"),Inventory!$AD161<>\"\"),VLOOKUP(Inventory!$AD161,$K$3:$L$6,2,FALSE),\"a\")))))","v":"a"},{"$f":"IF(OR(AND($X405<>\"e\",$X405<>\"f\"),$AB405=0,Inventory!$AF161=\"\"),\"a\",VLOOKUP(Inventory!$AF161,$N$3:$O$5,2,FALSE))","v":"a"},{"$f":"IF(OR(Inventory!C161=\"New Construction\",Inventory!C161=\"Replace-on-Burnout\",Inventory!C161=\"Early Retirement\"),Inventory!AS161,0)","v":0},"","","","","","","","","","","","",0,"aaaaa0","No","No",{"$f":"IF($W405=\"a\",0,IF($W405=\"b\",Inventory!$M161,Inventory!$AG161))","v":0},{"$f":"IF(OR($W405=\"a\",AND($AQ405=\"No\",$AR405=\"No\")),0,IF(AND($W405=\"b\",Inventory!$O161=\"Btu/hr\"),Inventory!$N161,IF(AND($W405=\"b\",Inventory!$O161=\"Tons\"),Inventory!$N161*12000,IF(AND(OR($W405=\"c\",$W405=\"d\"),Inventory!$AI161=\"Btu/hr\"),Inventory!$AH161,IF(AND(OR($W405=\"c\",$W405=\"d\"),Inventory!$AI161=\"Tons\"),Inventory!$AH161*12000,0)))))","v":0},0,0,"EER",0,"kW/ton",{"$f":"IF(OR($W405=\"a\",$AR405=\"No\"),0,IF(AND($W405=\"b\",Inventory!$Q161=\"Btu/hr\"),Inventory!$P161,IF(AND($W405=\"b\",Inventory!$Q161=\"Tons\"),Inventory!$P161*12000,IF(AND(OR($W405=\"c\",$W405=\"d\"),Inventory!$AK161=\"Btu/hr\"),Inventory!$AJ161,IF(AND(OR($W405=\"c\",$W405=\"d\"),Inventory!$AK161=\"Tons\"),Inventory!$AJ161*12000,0)))))","v":0},0,0,"COP","No",{"$f":"IF(OR(Inventory!$J161=\"\",$BD405=\"No\"),\"-\",Inventory!$J161)","v":"-"},{"$f":"IFERROR(VLOOKUP($BE405,'Early Retirement'!$B$6:$C$32,2,FALSE),\"-\")","v":"-"},{"$f":"IF(OR($W405<>\"b\",AND($X405<>\"b\",$X405<>\"c\")),\"n\",IF(AND($AO405<>1,$AO405<>2,$AO405<>7,$AO405<>8),\"n\",IF(Inventory!$K161=\"Split\",\"s\",IF(Inventory!$K161=\"Packaged\",\"p\",\"n\"))))","v":"n"},{"$f":"IF(AND($X405<>\"i\",$X405<>\"j\"),\"n\",IF(Inventory!$L161=\"Centrifugal\",\"c\",\"n\"))","v":"n"},"-","-",{"$f":"IFERROR(INDEX('Early Retirement'!$C$4:$AC$32,$BF405,$BJ405),0)","v":0},{"$f":"IFERROR(HLOOKUP($BJ405,'Early Retirement'!$D$4:$AC$5,2,FALSE),0)","v":0},{"$f":"IFERROR(INDEX('Early Retirement'!$AE$4:$BE$32,$BF405,$BJ405),0)","v":0},{"$f":"IFERROR(HLOOKUP($BJ405,'Early Retirement'!$AF$4:$BE$5,2,FALSE),0)","v":0},0,0,"kW/ton",{"$f":"IFERROR(INDEX('Early Retirement'!$BG$4:$CG$32,$BF405,$BJ405),0)","v":0},{"$f":"IFERROR(HLOOKUP($BJ405,'Early Retirement'!$BH$4:$CH$5,2,FALSE),0)","v":0},0,"COP","Yes",0,0,"kW/ton",0,"COP",0,0,"kW/ton",0,"COP"]
[null,null,null,null,null,null,null,null,null,null,null,null,null,null,null,null,null,null,null,null,null,153,{"$f":"IF(Inventory!$C162=\"\",\"a\",VLOOKUP(Inventory!$C162,$B$8:$C$11,2,FALSE))","v":"a"},{"$f":"IF(AND($W406=\"b\",Inventory!$I162=\"\"),\"a\",IF(AND($W406=\"b\",Inventory!$I162<>\"\"),VLOOKUP(Inventory!$I162,$E$3:$F$12,2,FALSE),IF(AND(OR($W406=\"c\",$W406=\"d\"),Inventory!$AB162=\"\"),\"a\",IF(AND(OR($W406=\"c\",$W406=\"d\"),Inventory!$AB162<>\"\"),VLOOKUP(Inventory!$AB162,$E$3:$F$12,2,FALSE),\"a\"))))","v":"a"},{"$f":"IF(OR(AND($X406<>\"b\",$X406<>\"c\"),$AB406=0,$AB406>=(65000/12000),Inventory!$AC162=\"\"),\"a\",VLOOKUP(Inventory!$AC162,$H$3:$I$5,2,FALSE))","v":"a"},{"$f":"IF(AND($X406<>\"i\",$X406<>\"j\"),\"a\",IF(AND($W406=\"b\",Inventory!$L162=\"\"),\"a\",IF(AND($W406=\"b\",Inventory!$L162<>\"\"),VLOOKUP(Inventory!$L162,$K$3:$L$6,2,FALSE),IF(AND(OR($W406=\"c\",$W406=\"d\"),Inventory!$AD162=\"\"),\"a\",IF(AND(OR($W406=\"c\",$W406=\"d\"),Inventory!$AD162<>\"\"),VLOOKUP(Inventory!$AD162,$K$3:$L$6,2,FALSE),\"a\")))))","v":"a"},{"$f":"IF(OR(AND($X406<>\"e\",$X406<>\"f\"),$AB406=0,Inventory!$AF162=\"\"),\"a\",VLOOKUP(Inventory!$AF162,$N$3:$O$5,2,FALSE))","v":"a"},{"$f":"IF(OR(Inventory!C162=\"New Construction\",Inventory!C162=\"Replace-on-Burnout\",Inventory!C162=\"Early Retirement\"),Inventory!AS162,0)","v":0},"","","","","","","","","","","","",0,"aaaaa0","No","No",{"$f":"IF($W406=\"a\",0,IF($W406=\"b\",Inventory!$M162,Inventory!$AG162))","v":0},{"$f":"IF(OR($W406=\"a\",AND($AQ406=\"No\",$AR406=\"No\")),0,IF(AND($W406=\"b\",Inventory!$O162=\"Btu/hr\"),Inventory!$N162,IF(AND($W406=\"b\",Inventory!$O162=\"Tons\"),Inventory!$N162*12000,IF(AND(OR($W406=\"c\",$W406=\"d\"),Inventory!$AI162=\"Btu/hr\"),Inventory!$AH162,IF(AND(OR($W406=\"c\",$W406=\"d\"),Inventory!$AI162=\"Tons\"),Inventory!$AH162*12000,0)))))","v":0},0,0,"EER",0,"kW/ton",{"$f":"IF(OR($W406=\"a\",$AR406=\"No\"),0,IF(AND($W406=\"b\",Inventory!$Q162=\"Btu/hr\"),Inventory!$P162,IF(AND($W406=\"b\",Inventory!$Q162=\"Tons\"),Inventory!$P162*12000,IF(AND(OR($W406=\"c\",$W406=\"d\"),Inventory!$AK162=\"Btu/hr\"),Inventory!$AJ162,IF(AND(OR($W406=\"c\",$W406=\"d\"),Inventory!$AK162=\"Tons\"),Inventory!$AJ162*12000,0)))))","v":0},0,0,"COP","No",{"$f":"IF(OR(Inventory!$J162=\"\",$BD406=\"No\"),\"-\",Inventory!$J162)","v":"-"},{"$f":"IFERROR(VLOOKUP($BE406,'Early Retirement'!$B$6:$C$32,2,FALSE),\"-\")","v":"-"},{"$f":"IF(OR($W406<>\"b\",AND($X406<>\"b\",$X406<>\"c\")),\"n\",IF(AND($AO406<>1,$AO406<>2,$AO406<>7,$AO406<>8),\"n\",IF(Inventory!$K162=\"Split\",\"s\",IF(Inventory!$K162=\"Packaged\",\"p\",\"n\"))))","v":"n"},{"$f":"IF(AND($X406<>\"i\",$X406<>\"j\"),\"n\",IF(Inventory!$L162=\"Centrifugal\",\"c\",\"n\"))","v":"n"},"-","-",{"$f":"IFERROR(INDEX('Early Retirement'!$C$4:$AC$32,$BF406,$BJ406),0)","v":0},{"$f":"IFERROR(HLOOKUP($BJ406,'Early Retirement'!$D$4:$AC$5,2,FALSE),0)","v":0},{"$f":"IFERROR(INDEX('Early Retirement'!$AE$4:$BE$32,$BF406,$BJ406),0)","v":0},{"$f":"IFERROR(HLOOKUP($BJ406,'Early Retirement'!$AF$4:$BE$5,2,FALSE),0)","v":0},0,0,"kW/ton",{"$f":"IFERROR(INDEX('Early Retirement'!$BG$4:$CG$32,$BF406,$BJ406),0)","v":0},{"$f":"IFERROR(HLOOKUP($BJ406,'Early Retirement'!$BH$4:$CH$5,2,FALSE),0)","v":0},0,"COP","Yes",0,0,"kW/ton",0,"COP",0,0,"kW/ton",0,"COP"]
[null,null,null,null,null,null,null,null,null,null,null,null,null,null,null,null,null,null,null,null,null,154,{"$f":"IF(Inventory!$C163=\"\",\"a\",VLOOKUP(Inventory!$C163,$B$8:$C$11,2,FALSE))","v":"a"},{"$f":"IF(AND($W407=\"b\",Inventory!$I163=\"\"),\"a\",IF(AND($W407=\"b\",Inventory!$I163<>\"\"),VLOOKUP(Inventory!$I163,$E$3:$F$12,2,FALSE),IF(AND(OR($W407=\"c\",$W407=\"d\"),Inventory!$AB163=\"\"),\"a\",IF(AND(OR($W407=\"c\",$W407=\"d\"),Inventory!$AB163<>\"\"),VLOOKUP(Inventory!$AB163,$E$3:$F$12,2,FALSE),\"a\"))))","v":"a"},{"$f":"IF(OR(AND($X407<>\"b\",$X407<>\"c\"),$AB407=0,$AB407>=(65000/12000),Inventory!$AC163=\"\"),\"a\",VLOOKUP(Inventory!$AC163,$H$3:$I$5,2,FALSE))","v":"a"},{"$f":"IF(AND($X407<>\"i\",$X407<>\"j\"),\"a\",IF(AND($W407=\"b\",Inventory!$L163=\"\"),\"a\",IF(AND($W407=\"b\",Inventory!$L163<>\"\"),VLOOKUP(Inventory!$L163,$K$3:$L$6,2,FALSE),IF(AND(OR($W407=\"c\",$W407=\"d\"),Inventory!$AD163=\"\"),\"a\",IF(AND(OR($W407=\"c\",$W407=\"d\"),Inventory!$AD163<>\"\"),VLOOKUP(Inventory!$AD163,$K$3:$L$6,2,FALSE),\"a\")))))","v":"a"},{"$f":"IF(OR(AND($X407<>\"e\",$X407<>\"f\"),$AB407=0,Inventory!$AF163=\"\"),\"a\",VLOOKUP(Inventory!$AF163,$N$3:$O$5,2,FALSE))","v":"a"},{"$f":"IF(OR(Inventory!C163=\"New Construction\",Inventory!C163=\"Replace-on-Burnout\",Inventory!C163=\"Early Retirement\"),Inventory!AS163,0)","v":0},"","","","","","","","","","","","",0,"aaaaa0","No","No",{"$f":"IF($W407=\"a\",0,IF($W407=\"b\",Inventory!$M163,Inventory!$AG163))","v":0},{"$f":"IF(OR($W407=\"a\",AND($AQ407=\"No\",$AR407=\"No\")),0,IF(AND($W407=\"b\",Inventory!$O163=\"Btu/hr\"),Inventory!$N163,IF(AND($W407=\"b\",Inventory!$O163=\"Tons\"),Inventory!$N163*12000,IF(AND(OR($W407=\"c\",$W407=\"d\"),Inventory!$AI163=\"Btu/hr\"),Inventory!$AH163,IF(AND(OR($W407=\"c\",$W407=\"d\"),Inventory!$AI163=\"Tons\"),Inventory!$AH163*12000,0)))))","v":0},0,0,"EER",0,"kW/ton",{"$f":"IF(OR($W407=\"a\",$AR407=\"No\"),0,IF(AND($W407=\"b\",Inventory!$Q163=\"Btu/hr\"),Inventory!$P163,IF(AND($W407=\"b\",Inventory!$Q163=\"Tons\"),Inventory!$P163*12000,IF(AND(OR($W407=\"c\",$W407=\"d\"),Inventory!$AK163=\"Btu/hr\"),Inventory!$AJ163,IF(AND(OR($W407=\"c\",$W407=\"d\"),Inventory!$AK163=\"Tons\"),Inventory!$AJ163*12000,0)))))","v":0},0,0,"COP","No",{"$f":"IF(OR(Inventory!$J163=\"\",$BD407=\"No\"),\"-\",Inventory!$J163)","v":"-"},{"$f":"IFERROR(VLOOKUP($BE407,'Early Retirement'!$B$6:$C$32,2,FALSE),\"-\")","v":"-"},{"$f":"IF(OR($W407<>\"b\",AND($X407<>\"b\",$X407<>\"c\")),\"n\",IF(AND($AO407<>1,$AO407<>2,$AO407<>7,$AO407<>8),\"n\",IF(Inventory!$K163=\"Split\",\"s\",IF(Inventory!$K163=\"Packaged\",\"p\",\"n\"))))","v":"n"},{"$f":"IF(AND($X407<>\"i\",$X407<>\"j\"),\"n\",IF(Inventory!$L163=\"Centrifugal\",\"c\",\"n\"))","v":"n"},"-","-",{"$f":"IFERROR(INDEX('Early Retirement'!$C$4:$AC$32,$BF407,$BJ407),0)","v":0},{"$f":"IFERROR(HLOOKUP($BJ407,'Early Retirement'!$D$4:$AC$5,2,FALSE),0)","v":0},{"$f":"IFERROR(INDEX('Early Retirement'!$AE$4:$BE$32,$BF407,$BJ407),0)","v":0},{"$f":"IFERROR(HLOOKUP($BJ407,'Early Retirement'!$AF$4:$BE$5,2,FALSE),0)","v":0},0,0,"kW/ton",{"$f":"IFERROR(INDEX('Early Retirement'!$BG$4:$CG$32,$BF407,$BJ407),0)","v":0},{"$f":"IFERROR(HLOOKUP($BJ407,'Early Retirement'!$BH$4:$CH$5,2,FALSE),0)","v":0},0,"COP","Yes",0,0,"kW/ton",0,"COP",0,0,"kW/ton",0,"COP"]
[null,null,null,null,null,null,null,null,null,null,null,null,null,null,null,null,null,null,null,null,null,155,{"$f":"IF(Inventory!$C164=\"\",\"a\",VLOOKUP(Inventory!$C164,$B$8:$C$11,2,FALSE))","v":"a"},{"$f":"IF(AND($W408=\"b\",Inventory!$I164=\"\"),\"a\",IF(AND($W408=\"b\",Inventory!$I164<>\"\"),VLOOKUP(Inventory!$I164,$E$3:$F$12,2,FALSE),IF(AND(OR($W408=\"c\",$W408=\"d\"),Inventory!$AB164=\"\"),\"a\",IF(AND(OR($W408=\"c\",$W408=\"d\"),Inventory!$AB164<>\"\"),VLOOKUP(Inventory!$AB164,$E$3:$F$12,2,FALSE),\"a\"))))","v":"a"},{"$f":"IF(OR(AND($X408<>\"b\",$X408<>\"c\"),$AB408=0,$AB408>=(65000/12000),Inventory!$AC164=\"\"),\"a\",VLOOKUP(Inventory!$AC164,$H$3:$I$5,2,FALSE))","v":"a"},{"$f":"IF(AND($X408<>\"i\",$X408<>\"j\"),\"a\",IF(AND($W408=\"b\",Inventory!$L164=\"\"),\"a\",IF(AND($W408=\"b\",Inventory!$L164<>\"\"),VLOOKUP(Inventory!$L164,$K$3:$L$6,2,FALSE),IF(AND(OR($W408=\"c\",$W408=\"d\"),Inventory!$AD164=\"\"),\"a\",IF(AND(OR($W408=\"c\",$W408=\"d\"),Inventory!$AD164<>\"\"),VLOOKUP(Inventory!$AD164,$K$3:$L$6,2,FALSE),\"a\")))))","v":"a"},{"$f":"IF(OR(AND($X408<>\"e\",$X408<>\"f\"),$AB408=0,Inventory!$AF164=\"\"),\"a\",VLOOKUP(Inventory!$AF164,$N$3:$O$5,2,FALSE))","v":"a"},{"$f":"IF(OR(Inventory!C164=\"New Construction\",Inventory!C164=\"Replace-on-Burnout\",Inventory!C164=\"Early Retirement\"),Inventory!AS164,0)","v":0},"","","","","","","","","","","","",0,"aaaaa0","No","No",{"$f":"IF($W408=\"a\",0,IF($W408=\"b\",Inventory!$M164,Inventory!$AG164))","v":0},{"$f":"IF(OR($W408=\"a\",AND($AQ408=\"No\",$AR408=\"No\")),0,IF(AND($W408=\"b\",Inventory!$O164=\"Btu/hr\"),Inventory!$N164,IF(AND($W408=\"b\",Inventory!$O164=\"Tons\"),Inventory!$N164*12000,IF(AND(OR($W408=\"c\",$W408=\"d\"),Inventory!$AI164=\"Btu/hr\"),Inventory!$AH164,IF(AND(OR($W408=\"c\",$W408=\"d\"),Inventory!$AI164=\"Tons\"),Inventory!$AH164*12000,0)))))","v":0},0,0,"EER",0,"kW/ton",{"$f":"IF(OR($W408=\"a\",$AR408=\"No\"),0,IF(AND($W408=\"b\",Inventory!$Q164=\"Btu/hr\"),Inventory!$P164,IF(AND($W408=\"b\",Inventory!$Q164=\"Tons\"),Inventory!$P164*12000,IF(AND(OR($W408=\"c\",$W408=\"d\"),Inventory!$AK164=\"Btu/hr\"),Inventory!$AJ164,IF(AND(OR($W408=\"c\",$W408=\"d\"),Inventory!$AK164=\"Tons\"),Inventory!$AJ164*12000,0)))))","v":0},0,0,"COP","No",{"$f":"IF(OR(Inventory!$J164=\"\",$BD408=\"No\"),\"-\",Inventory!$J164)","v":"-"},{"$f":"IFERROR(VLOOKUP($BE408,'Early Retirement'!$B$6:$C$32,2,FALSE),\"-\")","v":"-"},{"$f":"IF(OR($W408<>\"b\",AND($X408<>\"b\",$X408<>\"c\")),\"n\",IF(AND($AO408<>1,$AO408<>2,$AO408<>7,$AO408<>8),\"n\",IF(Inventory!$K164=\"Split\",\"s\",IF(Inventory!$K164=\"Packaged\",\"p\",\"n\"))))","v":"n"},{"$f":"IF(AND($X408<>\"i\",$X408<>\"j\"),\"n\",IF(Inventory!$L164=\"Centrifugal\",\"c\",\"n\"))","v":"n"},"-","-",{"$f":"IFERROR(INDEX('Early Retirement'!$C$4:$AC$32,$BF408,$BJ408),0)","v":0},{"$f":"IFERROR(HLOOKUP($BJ408,'Early Retirement'!$D$4:$AC$5,2,FALSE),0)","v":0},{"$f":"IFERROR(INDEX('Early Retirement'!$AE$4:$BE$32,$BF408,$BJ408),0)","v":0},{"$f":"IFERROR(HLOOKUP($BJ408,'Early Retirement'!$AF$4:$BE$5,2,FALSE),0)","v":0},0,0,"kW/ton",{"$f":"IFERROR(INDEX('Early Retirement'!$BG$4:$CG$32,$BF408,$BJ408),0)","v":0},{"$f":"IFERROR(HLOOKUP($BJ408,'Early Retirement'!$BH$4:$CH$5,2,FALSE),0)","v":0},0,"COP","Yes",0,0,"kW/ton",0,"COP",0,0,"kW/ton",0,"COP"]
[null,null,null,null,null,null,null,null,null,null,null,null,null,null,null,null,null,null,null,null,null,156,{"$f":"IF(Inventory!$C165=\"\",\"a\",VLOOKUP(Inventory!$C165,$B$8:$C$11,2,FALSE))","v":"a"},{"$f":"IF(AND($W409=\"b\",Inventory!$I165=\"\"),\"a\",IF(AND($W409=\"b\",Inventory!$I165<>\"\"),VLOOKUP(Inventory!$I165,$E$3:$F$12,2,FALSE),IF(AND(OR($W409=\"c\",$W409=\"d\"),Inventory!$AB165=\"\"),\"a\",IF(AND(OR($W409=\"c\",$W409=\"d\"),Inventory!$AB165<>\"\"),VLOOKUP(Inventory!$AB165,$E$3:$F$12,2,FALSE),\"a\"))))","v":"a"},{"$f":"IF(OR(AND($X409<>\"b\",$X409<>\"c\"),$AB409=0,$AB409>=(65000/12000),Inventory!$AC165=\"\"),\"a\",VLOOKUP(Inventory!$AC165,$H$3:$I$5,2,FALSE))","v":"a"},{"$f":"IF(AND($X409<>\"i\",$X409<>\"j\"),\"a\",IF(AND($W409=\"b\",Inventory!$L165=\"\"),\"a\",IF(AND($W409=\"b\",Inventory!$L165<>\"\"),VLOOKUP(Inventory!$L165,$K$3:$L$6,2,FALSE),IF(AND(OR($W409=\"c\",$W409=\"d\"),Inventory!$AD165=\"\"),\"a\",IF(AND(OR($W409=\"c\",$W409=\"d\"),Inventory!$AD165<>\"\"),VLOOKUP(Inventory!$AD165,$K$3:$L$6,2,FALSE),\"a\")))))","v":"a"},{"$f":"IF(OR(AND($X409<>\"e\",$X409<>\"f\"),$AB409=0,Inventory!$AF165=\"\"),\"a\",VLOOKUP(Inventory!$AF165,$N$3:$O$5,2,FALSE))","v":"a"},{"$f":"IF(OR(Inventory!C165=\"New Construction\",Inventory!C165=\"Replace-on-Burnout\",Inventory!C165=\"Early Retirement\"),Inventory!AS165,0)","v":0},"","","","","","","","","","","","",0,"aaaaa0","No","No",{"$f":"IF($W409=\"a\",0,IF($W409=\"b\",Inventory!$M165,Inventory!$AG165))","v":0},{"$f":"IF(OR($W409=\"a\",AND($AQ409=\"No\",$AR409=\"No\")),0,IF(AND($W409=\"b\",Inventory!$O165=\"Btu/hr\"),Inventory!$N165,IF(AND($W409=\"b\",Inventory!$O165=\"Tons\"),Inventory!$N165*12000,IF(AND(OR($W409=\"c\",$W409=\"d\"),Inventory!$AI165=\"Btu/hr\"),Inventory!$AH165,IF(AND(OR($W409=\"c\",$W409=\"d\"),Inventory!$AI165=\"Tons\"),Inventory!$AH165*12000,0)))))","v":0},0,0,"EER",0,"kW/ton",{"$f":"IF(OR($W409=\"a\",$AR409=\"No\"),0,IF(AND($W409=\"b\",Inventory!$Q165=\"Btu/hr\"),Inventory!$P165,IF(AND($W409=\"b\",Inventory!$Q165=\"Tons\"),Inventory!$P165*12000,IF(AND(OR($W409=\"c\",$W409=\"d\"),Inventory!$AK165=\"Btu/hr\"),Inventory!$AJ165,IF(AND(OR($W409=\"c\",$W409=\"d\"),Inventory!$AK165=\"Tons\"),Inventory!$AJ165*12000,0)))))","v":0},0,0,"COP","No",{"$f":"IF(OR(Inventory!$J165=\"\",$BD409=\"No\"),\"-\",Inventory!$J165)","v":"-"},{"$f":"IFERROR(VLOOKUP($BE409,'Early Retirement'!$B$6:$C$32,2,FALSE),\"-\")","v":"-"},{"$f":"IF(OR($W409<>\"b\",AND($X409<>\"b\",$X409<>\"c\")),\"n\",IF(AND($AO409<>1,$AO409<>2,$AO409<>7,$AO409<>8),\"n\",IF(Inventory!$K165=\"Split\",\"s\",IF(Inventory!$K165=\"Packaged\",\"p\",\"n\"))))","v":"n"},{"$f":"IF(AND($X409<>\"i\",$X409<>\"j\"),\"n\",IF(Inventory!$L165=\"Centrifugal\",\"c\",\"n\"))","v":"n"},"-","-",{"$f":"IFERROR(INDEX('Early Retirement'!$C$4:$AC$32,$BF409,$BJ409),0)","v":0},{"$f":"IFERROR(HLOOKUP($BJ409,'Early Retirement'!$D$4:$AC$5,2,FALSE),0)","v":0},{"$f":"IFERROR(INDEX('Early Retirement'!$AE$4:$BE$32,$BF409,$BJ409),0)","v":0},{"$f":"IFERROR(HLOOKUP($BJ409,'Early Retirement'!$AF$4:$BE$5,2,FALSE),0)","v":0},0,0,"kW/ton",{"$f":"IFERROR(INDEX('Early Retirement'!$BG$4:$CG$32,$BF409,$BJ409),0)","v":0},{"$f":"IFERROR(HLOOKUP($BJ409,'Early Retirement'!$BH$4:$CH$5,2,FALSE),0)","v":0},0,"COP","Yes",0,0,"kW/ton",0,"COP",0,0,"kW/ton",0,"COP"]
[null,null,null,null,null,null,null,null,null,null,null,null,null,null,null,null,null,null,null,null,null,157,{"$f":"IF(Inventory!$C166=\"\",\"a\",VLOOKUP(Inventory!$C166,$B$8:$C$11,2,FALSE))","v":"a"},{"$f":"IF(AND($W410=\"b\",Inventory!$I166=\"\"),\"a\",IF(AND($W410=\"b\",Inventory!$I166<>\"\"),VLOOKUP(Inventory!$I166,$E$3:$F$12,2,FALSE),IF(AND(OR($W410=\"c\",$W410=\"d\"),Inventory!$AB166=\"\"),\"a\",IF(AND(OR($W410=\"c\",$W410=\"d\"),Inventory!$AB166<>\"\"),VLOOKUP(Inventory!$AB166,$E$3:$F$12,2,FALSE),\"a\"))))","v":"a"},{"$f":"IF(OR(AND($X410<>\"b\",$X410<>\"c\"),$AB410=0,$AB410>=(65000/12000),Inventory!$AC166=\"\"),\"a\",VLOOKUP(Inventory!$AC166,$H$3:$I$5,2,FALSE))","v":"a"},{"$f":"IF(AND($X410<>\"i\",$X410<>\"j\"),\"a\",IF(AND($W410=\"b\",Inventory!$L166=\"\"),\"a\",IF(AND($W410=\"b\",Inventory!$L166<>\"\"),VLOOKUP(Inventory!$L166,$K$3:$L$6,2,FALSE),IF(AND(OR($W410=\"c\",$W410=\"d\"),Inventory!$AD166=\"\"),\"a\",IF(AND(OR($W410=\"c\",$W410=\"d\"),Inventory!$AD166<>\"\"),VLOOKUP(Inventory!$AD166,$K$3:$L$6,2,FALSE),\"a\")))))","v":"a"},{"$f":"IF(OR(AND($X410<>\"e\",$X410<>\"f\"),$AB410=0,Inventory!$AF166=\"\"),\"a\",VLOOKUP(Inventory!$AF166,$N$3:$O$5,2,FALSE))","v":"a"},{"$f":"IF(OR(Inventory!C166=\"New Construction\",Inventory!C166=\"Replace-on-Burnout\",Inventory!C166=\"Early Retirement\"),Inventory!AS166,0)","v":0},"","","","","","","","","","","","",0,"aaaaa0","No","No",{"$f":"IF($W410=\"a\",0,IF($W410=\"b\",Inventory!$M166,Inventory!$AG166))","v":0},{"$f":"IF(OR($W410=\"a\",AND($AQ410=\"No\",$AR410=\"No\")),0,IF(AND($W410=\"b\",Inventory!$O166=\"Btu/hr\"),Inventory!$N166,IF(AND($W410=\"b\",Inventory!$O166=\"Tons\"),Inventory!$N166*12000,IF(AND(OR($W410=\"c\",$W410=\"d\"),Inventory!$AI166=\"Btu/hr\"),Inventory!$AH166,IF(AND(OR($W410=\"c\",$W410=\"d\"),Inventory!$AI166=\"Tons\"),Inventory!$AH166*12000,0)))))","v":0},0,0,"EER",0,"kW/ton",{"$f":"IF(OR($W410=\"a\",$AR410=\"No\"),0,IF(AND($W410=\"b\",Inventory!$Q166=\"Btu/hr\"),Inventory!$P166,IF(AND($W410=\"b\",Inventory!$Q166=\"Tons\"),Inventory!$P166*12000,IF(AND(OR($W410=\"c\",$W410=\"d\"),Inventory!$AK166=\"Btu/hr\"),Inventory!$AJ166,IF(AND(OR($W410=\"c\",$W410=\"d\"),Inventory!$AK166=\"Tons\"),Inventory!$AJ166*12000,0)))))","v":0},0,0,"COP","No",{"$f":"IF(OR(Inventory!$J166=\"\",$BD410=\"No\"),\"-\",Inventory!$J166)","v":"-"},{"$f":"IFERROR(VLOOKUP($BE410,'Early Retirement'!$B$6:$C$32,2,FALSE),\"-\")","v":"-"},{"$f":"IF(OR($W410<>\"b\",AND($X410<>\"b\",$X410<>\"c\")),\"n\",IF(AND($AO410<>1,$AO410<>2,$AO410<>7,$AO410<>8),\"n\",IF(Inventory!$K166=\"Split\",\"s\",IF(Inventory!$K166=\"Packaged\",\"p\",\"n\"))))","v":"n"},{"$f":"IF(AND($X410<>\"i\",$X410<>\"j\"),\"n\",IF(Inventory!$L166=\"Centrifugal\",\"c\",\"n\"))","v":"n"},"-","-",{"$f":"IFERROR(INDEX('Early Retirement'!$C$4:$AC$32,$BF410,$BJ410),0)","v":0},{"$f":"IFERROR(HLOOKUP($BJ410,'Early Retirement'!$D$4:$AC$5,2,FALSE),0)","v":0},{"$f":"IFERROR(INDEX('Early Retirement'!$AE$4:$BE$32,$BF410,$BJ410),0)","v":0},{"$f":"IFERROR(HLOOKUP($BJ410,'Early Retirement'!$AF$4:$BE$5,2,FALSE),0)","v":0},0,0,"kW/ton",{"$f":"IFERROR(INDEX('Early Retirement'!$BG$4:$CG$32,$BF410,$BJ410),0)","v":0},{"$f":"IFERROR(HLOOKUP($BJ410,'Early Retirement'!$BH$4:$CH$5,2,FALSE),0)","v":0},0,"COP","Yes",0,0,"kW/ton",0,"COP",0,0,"kW/ton",0,"COP"]
[null,null,null,null,null,null,null,null,null,null,null,null,null,null,null,null,null,null,null,null,null,158,{"$f":"IF(Inventory!$C167=\"\",\"a\",VLOOKUP(Inventory!$C167,$B$8:$C$11,2,FALSE))","v":"a"},{"$f":"IF(AND($W411=\"b\",Inventory!$I167=\"\"),\"a\",IF(AND($W411=\"b\",Inventory!$I167<>\"\"),VLOOKUP(Inventory!$I167,$E$3:$F$12,2,FALSE),IF(AND(OR($W411=\"c\",$W411=\"d\"),Inventory!$AB167=\"\"),\"a\",IF(AND(OR($W411=\"c\",$W411=\"d\"),Inventory!$AB167<>\"\"),VLOOKUP(Inventory!$AB167,$E$3:$F$12,2,FALSE),\"a\"))))","v":"a"},{"$f":"IF(OR(AND($X411<>\"b\",$X411<>\"c\"),$AB411=0,$AB411>=(65000/12000),Inventory!$AC167=\"\"),\"a\",VLOOKUP(Inventory!$AC167,$H$3:$I$5,2,FALSE))","v":"a"},{"$f":"IF(AND($X411<>\"i\",$X411<>\"j\"),\"a\",IF(AND($W411=\"b\",Inventory!$L167=\"\"),\"a\",IF(AND($W411=\"b\",Inventory!$L167<>\"\"),VLOOKUP(Inventory!$L167,$K$3:$L$6,2,FALSE),IF(AND(OR($W411=\"c\",$W411=\"d\"),Inventory!$AD167=\"\"),\"a\",IF(AND(OR($W411=\"c\",$W411=\"d\"),Inventory!$AD167<>\"\"),VLOOKUP(Inventory!$AD167,$K$3:$L$6,2,FALSE),\"a\")))))","v":"a"},{"$f":"IF(OR(AND($X411<>\"e\",$X411<>\"f\"),$AB411=0,Inventory!$AF167=\"\"),\"a\",VLOOKUP(Inventory!$AF167,$N$3:$O$5,2,FALSE))","v":"a"},{"$f":"IF(OR(Inventory!C167=\"New Construction\",Inventory!C167=\"Replace-on-Burnout\",Inventory!C167=\"Early Retirement\"),Inventory!AS167,0)","v":0},"","","","","","","","","","","","",0,"aaaaa0","No","No",{"$f":"IF($W411=\"a\",0,IF($W411=\"b\",Inventory!$M167,Inventory!$AG167))","v":0},{"$f":"IF(OR($W411=\"a\",AND($AQ411=\"No\",$AR411=\"No\")),0,IF(AND($W411=\"b\",Inventory!$O167=\"Btu/hr\"),Inventory!$N167,IF(AND($W411=\"b\",Inventory!$O167=\"Tons\"),Inventory!$N167*12000,IF(AND(OR($W411=\"c\",$W411=\"d\"),Inventory!$AI167=\"Btu/hr\"),Inventory!$AH167,IF(AND(OR($W411=\"c\",$W411=\"d\"),Inventory!$AI167=\"Tons\"),Inventory!$AH167*12000,0)))))","v":0},0,0,"EER",0,"kW/ton",{"$f":"IF(OR($W411=\"a\",$AR411=\"No\"),0,IF(AND($W411=\"b\",Inventory!$Q167=\"Btu/hr\"),Inventory!$P167,IF(AND($W411=\"b\",Inventory!$Q167=\"Tons\"),Inventory!$P167*12000,IF(AND(OR($W411=\"c\",$W411=\"d\"),Inventory!$AK167=\"Btu/hr\"),Inventory!$AJ167,IF(AND(OR($W411=\"c\",$W411=\"d\"),Inventory!$AK167=\"Tons\"),Inventory!$AJ167*12000,0)))))","v":0},0,0,"COP","No",{"$f":"IF(OR(Inventory!$J167=\"\",$BD411=\"No\"),\"-\",Inventory!$J167)","v":"-"},{"$f":"IFERROR(VLOOKUP($BE411,'Early Retirement'!$B$6:$C$32,2,FALSE),\"-\")","v":"-"},{"$f":"IF(OR($W411<>\"b\",AND($X411<>\"b\",$X411<>\"c\")),\"n\",IF(AND($AO411<>1,$AO411<>2,$AO411<>7,$AO411<>8),\"n\",IF(Inventory!$K167=\"Split\",\"s\",IF(Inventory!$K167=\"Packaged\",\"p\",\"n\"))))","v":"n"},{"$f":"IF(AND($X411<>\"i\",$X411<>\"j\"),\"n\",IF(Inventory!$L167=\"Centrifugal\",\"c\",\"n\"))","v":"n"},"-","-",{"$f":"IFERROR(INDEX('Early Retirement'!$C$4:$AC$32,$BF411,$BJ411),0)","v":0},{"$f":"IFERROR(HLOOKUP($BJ411,'Early Retirement'!$D$4:$AC$5,2,FALSE),0)","v":0},{"$f":"IFERROR(INDEX('Early Retirement'!$AE$4:$BE$32,$BF411,$BJ411),0)","v":0},{"$f":"IFERROR(HLOOKUP($BJ411,'Early Retirement'!$AF$4:$BE$5,2,FALSE),0)","v":0},0,0,"kW/ton",{"$f":"IFERROR(INDEX('Early Retirement'!$BG$4:$CG$32,$BF411,$BJ411),0)","v":0},{"$f":"IFERROR(HLOOKUP($BJ411,'Early Retirement'!$BH$4:$CH$5,2,FALSE),0)","v":0},0,"COP","Yes",0,0,"kW/ton",0,"COP",0,0,"kW/ton",0,"COP"]
[null,null,null,null,null,null,null,null,null,null,null,null,null,null,null,null,null,null,null,null,null,159,{"$f":"IF(Inventory!$C168=\"\",\"a\",VLOOKUP(Inventory!$C168,$B$8:$C$11,2,FALSE))","v":"a"},{"$f":"IF(AND($W412=\"b\",Inventory!$I168=\"\"),\"a\",IF(AND($W412=\"b\",Inventory!$I168<>\"\"),VLOOKUP(Inventory!$I168,$E$3:$F$12,2,FALSE),IF(AND(OR($W412=\"c\",$W412=\"d\"),Inventory!$AB168=\"\"),\"a\",IF(AND(OR($W412=\"c\",$W412=\"d\"),Inventory!$AB168<>\"\"),VLOOKUP(Inventory!$AB168,$E$3:$F$12,2,FALSE),\"a\"))))","v":"a"},{"$f":"IF(OR(AND($X412<>\"b\",$X412<>\"c\"),$AB412=0,$AB412>=(65000/12000),Inventory!$AC168=\"\"),\"a\",VLOOKUP(Inventory!$AC168,$H$3:$I$5,2,FALSE))","v":"a"},{"$f":"IF(AND($X412<>\"i\",$X412<>\"j\"),\"a\",IF(AND($W412=\"b\",Inventory!$L168=\"\"),\"a\",IF(AND($W412=\"b\",Inventory!$L168<>\"\"),VLOOKUP(Inventory!$L168,$K$3:$L$6,2,FALSE),IF(AND(OR($W412=\"c\",$W412=\"d\"),Inventory!$AD168=\"\"),\"a\",IF(AND(OR($W412=\"c\",$W412=\"d\"),Inventory!$AD168<>\"\"),VLOOKUP(Inventory!$AD168,$K$3:$L$6,2,FALSE),\"a\")))))","v":"a"},{"$f":"IF(OR(AND($X412<>\"e\",$X412<>\"f\"),$AB412=0,Inventory!$AF168=\"\"),\"a\",VLOOKUP(Inventory!$AF168,$N$3:$O$5,2,FALSE))","v":"a"},{"$f":"IF(OR(Inventory!C168=\"New Construction\",Inventory!C168=\"Replace-on-Burnout\",Inventory!C168=\"Early Retirement\"),Inventory!AS168,0)","v":0},"","","","","","","","","","","","",0,"aaaaa0","No","No",{"$f":"IF($W412=\"a\",0,IF($W412=\"b\",Inventory!$M168,Inventory!$AG168))","v":0},{"$f":"IF(OR($W412=\"a\",AND($AQ412=\"No\",$AR412=\"No\")),0,IF(AND($W412=\"b\",Inventory!$O168=\"Btu/hr\"),Inventory!$N168,IF(AND($W412=\"b\",Inventory!$O168=\"Tons\"),Inventory!$N168*12000,IF(AND(OR($W412=\"c\",$W412=\"d\"),Inventory!$AI168=\"Btu/hr\"),Inventory!$AH168,IF(AND(OR($W412=\"c\",$W412=\"d\"),Inventory!$AI168=\"Tons\"),Inventory!$AH168*12000,0)))))","v":0},0,0,"EER",0,"kW/ton",{"$f":"IF(OR($W412=\"a\",$AR412=\"No\"),0,IF(AND($W412=\"b\",Inventory!$Q168=\"Btu/hr\"),Inventory!$P168,IF(AND($W412=\"b\",Inventory!$Q168=\"Tons\"),Inventory!$P168*12000,IF(AND(OR($W412=\"c\",$W412=\"d\"),Inventory!$AK168=\"Btu/hr\"),Inventory!$AJ168,IF(AND(OR($W412=\"c\",$W412=\"d\"),Inventory!$AK168=\"Tons\"),Inventory!$AJ168*12000,0)))))","v":0},0,0,"COP","No",{"$f":"IF(OR(Inventory!$J168=\"\",$BD412=\"No\"),\"-\",Inventory!$J168)","v":"-"},{"$f":"IFERROR(VLOOKUP($BE412,'Early Retirement'!$B$6:$C$32,2,FALSE),\"-\")","v":"-"},{"$f":"IF(OR($W412<>\"b\",AND($X412<>\"b\",$X412<>\"c\")),\"n\",IF(AND($AO412<>1,$AO412<>2,$AO412<>7,$AO412<>8),\"n\",IF(Inventory!$K168=\"Split\",\"s\",IF(Inventory!$K168=\"Packaged\",\"p\",\"n\"))))","v":"n"},{"$f":"IF(AND($X412<>\"i\",$X412<>\"j\"),\"n\",IF(Inventory!$L168=\"Centrifugal\",\"c\",\"n\"))","v":"n"},"-","-",{"$f":"IFERROR(INDEX('Early Retirement'!$C$4:$AC$32,$BF412,$BJ412),0)","v":0},{"$f":"IFERROR(HLOOKUP($BJ412,'Early Retirement'!$D$4:$AC$5,2,FALSE),0)","v":0},{"$f":"IFERROR(INDEX('Early Retirement'!$AE$4:$BE$32,$BF412,$BJ412),0)","v":0},{"$f":"IFERROR(HLOOKUP($BJ412,'Early Retirement'!$AF$4:$BE$5,2,FALSE),0)","v":0},0,0,"kW/ton",{"$f":"IFERROR(INDEX('Early Retirement'!$BG$4:$CG$32,$BF412,$BJ412),0)","v":0},{"$f":"IFERROR(HLOOKUP($BJ412,'Early Retirement'!$BH$4:$CH$5,2,FALSE),0)","v":0},0,"COP","Yes",0,0,"kW/ton",0,"COP",0,0,"kW/ton",0,"COP"]
[null,null,null,null,null,null,null,null,null,null,null,null,null,null,null,null,null,null,null,null,null,160,{"$f":"IF(Inventory!$C169=\"\",\"a\",VLOOKUP(Inventory!$C169,$B$8:$C$11,2,FALSE))","v":"a"},{"$f":"IF(AND($W413=\"b\",Inventory!$I169=\"\"),\"a\",IF(AND($W413=\"b\",Inventory!$I169<>\"\"),VLOOKUP(Inventory!$I169,$E$3:$F$12,2,FALSE),IF(AND(OR($W413=\"c\",$W413=\"d\"),Inventory!$AB169=\"\"),\"a\",IF(AND(OR($W413=\"c\",$W413=\"d\"),Inventory!$AB169<>\"\"),VLOOKUP(Inventory!$AB169,$E$3:$F$12,2,FALSE),\"a\"))))","v":"a"},{"$f":"IF(OR(AND($X413<>\"b\",$X413<>\"c\"),$AB413=0,$AB413>=(65000/12000),Inventory!$AC169=\"\"),\"a\",VLOOKUP(Inventory!$AC169,$H$3:$I$5,2,FALSE))","v":"a"},{"$f":"IF(AND($X413<>\"i\",$X413<>\"j\"),\"a\",IF(AND($W413=\"b\",Inventory!$L169=\"\"),\"a\",IF(AND($W413=\"b\",Inventory!$L169<>\"\"),VLOOKUP(Inventory!$L169,$K$3:$L$6,2,FALSE),IF(AND(OR($W413=\"c\",$W413=\"d\"),Inventory!$AD169=\"\"),\"a\",IF(AND(OR($W413=\"c\",$W413=\"d\"),Inventory!$AD169<>\"\"),VLOOKUP(Inventory!$AD169,$K$3:$L$6,2,FALSE),\"a\")))))","v":"a"},{"$f":"IF(OR(AND($X413<>\"e\",$X413<>\"f\"),$AB413=0,Inventory!$AF169=\"\"),\"a\",VLOOKUP(Inventory!$AF169,$N$3:$O$5,2,FALSE))","v":"a"},{"$f":"IF(OR(Inventory!C169=\"New Construction\",Inventory!C169=\"Replace-on-Burnout\",Inventory!C169=\"Early Retirement\"),Inventory!AS169,0)","v":0},"","","","","","","","","","","","",0,"aaaaa0","No","No",{"$f":"IF($W413=\"a\",0,IF($W413=\"b\",Inventory!$M169,Inventory!$AG169))","v":0},{"$f":"IF(OR($W413=\"a\",AND($AQ413=\"No\",$AR413=\"No\")),0,IF(AND($W413=\"b\",Inventory!$O169=\"Btu/hr\"),Inventory!$N169,IF(AND($W413=\"b\",Inventory!$O169=\"Tons\"),Inventory!$N169*12000,IF(AND(OR($W413=\"c\",$W413=\"d\"),Inventory!$AI169=\"Btu/hr\"),Inventory!$AH169,IF(AND(OR($W413=\"c\",$W413=\"d\"),Inventory!$AI169=\"Tons\"),Inventory!$AH169*12000,0)))))","v":0},0,0,"EER",0,"kW/ton",{"$f":"IF(OR($W413=\"a\",$AR413=\"No\"),0,IF(AND($W413=\"b\",Inventory!$Q169=\"Btu/hr\"),Inventory!$P169,IF(AND($W413=\"b\",Inventory!$Q169=\"Tons\"),Inventory!$P169*12000,IF(AND(OR($W413=\"c\",$W413=\"d\"),Inventory!$AK169=\"Btu/hr\"),Inventory!$AJ169,IF(AND(OR($W413=\"c\",$W413=\"d\"),Inventory!$AK169=\"Tons\"),Inventory!$AJ169*12000,0)))))","v":0},0,0,"COP","No",{"$f":"IF(OR(Inventory!$J169=\"\",$BD413=\"No\"),\"-\",Inventory!$J169)","v":"-"},{"$f":"IFERROR(VLOOKUP($BE413,'Early Retirement'!$B$6:$C$32,2,FALSE),\"-\")","v":"-"},{"$f":"IF(OR($W413<>\"b\",AND($X413<>\"b\",$X413<>\"c\")),\"n\",IF(AND($AO413<>1,$AO413<>2,$AO413<>7,$AO413<>8),\"n\",IF(Inventory!$K169=\"Split\",\"s\",IF(Inventory!$K169=\"Packaged\",\"p\",\"n\"))))","v":"n"},{"$f":"IF(AND($X413<>\"i\",$X413<>\"j\"),\"n\",IF(Inventory!$L169=\"Centrifugal\",\"c\",\"n\"))","v":"n"},"-","-",{"$f":"IFERROR(INDEX('Early Retirement'!$C$4:$AC$32,$BF413,$BJ413),0)","v":0},{"$f":"IFERROR(HLOOKUP($BJ413,'Early Retirement'!$D$4:$AC$5,2,FALSE),0)","v":0},{"$f":"IFERROR(INDEX('Early Retirement'!$AE$4:$BE$32,$BF413,$BJ413),0)","v":0},{"$f":"IFERROR(HLOOKUP($BJ413,'Early Retirement'!$AF$4:$BE$5,2,FALSE),0)","v":0},0,0,"kW/ton",{"$f":"IFERROR(INDEX('Early Retirement'!$BG$4:$CG$32,$BF413,$BJ413),0)","v":0},{"$f":"IFERROR(HLOOKUP($BJ413,'Early Retirement'!$BH$4:$CH$5,2,FALSE),0)","v":0},0,"COP","Yes",0,0,"kW/ton",0,"COP",0,0,"kW/ton",0,"COP"]
[null,null,null,null,null,null,null,null,null,null,null,null,null,null,null,null,null,null,null,null,null,161,{"$f":"IF(Inventory!$C170=\"\",\"a\",VLOOKUP(Inventory!$C170,$B$8:$C$11,2,FALSE))","v":"a"},{"$f":"IF(AND($W414=\"b\",Inventory!$I170=\"\"),\"a\",IF(AND($W414=\"b\",Inventory!$I170<>\"\"),VLOOKUP(Inventory!$I170,$E$3:$F$12,2,FALSE),IF(AND(OR($W414=\"c\",$W414=\"d\"),Inventory!$AB170=\"\"),\"a\",IF(AND(OR($W414=\"c\",$W414=\"d\"),Inventory!$AB170<>\"\"),VLOOKUP(Inventory!$AB170,$E$3:$F$12,2,FALSE),\"a\"))))","v":"a"},{"$f":"IF(OR(AND($X414<>\"b\",$X414<>\"c\"),$AB414=0,$AB414>=(65000/12000),Inventory!$AC170=\"\"),\"a\",VLOOKUP(Inventory!$AC170,$H$3:$I$5,2,FALSE))","v":"a"},{"$f":"IF(AND($X414<>\"i\",$X414<>\"j\"),\"a\",IF(AND($W414=\"b\",Inventory!$L170=\"\"),\"a\",IF(AND($W414=\"b\",Inventory!$L170<>\"\"),VLOOKUP(Inventory!$L170,$K$3:$L$6,2,FALSE),IF(AND(OR($W414=\"c\",$W414=\"d\"),Inventory!$AD170=\"\"),\"a\",IF(AND(OR($W414=\"c\",$W414=\"d\"),Inventory!$AD170<>\"\"),VLOOKUP(Inventory!$AD170,$K$3:$L$6,2,FALSE),\"a\")))))","v":"a"},{"$f":"IF(OR(AND($X414<>\"e\",$X414<>\"f\"),$AB414=0,Inventory!$AF170=\"\"),\"a\",VLOOKUP(Inventory!$AF170,$N$3:$O$5,2,FALSE))","v":"a"},{"$f":"IF(OR(Inventory!C170=\"New Construction\",Inventory!C170=\"Replace-on-Burnout\",Inventory!C170=\"Early Retirement\"),Inventory!AS170,0)","v":0},"","","","","","","","","","","","",0,"aaaaa0","No","No",{"$f":"IF($W414=\"a\",0,IF($W414=\"b\",Inventory!$M170,Inventory!$AG170))","v":0},{"$f":"IF(OR($W414=\"a\",AND($AQ414=\"No\",$AR414=\"No\")),0,IF(AND($W414=\"b\",Inventory!$O170=\"Btu/hr\"),Inventory!$N170,IF(AND($W414=\"b\",Inventory!$O170=\"Tons\"),Inventory!$N170*12000,IF(AND(OR($W414=\"c\",$W414=\"d\"),Inventory!$AI170=\"Btu/hr\"),Inventory!$AH170,IF(AND(OR($W414=\"c\",$W414=\"d\"),Inventory!$AI170=\"Tons\"),Inventory!$AH170*12000,0)))))","v":0},0,0,"EER",0,"kW/ton",{"$f":"IF(OR($W414=\"a\",$AR414=\"No\"),0,IF(AND($W414=\"b\",Inventory!$Q170=\"Btu/hr\"),Inventory!$P170,IF(AND($W414=\"b\",Inventory!$Q170=\"Tons\"),Inventory!$P170*12000,IF(AND(OR($W414=\"c\",$W414=\"d\"),Inventory!$AK170=\"Btu/hr\"),Inventory!$AJ170,IF(AND(OR($W414=\"c\",$W414=\"d\"),Inventory!$AK170=\"Tons\"),Inventory!$AJ170*12000,0)))))","v":0},0,0,"COP",{"$f":"IF($W414=\"b\",\"Yes\",\"No\")","v":"No"},{"$f":"IF(OR(Inventory!$J170=\"\",$BD414=\"No\"),\"-\",Inventory!$J170)","v":"-"},{"$f":"IFERROR(VLOOKUP($BE414,'Early Retirement'!$B$6:$C$32,2,FALSE),\"-\")","v":"-"},{"$f":"IF(OR($W414<>\"b\",AND($X414<>\"b\",$X414<>\"c\")),\"n\",IF(AND($AO414<>1,$AO414<>2,$AO414<>7,$AO414<>8),\"n\",IF(Inventory!$K170=\"Split\",\"s\",IF(Inventory!$K170=\"Packaged\",\"p\",\"n\"))))","v":"n"},{"$f":"IF(AND($X414<>\"i\",$X414<>\"j\"),\"n\",IF(Inventory!$L170=\"Centrifugal\",\"c\",\"n\"))","v":"n"},"-","-",{"$f":"IFERROR(INDEX('Early Retirement'!$C$4:$AC$32,$BF414,$BJ414),0)","v":0},{"$f":"IFERROR(HLOOKUP($BJ414,'Early Retirement'!$D$4:$AC$5,2,FALSE),0)","v":0},{"$f":"IFERROR(INDEX('Early Retirement'!$AE$4:$BE$32,$BF414,$BJ414),0)","v":0},{"$f":"IFERROR(HLOOKUP($BJ414,'Early Retirement'!$AF$4:$BE$5,2,FALSE),0)","v":0},0,0,"kW/ton",{"$f":"IFERROR(INDEX('Early Retirement'!$BG$4:$CG$32,$BF414,$BJ414),0)","v":0},{"$f":"IFERROR(HLOOKUP($BJ414,'Early Retirement'!$BH$4:$CH$5,2,FALSE),0)","v":0},0,"COP","Yes",0,0,"kW/ton",0,"COP",{"$f":"MAX($AX414,$BO414,$BW414)","v":0},0,"kW/ton",0,"COP"]
[null,null,null,null,null,null,null,null,null,null,null,null,null,null,null,null,null,null,null,null,null,162,{"$f":"IF(Inventory!$C171=\"\",\"a\",VLOOKUP(Inventory!$C171,$B$8:$C$11,2,FALSE))","v":"a"},{"$f":"IF(AND($W415=\"b\",Inventory!$I171=\"\"),\"a\",IF(AND($W415=\"b\",Inventory!$I171<>\"\"),VLOOKUP(Inventory!$I171,$E$3:$F$12,2,FALSE),IF(AND(OR($W415=\"c\",$W415=\"d\"),Inventory!$AB171=\"\"),\"a\",IF(AND(OR($W415=\"c\",$W415=\"d\"),Inventory!$AB171<>\"\"),VLOOKUP(Inventory!$AB171,$E$3:$F$12,2,FALSE),\"a\"))))","v":"a"},{"$f":"IF(OR(AND($X415<>\"b\",$X415<>\"c\"),$AB415=0,$AB415>=(65000/12000),Inventory!$AC171=\"\"),\"a\",VLOOKUP(Inventory!$AC171,$H$3:$I$5,2,FALSE))","v":"a"},{"$f":"IF(AND($X415<>\"i\",$X415<>\"j\"),\"a\",IF(AND($W415=\"b\",Inventory!$L171=\"\"),\"a\",IF(AND($W415=\"b\",Inventory!$L171<>\"\"),VLOOKUP(Inventory!$L171,$K$3:$L$6,2,FALSE),IF(AND(OR($W415=\"c\",$W415=\"d\"),Inventory!$AD171=\"\"),\"a\",IF(AND(OR($W415=\"c\",$W415=\"d\"),Inventory!$AD171<>\"\"),VLOOKUP(Inventory!$AD171,$K$3:$L$6,2,FALSE),\"a\")))))","v":"a"},{"$f":"IF(OR(AND($X415<>\"e\",$X415<>\"f\"),$AB415=0,Inventory!$AF171=\"\"),\"a\",VLOOKUP(Inventory!$AF171,$N$3:$O$5,2,FALSE))","v":"a"},{"$f":"IF(OR(Inventory!C171=\"New Construction\",Inventory!C171=\"Replace-on-Burnout\",Inventory!C171=\"Early Retirement\"),Inventory!AS171,0)","v":0},"","","","","","","","","","","","",0,"aaaaa0","No","No",{"$f":"IF($W415=\"a\",0,IF($W415=\"b\",Inventory!$M171,Inventory!$AG171))","v":0},{"$f":"IF(OR($W415=\"a\",AND($AQ415=\"No\",$AR415=\"No\")),0,IF(AND($W415=\"b\",Inventory!$O171=\"Btu/hr\"),Inventory!$N171,IF(AND($W415=\"b\",Inventory!$O171=\"Tons\"),Inventory!$N171*12000,IF(AND(OR($W415=\"c\",$W415=\"d\"),Inventory!$AI171=\"Btu/hr\"),Inventory!$AH171,IF(AND(OR($W415=\"c\",$W415=\"d\"),Inventory!$AI171=\"Tons\"),Inventory!$AH171*12000,0)))))","v":0},0,0,"EER",0,"kW/ton",{"$f":"IF(OR($W415=\"a\",$AR415=\"No\"),0,IF(AND($W415=\"b\",Inventory!$Q171=\"Btu/hr\"),Inventory!$P171,IF(AND($W415=\"b\",Inventory!$Q171=\"Tons\"),Inventory!$P171*12000,IF(AND(OR($W415=\"c\",$W415=\"d\"),Inventory!$AK171=\"Btu/hr\"),Inventory!$AJ171,IF(AND(OR($W415=\"c\",$W415=\"d\"),Inventory!$AK171=\"Tons\"),Inventory!$AJ171*12000,0)))))","v":0},0,0,"COP","No",{"$f":"IF(OR(Inventory!$J171=\"\",$BD415=\"No\"),\"-\",Inventory!$J171)","v":"-"},{"$f":"IFERROR(VLOOKUP($BE415,'Early Retirement'!$B$6:$C$32,2,FALSE),\"-\")","v":"-"},{"$f":"IF(OR($W415<>\"b\",AND($X415<>\"b\",$X415<>\"c\")),\"n\",IF(AND($AO415<>1,$AO415<>2,$AO415<>7,$AO415<>8),\"n\",IF(Inventory!$K171=\"Split\",\"s\",IF(Inventory!$K171=\"Packaged\",\"p\",\"n\"))))","v":"n"},{"$f":"IF(AND($X415<>\"i\",$X415<>\"j\"),\"n\",IF(Inventory!$L171=\"Centrifugal\",\"c\",\"n\"))","v":"n"},"-","-",{"$f":"IFERROR(INDEX('Early Retirement'!$C$4:$AC$32,$BF415,$BJ415),0)","v":0},{"$f":"IFERROR(HLOOKUP($BJ415,'Early Retirement'!$D$4:$AC$5,2,FALSE),0)","v":0},{"$f":"IFERROR(INDEX('Early Retirement'!$AE$4:$BE$32,$BF415,$BJ415),0)","v":0},{"$f":"IFERROR(HLOOKUP($BJ415,'Early Retirement'!$AF$4:$BE$5,2,FALSE),0)","v":0},0,0,"kW/ton",{"$f":"IFERROR(INDEX('Early Retirement'!$BG$4:$CG$32,$BF415,$BJ415),0)","v":0},{"$f":"IFERROR(HLOOKUP($BJ415,'Early Retirement'!$BH$4:$CH$5,2,FALSE),0)","v":0},0,"COP","Yes",0,0,"kW/ton",0,"COP",0,0,"kW/ton",0,"COP"]
[null,null,null,null,null,null,null,null,null,null,null,null,null,null,null,null,null,null,null,null,null,163,{"$f":"IF(Inventory!$C172=\"\",\"a\",VLOOKUP(Inventory!$C172,$B$8:$C$11,2,FALSE))","v":"a"},{"$f":"IF(AND($W416=\"b\",Inventory!$I172=\"\"),\"a\",IF(AND($W416=\"b\",Inventory!$I172<>\"\"),VLOOKUP(Inventory!$I172,$E$3:$F$12,2,FALSE),IF(AND(OR($W416=\"c\",$W416=\"d\"),Inventory!$AB172=\"\"),\"a\",IF(AND(OR($W416=\"c\",$W416=\"d\"),Inventory!$AB172<>\"\"),VLOOKUP(Inventory!$AB172,$E$3:$F$12,2,FALSE),\"a\"))))","v":"a"},{"$f":"IF(OR(AND($X416<>\"b\",$X416<>\"c\"),$AB416=0,$AB416>=(65000/12000),Inventory!$AC172=\"\"),\"a\",VLOOKUP(Inventory!$AC172,$H$3:$I$5,2,FALSE))","v":"a"},{"$f":"IF(AND($X416<>\"i\",$X416<>\"j\"),\"a\",IF(AND($W416=\"b\",Inventory!$L172=\"\"),\"a\",IF(AND($W416=\"b\",Inventory!$L172<>\"\"),VLOOKUP(Inventory!$L172,$K$3:$L$6,2,FALSE),IF(AND(OR($W416=\"c\",$W416=\"d\"),Inventory!$AD172=\"\"),\"a\",IF(AND(OR($W416=\"c\",$W416=\"d\"),Inventory!$AD172<>\"\"),VLOOKUP(Inventory!$AD172,$K$3:$L$6,2,FALSE),\"a\")))))","v":"a"},{"$f":"IF(OR(AND($X416<>\"e\",$X416<>\"f\"),$AB416=0,Inventory!$AF172=\"\"),\"a\",VLOOKUP(Inventory!$AF172,$N$3:$O$5,2,FALSE))","v":"a"},{"$f":"IF(OR(Inventory!C172=\"New Construction\",Inventory!C172=\"Replace-on-Burnout\",Inventory!C172=\"Early Retirement\"),Inventory!AS172,0)","v":0},"","","","","","","","","","","","",0,"aaaaa0","No","No",{"$f":"IF($W416=\"a\",0,IF($W416=\"b\",Inventory!$M172,Inventory!$AG172))","v":0},{"$f":"IF(OR($W416=\"a\",AND($AQ416=\"No\",$AR416=\"No\")),0,IF(AND($W416=\"b\",Inventory!$O172=\"Btu/hr\"),Inventory!$N172,IF(AND($W416=\"b\",Inventory!$O172=\"Tons\"),Inventory!$N172*12000,IF(AND(OR($W416=\"c\",$W416=\"d\"),Inventory!$AI172=\"Btu/hr\"),Inventory!$AH172,IF(AND(OR($W416=\"c\",$W416=\"d\"),Inventory!$AI172=\"Tons\"),Inventory!$AH172*12000,0)))))","v":0},0,0,"EER",0,"kW/ton",{"$f":"IF(OR($W416=\"a\",$AR416=\"No\"),0,IF(AND($W416=\"b\",Inventory!$Q172=\"Btu/hr\"),Inventory!$P172,IF(AND($W416=\"b\",Inventory!$Q172=\"Tons\"),Inventory!$P172*12000,IF(AND(OR($W416=\"c\",$W416=\"d\"),Inventory!$AK172=\"Btu/hr\"),Inventory!$AJ172,IF(AND(OR($W416=\"c\",$W416=\"d\"),Inventory!$AK172=\"Tons\"),Inventory!$AJ172*12000,0)))))","v":0},0,0,"COP","No",{"$f":"IF(OR(Inventory!$J172=\"\",$BD416=\"No\"),\"-\",Inventory!$J172)","v":"-"},{"$f":"IFERROR(VLOOKUP($BE416,'Early Retirement'!$B$6:$C$32,2,FALSE),\"-\")","v":"-"},{"$f":"IF(OR($W416<>\"b\",AND($X416<>\"b\",$X416<>\"c\")),\"n\",IF(AND($AO416<>1,$AO416<>2,$AO416<>7,$AO416<>8),\"n\",IF(Inventory!$K172=\"Split\",\"s\",IF(Inventory!$K172=\"Packaged\",\"p\",\"n\"))))","v":"n"},{"$f":"IF(AND($X416<>\"i\",$X416<>\"j\"),\"n\",IF(Inventory!$L172=\"Centrifugal\",\"c\",\"n\"))","v":"n"},"-","-",{"$f":"IFERROR(INDEX('Early Retirement'!$C$4:$AC$32,$BF416,$BJ416),0)","v":0},{"$f":"IFERROR(HLOOKUP($BJ416,'Early Retirement'!$D$4:$AC$5,2,FALSE),0)","v":0},{"$f":"IFERROR(INDEX('Early Retirement'!$AE$4:$BE$32,$BF416,$BJ416),0)","v":0},{"$f":"IFERROR(HLOOKUP($BJ416,'Early Retirement'!$AF$4:$BE$5,2,FALSE),0)","v":0},0,0,"kW/ton",{"$f":"IFERROR(INDEX('Early Retirement'!$BG$4:$CG$32,$BF416,$BJ416),0)","v":0},{"$f":"IFERROR(HLOOKUP($BJ416,'Early Retirement'!$BH$4:$CH$5,2,FALSE),0)","v":0},0,"COP","Yes",0,0,"kW/ton",0,"COP",0,0,"kW/ton",0,"COP"]
[null,null,null,null,null,null,null,null,null,null,null,null,null,null,null,null,null,null,null,null,null,164,{"$f":"IF(Inventory!$C173=\"\",\"a\",VLOOKUP(Inventory!$C173,$B$8:$C$11,2,FALSE))","v":"a"},{"$f":"IF(AND($W417=\"b\",Inventory!$I173=\"\"),\"a\",IF(AND($W417=\"b\",Inventory!$I173<>\"\"),VLOOKUP(Inventory!$I173,$E$3:$F$12,2,FALSE),IF(AND(OR($W417=\"c\",$W417=\"d\"),Inventory!$AB173=\"\"),\"a\",IF(AND(OR($W417=\"c\",$W417=\"d\"),Inventory!$AB173<>\"\"),VLOOKUP(Inventory!$AB173,$E$3:$F$12,2,FALSE),\"a\"))))","v":"a"},{"$f":"IF(OR(AND($X417<>\"b\",$X417<>\"c\"),$AB417=0,$AB417>=(65000/12000),Inventory!$AC173=\"\"),\"a\",VLOOKUP(Inventory!$AC173,$H$3:$I$5,2,FALSE))","v":"a"},{"$f":"IF(AND($X417<>\"i\",$X417<>\"j\"),\"a\",IF(AND($W417=\"b\",Inventory!$L173=\"\"),\"a\",IF(AND($W417=\"b\",Inventory!$L173<>\"\"),VLOOKUP(Inventory!$L173,$K$3:$L$6,2,FALSE),IF(AND(OR($W417=\"c\",$W417=\"d\"),Inventory!$AD173=\"\"),\"a\",IF(AND(OR($W417=\"c\",$W417=\"d\"),Inventory!$AD173<>\"\"),VLOOKUP(Inventory!$AD173,$K$3:$L$6,2,FALSE),\"a\")))))","v":"a"},{"$f":"IF(OR(AND($X417<>\"e\",$X417<>\"f\"),$AB417=0,Inventory!$AF173=\"\"),\"a\",VLOOKUP(Inventory!$AF173,$N$3:$O$5,2,FALSE))","v":"a"},{"$f":"IF(OR(Inventory!C173=\"New Construction\",Inventory!C173=\"Replace-on-Burnout\",Inventory!C173=\"Early Retirement\"),Inventory!AS173,0)","v":0},"","","","","","","","","","","","",0,"aaaaa0","No","No",{"$f":"IF($W417=\"a\",0,IF($W417=\"b\",Inventory!$M173,Inventory!$AG173))","v":0},{"$f":"IF(OR($W417=\"a\",AND($AQ417=\"No\",$AR417=\"No\")),0,IF(AND($W417=\"b\",Inventory!$O173=\"Btu/hr\"),Inventory!$N173,IF(AND($W417=\"b\",Inventory!$O173=\"Tons\"),Inventory!$N173*12000,IF(AND(OR($W417=\"c\",$W417=\"d\"),Inventory!$AI173=\"Btu/hr\"),Inventory!$AH173,IF(AND(OR($W417=\"c\",$W417=\"d\"),Inventory!$AI173=\"Tons\"),Inventory!$AH173*12000,0)))))","v":0},0,0,"EER",0,"kW/ton",{"$f":"IF(OR($W417=\"a\",$AR417=\"No\"),0,IF(AND($W417=\"b\",Inventory!$Q173=\"Btu/hr\"),Inventory!$P173,IF(AND($W417=\"b\",Inventory!$Q173=\"Tons\"),Inventory!$P173*12000,IF(AND(OR($W417=\"c\",$W417=\"d\"),Inventory!$AK173=\"Btu/hr\"),Inventory!$AJ173,IF(AND(OR($W417=\"c\",$W417=\"d\"),Inventory!$AK173=\"Tons\"),Inventory!$AJ173*12000,0)))))","v":0},0,0,"COP","No",{"$f":"IF(OR(Inventory!$J173=\"\",$BD417=\"No\"),\"-\",Inventory!$J173)","v":"-"},{"$f":"IFERROR(VLOOKUP($BE417,'Early Retirement'!$B$6:$C$32,2,FALSE),\"-\")","v":"-"},{"$f":"IF(OR($W417<>\"b\",AND($X417<>\"b\",$X417<>\"c\")),\"n\",IF(AND($AO417<>1,$AO417<>2,$AO417<>7,$AO417<>8),\"n\",IF(Inventory!$K173=\"Split\",\"s\",IF(Inventory!$K173=\"Packaged\",\"p\",\"n\"))))","v":"n"},{"$f":"IF(AND($X417<>\"i\",$X417<>\"j\"),\"n\",IF(Inventory!$L173=\"Centrifugal\",\"c\",\"n\"))","v":"n"},"-","-",{"$f":"IFERROR(INDEX('Early Retirement'!$C$4:$AC$32,$BF417,$BJ417),0)","v":0},{"$f":"IFERROR(HLOOKUP($BJ417,'Early Retirement'!$D$4:$AC$5,2,FALSE),0)","v":0},{"$f":"IFERROR(INDEX('Early Retirement'!$AE$4:$BE$32,$BF417,$BJ417),0)","v":0},{"$f":"IFERROR(HLOOKUP($BJ417,'Early Retirement'!$AF$4:$BE$5,2,FALSE),0)","v":0},0,0,"kW/ton",{"$f":"IFERROR(INDEX('Early Retirement'!$BG$4:$CG$32,$BF417,$BJ417),0)","v":0},{"$f":"IFERROR(HLOOKUP($BJ417,'Early Retirement'!$BH$4:$CH$5,2,FALSE),0)","v":0},0,"COP","Yes",0,0,"kW/ton",0,"COP",0,0,"kW/ton",0,"COP"]
[null,null,null,null,null,null,null,null,null,null,null,null,null,null,null,null,null,null,null,null,null,165,{"$f":"IF(Inventory!$C174=\"\",\"a\",VLOOKUP(Inventory!$C174,$B$8:$C$11,2,FALSE))","v":"a"},{"$f":"IF(AND($W418=\"b\",Inventory!$I174=\"\"),\"a\",IF(AND($W418=\"b\",Inventory!$I174<>\"\"),VLOOKUP(Inventory!$I174,$E$3:$F$12,2,FALSE),IF(AND(OR($W418=\"c\",$W418=\"d\"),Inventory!$AB174=\"\"),\"a\",IF(AND(OR($W418=\"c\",$W418=\"d\"),Inventory!$AB174<>\"\"),VLOOKUP(Inventory!$AB174,$E$3:$F$12,2,FALSE),\"a\"))))","v":"a"},{"$f":"IF(OR(AND($X418<>\"b\",$X418<>\"c\"),$AB418=0,$AB418>=(65000/12000),Inventory!$AC174=\"\"),\"a\",VLOOKUP(Inventory!$AC174,$H$3:$I$5,2,FALSE))","v":"a"},{"$f":"IF(AND($X418<>\"i\",$X418<>\"j\"),\"a\",IF(AND($W418=\"b\",Inventory!$L174=\"\"),\"a\",IF(AND($W418=\"b\",Inventory!$L174<>\"\"),VLOOKUP(Inventory!$L174,$K$3:$L$6,2,FALSE),IF(AND(OR($W418=\"c\",$W418=\"d\"),Inventory!$AD174=\"\"),\"a\",IF(AND(OR($W418=\"c\",$W418=\"d\"),Inventory!$AD174<>\"\"),VLOOKUP(Inventory!$AD174,$K$3:$L$6,2,FALSE),\"a\")))))","v":"a"},{"$f":"IF(OR(AND($X418<>\"e\",$X418<>\"f\"),$AB418=0,Inventory!$AF174=\"\"),\"a\",VLOOKUP(Inventory!$AF174,$N$3:$O$5,2,FALSE))","v":"a"},{"$f":"IF(OR(Inventory!C174=\"New Construction\",Inventory!C174=\"Replace-on-Burnout\",Inventory!C174=\"Early Retirement\"),Inventory!AS174,0)","v":0},"","","","","","","","","","","","",0,"aaaaa0","No","No",{"$f":"IF($W418=\"a\",0,IF($W418=\"b\",Inventory!$M174,Inventory!$AG174))","v":0},{"$f":"IF(OR($W418=\"a\",AND($AQ418=\"No\",$AR418=\"No\")),0,IF(AND($W418=\"b\",Inventory!$O174=\"Btu/hr\"),Inventory!$N174,IF(AND($W418=\"b\",Inventory!$O174=\"Tons\"),Inventory!$N174*12000,IF(AND(OR($W418=\"c\",$W418=\"d\"),Inventory!$AI174=\"Btu/hr\"),Inventory!$AH174,IF(AND(OR($W418=\"c\",$W418=\"d\"),Inventory!$AI174=\"Tons\"),Inventory!$AH174*12000,0)))))","v":0},0,0,"EER",0,"kW/ton",{"$f":"IF(OR($W418=\"a\",$AR418=\"No\"),0,IF(AND($W418=\"b\",Inventory!$Q174=\"Btu/hr\"),Inventory!$P174,IF(AND($W418=\"b\",Inventory!$Q174=\"Tons\"),Inventory!$P174*12000,IF(AND(OR($W418=\"c\",$W418=\"d\"),Inventory!$AK174=\"Btu/hr\"),Inventory!$AJ174,IF(AND(OR($W418=\"c\",$W418=\"d\"),Inventory!$AK174=\"Tons\"),Inventory!$AJ174*12000,0)))))","v":0},0,0,"COP","No",{"$f":"IF(OR(Inventory!$J174=\"\",$BD418=\"No\"),\"-\",Inventory!$J174)","v":"-"},{"$f":"IFERROR(VLOOKUP($BE418,'Early Retirement'!$B$6:$C$32,2,FALSE),\"-\")","v":"-"},{"$f":"IF(OR($W418<>\"b\",AND($X418<>\"b\",$X418<>\"c\")),\"n\",IF(AND($AO418<>1,$AO418<>2,$AO418<>7,$AO418<>8),\"n\",IF(Inventory!$K174=\"Split\",\"s\",IF(Inventory!$K174=\"Packaged\",\"p\",\"n\"))))","v":"n"},{"$f":"IF(AND($X418<>\"i\",$X418<>\"j\"),\"n\",IF(Inventory!$L174=\"Centrifugal\",\"c\",\"n\"))","v":"n"},"-","-",{"$f":"IFERROR(INDEX('Early Retirement'!$C$4:$AC$32,$BF418,$BJ418),0)","v":0},{"$f":"IFERROR(HLOOKUP($BJ418,'Early Retirement'!$D$4:$AC$5,2,FALSE),0)","v":0},{"$f":"IFERROR(INDEX('Early Retirement'!$AE$4:$BE$32,$BF418,$BJ418),0)","v":0},{"$f":"IFERROR(HLOOKUP($BJ418,'Early Retirement'!$AF$4:$BE$5,2,FALSE),0)","v":0},0,0,"kW/ton",{"$f":"IFERROR(INDEX('Early Retirement'!$BG$4:$CG$32,$BF418,$BJ418),0)","v":0},{"$f":"IFERROR(HLOOKUP($BJ418,'Early Retirement'!$BH$4:$CH$5,2,FALSE),0)","v":0},0,"COP","Yes",0,0,"kW/ton",0,"COP",0,0,"kW/ton",0,"COP"]
[null,null,null,null,null,null,null,null,null,null,null,null,null,null,null,null,null,null,null,null,null,166,{"$f":"IF(Inventory!$C175=\"\",\"a\",VLOOKUP(Inventory!$C175,$B$8:$C$11,2,FALSE))","v":"a"},{"$f":"IF(AND($W419=\"b\",Inventory!$I175=\"\"),\"a\",IF(AND($W419=\"b\",Inventory!$I175<>\"\"),VLOOKUP(Inventory!$I175,$E$3:$F$12,2,FALSE),IF(AND(OR($W419=\"c\",$W419=\"d\"),Inventory!$AB175=\"\"),\"a\",IF(AND(OR($W419=\"c\",$W419=\"d\"),Inventory!$AB175<>\"\"),VLOOKUP(Inventory!$AB175,$E$3:$F$12,2,FALSE),\"a\"))))","v":"a"},{"$f":"IF(OR(AND($X419<>\"b\",$X419<>\"c\"),$AB419=0,$AB419>=(65000/12000),Inventory!$AC175=\"\"),\"a\",VLOOKUP(Inventory!$AC175,$H$3:$I$5,2,FALSE))","v":"a"},{"$f":"IF(AND($X419<>\"i\",$X419<>\"j\"),\"a\",IF(AND($W419=\"b\",Inventory!$L175=\"\"),\"a\",IF(AND($W419=\"b\",Inventory!$L175<>\"\"),VLOOKUP(Inventory!$L175,$K$3:$L$6,2,FALSE),IF(AND(OR($W419=\"c\",$W419=\"d\"),Inventory!$AD175=\"\"),\"a\",IF(AND(OR($W419=\"c\",$W419=\"d\"),Inventory!$AD175<>\"\"),VLOOKUP(Inventory!$AD175,$K$3:$L$6,2,FALSE),\"a\")))))","v":"a"},{"$f":"IF(OR(AND($X419<>\"e\",$X419<>\"f\"),$AB419=0,Inventory!$AF175=\"\"),\"a\",VLOOKUP(Inventory!$AF175,$N$3:$O$5,2,FALSE))","v":"a"},{"$f":"IF(OR(Inventory!C175=\"New Construction\",Inventory!C175=\"Replace-on-Burnout\",Inventory!C175=\"Early Retirement\"),Inventory!AS175,0)","v":0},"","","","","","","","","","","","",0,"aaaaa0","No","No",{"$f":"IF($W419=\"a\",0,IF($W419=\"b\",Inventory!$M175,Inventory!$AG175))","v":0},{"$f":"IF(OR($W419=\"a\",AND($AQ419=\"No\",$AR419=\"No\")),0,IF(AND($W419=\"b\",Inventory!$O175=\"Btu/hr\"),Inventory!$N175,IF(AND($W419=\"b\",Inventory!$O175=\"Tons\"),Inventory!$N175*12000,IF(AND(OR($W419=\"c\",$W419=\"d\"),Inventory!$AI175=\"Btu/hr\"),Inventory!$AH175,IF(AND(OR($W419=\"c\",$W419=\"d\"),Inventory!$AI175=\"Tons\"),Inventory!$AH175*12000,0)))))","v":0},0,0,"EER",0,"kW/ton",{"$f":"IF(OR($W419=\"a\",$AR419=\"No\"),0,IF(AND($W419=\"b\",Inventory!$Q175=\"Btu/hr\"),Inventory!$P175,IF(AND($W419=\"b\",Inventory!$Q175=\"Tons\"),Inventory!$P175*12000,IF(AND(OR($W419=\"c\",$W419=\"d\"),Inventory!$AK175=\"Btu/hr\"),Inventory!$AJ175,IF(AND(OR($W419=\"c\",$W419=\"d\"),Inventory!$AK175=\"Tons\"),Inventory!$AJ175*12000,0)))))","v":0},0,0,"COP","No",{"$f":"IF(OR(Inventory!$J175=\"\",$BD419=\"No\"),\"-\",Inventory!$J175)","v":"-"},{"$f":"IFERROR(VLOOKUP($BE419,'Early Retirement'!$B$6:$C$32,2,FALSE),\"-\")","v":"-"},{"$f":"IF(OR($W419<>\"b\",AND($X419<>\"b\",$X419<>\"c\")),\"n\",IF(AND($AO419<>1,$AO419<>2,$AO419<>7,$AO419<>8),\"n\",IF(Inventory!$K175=\"Split\",\"s\",IF(Inventory!$K175=\"Packaged\",\"p\",\"n\"))))","v":"n"},{"$f":"IF(AND($X419<>\"i\",$X419<>\"j\"),\"n\",IF(Inventory!$L175=\"Centrifugal\",\"c\",\"n\"))","v":"n"},"-","-",{"$f":"IFERROR(INDEX('Early Retirement'!$C$4:$AC$32,$BF419,$BJ419),0)","v":0},{"$f":"IFERROR(HLOOKUP($BJ419,'Early Retirement'!$D$4:$AC$5,2,FALSE),0)","v":0},{"$f":"IFERROR(INDEX('Early Retirement'!$AE$4:$BE$32,$BF419,$BJ419),0)","v":0},{"$f":"IFERROR(HLOOKUP($BJ419,'Early Retirement'!$AF$4:$BE$5,2,FALSE),0)","v":0},0,0,"kW/ton",{"$f":"IFERROR(INDEX('Early Retirement'!$BG$4:$CG$32,$BF419,$BJ419),0)","v":0},{"$f":"IFERROR(HLOOKUP($BJ419,'Early Retirement'!$BH$4:$CH$5,2,FALSE),0)","v":0},0,"COP","Yes",0,0,"kW/ton",0,"COP",0,0,"kW/ton",0,"COP"]
[null,null,null,null,null,null,null,null,null,null,null,null,null,null,null,null,null,null,null,null,null,167,{"$f":"IF(Inventory!$C176=\"\",\"a\",VLOOKUP(Inventory!$C176,$B$8:$C$11,2,FALSE))","v":"a"},{"$f":"IF(AND($W420=\"b\",Inventory!$I176=\"\"),\"a\",IF(AND($W420=\"b\",Inventory!$I176<>\"\"),VLOOKUP(Inventory!$I176,$E$3:$F$12,2,FALSE),IF(AND(OR($W420=\"c\",$W420=\"d\"),Inventory!$AB176=\"\"),\"a\",IF(AND(OR($W420=\"c\",$W420=\"d\"),Inventory!$AB176<>\"\"),VLOOKUP(Inventory!$AB176,$E$3:$F$12,2,FALSE),\"a\"))))","v":"a"},{"$f":"IF(OR(AND($X420<>\"b\",$X420<>\"c\"),$AB420=0,$AB420>=(65000/12000),Inventory!$AC176=\"\"),\"a\",VLOOKUP(Inventory!$AC176,$H$3:$I$5,2,FALSE))","v":"a"},{"$f":"IF(AND($X420<>\"i\",$X420<>\"j\"),\"a\",IF(AND($W420=\"b\",Inventory!$L176=\"\"),\"a\",IF(AND($W420=\"b\",Inventory!$L176<>\"\"),VLOOKUP(Inventory!$L176,$K$3:$L$6,2,FALSE),IF(AND(OR($W420=\"c\",$W420=\"d\"),Inventory!$AD176=\"\"),\"a\",IF(AND(OR($W420=\"c\",$W420=\"d\"),Inventory!$AD176<>\"\"),VLOOKUP(Inventory!$AD176,$K$3:$L$6,2,FALSE),\"a\")))))","v":"a"},{"$f":"IF(OR(AND($X420<>\"e\",$X420<>\"f\"),$AB420=0,Inventory!$AF176=\"\"),\"a\",VLOOKUP(Inventory!$AF176,$N$3:$O$5,2,FALSE))","v":"a"},{"$f":"IF(OR(Inventory!C176=\"New Construction\",Inventory!C176=\"Replace-on-Burnout\",Inventory!C176=\"Early Retirement\"),Inventory!AS176,0)","v":0},"","","","","","","","","","","","",0,"aaaaa0","No","No",{"$f":"IF($W420=\"a\",0,IF($W420=\"b\",Inventory!$M176,Inventory!$AG176))","v":0},{"$f":"IF(OR($W420=\"a\",AND($AQ420=\"No\",$AR420=\"No\")),0,IF(AND($W420=\"b\",Inventory!$O176=\"Btu/hr\"),Inventory!$N176,IF(AND($W420=\"b\",Inventory!$O176=\"Tons\"),Inventory!$N176*12000,IF(AND(OR($W420=\"c\",$W420=\"d\"),Inventory!$AI176=\"Btu/hr\"),Inventory!$AH176,IF(AND(OR($W420=\"c\",$W420=\"d\"),Inventory!$AI176=\"Tons\"),Inventory!$AH176*12000,0)))))","v":0},0,0,"EER",0,"kW/ton",{"$f":"IF(OR($W420=\"a\",$AR420=\"No\"),0,IF(AND($W420=\"b\",Inventory!$Q176=\"Btu/hr\"),Inventory!$P176,IF(AND($W420=\"b\",Inventory!$Q176=\"Tons\"),Inventory!$P176*12000,IF(AND(OR($W420=\"c\",$W420=\"d\"),Inventory!$AK176=\"Btu/hr\"),Inventory!$AJ176,IF(AND(OR($W420=\"c\",$W420=\"d\"),Inventory!$AK176=\"Tons\"),Inventory!$AJ176*12000,0)))))","v":0},0,0,"COP","No",{"$f":"IF(OR(Inventory!$J176=\"\",$BD420=\"No\"),\"-\",Inventory!$J176)","v":"-"},{"$f":"IFERROR(VLOOKUP($BE420,'Early Retirement'!$B$6:$C$32,2,FALSE),\"-\")","v":"-"},{"$f":"IF(OR($W420<>\"b\",AND($X420<>\"b\",$X420<>\"c\")),\"n\",IF(AND($AO420<>1,$AO420<>2,$AO420<>7,$AO420<>8),\"n\",IF(Inventory!$K176=\"Split\",\"s\",IF(Inventory!$K176=\"Packaged\",\"p\",\"n\"))))","v":"n"},{"$f":"IF(AND($X420<>\"i\",$X420<>\"j\"),\"n\",IF(Inventory!$L176=\"Centrifugal\",\"c\",\"n\"))","v":"n"},"-","-",{"$f":"IFERROR(INDEX('Early Retirement'!$C$4:$AC$32,$BF420,$BJ420),0)","v":0},{"$f":"IFERROR(HLOOKUP($BJ420,'Early Retirement'!$D$4:$AC$5,2,FALSE),0)","v":0},{"$f":"IFERROR(INDEX('Early Retirement'!$AE$4:$BE$32,$BF420,$BJ420),0)","v":0},{"$f":"IFERROR(HLOOKUP($BJ420,'Early Retirement'!$AF$4:$BE$5,2,FALSE),0)","v":0},0,0,"kW/ton",{"$f":"IFERROR(INDEX('Early Retirement'!$BG$4:$CG$32,$BF420,$BJ420),0)","v":0},{"$f":"IFERROR(HLOOKUP($BJ420,'Early Retirement'!$BH$4:$CH$5,2,FALSE),0)","v":0},0,"COP","Yes",0,0,"kW/ton",0,"COP",0,0,"kW/ton",0,"COP"]
[null,null,null,null,null,null,null,null,null,null,null,null,null,null,null,null,null,null,null,null,null,168,{"$f":"IF(Inventory!$C177=\"\",\"a\",VLOOKUP(Inventory!$C177,$B$8:$C$11,2,FALSE))","v":"a"},{"$f":"IF(AND($W421=\"b\",Inventory!$I177=\"\"),\"a\",IF(AND($W421=\"b\",Inventory!$I177<>\"\"),VLOOKUP(Inventory!$I177,$E$3:$F$12,2,FALSE),IF(AND(OR($W421=\"c\",$W421=\"d\"),Inventory!$AB177=\"\"),\"a\",IF(AND(OR($W421=\"c\",$W421=\"d\"),Inventory!$AB177<>\"\"),VLOOKUP(Inventory!$AB177,$E$3:$F$12,2,FALSE),\"a\"))))","v":"a"},{"$f":"IF(OR(AND($X421<>\"b\",$X421<>\"c\"),$AB421=0,$AB421>=(65000/12000),Inventory!$AC177=\"\"),\"a\",VLOOKUP(Inventory!$AC177,$H$3:$I$5,2,FALSE))","v":"a"},{"$f":"IF(AND($X421<>\"i\",$X421<>\"j\"),\"a\",IF(AND($W421=\"b\",Inventory!$L177=\"\"),\"a\",IF(AND($W421=\"b\",Inventory!$L177<>\"\"),VLOOKUP(Inventory!$L177,$K$3:$L$6,2,FALSE),IF(AND(OR($W421=\"c\",$W421=\"d\"),Inventory!$AD177=\"\"),\"a\",IF(AND(OR($W421=\"c\",$W421=\"d\"),Inventory!$AD177<>\"\"),VLOOKUP(Inventory!$AD177,$K$3:$L$6,2,FALSE),\"a\")))))","v":"a"},{"$f":"IF(OR(AND($X421<>\"e\",$X421<>\"f\"),$AB421=0,Inventory!$AF177=\"\"),\"a\",VLOOKUP(Inventory!$AF177,$N$3:$O$5,2,FALSE))","v":"a"},{"$f":"IF(OR(Inventory!C177=\"New Construction\",Inventory!C177=\"Replace-on-Burnout\",Inventory!C177=\"Early Retirement\"),Inventory!AS177,0)","v":0},"","","","","","","","","","","","",0,"aaaaa0","No","No",{"$f":"IF($W421=\"a\",0,IF($W421=\"b\",Inventory!$M177,Inventory!$AG177))","v":0},{"$f":"IF(OR($W421=\"a\",AND($AQ421=\"No\",$AR421=\"No\")),0,IF(AND($W421=\"b\",Inventory!$O177=\"Btu/hr\"),Inventory!$N177,IF(AND($W421=\"b\",Inventory!$O177=\"Tons\"),Inventory!$N177*12000,IF(AND(OR($W421=\"c\",$W421=\"d\"),Inventory!$AI177=\"Btu/hr\"),Inventory!$AH177,IF(AND(OR($W421=\"c\",$W421=\"d\"),Inventory!$AI177=\"Tons\"),Inventory!$AH177*12000,0)))))","v":0},0,0,"EER",0,"kW/ton",{"$f":"IF(OR($W421=\"a\",$AR421=\"No\"),0,IF(AND($W421=\"b\",Inventory!$Q177=\"Btu/hr\"),Inventory!$P177,IF(AND($W421=\"b\",Inventory!$Q177=\"Tons\"),Inventory!$P177*12000,IF(AND(OR($W421=\"c\",$W421=\"d\"),Inventory!$AK177=\"Btu/hr\"),Inventory!$AJ177,IF(AND(OR($W421=\"c\",$W421=\"d\"),Inventory!$AK177=\"Tons\"),Inventory!$AJ177*12000,0)))))","v":0},0,0,"COP","No",{"$f":"IF(OR(Inventory!$J177=\"\",$BD421=\"No\"),\"-\",Inventory!$J177)","v":"-"},{"$f":"IFERROR(VLOOKUP($BE421,'Early Retirement'!$B$6:$C$32,2,FALSE),\"-\")","v":"-"},{"$f":"IF(OR($W421<>\"b\",AND($X421<>\"b\",$X421<>\"c\")),\"n\",IF(AND($AO421<>1,$AO421<>2,$AO421<>7,$AO421<>8),\"n\",IF(Inventory!$K177=\"Split\",\"s\",IF(Inventory!$K177=\"Packaged\",\"p\",\"n\"))))","v":"n"},{"$f":"IF(AND($X421<>\"i\",$X421<>\"j\"),\"n\",IF(Inventory!$L177=\"Centrifugal\",\"c\",\"n\"))","v":"n"},"-","-",{"$f":"IFERROR(INDEX('Early Retirement'!$C$4:$AC$32,$BF421,$BJ421),0)","v":0},{"$f":"IFERROR(HLOOKUP($BJ421,'Early Retirement'!$D$4:$AC$5,2,FALSE),0)","v":0},{"$f":"IFERROR(INDEX('Early Retirement'!$AE$4:$BE$32,$BF421,$BJ421),0)","v":0},{"$f":"IFERROR(HLOOKUP($BJ421,'Early Retirement'!$AF$4:$BE$5,2,FALSE),0)","v":0},0,0,"kW/ton",{"$f":"IFERROR(INDEX('Early Retirement'!$BG$4:$CG$32,$BF421,$BJ421),0)","v":0},{"$f":"IFERROR(HLOOKUP($BJ421,'Early Retirement'!$BH$4:$CH$5,2,FALSE),0)","v":0},0,"COP","Yes",0,0,"kW/ton",0,"COP",0,0,"kW/ton",0,"COP"]
[null,null,null,null,null,null,null,null,null,null,null,null,null,null,null,null,null,null,null,null,null,169,{"$f":"IF(Inventory!$C178=\"\",\"a\",VLOOKUP(Inventory!$C178,$B$8:$C$11,2,FALSE))","v":"a"},{"$f":"IF(AND($W422=\"b\",Inventory!$I178=\"\"),\"a\",IF(AND($W422=\"b\",Inventory!$I178<>\"\"),VLOOKUP(Inventory!$I178,$E$3:$F$12,2,FALSE),IF(AND(OR($W422=\"c\",$W422=\"d\"),Inventory!$AB178=\"\"),\"a\",IF(AND(OR($W422=\"c\",$W422=\"d\"),Inventory!$AB178<>\"\"),VLOOKUP(Inventory!$AB178,$E$3:$F$12,2,FALSE),\"a\"))))","v":"a"},{"$f":"IF(OR(AND($X422<>\"b\",$X422<>\"c\"),$AB422=0,$AB422>=(65000/12000),Inventory!$AC178=\"\"),\"a\",VLOOKUP(Inventory!$AC178,$H$3:$I$5,2,FALSE))","v":"a"},{"$f":"IF(AND($X422<>\"i\",$X422<>\"j\"),\"a\",IF(AND($W422=\"b\",Inventory!$L178=\"\"),\"a\",IF(AND($W422=\"b\",Inventory!$L178<>\"\"),VLOOKUP(Inventory!$L178,$K$3:$L$6,2,FALSE),IF(AND(OR($W422=\"c\",$W422=\"d\"),Inventory!$AD178=\"\"),\"a\",IF(AND(OR($W422=\"c\",$W422=\"d\"),Inventory!$AD178<>\"\"),VLOOKUP(Inventory!$AD178,$K$3:$L$6,2,FALSE),\"a\")))))","v":"a"},{"$f":"IF(OR(AND($X422<>\"e\",$X422<>\"f\"),$AB422=0,Inventory!$AF178=\"\"),\"a\",VLOOKUP(Inventory!$AF178,$N$3:$O$5,2,FALSE))","v":"a"},{"$f":"IF(OR(Inventory!C178=\"New Construction\",Inventory!C178=\"Replace-on-Burnout\",Inventory!C178=\"Early Retirement\"),Inventory!AS178,0)","v":0},"","","","","","","","","","","","",0,"aaaaa0","No","No",{"$f":"IF($W422=\"a\",0,IF($W422=\"b\",Inventory!$M178,Inventory!$AG178))","v":0},{"$f":"IF(OR($W422=\"a\",AND($AQ422=\"No\",$AR422=\"No\")),0,IF(AND($W422=\"b\",Inventory!$O178=\"Btu/hr\"),Inventory!$N178,IF(AND($W422=\"b\",Inventory!$O178=\"Tons\"),Inventory!$N178*12000,IF(AND(OR($W422=\"c\",$W422=\"d\"),Inventory!$AI178=\"Btu/hr\"),Inventory!$AH178,IF(AND(OR($W422=\"c\",$W422=\"d\"),Inventory!$AI178=\"Tons\"),Inventory!$AH178*12000,0)))))","v":0},0,0,"EER",0,"kW/ton",{"$f":"IF(OR($W422=\"a\",$AR422=\"No\"),0,IF(AND($W422=\"b\",Inventory!$Q178=\"Btu/hr\"),Inventory!$P178,IF(AND($W422=\"b\",Inventory!$Q178=\"Tons\"),Inventory!$P178*12000,IF(AND(OR($W422=\"c\",$W422=\"d\"),Inventory!$AK178=\"Btu/hr\"),Inventory!$AJ178,IF(AND(OR($W422=\"c\",$W422=\"d\"),Inventory!$AK178=\"Tons\"),Inventory!$AJ178*12000,0)))))","v":0},0,0,"COP","No",{"$f":"IF(OR(Inventory!$J178=\"\",$BD422=\"No\"),\"-\",Inventory!$J178)","v":"-"},{"$f":"IFERROR(VLOOKUP($BE422,'Early Retirement'!$B$6:$C$32,2,FALSE),\"-\")","v":"-"},{"$f":"IF(OR($W422<>\"b\",AND($X422<>\"b\",$X422<>\"c\")),\"n\",IF(AND($AO422<>1,$AO422<>2,$AO422<>7,$AO422<>8),\"n\",IF(Inventory!$K178=\"Split\",\"s\",IF(Inventory!$K178=\"Packaged\",\"p\",\"n\"))))","v":"n"},{"$f":"IF(AND($X422<>\"i\",$X422<>\"j\"),\"n\",IF(Inventory!$L178=\"Centrifugal\",\"c\",\"n\"))","v":"n"},"-","-",{"$f":"IFERROR(INDEX('Early Retirement'!$C$4:$AC$32,$BF422,$BJ422),0)","v":0},{"$f":"IFERROR(HLOOKUP($BJ422,'Early Retirement'!$D$4:$AC$5,2,FALSE),0)","v":0},{"$f":"IFERROR(INDEX('Early Retirement'!$AE$4:$BE$32,$BF422,$BJ422),0)","v":0},{"$f":"IFERROR(HLOOKUP($BJ422,'Early Retirement'!$AF$4:$BE$5,2,FALSE),0)","v":0},0,0,"kW/ton",{"$f":"IFERROR(INDEX('Early Retirement'!$BG$4:$CG$32,$BF422,$BJ422),0)","v":0},{"$f":"IFERROR(HLOOKUP($BJ422,'Early Retirement'!$BH$4:$CH$5,2,FALSE),0)","v":0},0,"COP","Yes",0,0,"kW/ton",0,"COP",0,0,"kW/ton",0,"COP"]
[null,null,null,null,null,null,null,null,null,null,null,null,null,null,null,null,null,null,null,null,null,170,{"$f":"IF(Inventory!$C179=\"\",\"a\",VLOOKUP(Inventory!$C179,$B$8:$C$11,2,FALSE))","v":"a"},{"$f":"IF(AND($W423=\"b\",Inventory!$I179=\"\"),\"a\",IF(AND($W423=\"b\",Inventory!$I179<>\"\"),VLOOKUP(Inventory!$I179,$E$3:$F$12,2,FALSE),IF(AND(OR($W423=\"c\",$W423=\"d\"),Inventory!$AB179=\"\"),\"a\",IF(AND(OR($W423=\"c\",$W423=\"d\"),Inventory!$AB179<>\"\"),VLOOKUP(Inventory!$AB179,$E$3:$F$12,2,FALSE),\"a\"))))","v":"a"},{"$f":"IF(OR(AND($X423<>\"b\",$X423<>\"c\"),$AB423=0,$AB423>=(65000/12000),Inventory!$AC179=\"\"),\"a\",VLOOKUP(Inventory!$AC179,$H$3:$I$5,2,FALSE))","v":"a"},{"$f":"IF(AND($X423<>\"i\",$X423<>\"j\"),\"a\",IF(AND($W423=\"b\",Inventory!$L179=\"\"),\"a\",IF(AND($W423=\"b\",Inventory!$L179<>\"\"),VLOOKUP(Inventory!$L179,$K$3:$L$6,2,FALSE),IF(AND(OR($W423=\"c\",$W423=\"d\"),Inventory!$AD179=\"\"),\"a\",IF(AND(OR($W423=\"c\",$W423=\"d\"),Inventory!$AD179<>\"\"),VLOOKUP(Inventory!$AD179,$K$3:$L$6,2,FALSE),\"a\")))))","v":"a"},{"$f":"IF(OR(AND($X423<>\"e\",$X423<>\"f\"),$AB423=0,Inventory!$AF179=\"\"),\"a\",VLOOKUP(Inventory!$AF179,$N$3:$O$5,2,FALSE))","v":"a"},{"$f":"IF(OR(Inventory!C179=\"New Construction\",Inventory!C179=\"Replace-on-Burnout\",Inventory!C179=\"Early Retirement\"),Inventory!AS179,0)","v":0},"","","","","","","","","","","","",0,"aaaaa0","No","No",{"$f":"IF($W423=\"a\",0,IF($W423=\"b\",Inventory!$M179,Inventory!$AG179))","v":0},{"$f":"IF(OR($W423=\"a\",AND($AQ423=\"No\",$AR423=\"No\")),0,IF(AND($W423=\"b\",Inventory!$O179=\"Btu/hr\"),Inventory!$N179,IF(AND($W423=\"b\",Inventory!$O179=\"Tons\"),Inventory!$N179*12000,IF(AND(OR($W423=\"c\",$W423=\"d\"),Inventory!$AI179=\"Btu/hr\"),Inventory!$AH179,IF(AND(OR($W423=\"c\",$W423=\"d\"),Inventory!$AI179=\"Tons\"),Inventory!$AH179*12000,0)))))","v":0},0,0,"EER",0,"kW/ton",{"$f":"IF(OR($W423=\"a\",$AR423=\"No\"),0,IF(AND($W423=\"b\",Inventory!$Q179=\"Btu/hr\"),Inventory!$P179,IF(AND($W423=\"b\",Inventory!$Q179=\"Tons\"),Inventory!$P179*12000,IF(AND(OR($W423=\"c\",$W423=\"d\"),Inventory!$AK179=\"Btu/hr\"),Inventory!$AJ179,IF(AND(OR($W423=\"c\",$W423=\"d\"),Inventory!$AK179=\"Tons\"),Inventory!$AJ179*12000,0)))))","v":0},0,0,"COP","No",{"$f":"IF(OR(Inventory!$J179=\"\",$BD423=\"No\"),\"-\",Inventory!$J179)","v":"-"},{"$f":"IFERROR(VLOOKUP($BE423,'Early Retirement'!$B$6:$C$32,2,FALSE),\"-\")","v":"-"},{"$f":"IF(OR($W423<>\"b\",AND($X423<>\"b\",$X423<>\"c\")),\"n\",IF(AND($AO423<>1,$AO423<>2,$AO423<>7,$AO423<>8),\"n\",IF(Inventory!$K179=\"Split\",\"s\",IF(Inventory!$K179=\"Packaged\",\"p\",\"n\"))))","v":"n"},{"$f":"IF(AND($X423<>\"i\",$X423<>\"j\"),\"n\",IF(Inventory!$L179=\"Centrifugal\",\"c\",\"n\"))","v":"n"},"-","-",{"$f":"IFERROR(INDEX('Early Retirement'!$C$4:$AC$32,$BF423,$BJ423),0)","v":0},{"$f":"IFERROR(HLOOKUP($BJ423,'Early Retirement'!$D$4:$AC$5,2,FALSE),0)","v":0},{"$f":"IFERROR(INDEX('Early Retirement'!$AE$4:$BE$32,$BF423,$BJ423),0)","v":0},{"$f":"IFERROR(HLOOKUP($BJ423,'Early Retirement'!$AF$4:$BE$5,2,FALSE),0)","v":0},0,0,"kW/ton",{"$f":"IFERROR(INDEX('Early Retirement'!$BG$4:$CG$32,$BF423,$BJ423),0)","v":0},{"$f":"IFERROR(HLOOKUP($BJ423,'Early Retirement'!$BH$4:$CH$5,2,FALSE),0)","v":0},0,"COP","Yes",0,0,"kW/ton",0,"COP",0,0,"kW/ton",0,"COP"]
[null,null,null,null,null,null,null,null,null,null,null,null,null,null,null,null,null,null,null,null,null,171,{"$f":"IF(Inventory!$C180=\"\",\"a\",VLOOKUP(Inventory!$C180,$B$8:$C$11,2,FALSE))","v":"a"},{"$f":"IF(AND($W424=\"b\",Inventory!$I180=\"\"),\"a\",IF(AND($W424=\"b\",Inventory!$I180<>\"\"),VLOOKUP(Inventory!$I180,$E$3:$F$12,2,FALSE),IF(AND(OR($W424=\"c\",$W424=\"d\"),Inventory!$AB180=\"\"),\"a\",IF(AND(OR($W424=\"c\",$W424=\"d\"),Inventory!$AB180<>\"\"),VLOOKUP(Inventory!$AB180,$E$3:$F$12,2,FALSE),\"a\"))))","v":"a"},{"$f":"IF(OR(AND($X424<>\"b\",$X424<>\"c\"),$AB424=0,$AB424>=(65000/12000),Inventory!$AC180=\"\"),\"a\",VLOOKUP(Inventory!$AC180,$H$3:$I$5,2,FALSE))","v":"a"},{"$f":"IF(AND($X424<>\"i\",$X424<>\"j\"),\"a\",IF(AND($W424=\"b\",Inventory!$L180=\"\"),\"a\",IF(AND($W424=\"b\",Inventory!$L180<>\"\"),VLOOKUP(Inventory!$L180,$K$3:$L$6,2,FALSE),IF(AND(OR($W424=\"c\",$W424=\"d\"),Inventory!$AD180=\"\"),\"a\",IF(AND(OR($W424=\"c\",$W424=\"d\"),Inventory!$AD180<>\"\"),VLOOKUP(Inventory!$AD180,$K$3:$L$6,2,FALSE),\"a\")))))","v":"a"},{"$f":"IF(OR(AND($X424<>\"e\",$X424<>\"f\"),$AB424=0,Inventory!$AF180=\"\"),\"a\",VLOOKUP(Inventory!$AF180,$N$3:$O$5,2,FALSE))","v":"a"},{"$f":"IF(OR(Inventory!C180=\"New Construction\",Inventory!C180=\"Replace-on-Burnout\",Inventory!C180=\"Early Retirement\"),Inventory!AS180,0)","v":0},"","","","","","","","","","","","",0,"aaaaa0","No","No",{"$f":"IF($W424=\"a\",0,IF($W424=\"b\",Inventory!$M180,Inventory!$AG180))","v":0},{"$f":"IF(OR($W424=\"a\",AND($AQ424=\"No\",$AR424=\"No\")),0,IF(AND($W424=\"b\",Inventory!$O180=\"Btu/hr\"),Inventory!$N180,IF(AND($W424=\"b\",Inventory!$O180=\"Tons\"),Inventory!$N180*12000,IF(AND(OR($W424=\"c\",$W424=\"d\"),Inventory!$AI180=\"Btu/hr\"),Inventory!$AH180,IF(AND(OR($W424=\"c\",$W424=\"d\"),Inventory!$AI180=\"Tons\"),Inventory!$AH180*12000,0)))))","v":0},0,0,"EER",0,"kW/ton",{"$f":"IF(OR($W424=\"a\",$AR424=\"No\"),0,IF(AND($W424=\"b\",Inventory!$Q180=\"Btu/hr\"),Inventory!$P180,IF(AND($W424=\"b\",Inventory!$Q180=\"Tons\"),Inventory!$P180*12000,IF(AND(OR($W424=\"c\",$W424=\"d\"),Inventory!$AK180=\"Btu/hr\"),Inventory!$AJ180,IF(AND(OR($W424=\"c\",$W424=\"d\"),Inventory!$AK180=\"Tons\"),Inventory!$AJ180*12000,0)))))","v":0},0,0,"COP","No",{"$f":"IF(OR(Inventory!$J180=\"\",$BD424=\"No\"),\"-\",Inventory!$J180)","v":"-"},{"$f":"IFERROR(VLOOKUP($BE424,'Early Retirement'!$B$6:$C$32,2,FALSE),\"-\")","v":"-"},{"$f":"IF(OR($W424<>\"b\",AND($X424<>\"b\",$X424<>\"c\")),\"n\",IF(AND($AO424<>1,$AO424<>2,$AO424<>7,$AO424<>8),\"n\",IF(Inventory!$K180=\"Split\",\"s\",IF(Inventory!$K180=\"Packaged\",\"p\",\"n\"))))","v":"n"},{"$f":"IF(AND($X424<>\"i\",$X424<>\"j\"),\"n\",IF(Inventory!$L180=\"Centrifugal\",\"c\",\"n\"))","v":"n"},"-","-",{"$f":"IFERROR(INDEX('Early Retirement'!$C$4:$AC$32,$BF424,$BJ424),0)","v":0},{"$f":"IFERROR(HLOOKUP($BJ424,'Early Retirement'!$D$4:$AC$5,2,FALSE),0)","v":0},{"$f":"IFERROR(INDEX('Early Retirement'!$AE$4:$BE$32,$BF424,$BJ424),0)","v":0},{"$f":"IFERROR(HLOOKUP($BJ424,'Early Retirement'!$AF$4:$BE$5,2,FALSE),0)","v":0},0,0,"kW/ton",{"$f":"IFERROR(INDEX('Early Retirement'!$BG$4:$CG$32,$BF424,$BJ424),0)","v":0},{"$f":"IFERROR(HLOOKUP($BJ424,'Early Retirement'!$BH$4:$CH$5,2,FALSE),0)","v":0},0,"COP","Yes",0,0,"kW/ton",0,"COP",0,0,"kW/ton",0,"COP"]
[null,null,null,null,null,null,null,null,null,null,null,null,null,null,null,null,null,null,null,null,null,172,{"$f":"IF(Inventory!$C181=\"\",\"a\",VLOOKUP(Inventory!$C181,$B$8:$C$11,2,FALSE))","v":"a"},{"$f":"IF(AND($W425=\"b\",Inventory!$I181=\"\"),\"a\",IF(AND($W425=\"b\",Inventory!$I181<>\"\"),VLOOKUP(Inventory!$I181,$E$3:$F$12,2,FALSE),IF(AND(OR($W425=\"c\",$W425=\"d\"),Inventory!$AB181=\"\"),\"a\",IF(AND(OR($W425=\"c\",$W425=\"d\"),Inventory!$AB181<>\"\"),VLOOKUP(Inventory!$AB181,$E$3:$F$12,2,FALSE),\"a\"))))","v":"a"},{"$f":"IF(OR(AND($X425<>\"b\",$X425<>\"c\"),$AB425=0,$AB425>=(65000/12000),Inventory!$AC181=\"\"),\"a\",VLOOKUP(Inventory!$AC181,$H$3:$I$5,2,FALSE))","v":"a"},{"$f":"IF(AND($X425<>\"i\",$X425<>\"j\"),\"a\",IF(AND($W425=\"b\",Inventory!$L181=\"\"),\"a\",IF(AND($W425=\"b\",Inventory!$L181<>\"\"),VLOOKUP(Inventory!$L181,$K$3:$L$6,2,FALSE),IF(AND(OR($W425=\"c\",$W425=\"d\"),Inventory!$AD181=\"\"),\"a\",IF(AND(OR($W425=\"c\",$W425=\"d\"),Inventory!$AD181<>\"\"),VLOOKUP(Inventory!$AD181,$K$3:$L$6,2,FALSE),\"a\")))))","v":"a"},{"$f":"IF(OR(AND($X425<>\"e\",$X425<>\"f\"),$AB425=0,Inventory!$AF181=\"\"),\"a\",VLOOKUP(Inventory!$AF181,$N$3:$O$5,2,FALSE))","v":"a"},{"$f":"IF(OR(Inventory!C181=\"New Construction\",Inventory!C181=\"Replace-on-Burnout\",Inventory!C181=\"Early Retirement\"),Inventory!AS181,0)","v":0},"","","","","","","","","","","","",0,"aaaaa0","No","No",{"$f":"IF($W425=\"a\",0,IF($W425=\"b\",Inventory!$M181,Inventory!$AG181))","v":0},{"$f":"IF(OR($W425=\"a\",AND($AQ425=\"No\",$AR425=\"No\")),0,IF(AND($W425=\"b\",Inventory!$O181=\"Btu/hr\"),Inventory!$N181,IF(AND($W425=\"b\",Inventory!$O181=\"Tons\"),Inventory!$N181*12000,IF(AND(OR($W425=\"c\",$W425=\"d\"),Inventory!$AI181=\"Btu/hr\"),Inventory!$AH181,IF(AND(OR($W425=\"c\",$W425=\"d\"),Inventory!$AI181=\"Tons\"),Inventory!$AH181*12000,0)))))","v":0},0,0,"EER",0,"kW/ton",{"$f":"IF(OR($W425=\"a\",$AR425=\"No\"),0,IF(AND($W425=\"b\",Inventory!$Q181=\"Btu/hr\"),Inventory!$P181,IF(AND($W425=\"b\",Inventory!$Q181=\"Tons\"),Inventory!$P181*12000,IF(AND(OR($W425=\"c\",$W425=\"d\"),Inventory!$AK181=\"Btu/hr\"),Inventory!$AJ181,IF(AND(OR($W425=\"c\",$W425=\"d\"),Inventory!$AK181=\"Tons\"),Inventory!$AJ181*12000,0)))))","v":0},0,0,"COP","No",{"$f":"IF(OR(Inventory!$J181=\"\",$BD425=\"No\"),\"-\",Inventory!$J181)","v":"-"},{"$f":"IFERROR(VLOOKUP($BE425,'Early Retirement'!$B$6:$C$32,2,FALSE),\"-\")","v":"-"},{"$f":"IF(OR($W425<>\"b\",AND($X425<>\"b\",$X425<>\"c\")),\"n\",IF(AND($AO425<>1,$AO425<>2,$AO425<>7,$AO425<>8),\"n\",IF(Inventory!$K181=\"Split\",\"s\",IF(Inventory!$K181=\"Packaged\",\"p\",\"n\"))))","v":"n"},{"$f":"IF(AND($X425<>\"i\",$X425<>\"j\"),\"n\",IF(Inventory!$L181=\"Centrifugal\",\"c\",\"n\"))","v":"n"},"-","-",{"$f":"IFERROR(INDEX('Early Retirement'!$C$4:$AC$32,$BF425,$BJ425),0)","v":0},{"$f":"IFERROR(HLOOKUP($BJ425,'Early Retirement'!$D$4:$AC$5,2,FALSE),0)","v":0},{"$f":"IFERROR(INDEX('Early Retirement'!$AE$4:$BE$32,$BF425,$BJ425),0)","v":0},{"$f":"IFERROR(HLOOKUP($BJ425,'Early Retirement'!$AF$4:$BE$5,2,FALSE),0)","v":0},0,0,"kW/ton",{"$f":"IFERROR(INDEX('Early Retirement'!$BG$4:$CG$32,$BF425,$BJ425),0)","v":0},{"$f":"IFERROR(HLOOKUP($BJ425,'Early Retirement'!$BH$4:$CH$5,2,FALSE),0)","v":0},0,"COP","Yes",0,0,"kW/ton",0,"COP",0,0,"kW/ton",0,"COP"]
[null,null,null,null,null,null,null,null,null,null,null,null,null,null,null,null,null,null,null,null,null,173,{"$f":"IF(Inventory!$C182=\"\",\"a\",VLOOKUP(Inventory!$C182,$B$8:$C$11,2,FALSE))","v":"a"},{"$f":"IF(AND($W426=\"b\",Inventory!$I182=\"\"),\"a\",IF(AND($W426=\"b\",Inventory!$I182<>\"\"),VLOOKUP(Inventory!$I182,$E$3:$F$12,2,FALSE),IF(AND(OR($W426=\"c\",$W426=\"d\"),Inventory!$AB182=\"\"),\"a\",IF(AND(OR($W426=\"c\",$W426=\"d\"),Inventory!$AB182<>\"\"),VLOOKUP(Inventory!$AB182,$E$3:$F$12,2,FALSE),\"a\"))))","v":"a"},{"$f":"IF(OR(AND($X426<>\"b\",$X426<>\"c\"),$AB426=0,$AB426>=(65000/12000),Inventory!$AC182=\"\"),\"a\",VLOOKUP(Inventory!$AC182,$H$3:$I$5,2,FALSE))","v":"a"},{"$f":"IF(AND($X426<>\"i\",$X426<>\"j\"),\"a\",IF(AND($W426=\"b\",Inventory!$L182=\"\"),\"a\",IF(AND($W426=\"b\",Inventory!$L182<>\"\"),VLOOKUP(Inventory!$L182,$K$3:$L$6,2,FALSE),IF(AND(OR($W426=\"c\",$W426=\"d\"),Inventory!$AD182=\"\"),\"a\",IF(AND(OR($W426=\"c\",$W426=\"d\"),Inventory!$AD182<>\"\"),VLOOKUP(Inventory!$AD182,$K$3:$L$6,2,FALSE),\"a\")))))","v":"a"},{"$f":"IF(OR(AND($X426<>\"e\",$X426<>\"f\"),$AB426=0,Inventory!$AF182=\"\"),\"a\",VLOOKUP(Inventory!$AF182,$N$3:$O$5,2,FALSE))","v":"a"},{"$f":"IF(OR(Inventory!C182=\"New Construction\",Inventory!C182=\"Replace-on-Burnout\",Inventory!C182=\"Early Retirement\"),Inventory!AS182,0)","v":0},"","","","","","","","","","","","",0,"aaaaa0","No","No",{"$f":"IF($W426=\"a\",0,IF($W426=\"b\",Inventory!$M182,Inventory!$AG182))","v":0},{"$f":"IF(OR($W426=\"a\",AND($AQ426=\"No\",$AR426=\"No\")),0,IF(AND($W426=\"b\",Inventory!$O182=\"Btu/hr\"),Inventory!$N182,IF(AND($W426=\"b\",Inventory!$O182=\"Tons\"),Inventory!$N182*12000,IF(AND(OR($W426=\"c\",$W426=\"d\"),Inventory!$AI182=\"Btu/hr\"),Inventory!$AH182,IF(AND(OR($W426=\"c\",$W426=\"d\"),Inventory!$AI182=\"Tons\"),Inventory!$AH182*12000,0)))))","v":0},0,0,"EER",0,"kW/ton",{"$f":"IF(OR($W426=\"a\",$AR426=\"No\"),0,IF(AND($W426=\"b\",Inventory!$Q182=\"Btu/hr\"),Inventory!$P182,IF(AND($W426=\"b\",Inventory!$Q182=\"Tons\"),Inventory!$P182*12000,IF(AND(OR($W426=\"c\",$W426=\"d\"),Inventory!$AK182=\"Btu/hr\"),Inventory!$AJ182,IF(AND(OR($W426=\"c\",$W426=\"d\"),Inventory!$AK182=\"Tons\"),Inventory!$AJ182*12000,0)))))","v":0},0,0,"COP","No",{"$f":"IF(OR(Inventory!$J182=\"\",$BD426=\"No\"),\"-\",Inventory!$J182)","v":"-"},{"$f":"IFERROR(VLOOKUP($BE426,'Early Retirement'!$B$6:$C$32,2,FALSE),\"-\")","v":"-"},{"$f":"IF(OR($W426<>\"b\",AND($X426<>\"b\",$X426<>\"c\")),\"n\",IF(AND($AO426<>1,$AO426<>2,$AO426<>7,$AO426<>8),\"n\",IF(Inventory!$K182=\"Split\",\"s\",IF(Inventory!$K182=\"Packaged\",\"p\",\"n\"))))","v":"n"},{"$f":"IF(AND($X426<>\"i\",$X426<>\"j\"),\"n\",IF(Inventory!$L182=\"Centrifugal\",\"c\",\"n\"))","v":"n"},"-","-",{"$f":"IFERROR(INDEX('Early Retirement'!$C$4:$AC$32,$BF426,$BJ426),0)","v":0},{"$f":"IFERROR(HLOOKUP($BJ426,'Early Retirement'!$D$4:$AC$5,2,FALSE),0)","v":0},{"$f":"IFERROR(INDEX('Early Retirement'!$AE$4:$BE$32,$BF426,$BJ426),0)","v":0},{"$f":"IFERROR(HLOOKUP($BJ426,'Early Retirement'!$AF$4:$BE$5,2,FALSE),0)","v":0},0,0,"kW/ton",{"$f":"IFERROR(INDEX('Early Retirement'!$BG$4:$CG$32,$BF426,$BJ426),0)","v":0},{"$f":"IFERROR(HLOOKUP($BJ426,'Early Retirement'!$BH$4:$CH$5,2,FALSE),0)","v":0},0,"COP","Yes",0,0,"kW/ton",0,"COP",0,0,"kW/ton",0,"COP"]
[null,null,null,null,null,null,null,null,null,null,null,null,null,null,null,null,null,null,null,null,null,174,{"$f":"IF(Inventory!$C183=\"\",\"a\",VLOOKUP(Inventory!$C183,$B$8:$C$11,2,FALSE))","v":"a"},{"$f":"IF(AND($W427=\"b\",Inventory!$I183=\"\"),\"a\",IF(AND($W427=\"b\",Inventory!$I183<>\"\"),VLOOKUP(Inventory!$I183,$E$3:$F$12,2,FALSE),IF(AND(OR($W427=\"c\",$W427=\"d\"),Inventory!$AB183=\"\"),\"a\",IF(AND(OR($W427=\"c\",$W427=\"d\"),Inventory!$AB183<>\"\"),VLOOKUP(Inventory!$AB183,$E$3:$F$12,2,FALSE),\"a\"))))","v":"a"},{"$f":"IF(OR(AND($X427<>\"b\",$X427<>\"c\"),$AB427=0,$AB427>=(65000/12000),Inventory!$AC183=\"\"),\"a\",VLOOKUP(Inventory!$AC183,$H$3:$I$5,2,FALSE))","v":"a"},{"$f":"IF(AND($X427<>\"i\",$X427<>\"j\"),\"a\",IF(AND($W427=\"b\",Inventory!$L183=\"\"),\"a\",IF(AND($W427=\"b\",Inventory!$L183<>\"\"),VLOOKUP(Inventory!$L183,$K$3:$L$6,2,FALSE),IF(AND(OR($W427=\"c\",$W427=\"d\"),Inventory!$AD183=\"\"),\"a\",IF(AND(OR($W427=\"c\",$W427=\"d\"),Inventory!$AD183<>\"\"),VLOOKUP(Inventory!$AD183,$K$3:$L$6,2,FALSE),\"a\")))))","v":"a"},{"$f":"IF(OR(AND($X427<>\"e\",$X427<>\"f\"),$AB427=0,Inventory!$AF183=\"\"),\"a\",VLOOKUP(Inventory!$AF183,$N$3:$O$5,2,FALSE))","v":"a"},{"$f":"IF(OR(Inventory!C183=\"New Construction\",Inventory!C183=\"Replace-on-Burnout\",Inventory!C183=\"Early Retirement\"),Inventory!AS183,0)","v":0},"","","","","","","","","","","","",0,"aaaaa0","No","No",{"$f":"IF($W427=\"a\",0,IF($W427=\"b\",Inventory!$M183,Inventory!$AG183))","v":0},{"$f":"IF(OR($W427=\"a\",AND($AQ427=\"No\",$AR427=\"No\")),0,IF(AND($W427=\"b\",Inventory!$O183=\"Btu/hr\"),Inventory!$N183,IF(AND($W427=\"b\",Inventory!$O183=\"Tons\"),Inventory!$N183*12000,IF(AND(OR($W427=\"c\",$W427=\"d\"),Inventory!$AI183=\"Btu/hr\"),Inventory!$AH183,IF(AND(OR($W427=\"c\",$W427=\"d\"),Inventory!$AI183=\"Tons\"),Inventory!$AH183*12000,0)))))","v":0},0,0,"EER",0,"kW/ton",{"$f":"IF(OR($W427=\"a\",$AR427=\"No\"),0,IF(AND($W427=\"b\",Inventory!$Q183=\"Btu/hr\"),Inventory!$P183,IF(AND($W427=\"b\",Inventory!$Q183=\"Tons\"),Inventory!$P183*12000,IF(AND(OR($W427=\"c\",$W427=\"d\"),Inventory!$AK183=\"Btu/hr\"),Inventory!$AJ183,IF(AND(OR($W427=\"c\",$W427=\"d\"),Inventory!$AK183=\"Tons\"),Inventory!$AJ183*12000,0)))))","v":0},0,0,"COP","No",{"$f":"IF(OR(Inventory!$J183=\"\",$BD427=\"No\"),\"-\",Inventory!$J183)","v":"-"},{"$f":"IFERROR(VLOOKUP($BE427,'Early Retirement'!$B$6:$C$32,2,FALSE),\"-\")","v":"-"},{"$f":"IF(OR($W427<>\"b\",AND($X427<>\"b\",$X427<>\"c\")),\"n\",IF(AND($AO427<>1,$AO427<>2,$AO427<>7,$AO427<>8),\"n\",IF(Inventory!$K183=\"Split\",\"s\",IF(Inventory!$K183=\"Packaged\",\"p\",\"n\"))))","v":"n"},{"$f":"IF(AND($X427<>\"i\",$X427<>\"j\"),\"n\",IF(Inventory!$L183=\"Centrifugal\",\"c\",\"n\"))","v":"n"},"-","-",{"$f":"IFERROR(INDEX('Early Retirement'!$C$4:$AC$32,$BF427,$BJ427),0)","v":0},{"$f":"IFERROR(HLOOKUP($BJ427,'Early Retirement'!$D$4:$AC$5,2,FALSE),0)","v":0},{"$f":"IFERROR(INDEX('Early Retirement'!$AE$4:$BE$32,$BF427,$BJ427),0)","v":0},{"$f":"IFERROR(HLOOKUP($BJ427,'Early Retirement'!$AF$4:$BE$5,2,FALSE),0)","v":0},0,0,"kW/ton",{"$f":"IFERROR(INDEX('Early Retirement'!$BG$4:$CG$32,$BF427,$BJ427),0)","v":0},{"$f":"IFERROR(HLOOKUP($BJ427,'Early Retirement'!$BH$4:$CH$5,2,FALSE),0)","v":0},0,"COP","Yes",0,0,"kW/ton",0,"COP",0,0,"kW/ton",0,"COP"]
[null,null,null,null,null,null,null,null,null,null,null,null,null,null,null,null,null,null,null,null,null,175,{"$f":"IF(Inventory!$C184=\"\",\"a\",VLOOKUP(Inventory!$C184,$B$8:$C$11,2,FALSE))","v":"a"},{"$f":"IF(AND($W428=\"b\",Inventory!$I184=\"\"),\"a\",IF(AND($W428=\"b\",Inventory!$I184<>\"\"),VLOOKUP(Inventory!$I184,$E$3:$F$12,2,FALSE),IF(AND(OR($W428=\"c\",$W428=\"d\"),Inventory!$AB184=\"\"),\"a\",IF(AND(OR($W428=\"c\",$W428=\"d\"),Inventory!$AB184<>\"\"),VLOOKUP(Inventory!$AB184,$E$3:$F$12,2,FALSE),\"a\"))))","v":"a"},{"$f":"IF(OR(AND($X428<>\"b\",$X428<>\"c\"),$AB428=0,$AB428>=(65000/12000),Inventory!$AC184=\"\"),\"a\",VLOOKUP(Inventory!$AC184,$H$3:$I$5,2,FALSE))","v":"a"},{"$f":"IF(AND($X428<>\"i\",$X428<>\"j\"),\"a\",IF(AND($W428=\"b\",Inventory!$L184=\"\"),\"a\",IF(AND($W428=\"b\",Inventory!$L184<>\"\"),VLOOKUP(Inventory!$L184,$K$3:$L$6,2,FALSE),IF(AND(OR($W428=\"c\",$W428=\"d\"),Inventory!$AD184=\"\"),\"a\",IF(AND(OR($W428=\"c\",$W428=\"d\"),Inventory!$AD184<>\"\"),VLOOKUP(Inventory!$AD184,$K$3:$L$6,2,FALSE),\"a\")))))","v":"a"},{"$f":"IF(OR(AND($X428<>\"e\",$X428<>\"f\"),$AB428=0,Inventory!$AF184=\"\"),\"a\",VLOOKUP(Inventory!$AF184,$N$3:$O$5,2,FALSE))","v":"a"},{"$f":"IF(OR(Inventory!C184=\"New Construction\",Inventory!C184=\"Replace-on-Burnout\",Inventory!C184=\"Early Retirement\"),Inventory!AS184,0)","v":0},"","","","","","","","","","","","",0,"aaaaa0","No","No",{"$f":"IF($W428=\"a\",0,IF($W428=\"b\",Inventory!$M184,Inventory!$AG184))","v":0},{"$f":"IF(OR($W428=\"a\",AND($AQ428=\"No\",$AR428=\"No\")),0,IF(AND($W428=\"b\",Inventory!$O184=\"Btu/hr\"),Inventory!$N184,IF(AND($W428=\"b\",Inventory!$O184=\"Tons\"),Inventory!$N184*12000,IF(AND(OR($W428=\"c\",$W428=\"d\"),Inventory!$AI184=\"Btu/hr\"),Inventory!$AH184,IF(AND(OR($W428=\"c\",$W428=\"d\"),Inventory!$AI184=\"Tons\"),Inventory!$AH184*12000,0)))))","v":0},0,0,"EER",0,"kW/ton",{"$f":"IF(OR($W428=\"a\",$AR428=\"No\"),0,IF(AND($W428=\"b\",Inventory!$Q184=\"Btu/hr\"),Inventory!$P184,IF(AND($W428=\"b\",Inventory!$Q184=\"Tons\"),Inventory!$P184*12000,IF(AND(OR($W428=\"c\",$W428=\"d\"),Inventory!$AK184=\"Btu/hr\"),Inventory!$AJ184,IF(AND(OR($W428=\"c\",$W428=\"d\"),Inventory!$AK184=\"Tons\"),Inventory!$AJ184*12000,0)))))","v":0},0,0,"COP","No",{"$f":"IF(OR(Inventory!$J184=\"\",$BD428=\"No\"),\"-\",Inventory!$J184)","v":"-"},{"$f":"IFERROR(VLOOKUP($BE428,'Early Retirement'!$B$6:$C$32,2,FALSE),\"-\")","v":"-"},{"$f":"IF(OR($W428<>\"b\",AND($X428<>\"b\",$X428<>\"c\")),\"n\",IF(AND($AO428<>1,$AO428<>2,$AO428<>7,$AO428<>8),\"n\",IF(Inventory!$K184=\"Split\",\"s\",IF(Inventory!$K184=\"Packaged\",\"p\",\"n\"))))","v":"n"},{"$f":"IF(AND($X428<>\"i\",$X428<>\"j\"),\"n\",IF(Inventory!$L184=\"Centrifugal\",\"c\",\"n\"))","v":"n"},"-","-",{"$f":"IFERROR(INDEX('Early Retirement'!$C$4:$AC$32,$BF428,$BJ428),0)","v":0},{"$f":"IFERROR(HLOOKUP($BJ428,'Early Retirement'!$D$4:$AC$5,2,FALSE),0)","v":0},{"$f":"IFERROR(INDEX('Early Retirement'!$AE$4:$BE$32,$BF428,$BJ428),0)","v":0},{"$f":"IFERROR(HLOOKUP($BJ428,'Early Retirement'!$AF$4:$BE$5,2,FALSE),0)","v":0},0,0,"kW/ton",{"$f":"IFERROR(INDEX('Early Retirement'!$BG$4:$CG$32,$BF428,$BJ428),0)","v":0},{"$f":"IFERROR(HLOOKUP($BJ428,'Early Retirement'!$BH$4:$CH$5,2,FALSE),0)","v":0},0,"COP","Yes",0,0,"kW/ton",0,"COP",0,0,"kW/ton",0,"COP"]
[null,null,null,null,null,null,null,null,null,null,null,null,null,null,null,null,null,null,null,null,null,176,{"$f":"IF(Inventory!$C185=\"\",\"a\",VLOOKUP(Inventory!$C185,$B$8:$C$11,2,FALSE))","v":"a"},{"$f":"IF(AND($W429=\"b\",Inventory!$I185=\"\"),\"a\",IF(AND($W429=\"b\",Inventory!$I185<>\"\"),VLOOKUP(Inventory!$I185,$E$3:$F$12,2,FALSE),IF(AND(OR($W429=\"c\",$W429=\"d\"),Inventory!$AB185=\"\"),\"a\",IF(AND(OR($W429=\"c\",$W429=\"d\"),Inventory!$AB185<>\"\"),VLOOKUP(Inventory!$AB185,$E$3:$F$12,2,FALSE),\"a\"))))","v":"a"},{"$f":"IF(OR(AND($X429<>\"b\",$X429<>\"c\"),$AB429=0,$AB429>=(65000/12000),Inventory!$AC185=\"\"),\"a\",VLOOKUP(Inventory!$AC185,$H$3:$I$5,2,FALSE))","v":"a"},{"$f":"IF(AND($X429<>\"i\",$X429<>\"j\"),\"a\",IF(AND($W429=\"b\",Inventory!$L185=\"\"),\"a\",IF(AND($W429=\"b\",Inventory!$L185<>\"\"),VLOOKUP(Inventory!$L185,$K$3:$L$6,2,FALSE),IF(AND(OR($W429=\"c\",$W429=\"d\"),Inventory!$AD185=\"\"),\"a\",IF(AND(OR($W429=\"c\",$W429=\"d\"),Inventory!$AD185<>\"\"),VLOOKUP(Inventory!$AD185,$K$3:$L$6,2,FALSE),\"a\")))))","v":"a"},{"$f":"IF(OR(AND($X429<>\"e\",$X429<>\"f\"),$AB429=0,Inventory!$AF185=\"\"),\"a\",VLOOKUP(Inventory!$AF185,$N$3:$O$5,2,FALSE))","v":"a"},{"$f":"IF(OR(Inventory!C185=\"New Construction\",Inventory!C185=\"Replace-on-Burnout\",Inventory!C185=\"Early Retirement\"),Inventory!AS185,0)","v":0},"","","","","","","","","","","","",0,"aaaaa0","No","No",{"$f":"IF($W429=\"a\",0,IF($W429=\"b\",Inventory!$M185,Inventory!$AG185))","v":0},{"$f":"IF(OR($W429=\"a\",AND($AQ429=\"No\",$AR429=\"No\")),0,IF(AND($W429=\"b\",Inventory!$O185=\"Btu/hr\"),Inventory!$N185,IF(AND($W429=\"b\",Inventory!$O185=\"Tons\"),Inventory!$N185*12000,IF(AND(OR($W429=\"c\",$W429=\"d\"),Inventory!$AI185=\"Btu/hr\"),Inventory!$AH185,IF(AND(OR($W429=\"c\",$W429=\"d\"),Inventory!$AI185=\"Tons\"),Inventory!$AH185*12000,0)))))","v":0},0,0,"EER",0,"kW/ton",{"$f":"IF(OR($W429=\"a\",$AR429=\"No\"),0,IF(AND($W429=\"b\",Inventory!$Q185=\"Btu/hr\"),Inventory!$P185,IF(AND($W429=\"b\",Inventory!$Q185=\"Tons\"),Inventory!$P185*12000,IF(AND(OR($W429=\"c\",$W429=\"d\"),Inventory!$AK185=\"Btu/hr\"),Inventory!$AJ185,IF(AND(OR($W429=\"c\",$W429=\"d\"),Inventory!$AK185=\"Tons\"),Inventory!$AJ185*12000,0)))))","v":0},0,0,"COP","No",{"$f":"IF(OR(Inventory!$J185=\"\",$BD429=\"No\"),\"-\",Inventory!$J185)","v":"-"},{"$f":"IFERROR(VLOOKUP($BE429,'Early Retirement'!$B$6:$C$32,2,FALSE),\"-\")","v":"-"},{"$f":"IF(OR($W429<>\"b\",AND($X429<>\"b\",$X429<>\"c\")),\"n\",IF(AND($AO429<>1,$AO429<>2,$AO429<>7,$AO429<>8),\"n\",IF(Inventory!$K185=\"Split\",\"s\",IF(Inventory!$K185=\"Packaged\",\"p\",\"n\"))))","v":"n"},{"$f":"IF(AND($X429<>\"i\",$X429<>\"j\"),\"n\",IF(Inventory!$L185=\"Centrifugal\",\"c\",\"n\"))","v":"n"},"-","-",{"$f":"IFERROR(INDEX('Early Retirement'!$C$4:$AC$32,$BF429,$BJ429),0)","v":0},{"$f":"IFERROR(HLOOKUP($BJ429,'Early Retirement'!$D$4:$AC$5,2,FALSE),0)","v":0},{"$f":"IFERROR(INDEX('Early Retirement'!$AE$4:$BE$32,$BF429,$BJ429),0)","v":0},{"$f":"IFERROR(HLOOKUP($BJ429,'Early Retirement'!$AF$4:$BE$5,2,FALSE),0)","v":0},0,0,"kW/ton",{"$f":"IFERROR(INDEX('Early Retirement'!$BG$4:$CG$32,$BF429,$BJ429),0)","v":0},{"$f":"IFERROR(HLOOKUP($BJ429,'Early Retirement'!$BH$4:$CH$5,2,FALSE),0)","v":0},0,"COP","Yes",0,0,"kW/ton",0,"COP",0,0,"kW/ton",0,"COP"]
[null,null,null,null,null,null,null,null,null,null,null,null,null,null,null,null,null,null,null,null,null,177,{"$f":"IF(Inventory!$C186=\"\",\"a\",VLOOKUP(Inventory!$C186,$B$8:$C$11,2,FALSE))","v":"a"},{"$f":"IF(AND($W430=\"b\",Inventory!$I186=\"\"),\"a\",IF(AND($W430=\"b\",Inventory!$I186<>\"\"),VLOOKUP(Inventory!$I186,$E$3:$F$12,2,FALSE),IF(AND(OR($W430=\"c\",$W430=\"d\"),Inventory!$AB186=\"\"),\"a\",IF(AND(OR($W430=\"c\",$W430=\"d\"),Inventory!$AB186<>\"\"),VLOOKUP(Inventory!$AB186,$E$3:$F$12,2,FALSE),\"a\"))))","v":"a"},{"$f":"IF(OR(AND($X430<>\"b\",$X430<>\"c\"),$AB430=0,$AB430>=(65000/12000),Inventory!$AC186=\"\"),\"a\",VLOOKUP(Inventory!$AC186,$H$3:$I$5,2,FALSE))","v":"a"},{"$f":"IF(AND($X430<>\"i\",$X430<>\"j\"),\"a\",IF(AND($W430=\"b\",Inventory!$L186=\"\"),\"a\",IF(AND($W430=\"b\",Inventory!$L186<>\"\"),VLOOKUP(Inventory!$L186,$K$3:$L$6,2,FALSE),IF(AND(OR($W430=\"c\",$W430=\"d\"),Inventory!$AD186=\"\"),\"a\",IF(AND(OR($W430=\"c\",$W430=\"d\"),Inventory!$AD186<>\"\"),VLOOKUP(Inventory!$AD186,$K$3:$L$6,2,FALSE),\"a\")))))","v":"a"},{"$f":"IF(OR(AND($X430<>\"e\",$X430<>\"f\"),$AB430=0,Inventory!$AF186=\"\"),\"a\",VLOOKUP(Inventory!$AF186,$N$3:$O$5,2,FALSE))","v":"a"},{"$f":"IF(OR(Inventory!C186=\"New Construction\",Inventory!C186=\"Replace-on-Burnout\",Inventory!C186=\"Early Retirement\"),Inventory!AS186,0)","v":0},"","","","","","","","","","","","",0,"aaaaa0","No","No",{"$f":"IF($W430=\"a\",0,IF($W430=\"b\",Inventory!$M186,Inventory!$AG186))","v":0},{"$f":"IF(OR($W430=\"a\",AND($AQ430=\"No\",$AR430=\"No\")),0,IF(AND($W430=\"b\",Inventory!$O186=\"Btu/hr\"),Inventory!$N186,IF(AND($W430=\"b\",Inventory!$O186=\"Tons\"),Inventory!$N186*12000,IF(AND(OR($W430=\"c\",$W430=\"d\"),Inventory!$AI186=\"Btu/hr\"),Inventory!$AH186,IF(AND(OR($W430=\"c\",$W430=\"d\"),Inventory!$AI186=\"Tons\"),Inventory!$AH186*12000,0)))))","v":0},0,0,"EER",0,"kW/ton",{"$f":"IF(OR($W430=\"a\",$AR430=\"No\"),0,IF(AND($W430=\"b\",Inventory!$Q186=\"Btu/hr\"),Inventory!$P186,IF(AND($W430=\"b\",Inventory!$Q186=\"Tons\"),Inventory!$P186*12000,IF(AND(OR($W430=\"c\",$W430=\"d\"),Inventory!$AK186=\"Btu/hr\"),Inventory!$AJ186,IF(AND(OR($W430=\"c\",$W430=\"d\"),Inventory!$AK186=\"Tons\"),Inventory!$AJ186*12000,0)))))","v":0},0,0,"COP","No",{"$f":"IF(OR(Inventory!$J186=\"\",$BD430=\"No\"),\"-\",Inventory!$J186)","v":"-"},{"$f":"IFERROR(VLOOKUP($BE430,'Early Retirement'!$B$6:$C$32,2,FALSE),\"-\")","v":"-"},{"$f":"IF(OR($W430<>\"b\",AND($X430<>\"b\",$X430<>\"c\")),\"n\",IF(AND($AO430<>1,$AO430<>2,$AO430<>7,$AO430<>8),\"n\",IF(Inventory!$K186=\"Split\",\"s\",IF(Inventory!$K186=\"Packaged\",\"p\",\"n\"))))","v":"n"},{"$f":"IF(AND($X430<>\"i\",$X430<>\"j\"),\"n\",IF(Inventory!$L186=\"Centrifugal\",\"c\",\"n\"))","v":"n"},"-","-",{"$f":"IFERROR(INDEX('Early Retirement'!$C$4:$AC$32,$BF430,$BJ430),0)","v":0},{"$f":"IFERROR(HLOOKUP($BJ430,'Early Retirement'!$D$4:$AC$5,2,FALSE),0)","v":0},{"$f":"IFERROR(INDEX('Early Retirement'!$AE$4:$BE$32,$BF430,$BJ430),0)","v":0},{"$f":"IFERROR(HLOOKUP($BJ430,'Early Retirement'!$AF$4:$BE$5,2,FALSE),0)","v":0},0,0,"kW/ton",{"$f":"IFERROR(INDEX('Early Retirement'!$BG$4:$CG$32,$BF430,$BJ430),0)","v":0},{"$f":"IFERROR(HLOOKUP($BJ430,'Early Retirement'!$BH$4:$CH$5,2,FALSE),0)","v":0},0,"COP","Yes",0,0,"kW/ton",0,"COP",0,0,"kW/ton",0,"COP"]
[null,null,null,null,null,null,null,null,null,null,null,null,null,null,null,null,null,null,null,null,null,178,{"$f":"IF(Inventory!$C187=\"\",\"a\",VLOOKUP(Inventory!$C187,$B$8:$C$11,2,FALSE))","v":"a"},{"$f":"IF(AND($W431=\"b\",Inventory!$I187=\"\"),\"a\",IF(AND($W431=\"b\",Inventory!$I187<>\"\"),VLOOKUP(Inventory!$I187,$E$3:$F$12,2,FALSE),IF(AND(OR($W431=\"c\",$W431=\"d\"),Inventory!$AB187=\"\"),\"a\",IF(AND(OR($W431=\"c\",$W431=\"d\"),Inventory!$AB187<>\"\"),VLOOKUP(Inventory!$AB187,$E$3:$F$12,2,FALSE),\"a\"))))","v":"a"},{"$f":"IF(OR(AND($X431<>\"b\",$X431<>\"c\"),$AB431=0,$AB431>=(65000/12000),Inventory!$AC187=\"\"),\"a\",VLOOKUP(Inventory!$AC187,$H$3:$I$5,2,FALSE))","v":"a"},{"$f":"IF(AND($X431<>\"i\",$X431<>\"j\"),\"a\",IF(AND($W431=\"b\",Inventory!$L187=\"\"),\"a\",IF(AND($W431=\"b\",Inventory!$L187<>\"\"),VLOOKUP(Inventory!$L187,$K$3:$L$6,2,FALSE),IF(AND(OR($W431=\"c\",$W431=\"d\"),Inventory!$AD187=\"\"),\"a\",IF(AND(OR($W431=\"c\",$W431=\"d\"),Inventory!$AD187<>\"\"),VLOOKUP(Inventory!$AD187,$K$3:$L$6,2,FALSE),\"a\")))))","v":"a"},{"$f":"IF(OR(AND($X431<>\"e\",$X431<>\"f\"),$AB431=0,Inventory!$AF187=\"\"),\"a\",VLOOKUP(Inventory!$AF187,$N$3:$O$5,2,FALSE))","v":"a"},{"$f":"IF(OR(Inventory!C187=\"New Construction\",Inventory!C187=\"Replace-on-Burnout\",Inventory!C187=\"Early Retirement\"),Inventory!AS187,0)","v":0},"","","","","","","","","","","","",0,"aaaaa0","No","No",{"$f":"IF($W431=\"a\",0,IF($W431=\"b\",Inventory!$M187,Inventory!$AG187))","v":0},{"$f":"IF(OR($W431=\"a\",AND($AQ431=\"No\",$AR431=\"No\")),0,IF(AND($W431=\"b\",Inventory!$O187=\"Btu/hr\"),Inventory!$N187,IF(AND($W431=\"b\",Inventory!$O187=\"Tons\"),Inventory!$N187*12000,IF(AND(OR($W431=\"c\",$W431=\"d\"),Inventory!$AI187=\"Btu/hr\"),Inventory!$AH187,IF(AND(OR($W431=\"c\",$W431=\"d\"),Inventory!$AI187=\"Tons\"),Inventory!$AH187*12000,0)))))","v":0},0,0,"EER",0,"kW/ton",{"$f":"IF(OR($W431=\"a\",$AR431=\"No\"),0,IF(AND($W431=\"b\",Inventory!$Q187=\"Btu/hr\"),Inventory!$P187,IF(AND($W431=\"b\",Inventory!$Q187=\"Tons\"),Inventory!$P187*12000,IF(AND(OR($W431=\"c\",$W431=\"d\"),Inventory!$AK187=\"Btu/hr\"),Inventory!$AJ187,IF(AND(OR($W431=\"c\",$W431=\"d\"),Inventory!$AK187=\"Tons\"),Inventory!$AJ187*12000,0)))))","v":0},0,0,"COP","No",{"$f":"IF(OR(Inventory!$J187=\"\",$BD431=\"No\"),\"-\",Inventory!$J187)","v":"-"},{"$f":"IFERROR(VLOOKUP($BE431,'Early Retirement'!$B$6:$C$32,2,FALSE),\"-\")","v":"-"},{"$f":"IF(OR($W431<>\"b\",AND($X431<>\"b\",$X431<>\"c\")),\"n\",IF(AND($AO431<>1,$AO431<>2,$AO431<>7,$AO431<>8),\"n\",IF(Inventory!$K187=\"Split\",\"s\",IF(Inventory!$K187=\"Packaged\",\"p\",\"n\"))))","v":"n"},{"$f":"IF(AND($X431<>\"i\",$X431<>\"j\"),\"n\",IF(Inventory!$L187=\"Centrifugal\",\"c\",\"n\"))","v":"n"},"-","-",{"$f":"IFERROR(INDEX('Early Retirement'!$C$4:$AC$32,$BF431,$BJ431),0)","v":0},{"$f":"IFERROR(HLOOKUP($BJ431,'Early Retirement'!$D$4:$AC$5,2,FALSE),0)","v":0},{"$f":"IFERROR(INDEX('Early Retirement'!$AE$4:$BE$32,$BF431,$BJ431),0)","v":0},{"$f":"IFERROR(HLOOKUP($BJ431,'Early Retirement'!$AF$4:$BE$5,2,FALSE),0)","v":0},0,0,"kW/ton",{"$f":"IFERROR(INDEX('Early Retirement'!$BG$4:$CG$32,$BF431,$BJ431),0)","v":0},{"$f":"IFERROR(HLOOKUP($BJ431,'Early Retirement'!$BH$4:$CH$5,2,FALSE),0)","v":0},0,"COP","Yes",0,0,"kW/ton",0,"COP",0,0,"kW/ton",0,"COP"]
[null,null,null,null,null,null,null,null,null,null,null,null,null,null,null,null,null,null,null,null,null,179,{"$f":"IF(Inventory!$C188=\"\",\"a\",VLOOKUP(Inventory!$C188,$B$8:$C$11,2,FALSE))","v":"a"},{"$f":"IF(AND($W432=\"b\",Inventory!$I188=\"\"),\"a\",IF(AND($W432=\"b\",Inventory!$I188<>\"\"),VLOOKUP(Inventory!$I188,$E$3:$F$12,2,FALSE),IF(AND(OR($W432=\"c\",$W432=\"d\"),Inventory!$AB188=\"\"),\"a\",IF(AND(OR($W432=\"c\",$W432=\"d\"),Inventory!$AB188<>\"\"),VLOOKUP(Inventory!$AB188,$E$3:$F$12,2,FALSE),\"a\"))))","v":"a"},{"$f":"IF(OR(AND($X432<>\"b\",$X432<>\"c\"),$AB432=0,$AB432>=(65000/12000),Inventory!$AC188=\"\"),\"a\",VLOOKUP(Inventory!$AC188,$H$3:$I$5,2,FALSE))","v":"a"},{"$f":"IF(AND($X432<>\"i\",$X432<>\"j\"),\"a\",IF(AND($W432=\"b\",Inventory!$L188=\"\"),\"a\",IF(AND($W432=\"b\",Inventory!$L188<>\"\"),VLOOKUP(Inventory!$L188,$K$3:$L$6,2,FALSE),IF(AND(OR($W432=\"c\",$W432=\"d\"),Inventory!$AD188=\"\"),\"a\",IF(AND(OR($W432=\"c\",$W432=\"d\"),Inventory!$AD188<>\"\"),VLOOKUP(Inventory!$AD188,$K$3:$L$6,2,FALSE),\"a\")))))","v":"a"},{"$f":"IF(OR(AND($X432<>\"e\",$X432<>\"f\"),$AB432=0,Inventory!$AF188=\"\"),\"a\",VLOOKUP(Inventory!$AF188,$N$3:$O$5,2,FALSE))","v":"a"},{"$f":"IF(OR(Inventory!C188=\"New Construction\",Inventory!C188=\"Replace-on-Burnout\",Inventory!C188=\"Early Retirement\"),Inventory!AS188,0)","v":0},"","","","","","","","","","","","",0,"aaaaa0","No","No",{"$f":"IF($W432=\"a\",0,IF($W432=\"b\",Inventory!$M188,Inventory!$AG188))","v":0},{"$f":"IF(OR($W432=\"a\",AND($AQ432=\"No\",$AR432=\"No\")),0,IF(AND($W432=\"b\",Inventory!$O188=\"Btu/hr\"),Inventory!$N188,IF(AND($W432=\"b\",Inventory!$O188=\"Tons\"),Inventory!$N188*12000,IF(AND(OR($W432=\"c\",$W432=\"d\"),Inventory!$AI188=\"Btu/hr\"),Inventory!$AH188,IF(AND(OR($W432=\"c\",$W432=\"d\"),Inventory!$AI188=\"Tons\"),Inventory!$AH188*12000,0)))))","v":0},0,0,"EER",0,"kW/ton",{"$f":"IF(OR($W432=\"a\",$AR432=\"No\"),0,IF(AND($W432=\"b\",Inventory!$Q188=\"Btu/hr\"),Inventory!$P188,IF(AND($W432=\"b\",Inventory!$Q188=\"Tons\"),Inventory!$P188*12000,IF(AND(OR($W432=\"c\",$W432=\"d\"),Inventory!$AK188=\"Btu/hr\"),Inventory!$AJ188,IF(AND(OR($W432=\"c\",$W432=\"d\"),Inventory!$AK188=\"Tons\"),Inventory!$AJ188*12000,0)))))","v":0},0,0,"COP","No",{"$f":"IF(OR(Inventory!$J188=\"\",$BD432=\"No\"),\"-\",Inventory!$J188)","v":"-"},{"$f":"IFERROR(VLOOKUP($BE432,'Early Retirement'!$B$6:$C$32,2,FALSE),\"-\")","v":"-"},{"$f":"IF(OR($W432<>\"b\",AND($X432<>\"b\",$X432<>\"c\")),\"n\",IF(AND($AO432<>1,$AO432<>2,$AO432<>7,$AO432<>8),\"n\",IF(Inventory!$K188=\"Split\",\"s\",IF(Inventory!$K188=\"Packaged\",\"p\",\"n\"))))","v":"n"},{"$f":"IF(AND($X432<>\"i\",$X432<>\"j\"),\"n\",IF(Inventory!$L188=\"Centrifugal\",\"c\",\"n\"))","v":"n"},"-","-",{"$f":"IFERROR(INDEX('Early Retirement'!$C$4:$AC$32,$BF432,$BJ432),0)","v":0},{"$f":"IFERROR(HLOOKUP($BJ432,'Early Retirement'!$D$4:$AC$5,2,FALSE),0)","v":0},{"$f":"IFERROR(INDEX('Early Retirement'!$AE$4:$BE$32,$BF432,$BJ432),0)","v":0},{"$f":"IFERROR(HLOOKUP($BJ432,'Early Retirement'!$AF$4:$BE$5,2,FALSE),0)","v":0},0,0,"kW/ton",{"$f":"IFERROR(INDEX('Early Retirement'!$BG$4:$CG$32,$BF432,$BJ432),0)","v":0},{"$f":"IFERROR(HLOOKUP($BJ432,'Early Retirement'!$BH$4:$CH$5,2,FALSE),0)","v":0},0,"COP","Yes",0,0,"kW/ton",0,"COP",0,0,"kW/ton",0,"COP"]
[null,null,null,null,null,null,null,null,null,null,null,null,null,null,null,null,null,null,null,null,null,180,{"$f":"IF(Inventory!$C189=\"\",\"a\",VLOOKUP(Inventory!$C189,$B$8:$C$11,2,FALSE))","v":"a"},{"$f":"IF(AND($W433=\"b\",Inventory!$I189=\"\"),\"a\",IF(AND($W433=\"b\",Inventory!$I189<>\"\"),VLOOKUP(Inventory!$I189,$E$3:$F$12,2,FALSE),IF(AND(OR($W433=\"c\",$W433=\"d\"),Inventory!$AB189=\"\"),\"a\",IF(AND(OR($W433=\"c\",$W433=\"d\"),Inventory!$AB189<>\"\"),VLOOKUP(Inventory!$AB189,$E$3:$F$12,2,FALSE),\"a\"))))","v":"a"},{"$f":"IF(OR(AND($X433<>\"b\",$X433<>\"c\"),$AB433=0,$AB433>=(65000/12000),Inventory!$AC189=\"\"),\"a\",VLOOKUP(Inventory!$AC189,$H$3:$I$5,2,FALSE))","v":"a"},{"$f":"IF(AND($X433<>\"i\",$X433<>\"j\"),\"a\",IF(AND($W433=\"b\",Inventory!$L189=\"\"),\"a\",IF(AND($W433=\"b\",Inventory!$L189<>\"\"),VLOOKUP(Inventory!$L189,$K$3:$L$6,2,FALSE),IF(AND(OR($W433=\"c\",$W433=\"d\"),Inventory!$AD189=\"\"),\"a\",IF(AND(OR($W433=\"c\",$W433=\"d\"),Inventory!$AD189<>\"\"),VLOOKUP(Inventory!$AD189,$K$3:$L$6,2,FALSE),\"a\")))))","v":"a"},{"$f":"IF(OR(AND($X433<>\"e\",$X433<>\"f\"),$AB433=0,Inventory!$AF189=\"\"),\"a\",VLOOKUP(Inventory!$AF189,$N$3:$O$5,2,FALSE))","v":"a"},{"$f":"IF(OR(Inventory!C189=\"New Construction\",Inventory!C189=\"Replace-on-Burnout\",Inventory!C189=\"Early Retirement\"),Inventory!AS189,0)","v":0},"","","","","","","","","","","","",0,"aaaaa0","No","No",{"$f":"IF($W433=\"a\",0,IF($W433=\"b\",Inventory!$M189,Inventory!$AG189))","v":0},{"$f":"IF(OR($W433=\"a\",AND($AQ433=\"No\",$AR433=\"No\")),0,IF(AND($W433=\"b\",Inventory!$O189=\"Btu/hr\"),Inventory!$N189,IF(AND($W433=\"b\",Inventory!$O189=\"Tons\"),Inventory!$N189*12000,IF(AND(OR($W433=\"c\",$W433=\"d\"),Inventory!$AI189=\"Btu/hr\"),Inventory!$AH189,IF(AND(OR($W433=\"c\",$W433=\"d\"),Inventory!$AI189=\"Tons\"),Inventory!$AH189*12000,0)))))","v":0},0,0,"EER",0,"kW/ton",{"$f":"IF(OR($W433=\"a\",$AR433=\"No\"),0,IF(AND($W433=\"b\",Inventory!$Q189=\"Btu/hr\"),Inventory!$P189,IF(AND($W433=\"b\",Inventory!$Q189=\"Tons\"),Inventory!$P189*12000,IF(AND(OR($W433=\"c\",$W433=\"d\"),Inventory!$AK189=\"Btu/hr\"),Inventory!$AJ189,IF(AND(OR($W433=\"c\",$W433=\"d\"),Inventory!$AK189=\"Tons\"),Inventory!$AJ189*12000,0)))))","v":0},0,0,"COP","No",{"$f":"IF(OR(Inventory!$J189=\"\",$BD433=\"No\"),\"-\",Inventory!$J189)","v":"-"},{"$f":"IFERROR(VLOOKUP($BE433,'Early Retirement'!$B$6:$C$32,2,FALSE),\"-\")","v":"-"},{"$f":"IF(OR($W433<>\"b\",AND($X433<>\"b\",$X433<>\"c\")),\"n\",IF(AND($AO433<>1,$AO433<>2,$AO433<>7,$AO433<>8),\"n\",IF(Inventory!$K189=\"Split\",\"s\",IF(Inventory!$K189=\"Packaged\",\"p\",\"n\"))))","v":"n"},{"$f":"IF(AND($X433<>\"i\",$X433<>\"j\"),\"n\",IF(Inventory!$L189=\"Centrifugal\",\"c\",\"n\"))","v":"n"},"-","-",{"$f":"IFERROR(INDEX('Early Retirement'!$C$4:$AC$32,$BF433,$BJ433),0)","v":0},{"$f":"IFERROR(HLOOKUP($BJ433,'Early Retirement'!$D$4:$AC$5,2,FALSE),0)","v":0},{"$f":"IFERROR(INDEX('Early Retirement'!$AE$4:$BE$32,$BF433,$BJ433),0)","v":0},{"$f":"IFERROR(HLOOKUP($BJ433,'Early Retirement'!$AF$4:$BE$5,2,FALSE),0)","v":0},0,0,"kW/ton",{"$f":"IFERROR(INDEX('Early Retirement'!$BG$4:$CG$32,$BF433,$BJ433),0)","v":0},{"$f":"IFERROR(HLOOKUP($BJ433,'Early Retirement'!$BH$4:$CH$5,2,FALSE),0)","v":0},0,"COP","Yes",0,0,"kW/ton",0,"COP",0,0,"kW/ton",0,"COP"]
[null,null,null,null,null,null,null,null,null,null,null,null,null,null,null,null,null,null,null,null,null,181,{"$f":"IF(Inventory!$C190=\"\",\"a\",VLOOKUP(Inventory!$C190,$B$8:$C$11,2,FALSE))","v":"a"},{"$f":"IF(AND($W434=\"b\",Inventory!$I190=\"\"),\"a\",IF(AND($W434=\"b\",Inventory!$I190<>\"\"),VLOOKUP(Inventory!$I190,$E$3:$F$12,2,FALSE),IF(AND(OR($W434=\"c\",$W434=\"d\"),Inventory!$AB190=\"\"),\"a\",IF(AND(OR($W434=\"c\",$W434=\"d\"),Inventory!$AB190<>\"\"),VLOOKUP(Inventory!$AB190,$E$3:$F$12,2,FALSE),\"a\"))))","v":"a"},{"$f":"IF(OR(AND($X434<>\"b\",$X434<>\"c\"),$AB434=0,$AB434>=(65000/12000),Inventory!$AC190=\"\"),\"a\",VLOOKUP(Inventory!$AC190,$H$3:$I$5,2,FALSE))","v":"a"},{"$f":"IF(AND($X434<>\"i\",$X434<>\"j\"),\"a\",IF(AND($W434=\"b\",Inventory!$L190=\"\"),\"a\",IF(AND($W434=\"b\",Inventory!$L190<>\"\"),VLOOKUP(Inventory!$L190,$K$3:$L$6,2,FALSE),IF(AND(OR($W434=\"c\",$W434=\"d\"),Inventory!$AD190=\"\"),\"a\",IF(AND(OR($W434=\"c\",$W434=\"d\"),Inventory!$AD190<>\"\"),VLOOKUP(Inventory!$AD190,$K$3:$L$6,2,FALSE),\"a\")))))","v":"a"},{"$f":"IF(OR(AND($X434<>\"e\",$X434<>\"f\"),$AB434=0,Inventory!$AF190=\"\"),\"a\",VLOOKUP(Inventory!$AF190,$N$3:$O$5,2,FALSE))","v":"a"},{"$f":"IF(OR(Inventory!C190=\"New Construction\",Inventory!C190=\"Replace-on-Burnout\",Inventory!C190=\"Early Retirement\"),Inventory!AS190,0)","v":0},"","","","","","","","","","","","",0,"aaaaa0","No","No",{"$f":"IF($W434=\"a\",0,IF($W434=\"b\",Inventory!$M190,Inventory!$AG190))","v":0},{"$f":"IF(OR($W434=\"a\",AND($AQ434=\"No\",$AR434=\"No\")),0,IF(AND($W434=\"b\",Inventory!$O190=\"Btu/hr\"),Inventory!$N190,IF(AND($W434=\"b\",Inventory!$O190=\"Tons\"),Inventory!$N190*12000,IF(AND(OR($W434=\"c\",$W434=\"d\"),Inventory!$AI190=\"Btu/hr\"),Inventory!$AH190,IF(AND(OR($W434=\"c\",$W434=\"d\"),Inventory!$AI190=\"Tons\"),Inventory!$AH190*12000,0)))))","v":0},0,0,"EER",0,"kW/ton",{"$f":"IF(OR($W434=\"a\",$AR434=\"No\"),0,IF(AND($W434=\"b\",Inventory!$Q190=\"Btu/hr\"),Inventory!$P190,IF(AND($W434=\"b\",Inventory!$Q190=\"Tons\"),Inventory!$P190*12000,IF(AND(OR($W434=\"c\",$W434=\"d\"),Inventory!$AK190=\"Btu/hr\"),Inventory!$AJ190,IF(AND(OR($W434=\"c\",$W434=\"d\"),Inventory!$AK190=\"Tons\"),Inventory!$AJ190*12000,0)))))","v":0},0,0,"COP","No",{"$f":"IF(OR(Inventory!$J190=\"\",$BD434=\"No\"),\"-\",Inventory!$J190)","v":"-"},{"$f":"IFERROR(VLOOKUP($BE434,'Early Retirement'!$B$6:$C$32,2,FALSE),\"-\")","v":"-"},{"$f":"IF(OR($W434<>\"b\",AND($X434<>\"b\",$X434<>\"c\")),\"n\",IF(AND($AO434<>1,$AO434<>2,$AO434<>7,$AO434<>8),\"n\",IF(Inventory!$K190=\"Split\",\"s\",IF(Inventory!$K190=\"Packaged\",\"p\",\"n\"))))","v":"n"},{"$f":"IF(AND($X434<>\"i\",$X434<>\"j\"),\"n\",IF(Inventory!$L190=\"Centrifugal\",\"c\",\"n\"))","v":"n"},"-","-",{"$f":"IFERROR(INDEX('Early Retirement'!$C$4:$AC$32,$BF434,$BJ434),0)","v":0},{"$f":"IFERROR(HLOOKUP($BJ434,'Early Retirement'!$D$4:$AC$5,2,FALSE),0)","v":0},{"$f":"IFERROR(INDEX('Early Retirement'!$AE$4:$BE$32,$BF434,$BJ434),0)","v":0},{"$f":"IFERROR(HLOOKUP($BJ434,'Early Retirement'!$AF$4:$BE$5,2,FALSE),0)","v":0},0,0,"kW/ton",{"$f":"IFERROR(INDEX('Early Retirement'!$BG$4:$CG$32,$BF434,$BJ434),0)","v":0},{"$f":"IFERROR(HLOOKUP($BJ434,'Early Retirement'!$BH$4:$CH$5,2,FALSE),0)","v":0},0,"COP","Yes",0,0,"kW/ton",0,"COP",0,0,"kW/ton",0,"COP"]
[null,null,null,null,null,null,null,null,null,null,null,null,null,null,null,null,null,null,null,null,null,182,{"$f":"IF(Inventory!$C191=\"\",\"a\",VLOOKUP(Inventory!$C191,$B$8:$C$11,2,FALSE))","v":"a"},{"$f":"IF(AND($W435=\"b\",Inventory!$I191=\"\"),\"a\",IF(AND($W435=\"b\",Inventory!$I191<>\"\"),VLOOKUP(Inventory!$I191,$E$3:$F$12,2,FALSE),IF(AND(OR($W435=\"c\",$W435=\"d\"),Inventory!$AB191=\"\"),\"a\",IF(AND(OR($W435=\"c\",$W435=\"d\"),Inventory!$AB191<>\"\"),VLOOKUP(Inventory!$AB191,$E$3:$F$12,2,FALSE),\"a\"))))","v":"a"},{"$f":"IF(OR(AND($X435<>\"b\",$X435<>\"c\"),$AB435=0,$AB435>=(65000/12000),Inventory!$AC191=\"\"),\"a\",VLOOKUP(Inventory!$AC191,$H$3:$I$5,2,FALSE))","v":"a"},{"$f":"IF(AND($X435<>\"i\",$X435<>\"j\"),\"a\",IF(AND($W435=\"b\",Inventory!$L191=\"\"),\"a\",IF(AND($W435=\"b\",Inventory!$L191<>\"\"),VLOOKUP(Inventory!$L191,$K$3:$L$6,2,FALSE),IF(AND(OR($W435=\"c\",$W435=\"d\"),Inventory!$AD191=\"\"),\"a\",IF(AND(OR($W435=\"c\",$W435=\"d\"),Inventory!$AD191<>\"\"),VLOOKUP(Inventory!$AD191,$K$3:$L$6,2,FALSE),\"a\")))))","v":"a"},{"$f":"IF(OR(AND($X435<>\"e\",$X435<>\"f\"),$AB435=0,Inventory!$AF191=\"\"),\"a\",VLOOKUP(Inventory!$AF191,$N$3:$O$5,2,FALSE))","v":"a"},{"$f":"IF(OR(Inventory!C191=\"New Construction\",Inventory!C191=\"Replace-on-Burnout\",Inventory!C191=\"Early Retirement\"),Inventory!AS191,0)","v":0},"","","","","","","","","","","","",0,"aaaaa0","No","No",{"$f":"IF($W435=\"a\",0,IF($W435=\"b\",Inventory!$M191,Inventory!$AG191))","v":0},{"$f":"IF(OR($W435=\"a\",AND($AQ435=\"No\",$AR435=\"No\")),0,IF(AND($W435=\"b\",Inventory!$O191=\"Btu/hr\"),Inventory!$N191,IF(AND($W435=\"b\",Inventory!$O191=\"Tons\"),Inventory!$N191*12000,IF(AND(OR($W435=\"c\",$W435=\"d\"),Inventory!$AI191=\"Btu/hr\"),Inventory!$AH191,IF(AND(OR($W435=\"c\",$W435=\"d\"),Inventory!$AI191=\"Tons\"),Inventory!$AH191*12000,0)))))","v":0},0,0,"EER",0,"kW/ton",{"$f":"IF(OR($W435=\"a\",$AR435=\"No\"),0,IF(AND($W435=\"b\",Inventory!$Q191=\"Btu/hr\"),Inventory!$P191,IF(AND($W435=\"b\",Inventory!$Q191=\"Tons\"),Inventory!$P191*12000,IF(AND(OR($W435=\"c\",$W435=\"d\"),Inventory!$AK191=\"Btu/hr\"),Inventory!$AJ191,IF(AND(OR($W435=\"c\",$W435=\"d\"),Inventory!$AK191=\"Tons\"),Inventory!$AJ191*12000,0)))))","v":0},0,0,"COP","No",{"$f":"IF(OR(Inventory!$J191=\"\",$BD435=\"No\"),\"-\",Inventory!$J191)","v":"-"},{"$f":"IFERROR(VLOOKUP($BE435,'Early Retirement'!$B$6:$C$32,2,FALSE),\"-\")","v":"-"},{"$f":"IF(OR($W435<>\"b\",AND($X435<>\"b\",$X435<>\"c\")),\"n\",IF(AND($AO435<>1,$AO435<>2,$AO435<>7,$AO435<>8),\"n\",IF(Inventory!$K191=\"Split\",\"s\",IF(Inventory!$K191=\"Packaged\",\"p\",\"n\"))))","v":"n"},{"$f":"IF(AND($X435<>\"i\",$X435<>\"j\"),\"n\",IF(Inventory!$L191=\"Centrifugal\",\"c\",\"n\"))","v":"n"},"-","-",{"$f":"IFERROR(INDEX('Early Retirement'!$C$4:$AC$32,$BF435,$BJ435),0)","v":0},{"$f":"IFERROR(HLOOKUP($BJ435,'Early Retirement'!$D$4:$AC$5,2,FALSE),0)","v":0},{"$f":"IFERROR(INDEX('Early Retirement'!$AE$4:$BE$32,$BF435,$BJ435),0)","v":0},{"$f":"IFERROR(HLOOKUP($BJ435,'Early Retirement'!$AF$4:$BE$5,2,FALSE),0)","v":0},0,0,"kW/ton",{"$f":"IFERROR(INDEX('Early Retirement'!$BG$4:$CG$32,$BF435,$BJ435),0)","v":0},{"$f":"IFERROR(HLOOKUP($BJ435,'Early Retirement'!$BH$4:$CH$5,2,FALSE),0)","v":0},0,"COP","Yes",0,0,"kW/ton",0,"COP",0,0,"kW/ton",0,"COP"]
[null,null,null,null,null,null,null,null,null,null,null,null,null,null,null,null,null,null,null,null,null,183,{"$f":"IF(Inventory!$C192=\"\",\"a\",VLOOKUP(Inventory!$C192,$B$8:$C$11,2,FALSE))","v":"a"},{"$f":"IF(AND($W436=\"b\",Inventory!$I192=\"\"),\"a\",IF(AND($W436=\"b\",Inventory!$I192<>\"\"),VLOOKUP(Inventory!$I192,$E$3:$F$12,2,FALSE),IF(AND(OR($W436=\"c\",$W436=\"d\"),Inventory!$AB192=\"\"),\"a\",IF(AND(OR($W436=\"c\",$W436=\"d\"),Inventory!$AB192<>\"\"),VLOOKUP(Inventory!$AB192,$E$3:$F$12,2,FALSE),\"a\"))))","v":"a"},{"$f":"IF(OR(AND($X436<>\"b\",$X436<>\"c\"),$AB436=0,$AB436>=(65000/12000),Inventory!$AC192=\"\"),\"a\",VLOOKUP(Inventory!$AC192,$H$3:$I$5,2,FALSE))","v":"a"},{"$f":"IF(AND($X436<>\"i\",$X436<>\"j\"),\"a\",IF(AND($W436=\"b\",Inventory!$L192=\"\"),\"a\",IF(AND($W436=\"b\",Inventory!$L192<>\"\"),VLOOKUP(Inventory!$L192,$K$3:$L$6,2,FALSE),IF(AND(OR($W436=\"c\",$W436=\"d\"),Inventory!$AD192=\"\"),\"a\",IF(AND(OR($W436=\"c\",$W436=\"d\"),Inventory!$AD192<>\"\"),VLOOKUP(Inventory!$AD192,$K$3:$L$6,2,FALSE),\"a\")))))","v":"a"},{"$f":"IF(OR(AND($X436<>\"e\",$X436<>\"f\"),$AB436=0,Inventory!$AF192=\"\"),\"a\",VLOOKUP(Inventory!$AF192,$N$3:$O$5,2,FALSE))","v":"a"},{"$f":"IF(OR(Inventory!C192=\"New Construction\",Inventory!C192=\"Replace-on-Burnout\",Inventory!C192=\"Early Retirement\"),Inventory!AS192,0)","v":0},"","","","","","","","","","","","",0,"aaaaa0","No","No",{"$f":"IF($W436=\"a\",0,IF($W436=\"b\",Inventory!$M192,Inventory!$AG192))","v":0},{"$f":"IF(OR($W436=\"a\",AND($AQ436=\"No\",$AR436=\"No\")),0,IF(AND($W436=\"b\",Inventory!$O192=\"Btu/hr\"),Inventory!$N192,IF(AND($W436=\"b\",Inventory!$O192=\"Tons\"),Inventory!$N192*12000,IF(AND(OR($W436=\"c\",$W436=\"d\"),Inventory!$AI192=\"Btu/hr\"),Inventory!$AH192,IF(AND(OR($W436=\"c\",$W436=\"d\"),Inventory!$AI192=\"Tons\"),Inventory!$AH192*12000,0)))))","v":0},0,0,"EER",0,"kW/ton",{"$f":"IF(OR($W436=\"a\",$AR436=\"No\"),0,IF(AND($W436=\"b\",Inventory!$Q192=\"Btu/hr\"),Inventory!$P192,IF(AND($W436=\"b\",Inventory!$Q192=\"Tons\"),Inventory!$P192*12000,IF(AND(OR($W436=\"c\",$W436=\"d\"),Inventory!$AK192=\"Btu/hr\"),Inventory!$AJ192,IF(AND(OR($W436=\"c\",$W436=\"d\"),Inventory!$AK192=\"Tons\"),Inventory!$AJ192*12000,0)))))","v":0},0,0,"COP","No",{"$f":"IF(OR(Inventory!$J192=\"\",$BD436=\"No\"),\"-\",Inventory!$J192)","v":"-"},{"$f":"IFERROR(VLOOKUP($BE436,'Early Retirement'!$B$6:$C$32,2,FALSE),\"-\")","v":"-"},{"$f":"IF(OR($W436<>\"b\",AND($X436<>\"b\",$X436<>\"c\")),\"n\",IF(AND($AO436<>1,$AO436<>2,$AO436<>7,$AO436<>8),\"n\",IF(Inventory!$K192=\"Split\",\"s\",IF(Inventory!$K192=\"Packaged\",\"p\",\"n\"))))","v":"n"},{"$f":"IF(AND($X436<>\"i\",$X436<>\"j\"),\"n\",IF(Inventory!$L192=\"Centrifugal\",\"c\",\"n\"))","v":"n"},"-","-",{"$f":"IFERROR(INDEX('Early Retirement'!$C$4:$AC$32,$BF436,$BJ436),0)","v":0},{"$f":"IFERROR(HLOOKUP($BJ436,'Early Retirement'!$D$4:$AC$5,2,FALSE),0)","v":0},{"$f":"IFERROR(INDEX('Early Retirement'!$AE$4:$BE$32,$BF436,$BJ436),0)","v":0},{"$f":"IFERROR(HLOOKUP($BJ436,'Early Retirement'!$AF$4:$BE$5,2,FALSE),0)","v":0},0,0,"kW/ton",{"$f":"IFERROR(INDEX('Early Retirement'!$BG$4:$CG$32,$BF436,$BJ436),0)","v":0},{"$f":"IFERROR(HLOOKUP($BJ436,'Early Retirement'!$BH$4:$CH$5,2,FALSE),0)","v":0},0,"COP","Yes",0,0,"kW/ton",0,"COP",0,0,"kW/ton",0,"COP"]
[null,null,null,null,null,null,null,null,null,null,null,null,null,null,null,null,null,null,null,null,null,184,{"$f":"IF(Inventory!$C193=\"\",\"a\",VLOOKUP(Inventory!$C193,$B$8:$C$11,2,FALSE))","v":"a"},{"$f":"IF(AND($W437=\"b\",Inventory!$I193=\"\"),\"a\",IF(AND($W437=\"b\",Inventory!$I193<>\"\"),VLOOKUP(Inventory!$I193,$E$3:$F$12,2,FALSE),IF(AND(OR($W437=\"c\",$W437=\"d\"),Inventory!$AB193=\"\"),\"a\",IF(AND(OR($W437=\"c\",$W437=\"d\"),Inventory!$AB193<>\"\"),VLOOKUP(Inventory!$AB193,$E$3:$F$12,2,FALSE),\"a\"))))","v":"a"},{"$f":"IF(OR(AND($X437<>\"b\",$X437<>\"c\"),$AB437=0,$AB437>=(65000/12000),Inventory!$AC193=\"\"),\"a\",VLOOKUP(Inventory!$AC193,$H$3:$I$5,2,FALSE))","v":"a"},{"$f":"IF(AND($X437<>\"i\",$X437<>\"j\"),\"a\",IF(AND($W437=\"b\",Inventory!$L193=\"\"),\"a\",IF(AND($W437=\"b\",Inventory!$L193<>\"\"),VLOOKUP(Inventory!$L193,$K$3:$L$6,2,FALSE),IF(AND(OR($W437=\"c\",$W437=\"d\"),Inventory!$AD193=\"\"),\"a\",IF(AND(OR($W437=\"c\",$W437=\"d\"),Inventory!$AD193<>\"\"),VLOOKUP(Inventory!$AD193,$K$3:$L$6,2,FALSE),\"a\")))))","v":"a"},{"$f":"IF(OR(AND($X437<>\"e\",$X437<>\"f\"),$AB437=0,Inventory!$AF193=\"\"),\"a\",VLOOKUP(Inventory!$AF193,$N$3:$O$5,2,FALSE))","v":"a"},{"$f":"IF(OR(Inventory!C193=\"New Construction\",Inventory!C193=\"Replace-on-Burnout\",Inventory!C193=\"Early Retirement\"),Inventory!AS193,0)","v":0},"","","","","","","","","","","","",0,"aaaaa0","No","No",{"$f":"IF($W437=\"a\",0,IF($W437=\"b\",Inventory!$M193,Inventory!$AG193))","v":0},{"$f":"IF(OR($W437=\"a\",AND($AQ437=\"No\",$AR437=\"No\")),0,IF(AND($W437=\"b\",Inventory!$O193=\"Btu/hr\"),Inventory!$N193,IF(AND($W437=\"b\",Inventory!$O193=\"Tons\"),Inventory!$N193*12000,IF(AND(OR($W437=\"c\",$W437=\"d\"),Inventory!$AI193=\"Btu/hr\"),Inventory!$AH193,IF(AND(OR($W437=\"c\",$W437=\"d\"),Inventory!$AI193=\"Tons\"),Inventory!$AH193*12000,0)))))","v":0},0,0,"EER",0,"kW/ton",{"$f":"IF(OR($W437=\"a\",$AR437=\"No\"),0,IF(AND($W437=\"b\",Inventory!$Q193=\"Btu/hr\"),Inventory!$P193,IF(AND($W437=\"b\",Inventory!$Q193=\"Tons\"),Inventory!$P193*12000,IF(AND(OR($W437=\"c\",$W437=\"d\"),Inventory!$AK193=\"Btu/hr\"),Inventory!$AJ193,IF(AND(OR($W437=\"c\",$W437=\"d\"),Inventory!$AK193=\"Tons\"),Inventory!$AJ193*12000,0)))))","v":0},0,0,"COP","No",{"$f":"IF(OR(Inventory!$J193=\"\",$BD437=\"No\"),\"-\",Inventory!$J193)","v":"-"},{"$f":"IFERROR(VLOOKUP($BE437,'Early Retirement'!$B$6:$C$32,2,FALSE),\"-\")","v":"-"},{"$f":"IF(OR($W437<>\"b\",AND($X437<>\"b\",$X437<>\"c\")),\"n\",IF(AND($AO437<>1,$AO437<>2,$AO437<>7,$AO437<>8),\"n\",IF(Inventory!$K193=\"Split\",\"s\",IF(Inventory!$K193=\"Packaged\",\"p\",\"n\"))))","v":"n"},{"$f":"IF(AND($X437<>\"i\",$X437<>\"j\"),\"n\",IF(Inventory!$L193=\"Centrifugal\",\"c\",\"n\"))","v":"n"},"-","-",{"$f":"IFERROR(INDEX('Early Retirement'!$C$4:$AC$32,$BF437,$BJ437),0)","v":0},{"$f":"IFERROR(HLOOKUP($BJ437,'Early Retirement'!$D$4:$AC$5,2,FALSE),0)","v":0},{"$f":"IFERROR(INDEX('Early Retirement'!$AE$4:$BE$32,$BF437,$BJ437),0)","v":0},{"$f":"IFERROR(HLOOKUP($BJ437,'Early Retirement'!$AF$4:$BE$5,2,FALSE),0)","v":0},0,0,"kW/ton",{"$f":"IFERROR(INDEX('Early Retirement'!$BG$4:$CG$32,$BF437,$BJ437),0)","v":0},{"$f":"IFERROR(HLOOKUP($BJ437,'Early Retirement'!$BH$4:$CH$5,2,FALSE),0)","v":0},0,"COP","Yes",0,0,"kW/ton",0,"COP",0,0,"kW/ton",0,"COP"]
[null,null,null,null,null,null,null,null,null,null,null,null,null,null,null,null,null,null,null,null,null,185,{"$f":"IF(Inventory!$C194=\"\",\"a\",VLOOKUP(Inventory!$C194,$B$8:$C$11,2,FALSE))","v":"a"},{"$f":"IF(AND($W438=\"b\",Inventory!$I194=\"\"),\"a\",IF(AND($W438=\"b\",Inventory!$I194<>\"\"),VLOOKUP(Inventory!$I194,$E$3:$F$12,2,FALSE),IF(AND(OR($W438=\"c\",$W438=\"d\"),Inventory!$AB194=\"\"),\"a\",IF(AND(OR($W438=\"c\",$W438=\"d\"),Inventory!$AB194<>\"\"),VLOOKUP(Inventory!$AB194,$E$3:$F$12,2,FALSE),\"a\"))))","v":"a"},{"$f":"IF(OR(AND($X438<>\"b\",$X438<>\"c\"),$AB438=0,$AB438>=(65000/12000),Inventory!$AC194=\"\"),\"a\",VLOOKUP(Inventory!$AC194,$H$3:$I$5,2,FALSE))","v":"a"},{"$f":"IF(AND($X438<>\"i\",$X438<>\"j\"),\"a\",IF(AND($W438=\"b\",Inventory!$L194=\"\"),\"a\",IF(AND($W438=\"b\",Inventory!$L194<>\"\"),VLOOKUP(Inventory!$L194,$K$3:$L$6,2,FALSE),IF(AND(OR($W438=\"c\",$W438=\"d\"),Inventory!$AD194=\"\"),\"a\",IF(AND(OR($W438=\"c\",$W438=\"d\"),Inventory!$AD194<>\"\"),VLOOKUP(Inventory!$AD194,$K$3:$L$6,2,FALSE),\"a\")))))","v":"a"},{"$f":"IF(OR(AND($X438<>\"e\",$X438<>\"f\"),$AB438=0,Inventory!$AF194=\"\"),\"a\",VLOOKUP(Inventory!$AF194,$N$3:$O$5,2,FALSE))","v":"a"},{"$f":"IF(OR(Inventory!C194=\"New Construction\",Inventory!C194=\"Replace-on-Burnout\",Inventory!C194=\"Early Retirement\"),Inventory!AS194,0)","v":0},"","","","","","","","","","","","",0,"aaaaa0","No","No",{"$f":"IF($W438=\"a\",0,IF($W438=\"b\",Inventory!$M194,Inventory!$AG194))","v":0},{"$f":"IF(OR($W438=\"a\",AND($AQ438=\"No\",$AR438=\"No\")),0,IF(AND($W438=\"b\",Inventory!$O194=\"Btu/hr\"),Inventory!$N194,IF(AND($W438=\"b\",Inventory!$O194=\"Tons\"),Inventory!$N194*12000,IF(AND(OR($W438=\"c\",$W438=\"d\"),Inventory!$AI194=\"Btu/hr\"),Inventory!$AH194,IF(AND(OR($W438=\"c\",$W438=\"d\"),Inventory!$AI194=\"Tons\"),Inventory!$AH194*12000,0)))))","v":0},0,0,"EER",0,"kW/ton",{"$f":"IF(OR($W438=\"a\",$AR438=\"No\"),0,IF(AND($W438=\"b\",Inventory!$Q194=\"Btu/hr\"),Inventory!$P194,IF(AND($W438=\"b\",Inventory!$Q194=\"Tons\"),Inventory!$P194*12000,IF(AND(OR($W438=\"c\",$W438=\"d\"),Inventory!$AK194=\"Btu/hr\"),Inventory!$AJ194,IF(AND(OR($W438=\"c\",$W438=\"d\"),Inventory!$AK194=\"Tons\"),Inventory!$AJ194*12000,0)))))","v":0},0,0,"COP","No",{"$f":"IF(OR(Inventory!$J194=\"\",$BD438=\"No\"),\"-\",Inventory!$J194)","v":"-"},{"$f":"IFERROR(VLOOKUP($BE438,'Early Retirement'!$B$6:$C$32,2,FALSE),\"-\")","v":"-"},{"$f":"IF(OR($W438<>\"b\",AND($X438<>\"b\",$X438<>\"c\")),\"n\",IF(AND($AO438<>1,$AO438<>2,$AO438<>7,$AO438<>8),\"n\",IF(Inventory!$K194=\"Split\",\"s\",IF(Inventory!$K194=\"Packaged\",\"p\",\"n\"))))","v":"n"},{"$f":"IF(AND($X438<>\"i\",$X438<>\"j\"),\"n\",IF(Inventory!$L194=\"Centrifugal\",\"c\",\"n\"))","v":"n"},"-","-",{"$f":"IFERROR(INDEX('Early Retirement'!$C$4:$AC$32,$BF438,$BJ438),0)","v":0},{"$f":"IFERROR(HLOOKUP($BJ438,'Early Retirement'!$D$4:$AC$5,2,FALSE),0)","v":0},{"$f":"IFERROR(INDEX('Early Retirement'!$AE$4:$BE$32,$BF438,$BJ438),0)","v":0},{"$f":"IFERROR(HLOOKUP($BJ438,'Early Retirement'!$AF$4:$BE$5,2,FALSE),0)","v":0},0,0,"kW/ton",{"$f":"IFERROR(INDEX('Early Retirement'!$BG$4:$CG$32,$BF438,$BJ438),0)","v":0},{"$f":"IFERROR(HLOOKUP($BJ438,'Early Retirement'!$BH$4:$CH$5,2,FALSE),0)","v":0},0,"COP","Yes",0,0,"kW/ton",0,"COP",0,0,"kW/ton",0,"COP"]
[null,null,null,null,null,null,null,null,null,null,null,null,null,null,null,null,null,null,null,null,null,186,{"$f":"IF(Inventory!$C195=\"\",\"a\",VLOOKUP(Inventory!$C195,$B$8:$C$11,2,FALSE))","v":"a"},{"$f":"IF(AND($W439=\"b\",Inventory!$I195=\"\"),\"a\",IF(AND($W439=\"b\",Inventory!$I195<>\"\"),VLOOKUP(Inventory!$I195,$E$3:$F$12,2,FALSE),IF(AND(OR($W439=\"c\",$W439=\"d\"),Inventory!$AB195=\"\"),\"a\",IF(AND(OR($W439=\"c\",$W439=\"d\"),Inventory!$AB195<>\"\"),VLOOKUP(Inventory!$AB195,$E$3:$F$12,2,FALSE),\"a\"))))","v":"a"},{"$f":"IF(OR(AND($X439<>\"b\",$X439<>\"c\"),$AB439=0,$AB439>=(65000/12000),Inventory!$AC195=\"\"),\"a\",VLOOKUP(Inventory!$AC195,$H$3:$I$5,2,FALSE))","v":"a"},{"$f":"IF(AND($X439<>\"i\",$X439<>\"j\"),\"a\",IF(AND($W439=\"b\",Inventory!$L195=\"\"),\"a\",IF(AND($W439=\"b\",Inventory!$L195<>\"\"),VLOOKUP(Inventory!$L195,$K$3:$L$6,2,FALSE),IF(AND(OR($W439=\"c\",$W439=\"d\"),Inventory!$AD195=\"\"),\"a\",IF(AND(OR($W439=\"c\",$W439=\"d\"),Inventory!$AD195<>\"\"),VLOOKUP(Inventory!$AD195,$K$3:$L$6,2,FALSE),\"a\")))))","v":"a"},{"$f":"IF(OR(AND($X439<>\"e\",$X439<>\"f\"),$AB439=0,Inventory!$AF195=\"\"),\"a\",VLOOKUP(Inventory!$AF195,$N$3:$O$5,2,FALSE))","v":"a"},{"$f":"IF(OR(Inventory!C195=\"New Construction\",Inventory!C195=\"Replace-on-Burnout\",Inventory!C195=\"Early Retirement\"),Inventory!AS195,0)","v":0},"","","","","","","","","","","","",0,"aaaaa0","No","No",{"$f":"IF($W439=\"a\",0,IF($W439=\"b\",Inventory!$M195,Inventory!$AG195))","v":0},{"$f":"IF(OR($W439=\"a\",AND($AQ439=\"No\",$AR439=\"No\")),0,IF(AND($W439=\"b\",Inventory!$O195=\"Btu/hr\"),Inventory!$N195,IF(AND($W439=\"b\",Inventory!$O195=\"Tons\"),Inventory!$N195*12000,IF(AND(OR($W439=\"c\",$W439=\"d\"),Inventory!$AI195=\"Btu/hr\"),Inventory!$AH195,IF(AND(OR($W439=\"c\",$W439=\"d\"),Inventory!$AI195=\"Tons\"),Inventory!$AH195*12000,0)))))","v":0},0,0,"EER",0,"kW/ton",{"$f":"IF(OR($W439=\"a\",$AR439=\"No\"),0,IF(AND($W439=\"b\",Inventory!$Q195=\"Btu/hr\"),Inventory!$P195,IF(AND($W439=\"b\",Inventory!$Q195=\"Tons\"),Inventory!$P195*12000,IF(AND(OR($W439=\"c\",$W439=\"d\"),Inventory!$AK195=\"Btu/hr\"),Inventory!$AJ195,IF(AND(OR($W439=\"c\",$W439=\"d\"),Inventory!$AK195=\"Tons\"),Inventory!$AJ195*12000,0)))))","v":0},0,0,"COP","No",{"$f":"IF(OR(Inventory!$J195=\"\",$BD439=\"No\"),\"-\",Inventory!$J195)","v":"-"},{"$f":"IFERROR(VLOOKUP($BE439,'Early Retirement'!$B$6:$C$32,2,FALSE),\"-\")","v":"-"},{"$f":"IF(OR($W439<>\"b\",AND($X439<>\"b\",$X439<>\"c\")),\"n\",IF(AND($AO439<>1,$AO439<>2,$AO439<>7,$AO439<>8),\"n\",IF(Inventory!$K195=\"Split\",\"s\",IF(Inventory!$K195=\"Packaged\",\"p\",\"n\"))))","v":"n"},{"$f":"IF(AND($X439<>\"i\",$X439<>\"j\"),\"n\",IF(Inventory!$L195=\"Centrifugal\",\"c\",\"n\"))","v":"n"},"-","-",{"$f":"IFERROR(INDEX('Early Retirement'!$C$4:$AC$32,$BF439,$BJ439),0)","v":0},{"$f":"IFERROR(HLOOKUP($BJ439,'Early Retirement'!$D$4:$AC$5,2,FALSE),0)","v":0},{"$f":"IFERROR(INDEX('Early Retirement'!$AE$4:$BE$32,$BF439,$BJ439),0)","v":0},{"$f":"IFERROR(HLOOKUP($BJ439,'Early Retirement'!$AF$4:$BE$5,2,FALSE),0)","v":0},0,0,"kW/ton",{"$f":"IFERROR(INDEX('Early Retirement'!$BG$4:$CG$32,$BF439,$BJ439),0)","v":0},{"$f":"IFERROR(HLOOKUP($BJ439,'Early Retirement'!$BH$4:$CH$5,2,FALSE),0)","v":0},0,"COP","Yes",0,0,"kW/ton",0,"COP",0,0,"kW/ton",0,"COP"]
[null,null,null,null,null,null,null,null,null,null,null,null,null,null,null,null,null,null,null,null,null,187,{"$f":"IF(Inventory!$C196=\"\",\"a\",VLOOKUP(Inventory!$C196,$B$8:$C$11,2,FALSE))","v":"a"},{"$f":"IF(AND($W440=\"b\",Inventory!$I196=\"\"),\"a\",IF(AND($W440=\"b\",Inventory!$I196<>\"\"),VLOOKUP(Inventory!$I196,$E$3:$F$12,2,FALSE),IF(AND(OR($W440=\"c\",$W440=\"d\"),Inventory!$AB196=\"\"),\"a\",IF(AND(OR($W440=\"c\",$W440=\"d\"),Inventory!$AB196<>\"\"),VLOOKUP(Inventory!$AB196,$E$3:$F$12,2,FALSE),\"a\"))))","v":"a"},{"$f":"IF(OR(AND($X440<>\"b\",$X440<>\"c\"),$AB440=0,$AB440>=(65000/12000),Inventory!$AC196=\"\"),\"a\",VLOOKUP(Inventory!$AC196,$H$3:$I$5,2,FALSE))","v":"a"},{"$f":"IF(AND($X440<>\"i\",$X440<>\"j\"),\"a\",IF(AND($W440=\"b\",Inventory!$L196=\"\"),\"a\",IF(AND($W440=\"b\",Inventory!$L196<>\"\"),VLOOKUP(Inventory!$L196,$K$3:$L$6,2,FALSE),IF(AND(OR($W440=\"c\",$W440=\"d\"),Inventory!$AD196=\"\"),\"a\",IF(AND(OR($W440=\"c\",$W440=\"d\"),Inventory!$AD196<>\"\"),VLOOKUP(Inventory!$AD196,$K$3:$L$6,2,FALSE),\"a\")))))","v":"a"},{"$f":"IF(OR(AND($X440<>\"e\",$X440<>\"f\"),$AB440=0,Inventory!$AF196=\"\"),\"a\",VLOOKUP(Inventory!$AF196,$N$3:$O$5,2,FALSE))","v":"a"},{"$f":"IF(OR(Inventory!C196=\"New Construction\",Inventory!C196=\"Replace-on-Burnout\",Inventory!C196=\"Early Retirement\"),Inventory!AS196,0)","v":0},"","","","","","","","","","","","",0,"aaaaa0","No","No",{"$f":"IF($W440=\"a\",0,IF($W440=\"b\",Inventory!$M196,Inventory!$AG196))","v":0},{"$f":"IF(OR($W440=\"a\",AND($AQ440=\"No\",$AR440=\"No\")),0,IF(AND($W440=\"b\",Inventory!$O196=\"Btu/hr\"),Inventory!$N196,IF(AND($W440=\"b\",Inventory!$O196=\"Tons\"),Inventory!$N196*12000,IF(AND(OR($W440=\"c\",$W440=\"d\"),Inventory!$AI196=\"Btu/hr\"),Inventory!$AH196,IF(AND(OR($W440=\"c\",$W440=\"d\"),Inventory!$AI196=\"Tons\"),Inventory!$AH196*12000,0)))))","v":0},0,0,"EER",0,"kW/ton",{"$f":"IF(OR($W440=\"a\",$AR440=\"No\"),0,IF(AND($W440=\"b\",Inventory!$Q196=\"Btu/hr\"),Inventory!$P196,IF(AND($W440=\"b\",Inventory!$Q196=\"Tons\"),Inventory!$P196*12000,IF(AND(OR($W440=\"c\",$W440=\"d\"),Inventory!$AK196=\"Btu/hr\"),Inventory!$AJ196,IF(AND(OR($W440=\"c\",$W440=\"d\"),Inventory!$AK196=\"Tons\"),Inventory!$AJ196*12000,0)))))","v":0},0,0,"COP","No",{"$f":"IF(OR(Inventory!$J196=\"\",$BD440=\"No\"),\"-\",Inventory!$J196)","v":"-"},{"$f":"IFERROR(VLOOKUP($BE440,'Early Retirement'!$B$6:$C$32,2,FALSE),\"-\")","v":"-"},{"$f":"IF(OR($W440<>\"b\",AND($X440<>\"b\",$X440<>\"c\")),\"n\",IF(AND($AO440<>1,$AO440<>2,$AO440<>7,$AO440<>8),\"n\",IF(Inventory!$K196=\"Split\",\"s\",IF(Inventory!$K196=\"Packaged\",\"p\",\"n\"))))","v":"n"},{"$f":"IF(AND($X440<>\"i\",$X440<>\"j\"),\"n\",IF(Inventory!$L196=\"Centrifugal\",\"c\",\"n\"))","v":"n"},"-","-",{"$f":"IFERROR(INDEX('Early Retirement'!$C$4:$AC$32,$BF440,$BJ440),0)","v":0},{"$f":"IFERROR(HLOOKUP($BJ440,'Early Retirement'!$D$4:$AC$5,2,FALSE),0)","v":0},{"$f":"IFERROR(INDEX('Early Retirement'!$AE$4:$BE$32,$BF440,$BJ440),0)","v":0},{"$f":"IFERROR(HLOOKUP($BJ440,'Early Retirement'!$AF$4:$BE$5,2,FALSE),0)","v":0},0,0,"kW/ton",{"$f":"IFERROR(INDEX('Early Retirement'!$BG$4:$CG$32,$BF440,$BJ440),0)","v":0},{"$f":"IFERROR(HLOOKUP($BJ440,'Early Retirement'!$BH$4:$CH$5,2,FALSE),0)","v":0},0,"COP","Yes",0,0,"kW/ton",0,"COP",0,0,"kW/ton",0,"COP"]
[null,null,null,null,null,null,null,null,null,null,null,null,null,null,null,null,null,null,null,null,null,188,{"$f":"IF(Inventory!$C197=\"\",\"a\",VLOOKUP(Inventory!$C197,$B$8:$C$11,2,FALSE))","v":"a"},{"$f":"IF(AND($W441=\"b\",Inventory!$I197=\"\"),\"a\",IF(AND($W441=\"b\",Inventory!$I197<>\"\"),VLOOKUP(Inventory!$I197,$E$3:$F$12,2,FALSE),IF(AND(OR($W441=\"c\",$W441=\"d\"),Inventory!$AB197=\"\"),\"a\",IF(AND(OR($W441=\"c\",$W441=\"d\"),Inventory!$AB197<>\"\"),VLOOKUP(Inventory!$AB197,$E$3:$F$12,2,FALSE),\"a\"))))","v":"a"},{"$f":"IF(OR(AND($X441<>\"b\",$X441<>\"c\"),$AB441=0,$AB441>=(65000/12000),Inventory!$AC197=\"\"),\"a\",VLOOKUP(Inventory!$AC197,$H$3:$I$5,2,FALSE))","v":"a"},{"$f":"IF(AND($X441<>\"i\",$X441<>\"j\"),\"a\",IF(AND($W441=\"b\",Inventory!$L197=\"\"),\"a\",IF(AND($W441=\"b\",Inventory!$L197<>\"\"),VLOOKUP(Inventory!$L197,$K$3:$L$6,2,FALSE),IF(AND(OR($W441=\"c\",$W441=\"d\"),Inventory!$AD197=\"\"),\"a\",IF(AND(OR($W441=\"c\",$W441=\"d\"),Inventory!$AD197<>\"\"),VLOOKUP(Inventory!$AD197,$K$3:$L$6,2,FALSE),\"a\")))))","v":"a"},{"$f":"IF(OR(AND($X441<>\"e\",$X441<>\"f\"),$AB441=0,Inventory!$AF197=\"\"),\"a\",VLOOKUP(Inventory!$AF197,$N$3:$O$5,2,FALSE))","v":"a"},{"$f":"IF(OR(Inventory!C197=\"New Construction\",Inventory!C197=\"Replace-on-Burnout\",Inventory!C197=\"Early Retirement\"),Inventory!AS197,0)","v":0},"","","","","","","","","","","","",0,"aaaaa0","No","No",{"$f":"IF($W441=\"a\",0,IF($W441=\"b\",Inventory!$M197,Inventory!$AG197))","v":0},{"$f":"IF(OR($W441=\"a\",AND($AQ441=\"No\",$AR441=\"No\")),0,IF(AND($W441=\"b\",Inventory!$O197=\"Btu/hr\"),Inventory!$N197,IF(AND($W441=\"b\",Inventory!$O197=\"Tons\"),Inventory!$N197*12000,IF(AND(OR($W441=\"c\",$W441=\"d\"),Inventory!$AI197=\"Btu/hr\"),Inventory!$AH197,IF(AND(OR($W441=\"c\",$W441=\"d\"),Inventory!$AI197=\"Tons\"),Inventory!$AH197*12000,0)))))","v":0},0,0,"EER",0,"kW/ton",{"$f":"IF(OR($W441=\"a\",$AR441=\"No\"),0,IF(AND($W441=\"b\",Inventory!$Q197=\"Btu/hr\"),Inventory!$P197,IF(AND($W441=\"b\",Inventory!$Q197=\"Tons\"),Inventory!$P197*12000,IF(AND(OR($W441=\"c\",$W441=\"d\"),Inventory!$AK197=\"Btu/hr\"),Inventory!$AJ197,IF(AND(OR($W441=\"c\",$W441=\"d\"),Inventory!$AK197=\"Tons\"),Inventory!$AJ197*12000,0)))))","v":0},0,0,"COP","No",{"$f":"IF(OR(Inventory!$J197=\"\",$BD441=\"No\"),\"-\",Inventory!$J197)","v":"-"},{"$f":"IFERROR(VLOOKUP($BE441,'Early Retirement'!$B$6:$C$32,2,FALSE),\"-\")","v":"-"},{"$f":"IF(OR($W441<>\"b\",AND($X441<>\"b\",$X441<>\"c\")),\"n\",IF(AND($AO441<>1,$AO441<>2,$AO441<>7,$AO441<>8),\"n\",IF(Inventory!$K197=\"Split\",\"s\",IF(Inventory!$K197=\"Packaged\",\"p\",\"n\"))))","v":"n"},{"$f":"IF(AND($X441<>\"i\",$X441<>\"j\"),\"n\",IF(Inventory!$L197=\"Centrifugal\",\"c\",\"n\"))","v":"n"},"-","-",{"$f":"IFERROR(INDEX('Early Retirement'!$C$4:$AC$32,$BF441,$BJ441),0)","v":0},{"$f":"IFERROR(HLOOKUP($BJ441,'Early Retirement'!$D$4:$AC$5,2,FALSE),0)","v":0},{"$f":"IFERROR(INDEX('Early Retirement'!$AE$4:$BE$32,$BF441,$BJ441),0)","v":0},{"$f":"IFERROR(HLOOKUP($BJ441,'Early Retirement'!$AF$4:$BE$5,2,FALSE),0)","v":0},0,0,"kW/ton",{"$f":"IFERROR(INDEX('Early Retirement'!$BG$4:$CG$32,$BF441,$BJ441),0)","v":0},{"$f":"IFERROR(HLOOKUP($BJ441,'Early Retirement'!$BH$4:$CH$5,2,FALSE),0)","v":0},0,"COP","Yes",0,0,"kW/ton",0,"COP",0,0,"kW/ton",0,"COP"]
[null,null,null,null,null,null,null,null,null,null,null,null,null,null,null,null,null,null,null,null,null,189,{"$f":"IF(Inventory!$C198=\"\",\"a\",VLOOKUP(Inventory!$C198,$B$8:$C$11,2,FALSE))","v":"a"},{"$f":"IF(AND($W442=\"b\",Inventory!$I198=\"\"),\"a\",IF(AND($W442=\"b\",Inventory!$I198<>\"\"),VLOOKUP(Inventory!$I198,$E$3:$F$12,2,FALSE),IF(AND(OR($W442=\"c\",$W442=\"d\"),Inventory!$AB198=\"\"),\"a\",IF(AND(OR($W442=\"c\",$W442=\"d\"),Inventory!$AB198<>\"\"),VLOOKUP(Inventory!$AB198,$E$3:$F$12,2,FALSE),\"a\"))))","v":"a"},{"$f":"IF(OR(AND($X442<>\"b\",$X442<>\"c\"),$AB442=0,$AB442>=(65000/12000),Inventory!$AC198=\"\"),\"a\",VLOOKUP(Inventory!$AC198,$H$3:$I$5,2,FALSE))","v":"a"},{"$f":"IF(AND($X442<>\"i\",$X442<>\"j\"),\"a\",IF(AND($W442=\"b\",Inventory!$L198=\"\"),\"a\",IF(AND($W442=\"b\",Inventory!$L198<>\"\"),VLOOKUP(Inventory!$L198,$K$3:$L$6,2,FALSE),IF(AND(OR($W442=\"c\",$W442=\"d\"),Inventory!$AD198=\"\"),\"a\",IF(AND(OR($W442=\"c\",$W442=\"d\"),Inventory!$AD198<>\"\"),VLOOKUP(Inventory!$AD198,$K$3:$L$6,2,FALSE),\"a\")))))","v":"a"},{"$f":"IF(OR(AND($X442<>\"e\",$X442<>\"f\"),$AB442=0,Inventory!$AF198=\"\"),\"a\",VLOOKUP(Inventory!$AF198,$N$3:$O$5,2,FALSE))","v":"a"},{"$f":"IF(OR(Inventory!C198=\"New Construction\",Inventory!C198=\"Replace-on-Burnout\",Inventory!C198=\"Early Retirement\"),Inventory!AS198,0)","v":0},"","","","","","","","","","","","",0,"aaaaa0","No","No",{"$f":"IF($W442=\"a\",0,IF($W442=\"b\",Inventory!$M198,Inventory!$AG198))","v":0},{"$f":"IF(OR($W442=\"a\",AND($AQ442=\"No\",$AR442=\"No\")),0,IF(AND($W442=\"b\",Inventory!$O198=\"Btu/hr\"),Inventory!$N198,IF(AND($W442=\"b\",Inventory!$O198=\"Tons\"),Inventory!$N198*12000,IF(AND(OR($W442=\"c\",$W442=\"d\"),Inventory!$AI198=\"Btu/hr\"),Inventory!$AH198,IF(AND(OR($W442=\"c\",$W442=\"d\"),Inventory!$AI198=\"Tons\"),Inventory!$AH198*12000,0)))))","v":0},0,0,"EER",0,"kW/ton",{"$f":"IF(OR($W442=\"a\",$AR442=\"No\"),0,IF(AND($W442=\"b\",Inventory!$Q198=\"Btu/hr\"),Inventory!$P198,IF(AND($W442=\"b\",Inventory!$Q198=\"Tons\"),Inventory!$P198*12000,IF(AND(OR($W442=\"c\",$W442=\"d\"),Inventory!$AK198=\"Btu/hr\"),Inventory!$AJ198,IF(AND(OR($W442=\"c\",$W442=\"d\"),Inventory!$AK198=\"Tons\"),Inventory!$AJ198*12000,0)))))","v":0},0,0,"COP","No",{"$f":"IF(OR(Inventory!$J198=\"\",$BD442=\"No\"),\"-\",Inventory!$J198)","v":"-"},{"$f":"IFERROR(VLOOKUP($BE442,'Early Retirement'!$B$6:$C$32,2,FALSE),\"-\")","v":"-"},{"$f":"IF(OR($W442<>\"b\",AND($X442<>\"b\",$X442<>\"c\")),\"n\",IF(AND($AO442<>1,$AO442<>2,$AO442<>7,$AO442<>8),\"n\",IF(Inventory!$K198=\"Split\",\"s\",IF(Inventory!$K198=\"Packaged\",\"p\",\"n\"))))","v":"n"},{"$f":"IF(AND($X442<>\"i\",$X442<>\"j\"),\"n\",IF(Inventory!$L198=\"Centrifugal\",\"c\",\"n\"))","v":"n"},"-","-",{"$f":"IFERROR(INDEX('Early Retirement'!$C$4:$AC$32,$BF442,$BJ442),0)","v":0},{"$f":"IFERROR(HLOOKUP($BJ442,'Early Retirement'!$D$4:$AC$5,2,FALSE),0)","v":0},{"$f":"IFERROR(INDEX('Early Retirement'!$AE$4:$BE$32,$BF442,$BJ442),0)","v":0},{"$f":"IFERROR(HLOOKUP($BJ442,'Early Retirement'!$AF$4:$BE$5,2,FALSE),0)","v":0},0,0,"kW/ton",{"$f":"IFERROR(INDEX('Early Retirement'!$BG$4:$CG$32,$BF442,$BJ442),0)","v":0},{"$f":"IFERROR(HLOOKUP($BJ442,'Early Retirement'!$BH$4:$CH$5,2,FALSE),0)","v":0},0,"COP","Yes",0,0,"kW/ton",0,"COP",0,0,"kW/ton",0,"COP"]
[null,null,null,null,null,null,null,null,null,null,null,null,null,null,null,null,null,null,null,null,null,190,{"$f":"IF(Inventory!$C199=\"\",\"a\",VLOOKUP(Inventory!$C199,$B$8:$C$11,2,FALSE))","v":"a"},{"$f":"IF(AND($W443=\"b\",Inventory!$I199=\"\"),\"a\",IF(AND($W443=\"b\",Inventory!$I199<>\"\"),VLOOKUP(Inventory!$I199,$E$3:$F$12,2,FALSE),IF(AND(OR($W443=\"c\",$W443=\"d\"),Inventory!$AB199=\"\"),\"a\",IF(AND(OR($W443=\"c\",$W443=\"d\"),Inventory!$AB199<>\"\"),VLOOKUP(Inventory!$AB199,$E$3:$F$12,2,FALSE),\"a\"))))","v":"a"},{"$f":"IF(OR(AND($X443<>\"b\",$X443<>\"c\"),$AB443=0,$AB443>=(65000/12000),Inventory!$AC199=\"\"),\"a\",VLOOKUP(Inventory!$AC199,$H$3:$I$5,2,FALSE))","v":"a"},{"$f":"IF(AND($X443<>\"i\",$X443<>\"j\"),\"a\",IF(AND($W443=\"b\",Inventory!$L199=\"\"),\"a\",IF(AND($W443=\"b\",Inventory!$L199<>\"\"),VLOOKUP(Inventory!$L199,$K$3:$L$6,2,FALSE),IF(AND(OR($W443=\"c\",$W443=\"d\"),Inventory!$AD199=\"\"),\"a\",IF(AND(OR($W443=\"c\",$W443=\"d\"),Inventory!$AD199<>\"\"),VLOOKUP(Inventory!$AD199,$K$3:$L$6,2,FALSE),\"a\")))))","v":"a"},{"$f":"IF(OR(AND($X443<>\"e\",$X443<>\"f\"),$AB443=0,Inventory!$AF199=\"\"),\"a\",VLOOKUP(Inventory!$AF199,$N$3:$O$5,2,FALSE))","v":"a"},{"$f":"IF(OR(Inventory!C199=\"New Construction\",Inventory!C199=\"Replace-on-Burnout\",Inventory!C199=\"Early Retirement\"),Inventory!AS199,0)","v":0},"","","","","","","","","","","","",0,"aaaaa0","No","No",{"$f":"IF($W443=\"a\",0,IF($W443=\"b\",Inventory!$M199,Inventory!$AG199))","v":0},{"$f":"IF(OR($W443=\"a\",AND($AQ443=\"No\",$AR443=\"No\")),0,IF(AND($W443=\"b\",Inventory!$O199=\"Btu/hr\"),Inventory!$N199,IF(AND($W443=\"b\",Inventory!$O199=\"Tons\"),Inventory!$N199*12000,IF(AND(OR($W443=\"c\",$W443=\"d\"),Inventory!$AI199=\"Btu/hr\"),Inventory!$AH199,IF(AND(OR($W443=\"c\",$W443=\"d\"),Inventory!$AI199=\"Tons\"),Inventory!$AH199*12000,0)))))","v":0},0,0,"EER",0,"kW/ton",{"$f":"IF(OR($W443=\"a\",$AR443=\"No\"),0,IF(AND($W443=\"b\",Inventory!$Q199=\"Btu/hr\"),Inventory!$P199,IF(AND($W443=\"b\",Inventory!$Q199=\"Tons\"),Inventory!$P199*12000,IF(AND(OR($W443=\"c\",$W443=\"d\"),Inventory!$AK199=\"Btu/hr\"),Inventory!$AJ199,IF(AND(OR($W443=\"c\",$W443=\"d\"),Inventory!$AK199=\"Tons\"),Inventory!$AJ199*12000,0)))))","v":0},0,0,"COP","No",{"$f":"IF(OR(Inventory!$J199=\"\",$BD443=\"No\"),\"-\",Inventory!$J199)","v":"-"},{"$f":"IFERROR(VLOOKUP($BE443,'Early Retirement'!$B$6:$C$32,2,FALSE),\"-\")","v":"-"},{"$f":"IF(OR($W443<>\"b\",AND($X443<>\"b\",$X443<>\"c\")),\"n\",IF(AND($AO443<>1,$AO443<>2,$AO443<>7,$AO443<>8),\"n\",IF(Inventory!$K199=\"Split\",\"s\",IF(Inventory!$K199=\"Packaged\",\"p\",\"n\"))))","v":"n"},{"$f":"IF(AND($X443<>\"i\",$X443<>\"j\"),\"n\",IF(Inventory!$L199=\"Centrifugal\",\"c\",\"n\"))","v":"n"},"-","-",{"$f":"IFERROR(INDEX('Early Retirement'!$C$4:$AC$32,$BF443,$BJ443),0)","v":0},{"$f":"IFERROR(HLOOKUP($BJ443,'Early Retirement'!$D$4:$AC$5,2,FALSE),0)","v":0},{"$f":"IFERROR(INDEX('Early Retirement'!$AE$4:$BE$32,$BF443,$BJ443),0)","v":0},{"$f":"IFERROR(HLOOKUP($BJ443,'Early Retirement'!$AF$4:$BE$5,2,FALSE),0)","v":0},0,0,"kW/ton",{"$f":"IFERROR(INDEX('Early Retirement'!$BG$4:$CG$32,$BF443,$BJ443),0)","v":0},{"$f":"IFERROR(HLOOKUP($BJ443,'Early Retirement'!$BH$4:$CH$5,2,FALSE),0)","v":0},0,"COP","Yes",0,0,"kW/ton",0,"COP",0,0,"kW/ton",0,"COP"]
[null,null,null,null,null,null,null,null,null,null,null,null,null,null,null,null,null,null,null,null,null,191,{"$f":"IF(Inventory!$C200=\"\",\"a\",VLOOKUP(Inventory!$C200,$B$8:$C$11,2,FALSE))","v":"a"},{"$f":"IF(AND($W444=\"b\",Inventory!$I200=\"\"),\"a\",IF(AND($W444=\"b\",Inventory!$I200<>\"\"),VLOOKUP(Inventory!$I200,$E$3:$F$12,2,FALSE),IF(AND(OR($W444=\"c\",$W444=\"d\"),Inventory!$AB200=\"\"),\"a\",IF(AND(OR($W444=\"c\",$W444=\"d\"),Inventory!$AB200<>\"\"),VLOOKUP(Inventory!$AB200,$E$3:$F$12,2,FALSE),\"a\"))))","v":"a"},{"$f":"IF(OR(AND($X444<>\"b\",$X444<>\"c\"),$AB444=0,$AB444>=(65000/12000),Inventory!$AC200=\"\"),\"a\",VLOOKUP(Inventory!$AC200,$H$3:$I$5,2,FALSE))","v":"a"},{"$f":"IF(AND($X444<>\"i\",$X444<>\"j\"),\"a\",IF(AND($W444=\"b\",Inventory!$L200=\"\"),\"a\",IF(AND($W444=\"b\",Inventory!$L200<>\"\"),VLOOKUP(Inventory!$L200,$K$3:$L$6,2,FALSE),IF(AND(OR($W444=\"c\",$W444=\"d\"),Inventory!$AD200=\"\"),\"a\",IF(AND(OR($W444=\"c\",$W444=\"d\"),Inventory!$AD200<>\"\"),VLOOKUP(Inventory!$AD200,$K$3:$L$6,2,FALSE),\"a\")))))","v":"a"},{"$f":"IF(OR(AND($X444<>\"e\",$X444<>\"f\"),$AB444=0,Inventory!$AF200=\"\"),\"a\",VLOOKUP(Inventory!$AF200,$N$3:$O$5,2,FALSE))","v":"a"},{"$f":"IF(OR(Inventory!C200=\"New Construction\",Inventory!C200=\"Replace-on-Burnout\",Inventory!C200=\"Early Retirement\"),Inventory!AS200,0)","v":0},"","","","","","","","","","","","",0,"aaaaa0","No","No",{"$f":"IF($W444=\"a\",0,IF($W444=\"b\",Inventory!$M200,Inventory!$AG200))","v":0},{"$f":"IF(OR($W444=\"a\",AND($AQ444=\"No\",$AR444=\"No\")),0,IF(AND($W444=\"b\",Inventory!$O200=\"Btu/hr\"),Inventory!$N200,IF(AND($W444=\"b\",Inventory!$O200=\"Tons\"),Inventory!$N200*12000,IF(AND(OR($W444=\"c\",$W444=\"d\"),Inventory!$AI200=\"Btu/hr\"),Inventory!$AH200,IF(AND(OR($W444=\"c\",$W444=\"d\"),Inventory!$AI200=\"Tons\"),Inventory!$AH200*12000,0)))))","v":0},0,0,"EER",0,"kW/ton",{"$f":"IF(OR($W444=\"a\",$AR444=\"No\"),0,IF(AND($W444=\"b\",Inventory!$Q200=\"Btu/hr\"),Inventory!$P200,IF(AND($W444=\"b\",Inventory!$Q200=\"Tons\"),Inventory!$P200*12000,IF(AND(OR($W444=\"c\",$W444=\"d\"),Inventory!$AK200=\"Btu/hr\"),Inventory!$AJ200,IF(AND(OR($W444=\"c\",$W444=\"d\"),Inventory!$AK200=\"Tons\"),Inventory!$AJ200*12000,0)))))","v":0},0,0,"COP","No",{"$f":"IF(OR(Inventory!$J200=\"\",$BD444=\"No\"),\"-\",Inventory!$J200)","v":"-"},{"$f":"IFERROR(VLOOKUP($BE444,'Early Retirement'!$B$6:$C$32,2,FALSE),\"-\")","v":"-"},{"$f":"IF(OR($W444<>\"b\",AND($X444<>\"b\",$X444<>\"c\")),\"n\",IF(AND($AO444<>1,$AO444<>2,$AO444<>7,$AO444<>8),\"n\",IF(Inventory!$K200=\"Split\",\"s\",IF(Inventory!$K200=\"Packaged\",\"p\",\"n\"))))","v":"n"},{"$f":"IF(AND($X444<>\"i\",$X444<>\"j\"),\"n\",IF(Inventory!$L200=\"Centrifugal\",\"c\",\"n\"))","v":"n"},"-","-",{"$f":"IFERROR(INDEX('Early Retirement'!$C$4:$AC$32,$BF444,$BJ444),0)","v":0},{"$f":"IFERROR(HLOOKUP($BJ444,'Early Retirement'!$D$4:$AC$5,2,FALSE),0)","v":0},{"$f":"IFERROR(INDEX('Early Retirement'!$AE$4:$BE$32,$BF444,$BJ444),0)","v":0},{"$f":"IFERROR(HLOOKUP($BJ444,'Early Retirement'!$AF$4:$BE$5,2,FALSE),0)","v":0},0,0,"kW/ton",{"$f":"IFERROR(INDEX('Early Retirement'!$BG$4:$CG$32,$BF444,$BJ444),0)","v":0},{"$f":"IFERROR(HLOOKUP($BJ444,'Early Retirement'!$BH$4:$CH$5,2,FALSE),0)","v":0},0,"COP","Yes",0,0,"kW/ton",0,"COP",0,0,"kW/ton",0,"COP"]
[null,null,null,null,null,null,null,null,null,null,null,null,null,null,null,null,null,null,null,null,null,192,{"$f":"IF(Inventory!$C201=\"\",\"a\",VLOOKUP(Inventory!$C201,$B$8:$C$11,2,FALSE))","v":"a"},{"$f":"IF(AND($W445=\"b\",Inventory!$I201=\"\"),\"a\",IF(AND($W445=\"b\",Inventory!$I201<>\"\"),VLOOKUP(Inventory!$I201,$E$3:$F$12,2,FALSE),IF(AND(OR($W445=\"c\",$W445=\"d\"),Inventory!$AB201=\"\"),\"a\",IF(AND(OR($W445=\"c\",$W445=\"d\"),Inventory!$AB201<>\"\"),VLOOKUP(Inventory!$AB201,$E$3:$F$12,2,FALSE),\"a\"))))","v":"a"},{"$f":"IF(OR(AND($X445<>\"b\",$X445<>\"c\"),$AB445=0,$AB445>=(65000/12000),Inventory!$AC201=\"\"),\"a\",VLOOKUP(Inventory!$AC201,$H$3:$I$5,2,FALSE))","v":"a"},{"$f":"IF(AND($X445<>\"i\",$X445<>\"j\"),\"a\",IF(AND($W445=\"b\",Inventory!$L201=\"\"),\"a\",IF(AND($W445=\"b\",Inventory!$L201<>\"\"),VLOOKUP(Inventory!$L201,$K$3:$L$6,2,FALSE),IF(AND(OR($W445=\"c\",$W445=\"d\"),Inventory!$AD201=\"\"),\"a\",IF(AND(OR($W445=\"c\",$W445=\"d\"),Inventory!$AD201<>\"\"),VLOOKUP(Inventory!$AD201,$K$3:$L$6,2,FALSE),\"a\")))))","v":"a"},{"$f":"IF(OR(AND($X445<>\"e\",$X445<>\"f\"),$AB445=0,Inventory!$AF201=\"\"),\"a\",VLOOKUP(Inventory!$AF201,$N$3:$O$5,2,FALSE))","v":"a"},{"$f":"IF(OR(Inventory!C201=\"New Construction\",Inventory!C201=\"Replace-on-Burnout\",Inventory!C201=\"Early Retirement\"),Inventory!AS201,0)","v":0},"","","","","","","","","","","","",0,"aaaaa0","No","No",{"$f":"IF($W445=\"a\",0,IF($W445=\"b\",Inventory!$M201,Inventory!$AG201))","v":0},{"$f":"IF(OR($W445=\"a\",AND($AQ445=\"No\",$AR445=\"No\")),0,IF(AND($W445=\"b\",Inventory!$O201=\"Btu/hr\"),Inventory!$N201,IF(AND($W445=\"b\",Inventory!$O201=\"Tons\"),Inventory!$N201*12000,IF(AND(OR($W445=\"c\",$W445=\"d\"),Inventory!$AI201=\"Btu/hr\"),Inventory!$AH201,IF(AND(OR($W445=\"c\",$W445=\"d\"),Inventory!$AI201=\"Tons\"),Inventory!$AH201*12000,0)))))","v":0},0,0,"EER",0,"kW/ton",{"$f":"IF(OR($W445=\"a\",$AR445=\"No\"),0,IF(AND($W445=\"b\",Inventory!$Q201=\"Btu/hr\"),Inventory!$P201,IF(AND($W445=\"b\",Inventory!$Q201=\"Tons\"),Inventory!$P201*12000,IF(AND(OR($W445=\"c\",$W445=\"d\"),Inventory!$AK201=\"Btu/hr\"),Inventory!$AJ201,IF(AND(OR($W445=\"c\",$W445=\"d\"),Inventory!$AK201=\"Tons\"),Inventory!$AJ201*12000,0)))))","v":0},0,0,"COP","No",{"$f":"IF(OR(Inventory!$J201=\"\",$BD445=\"No\"),\"-\",Inventory!$J201)","v":"-"},{"$f":"IFERROR(VLOOKUP($BE445,'Early Retirement'!$B$6:$C$32,2,FALSE),\"-\")","v":"-"},{"$f":"IF(OR($W445<>\"b\",AND($X445<>\"b\",$X445<>\"c\")),\"n\",IF(AND($AO445<>1,$AO445<>2,$AO445<>7,$AO445<>8),\"n\",IF(Inventory!$K201=\"Split\",\"s\",IF(Inventory!$K201=\"Packaged\",\"p\",\"n\"))))","v":"n"},{"$f":"IF(AND($X445<>\"i\",$X445<>\"j\"),\"n\",IF(Inventory!$L201=\"Centrifugal\",\"c\",\"n\"))","v":"n"},"-","-",{"$f":"IFERROR(INDEX('Early Retirement'!$C$4:$AC$32,$BF445,$BJ445),0)","v":0},{"$f":"IFERROR(HLOOKUP($BJ445,'Early Retirement'!$D$4:$AC$5,2,FALSE),0)","v":0},{"$f":"IFERROR(INDEX('Early Retirement'!$AE$4:$BE$32,$BF445,$BJ445),0)","v":0},{"$f":"IFERROR(HLOOKUP($BJ445,'Early Retirement'!$AF$4:$BE$5,2,FALSE),0)","v":0},0,0,"kW/ton",{"$f":"IFERROR(INDEX('Early Retirement'!$BG$4:$CG$32,$BF445,$BJ445),0)","v":0},{"$f":"IFERROR(HLOOKUP($BJ445,'Early Retirement'!$BH$4:$CH$5,2,FALSE),0)","v":0},0,"COP","Yes",0,0,"kW/ton",0,"COP",0,0,"kW/ton",0,"COP"]
[null,null,null,null,null,null,null,null,null,null,null,null,null,null,null,null,null,null,null,null,null,193,{"$f":"IF(Inventory!$C202=\"\",\"a\",VLOOKUP(Inventory!$C202,$B$8:$C$11,2,FALSE))","v":"a"},{"$f":"IF(AND($W446=\"b\",Inventory!$I202=\"\"),\"a\",IF(AND($W446=\"b\",Inventory!$I202<>\"\"),VLOOKUP(Inventory!$I202,$E$3:$F$12,2,FALSE),IF(AND(OR($W446=\"c\",$W446=\"d\"),Inventory!$AB202=\"\"),\"a\",IF(AND(OR($W446=\"c\",$W446=\"d\"),Inventory!$AB202<>\"\"),VLOOKUP(Inventory!$AB202,$E$3:$F$12,2,FALSE),\"a\"))))","v":"a"},{"$f":"IF(OR(AND($X446<>\"b\",$X446<>\"c\"),$AB446=0,$AB446>=(65000/12000),Inventory!$AC202=\"\"),\"a\",VLOOKUP(Inventory!$AC202,$H$3:$I$5,2,FALSE))","v":"a"},{"$f":"IF(AND($X446<>\"i\",$X446<>\"j\"),\"a\",IF(AND($W446=\"b\",Inventory!$L202=\"\"),\"a\",IF(AND($W446=\"b\",Inventory!$L202<>\"\"),VLOOKUP(Inventory!$L202,$K$3:$L$6,2,FALSE),IF(AND(OR($W446=\"c\",$W446=\"d\"),Inventory!$AD202=\"\"),\"a\",IF(AND(OR($W446=\"c\",$W446=\"d\"),Inventory!$AD202<>\"\"),VLOOKUP(Inventory!$AD202,$K$3:$L$6,2,FALSE),\"a\")))))","v":"a"},{"$f":"IF(OR(AND($X446<>\"e\",$X446<>\"f\"),$AB446=0,Inventory!$AF202=\"\"),\"a\",VLOOKUP(Inventory!$AF202,$N$3:$O$5,2,FALSE))","v":"a"},{"$f":"IF(OR(Inventory!C202=\"New Construction\",Inventory!C202=\"Replace-on-Burnout\",Inventory!C202=\"Early Retirement\"),Inventory!AS202,0)","v":0},"","","","","","","","","","","","",0,{"$f":"CONCATENATE($W446,$X446,$Y446,$Z446,$AA446,$AO446)","v":"aaaaa0"},"No","No",{"$f":"IF($W446=\"a\",0,IF($W446=\"b\",Inventory!$M202,Inventory!$AG202))","v":0},{"$f":"IF(OR($W446=\"a\",AND($AQ446=\"No\",$AR446=\"No\")),0,IF(AND($W446=\"b\",Inventory!$O202=\"Btu/hr\"),Inventory!$N202,IF(AND($W446=\"b\",Inventory!$O202=\"Tons\"),Inventory!$N202*12000,IF(AND(OR($W446=\"c\",$W446=\"d\"),Inventory!$AI202=\"Btu/hr\"),Inventory!$AH202,IF(AND(OR($W446=\"c\",$W446=\"d\"),Inventory!$AI202=\"Tons\"),Inventory!$AH202*12000,0)))))","v":0},0,0,"EER",{"$f":"IFERROR(12/$AV446,0)","v":0},"kW/ton",{"$f":"IF(OR($W446=\"a\",$AR446=\"No\"),0,IF(AND($W446=\"b\",Inventory!$Q202=\"Btu/hr\"),Inventory!$P202,IF(AND($W446=\"b\",Inventory!$Q202=\"Tons\"),Inventory!$P202*12000,IF(AND(OR($W446=\"c\",$W446=\"d\"),Inventory!$AK202=\"Btu/hr\"),Inventory!$AJ202,IF(AND(OR($W446=\"c\",$W446=\"d\"),Inventory!$AK202=\"Tons\"),Inventory!$AJ202*12000,0)))))","v":0},0,0,"COP","No",{"$f":"IF(OR(Inventory!$J202=\"\",$BD446=\"No\"),\"-\",Inventory!$J202)","v":"-"},{"$f":"IFERROR(VLOOKUP($BE446,'Early Retirement'!$B$6:$C$32,2,FALSE),\"-\")","v":"-"},{"$f":"IF(OR($W446<>\"b\",AND($X446<>\"b\",$X446<>\"c\")),\"n\",IF(AND($AO446<>1,$AO446<>2,$AO446<>7,$AO446<>8),\"n\",IF(Inventory!$K202=\"Split\",\"s\",IF(Inventory!$K202=\"Packaged\",\"p\",\"n\"))))","v":"n"},{"$f":"IF(AND($X446<>\"i\",$X446<>\"j\"),\"n\",IF(Inventory!$L202=\"Centrifugal\",\"c\",\"n\"))","v":"n"},{"$f":"IF(OR($BD446=\"No\",$X446=\"a\"),\"-\",CONCATENATE($AO446,$BG446,$BH446))","v":"-"},{"$f":"IFERROR(VLOOKUP($BI446,$BI$506:$BJ$541,2,FALSE),\"-\")","v":"-"},{"$f":"IFERROR(INDEX('Early Retirement'!$C$4:$AC$32,$BF446,$BJ446),0)","v":0},{"$f":"IFERROR(HLOOKUP($BJ446,'Early Retirement'!$D$4:$AC$5,2,FALSE),0)","v":0},{"$f":"IFERROR(INDEX('Early Retirement'!$AE$4:$BE$32,$BF446,$BJ446),0)","v":0},{"$f":"IFERROR(HLOOKUP($BJ446,'Early Retirement'!$AF$4:$BE$5,2,FALSE),0)","v":0},0,0,"kW/ton",{"$f":"IFERROR(INDEX('Early Retirement'!$BG$4:$CG$32,$BF446,$BJ446),0)","v":0},{"$f":"IFERROR(HLOOKUP($BJ446,'Early Retirement'!$BH$4:$CH$5,2,FALSE),0)","v":0},0,"COP",{"$f":"IF(AND($AQ446=\"No\",$AR446=\"No\",$BD446=\"No\"),\"Yes\",\"No\")","v":"Yes"},{"$f":"IF($BV446=\"Yes\",IFERROR(VLOOKUP($AP446,$CH:$CO,6,FALSE),0),0)","v":0},{"$f":"IF($BV446=\"Yes\",IFERROR(VLOOKUP($AP446,$CH:$CO,7,FALSE),0),0)","v":0},"kW/ton",{"$f":"IF($BV446=\"Yes\",IFERROR(VLOOKUP($AP446,$CH:$CS,11,FALSE),0),0)","v":0},"COP",0,{"$f":"MAX($AX446,$BP446,$BX446)","v":0},"kW/ton",{"$f":"MAX($BB446,$BT446,$BZ446)","v":0},"COP"]
[null,null,null,null,null,null,null,null,null,null,null,null,null,null,null,null,null,null,null,null,null,194,{"$f":"IF(Inventory!$C203=\"\",\"a\",VLOOKUP(Inventory!$C203,$B$8:$C$11,2,FALSE))","v":"a"},{"$f":"IF(AND($W447=\"b\",Inventory!$I203=\"\"),\"a\",IF(AND($W447=\"b\",Inventory!$I203<>\"\"),VLOOKUP(Inventory!$I203,$E$3:$F$12,2,FALSE),IF(AND(OR($W447=\"c\",$W447=\"d\"),Inventory!$AB203=\"\"),\"a\",IF(AND(OR($W447=\"c\",$W447=\"d\"),Inventory!$AB203<>\"\"),VLOOKUP(Inventory!$AB203,$E$3:$F$12,2,FALSE),\"a\"))))","v":"a"},{"$f":"IF(OR(AND($X447<>\"b\",$X447<>\"c\"),$AB447=0,$AB447>=(65000/12000),Inventory!$AC203=\"\"),\"a\",VLOOKUP(Inventory!$AC203,$H$3:$I$5,2,FALSE))","v":"a"},{"$f":"IF(AND($X447<>\"i\",$X447<>\"j\"),\"a\",IF(AND($W447=\"b\",Inventory!$L203=\"\"),\"a\",IF(AND($W447=\"b\",Inventory!$L203<>\"\"),VLOOKUP(Inventory!$L203,$K$3:$L$6,2,FALSE),IF(AND(OR($W447=\"c\",$W447=\"d\"),Inventory!$AD203=\"\"),\"a\",IF(AND(OR($W447=\"c\",$W447=\"d\"),Inventory!$AD203<>\"\"),VLOOKUP(Inventory!$AD203,$K$3:$L$6,2,FALSE),\"a\")))))","v":"a"},{"$f":"IF(OR(AND($X447<>\"e\",$X447<>\"f\"),$AB447=0,Inventory!$AF203=\"\"),\"a\",VLOOKUP(Inventory!$AF203,$N$3:$O$5,2,FALSE))","v":"a"},{"$f":"IF(OR(Inventory!C203=\"New Construction\",Inventory!C203=\"Replace-on-Burnout\",Inventory!C203=\"Early Retirement\"),Inventory!AS203,0)","v":0},{"$f":"IF(AND($X447<>\"b\",$X447<>\"c\",$X447<>\"d\",$X447<>\"e\",$X447<>\"f\"),\"\",IF(AND($AB447>=$AC$2,$X447=\"b\"),6,IF(AND($AB447>=$AC$2,$X447=\"c\"),12,IF(AND($AB447>=$AC$2,$X447=\"d\"),18,IF(AND($AB447>=$AC$2,$X447=\"e\"),24,IF(AND($AB447>=$AC$2,$X447=\"f\"),30,0))))))","v":""},{"$f":"IF(OR(AND($X447<>\"b\",$X447<>\"c\",$X447<>\"d\",$X447<>\"e\",$X447<>\"f\"),$AC447<>0),\"\",IF(AND($AB447>=$AD$2,$X447=\"b\"),5,IF(AND($AB447>=$AD$2,$X447=\"c\"),11,IF(AND($AB447>=$AD$2,$X447=\"d\"),17,IF(AND($AB447>=$AD$2,$X447=\"e\"),23,IF(AND($AB447>=$AD$2,$X447=\"f\"),29,0))))))","v":""},{"$f":"IF(OR(AND($X447<>\"b\",$X447<>\"c\",$X447<>\"d\",$X447<>\"e\",$X447<>\"f\"),$AD447<>0),\"\",IF(AND($AB447>=$AE$2,$X447=\"b\"),4,IF(AND($AB447>=$AE$2,$X447=\"c\"),10,IF(AND($AB447>=$AE$2,$X447=\"d\"),16,IF(AND($AB447>=$AE$2,$X447=\"e\"),22,IF(AND($AB447>=$AE$2,$X447=\"f\"),28,0))))))","v":""},{"$f":"IF(OR(AND($X447<>\"b\",$X447<>\"c\",$X447<>\"d\",$X447<>\"e\",$X447<>\"f\"),$AE447<>0),\"\",IF(AND($AB447>=$AF$2,$X447=\"b\"),3,IF(AND($AB447>=$AF$2,$X447=\"c\"),9,IF(AND($AB447>=$AF$2,$X447=\"d\"),15,IF(AND($AB447>=$AF$2,$X447=\"e\"),21,IF(AND($AB447>=$AF$2,$X447=\"f\"),27,0))))))","v":""},{"$f":"IF(OR(AND($X447<>\"b\",$X447<>\"c\",$X447<>\"d\",$X447<>\"e\",$X447<>\"f\"),$AF447<>0),\"\",IF(AND($AB447>=$AG$2,$X447=\"b\"),2,IF(AND($AB447>=$AG$2,$X447=\"c\"),8,IF(AND($AB447>=$AG$2,$X447=\"d\"),14,IF(AND($AB447>=$AG$2,$X447=\"e\"),20,IF(AND($AB447>=$AG$2,$X447=\"f\"),26,0))))))","v":""},{"$f":"IF(OR(AND($X447<>\"b\",$X447<>\"c\",$X447<>\"d\",$X447<>\"e\",$X447<>\"f\"),$AG447<>0),\"\",IF(AND($AB447>=$AH$2,$X447=\"b\"),1,IF(AND($AB447>=$AH$2,$X447=\"c\"),7,IF(AND($AB447>=$AH$2,$X447=\"d\"),13,IF(AND($AB447>=$AH$2,$X447=\"e\"),19,IF(AND($AB447>=$AH$2,$X447=\"f\"),25,0))))))","v":""},{"$f":"IF(AND($X447<>\"i\",$X447<>\"j\"),\"\",IF(AND($AB447>=$AI$2,$X447=\"i\"),39,IF(AND($AB447>=$AI$2,$X447=\"j\",$Z447=\"b\"),44,IF(AND($AB447>=$AI$2,$X447=\"j\",$Z447<>\"b\"),49,0))))","v":""},{"$f":"IF(OR(AND($X447<>\"i\",$X447<>\"j\"),$AI447<>0),\"\",IF(AND($AB447>=$AJ$2,$X447=\"i\"),38,IF(AND($AB447>=$AJ$2,$X447=\"j\",$Z447=\"b\"),43,IF(AND($AB447>=$AJ$2,$X447=\"j\",$Z447<>\"b\"),48,0))))","v":""},{"$f":"IF(OR(AND($X447<>\"i\",$X447<>\"j\"),$AJ447<>0),\"\",IF(AND($AB447>=$AK$2,$X447=\"i\"),37,IF(AND($AB447>=$AK$2,$X447=\"j\",$Z447=\"b\"),42,IF(AND($AB447>=$AK$2,$X447=\"j\",$Z447<>\"b\"),47,0))))","v":""},{"$f":"IF(OR(AND($X447<>\"i\",$X447<>\"j\"),$AK447<>0),\"\",IF(AND($AB447>=$AL$2,$X447=\"i\"),36,IF(AND($AB447>=$AL$2,$X447=\"j\",$Z447=\"b\"),41,IF(AND($AB447>=$AL$2,$X447=\"j\",$Z447<>\"b\"),46,0))))","v":""},{"$f":"IF(OR(AND($X447<>\"i\",$X447<>\"j\"),$AL447<>0),\"\",IF(AND($AB447>=$AM$2,$X447=\"i\"),35,IF(AND($AB447>=$AM$2,$X447=\"j\",$Z447=\"b\"),40,IF(AND($AB447>=$AM$2,$X447=\"j\",$Z447<>\"b\"),45,0))))","v":""},{"$f":"IF(AND($X447<>\"g\",$X447<>\"h\"),\"\",IF(AND($W447=\"d\",$X447=\"g\"),31,IF(AND($W447=\"c\",$X447=\"g\"),32,IF(AND($W447=\"d\",$X447=\"h\"),33,IF(AND($W447=\"c\",$X447=\"h\"),34,\"\")))))","v":""},0,"aaaaa0",{"$f":"IF($X447=\"g\",\"Yes\",\"No\")","v":"No"},{"$f":"IF($X447=\"h\",\"Yes\",\"No\")","v":"No"},{"$f":"IF($W447=\"a\",0,IF($W447=\"b\",Inventory!$M203,Inventory!$AG203))","v":0},{"$f":"IF(OR($W447=\"a\",AND($AQ447=\"No\",$AR447=\"No\")),0,IF(AND($W447=\"b\",Inventory!$O203=\"Btu/hr\"),Inventory!$N203,IF(AND($W447=\"b\",Inventory!$O203=\"Tons\"),Inventory!$N203*12000,IF(AND(OR($W447=\"c\",$W447=\"d\"),Inventory!$AI203=\"Btu/hr\"),Inventory!$AH203,IF(AND(OR($W447=\"c\",$W447=\"d\"),Inventory!$AI203=\"Tons\"),Inventory!$AH203*12000,0)))))","v":0},{"$f":"IF(AT447=0,0,IF($AT447<7000,7000,IF($AT447>15000,15000,$AT447)))","v":0},{"$f":"IF(OR($W447=\"a\",AND($AQ447=\"No\",$AR447=\"No\"),$AT447=0),0,IF(AND($W447<>\"b\",$AQ447=\"Yes\",$AS447=\"Yes\"),13.8-(0.3*$AU447/1000),IF(AND($W447<>\"b\",$AQ447=\"Yes\",$AS447=\"No\"),10.9-(0.213*$AU447/1000),IF(AND($W447=\"b\",$AQ447=\"Yes\"),10.9-(0.213*$AU447/1000),IF(AND($W447<>\"b\",$AR447=\"Yes\",$AS447=\"Yes\"),14-(0.3*$AU447/1000),IF(AND($W447<>\"b\",$AR447=\"Yes\",$AS447=\"No\"),10.8-(0.213*$AU447/1000),IF(AND($W447=\"b\",$AR447=\"Yes\"),10.8-(0.213*$AU447/1000),0)))))))","v":0},"EER",0,"kW/ton",{"$f":"IF(OR($W447=\"a\",$AR447=\"No\"),0,IF(AND($W447=\"b\",Inventory!$Q203=\"Btu/hr\"),Inventory!$P203,IF(AND($W447=\"b\",Inventory!$Q203=\"Tons\"),Inventory!$P203*12000,IF(AND(OR($W447=\"c\",$W447=\"d\"),Inventory!$AK203=\"Btu/hr\"),Inventory!$AJ203,IF(AND(OR($W447=\"c\",$W447=\"d\"),Inventory!$AK203=\"Tons\"),Inventory!$AJ203*12000,0)))))","v":0},{"$f":"IF(AZ447=0,0,IF($AZ447<7000,7000,IF($AZ447>15000,15000,$AZ447)))","v":0},{"$f":"IF(OR($W447=\"a\",$AR447=\"No\",$AZ447=0),0,IF(AND($W447<>\"b\",$AR447=\"Yes\",$AS447=\"Yes\"),3.7-(0.052*$BA447/1000),IF(AND($W447<>\"b\",$AR447=\"Yes\",$AS447=\"No\"),2.9-(0.026*$BA447/1000),IF(AND($W447=\"b\",$AR447=\"Yes\"),2.9-(0.026*$BA447/1000),0))))","v":0},"COP","No",{"$f":"IF(OR(Inventory!$J203=\"\",$BD447=\"No\"),\"-\",Inventory!$J203)","v":"-"},{"$f":"IFERROR(VLOOKUP($BE447,'Early Retirement'!$B$6:$C$32,2,FALSE),\"-\")","v":"-"},{"$f":"IF(OR($W447<>\"b\",AND($X447<>\"b\",$X447<>\"c\")),\"n\",IF(AND($AO447<>1,$AO447<>2,$AO447<>7,$AO447<>8),\"n\",IF(Inventory!$K203=\"Split\",\"s\",IF(Inventory!$K203=\"Packaged\",\"p\",\"n\"))))","v":"n"},{"$f":"IF(AND($X447<>\"i\",$X447<>\"j\"),\"n\",IF(Inventory!$L203=\"Centrifugal\",\"c\",\"n\"))","v":"n"},"-","-",{"$f":"IFERROR(INDEX('Early Retirement'!$C$4:$AC$32,$BF447,$BJ447),0)","v":0},{"$f":"IFERROR(HLOOKUP($BJ447,'Early Retirement'!$D$4:$AC$5,2,FALSE),0)","v":0},{"$f":"IFERROR(INDEX('Early Retirement'!$AE$4:$BE$32,$BF447,$BJ447),0)","v":0},{"$f":"IFERROR(HLOOKUP($BJ447,'Early Retirement'!$AF$4:$BE$5,2,FALSE),0)","v":0},{"$f":"IF(LEFT($BL447,3)=\"EER\",12/$BK447,IF($BL447=\"kW/ton\",$BK447,0))","v":0},{"$f":"IF(OR(LEFT($BN447,4)=\"SEER\",$BN447=\"IEER\",$BN447=\"IPLV (EER)\"),12/$BM447,IF($BN447=\"IPLV (kW/ton)\",$BM447,0))","v":0},"kW/ton",{"$f":"IFERROR(INDEX('Early Retirement'!$BG$4:$CG$32,$BF447,$BJ447),0)","v":0},{"$f":"IFERROR(HLOOKUP($BJ447,'Early Retirement'!$BH$4:$CH$5,2,FALSE),0)","v":0},{"$f":"IF(LEFT($BS447,4)=\"HSPF\",$BR447/3.412,IF($BS447=\"COP\",$BR447,0))","v":0},"COP","Yes",0,0,"kW/ton",0,"COP",0,0,"kW/ton",0,"COP"]
[null,null,null,null,null,null,null,null,null,null,null,null,null,null,null,null,null,null,null,null,null,195,{"$f":"IF(Inventory!$C204=\"\",\"a\",VLOOKUP(Inventory!$C204,$B$8:$C$11,2,FALSE))","v":"a"},{"$f":"IF(AND($W448=\"b\",Inventory!$I204=\"\"),\"a\",IF(AND($W448=\"b\",Inventory!$I204<>\"\"),VLOOKUP(Inventory!$I204,$E$3:$F$12,2,FALSE),IF(AND(OR($W448=\"c\",$W448=\"d\"),Inventory!$AB204=\"\"),\"a\",IF(AND(OR($W448=\"c\",$W448=\"d\"),Inventory!$AB204<>\"\"),VLOOKUP(Inventory!$AB204,$E$3:$F$12,2,FALSE),\"a\"))))","v":"a"},{"$f":"IF(OR(AND($X448<>\"b\",$X448<>\"c\"),$AB448=0,$AB448>=(65000/12000),Inventory!$AC204=\"\"),\"a\",VLOOKUP(Inventory!$AC204,$H$3:$I$5,2,FALSE))","v":"a"},{"$f":"IF(AND($X448<>\"i\",$X448<>\"j\"),\"a\",IF(AND($W448=\"b\",Inventory!$L204=\"\"),\"a\",IF(AND($W448=\"b\",Inventory!$L204<>\"\"),VLOOKUP(Inventory!$L204,$K$3:$L$6,2,FALSE),IF(AND(OR($W448=\"c\",$W448=\"d\"),Inventory!$AD204=\"\"),\"a\",IF(AND(OR($W448=\"c\",$W448=\"d\"),Inventory!$AD204<>\"\"),VLOOKUP(Inventory!$AD204,$K$3:$L$6,2,FALSE),\"a\")))))","v":"a"},{"$f":"IF(OR(AND($X448<>\"e\",$X448<>\"f\"),$AB448=0,Inventory!$AF204=\"\"),\"a\",VLOOKUP(Inventory!$AF204,$N$3:$O$5,2,FALSE))","v":"a"},{"$f":"IF(OR(Inventory!C204=\"New Construction\",Inventory!C204=\"Replace-on-Burnout\",Inventory!C204=\"Early Retirement\"),Inventory!AS204,0)","v":0},"","","","","","","","","","","","",0,"aaaaa0","No","No",{"$f":"IF($W448=\"a\",0,IF($W448=\"b\",Inventory!$M204,Inventory!$AG204))","v":0},{"$f":"IF(OR($W448=\"a\",AND($AQ448=\"No\",$AR448=\"No\")),0,IF(AND($W448=\"b\",Inventory!$O204=\"Btu/hr\"),Inventory!$N204,IF(AND($W448=\"b\",Inventory!$O204=\"Tons\"),Inventory!$N204*12000,IF(AND(OR($W448=\"c\",$W448=\"d\"),Inventory!$AI204=\"Btu/hr\"),Inventory!$AH204,IF(AND(OR($W448=\"c\",$W448=\"d\"),Inventory!$AI204=\"Tons\"),Inventory!$AH204*12000,0)))))","v":0},0,0,"EER",0,"kW/ton",{"$f":"IF(OR($W448=\"a\",$AR448=\"No\"),0,IF(AND($W448=\"b\",Inventory!$Q204=\"Btu/hr\"),Inventory!$P204,IF(AND($W448=\"b\",Inventory!$Q204=\"Tons\"),Inventory!$P204*12000,IF(AND(OR($W448=\"c\",$W448=\"d\"),Inventory!$AK204=\"Btu/hr\"),Inventory!$AJ204,IF(AND(OR($W448=\"c\",$W448=\"d\"),Inventory!$AK204=\"Tons\"),Inventory!$AJ204*12000,0)))))","v":0},0,0,"COP","No",{"$f":"IF(OR(Inventory!$J204=\"\",$BD448=\"No\"),\"-\",Inventory!$J204)","v":"-"},{"$f":"IFERROR(VLOOKUP($BE448,'Early Retirement'!$B$6:$C$32,2,FALSE),\"-\")","v":"-"},{"$f":"IF(OR($W448<>\"b\",AND($X448<>\"b\",$X448<>\"c\")),\"n\",IF(AND($AO448<>1,$AO448<>2,$AO448<>7,$AO448<>8),\"n\",IF(Inventory!$K204=\"Split\",\"s\",IF(Inventory!$K204=\"Packaged\",\"p\",\"n\"))))","v":"n"},{"$f":"IF(AND($X448<>\"i\",$X448<>\"j\"),\"n\",IF(Inventory!$L204=\"Centrifugal\",\"c\",\"n\"))","v":"n"},"-","-",{"$f":"IFERROR(INDEX('Early Retirement'!$C$4:$AC$32,$BF448,$BJ448),0)","v":0},{"$f":"IFERROR(HLOOKUP($BJ448,'Early Retirement'!$D$4:$AC$5,2,FALSE),0)","v":0},{"$f":"IFERROR(INDEX('Early Retirement'!$AE$4:$BE$32,$BF448,$BJ448),0)","v":0},{"$f":"IFERROR(HLOOKUP($BJ448,'Early Retirement'!$AF$4:$BE$5,2,FALSE),0)","v":0},0,0,"kW/ton",{"$f":"IFERROR(INDEX('Early Retirement'!$BG$4:$CG$32,$BF448,$BJ448),0)","v":0},{"$f":"IFERROR(HLOOKUP($BJ448,'Early Retirement'!$BH$4:$CH$5,2,FALSE),0)","v":0},0,"COP","Yes",0,0,"kW/ton",0,"COP",0,0,"kW/ton",0,"COP"]
[null,null,null,null,null,null,null,null,null,null,null,null,null,null,null,null,null,null,null,null,null,196,{"$f":"IF(Inventory!$C205=\"\",\"a\",VLOOKUP(Inventory!$C205,$B$8:$C$11,2,FALSE))","v":"a"},{"$f":"IF(AND($W449=\"b\",Inventory!$I205=\"\"),\"a\",IF(AND($W449=\"b\",Inventory!$I205<>\"\"),VLOOKUP(Inventory!$I205,$E$3:$F$12,2,FALSE),IF(AND(OR($W449=\"c\",$W449=\"d\"),Inventory!$AB205=\"\"),\"a\",IF(AND(OR($W449=\"c\",$W449=\"d\"),Inventory!$AB205<>\"\"),VLOOKUP(Inventory!$AB205,$E$3:$F$12,2,FALSE),\"a\"))))","v":"a"},{"$f":"IF(OR(AND($X449<>\"b\",$X449<>\"c\"),$AB449=0,$AB449>=(65000/12000),Inventory!$AC205=\"\"),\"a\",VLOOKUP(Inventory!$AC205,$H$3:$I$5,2,FALSE))","v":"a"},{"$f":"IF(AND($X449<>\"i\",$X449<>\"j\"),\"a\",IF(AND($W449=\"b\",Inventory!$L205=\"\"),\"a\",IF(AND($W449=\"b\",Inventory!$L205<>\"\"),VLOOKUP(Inventory!$L205,$K$3:$L$6,2,FALSE),IF(AND(OR($W449=\"c\",$W449=\"d\"),Inventory!$AD205=\"\"),\"a\",IF(AND(OR($W449=\"c\",$W449=\"d\"),Inventory!$AD205<>\"\"),VLOOKUP(Inventory!$AD205,$K$3:$L$6,2,FALSE),\"a\")))))","v":"a"},{"$f":"IF(OR(AND($X449<>\"e\",$X449<>\"f\"),$AB449=0,Inventory!$AF205=\"\"),\"a\",VLOOKUP(Inventory!$AF205,$N$3:$O$5,2,FALSE))","v":"a"},{"$f":"IF(OR(Inventory!C205=\"New Construction\",Inventory!C205=\"Replace-on-Burnout\",Inventory!C205=\"Early Retirement\"),Inventory!AS205,0)","v":0},"","","","","","","","","","","","",0,"aaaaa0","No","No",{"$f":"IF($W449=\"a\",0,IF($W449=\"b\",Inventory!$M205,Inventory!$AG205))","v":0},{"$f":"IF(OR($W449=\"a\",AND($AQ449=\"No\",$AR449=\"No\")),0,IF(AND($W449=\"b\",Inventory!$O205=\"Btu/hr\"),Inventory!$N205,IF(AND($W449=\"b\",Inventory!$O205=\"Tons\"),Inventory!$N205*12000,IF(AND(OR($W449=\"c\",$W449=\"d\"),Inventory!$AI205=\"Btu/hr\"),Inventory!$AH205,IF(AND(OR($W449=\"c\",$W449=\"d\"),Inventory!$AI205=\"Tons\"),Inventory!$AH205*12000,0)))))","v":0},0,0,"EER",0,"kW/ton",{"$f":"IF(OR($W449=\"a\",$AR449=\"No\"),0,IF(AND($W449=\"b\",Inventory!$Q205=\"Btu/hr\"),Inventory!$P205,IF(AND($W449=\"b\",Inventory!$Q205=\"Tons\"),Inventory!$P205*12000,IF(AND(OR($W449=\"c\",$W449=\"d\"),Inventory!$AK205=\"Btu/hr\"),Inventory!$AJ205,IF(AND(OR($W449=\"c\",$W449=\"d\"),Inventory!$AK205=\"Tons\"),Inventory!$AJ205*12000,0)))))","v":0},0,0,"COP","No",{"$f":"IF(OR(Inventory!$J205=\"\",$BD449=\"No\"),\"-\",Inventory!$J205)","v":"-"},{"$f":"IFERROR(VLOOKUP($BE449,'Early Retirement'!$B$6:$C$32,2,FALSE),\"-\")","v":"-"},{"$f":"IF(OR($W449<>\"b\",AND($X449<>\"b\",$X449<>\"c\")),\"n\",IF(AND($AO449<>1,$AO449<>2,$AO449<>7,$AO449<>8),\"n\",IF(Inventory!$K205=\"Split\",\"s\",IF(Inventory!$K205=\"Packaged\",\"p\",\"n\"))))","v":"n"},{"$f":"IF(AND($X449<>\"i\",$X449<>\"j\"),\"n\",IF(Inventory!$L205=\"Centrifugal\",\"c\",\"n\"))","v":"n"},"-","-",{"$f":"IFERROR(INDEX('Early Retirement'!$C$4:$AC$32,$BF449,$BJ449),0)","v":0},{"$f":"IFERROR(HLOOKUP($BJ449,'Early Retirement'!$D$4:$AC$5,2,FALSE),0)","v":0},{"$f":"IFERROR(INDEX('Early Retirement'!$AE$4:$BE$32,$BF449,$BJ449),0)","v":0},{"$f":"IFERROR(HLOOKUP($BJ449,'Early Retirement'!$AF$4:$BE$5,2,FALSE),0)","v":0},0,0,"kW/ton",{"$f":"IFERROR(INDEX('Early Retirement'!$BG$4:$CG$32,$BF449,$BJ449),0)","v":0},{"$f":"IFERROR(HLOOKUP($BJ449,'Early Retirement'!$BH$4:$CH$5,2,FALSE),0)","v":0},0,"COP","Yes",0,0,"kW/ton",0,"COP",0,0,"kW/ton",0,"COP"]
[null,null,null,null,null,null,null,null,null,null,null,null,null,null,null,null,null,null,null,null,null,197,{"$f":"IF(Inventory!$C206=\"\",\"a\",VLOOKUP(Inventory!$C206,$B$8:$C$11,2,FALSE))","v":"a"},{"$f":"IF(AND($W450=\"b\",Inventory!$I206=\"\"),\"a\",IF(AND($W450=\"b\",Inventory!$I206<>\"\"),VLOOKUP(Inventory!$I206,$E$3:$F$12,2,FALSE),IF(AND(OR($W450=\"c\",$W450=\"d\"),Inventory!$AB206=\"\"),\"a\",IF(AND(OR($W450=\"c\",$W450=\"d\"),Inventory!$AB206<>\"\"),VLOOKUP(Inventory!$AB206,$E$3:$F$12,2,FALSE),\"a\"))))","v":"a"},{"$f":"IF(OR(AND($X450<>\"b\",$X450<>\"c\"),$AB450=0,$AB450>=(65000/12000),Inventory!$AC206=\"\"),\"a\",VLOOKUP(Inventory!$AC206,$H$3:$I$5,2,FALSE))","v":"a"},{"$f":"IF(AND($X450<>\"i\",$X450<>\"j\"),\"a\",IF(AND($W450=\"b\",Inventory!$L206=\"\"),\"a\",IF(AND($W450=\"b\",Inventory!$L206<>\"\"),VLOOKUP(Inventory!$L206,$K$3:$L$6,2,FALSE),IF(AND(OR($W450=\"c\",$W450=\"d\"),Inventory!$AD206=\"\"),\"a\",IF(AND(OR($W450=\"c\",$W450=\"d\"),Inventory!$AD206<>\"\"),VLOOKUP(Inventory!$AD206,$K$3:$L$6,2,FALSE),\"a\")))))","v":"a"},{"$f":"IF(OR(AND($X450<>\"e\",$X450<>\"f\"),$AB450=0,Inventory!$AF206=\"\"),\"a\",VLOOKUP(Inventory!$AF206,$N$3:$O$5,2,FALSE))","v":"a"},{"$f":"IF(OR(Inventory!C206=\"New Construction\",Inventory!C206=\"Replace-on-Burnout\",Inventory!C206=\"Early Retirement\"),Inventory!AS206,0)","v":0},"","","","","","","","","","","","",0,"aaaaa0","No","No",{"$f":"IF($W450=\"a\",0,IF($W450=\"b\",Inventory!$M206,Inventory!$AG206))","v":0},{"$f":"IF(OR($W450=\"a\",AND($AQ450=\"No\",$AR450=\"No\")),0,IF(AND($W450=\"b\",Inventory!$O206=\"Btu/hr\"),Inventory!$N206,IF(AND($W450=\"b\",Inventory!$O206=\"Tons\"),Inventory!$N206*12000,IF(AND(OR($W450=\"c\",$W450=\"d\"),Inventory!$AI206=\"Btu/hr\"),Inventory!$AH206,IF(AND(OR($W450=\"c\",$W450=\"d\"),Inventory!$AI206=\"Tons\"),Inventory!$AH206*12000,0)))))","v":0},0,0,"EER",0,"kW/ton",{"$f":"IF(OR($W450=\"a\",$AR450=\"No\"),0,IF(AND($W450=\"b\",Inventory!$Q206=\"Btu/hr\"),Inventory!$P206,IF(AND($W450=\"b\",Inventory!$Q206=\"Tons\"),Inventory!$P206*12000,IF(AND(OR($W450=\"c\",$W450=\"d\"),Inventory!$AK206=\"Btu/hr\"),Inventory!$AJ206,IF(AND(OR($W450=\"c\",$W450=\"d\"),Inventory!$AK206=\"Tons\"),Inventory!$AJ206*12000,0)))))","v":0},0,0,"COP","No",{"$f":"IF(OR(Inventory!$J206=\"\",$BD450=\"No\"),\"-\",Inventory!$J206)","v":"-"},{"$f":"IFERROR(VLOOKUP($BE450,'Early Retirement'!$B$6:$C$32,2,FALSE),\"-\")","v":"-"},{"$f":"IF(OR($W450<>\"b\",AND($X450<>\"b\",$X450<>\"c\")),\"n\",IF(AND($AO450<>1,$AO450<>2,$AO450<>7,$AO450<>8),\"n\",IF(Inventory!$K206=\"Split\",\"s\",IF(Inventory!$K206=\"Packaged\",\"p\",\"n\"))))","v":"n"},{"$f":"IF(AND($X450<>\"i\",$X450<>\"j\"),\"n\",IF(Inventory!$L206=\"Centrifugal\",\"c\",\"n\"))","v":"n"},"-","-",{"$f":"IFERROR(INDEX('Early Retirement'!$C$4:$AC$32,$BF450,$BJ450),0)","v":0},{"$f":"IFERROR(HLOOKUP($BJ450,'Early Retirement'!$D$4:$AC$5,2,FALSE),0)","v":0},{"$f":"IFERROR(INDEX('Early Retirement'!$AE$4:$BE$32,$BF450,$BJ450),0)","v":0},{"$f":"IFERROR(HLOOKUP($BJ450,'Early Retirement'!$AF$4:$BE$5,2,FALSE),0)","v":0},0,0,"kW/ton",{"$f":"IFERROR(INDEX('Early Retirement'!$BG$4:$CG$32,$BF450,$BJ450),0)","v":0},{"$f":"IFERROR(HLOOKUP($BJ450,'Early Retirement'!$BH$4:$CH$5,2,FALSE),0)","v":0},0,"COP","Yes",0,0,"kW/ton",0,"COP",0,0,"kW/ton",0,"COP"]
[null,null,null,null,null,null,null,null,null,null,null,null,null,null,null,null,null,null,null,null,null,198,{"$f":"IF(Inventory!$C207=\"\",\"a\",VLOOKUP(Inventory!$C207,$B$8:$C$11,2,FALSE))","v":"a"},{"$f":"IF(AND($W451=\"b\",Inventory!$I207=\"\"),\"a\",IF(AND($W451=\"b\",Inventory!$I207<>\"\"),VLOOKUP(Inventory!$I207,$E$3:$F$12,2,FALSE),IF(AND(OR($W451=\"c\",$W451=\"d\"),Inventory!$AB207=\"\"),\"a\",IF(AND(OR($W451=\"c\",$W451=\"d\"),Inventory!$AB207<>\"\"),VLOOKUP(Inventory!$AB207,$E$3:$F$12,2,FALSE),\"a\"))))","v":"a"},{"$f":"IF(OR(AND($X451<>\"b\",$X451<>\"c\"),$AB451=0,$AB451>=(65000/12000),Inventory!$AC207=\"\"),\"a\",VLOOKUP(Inventory!$AC207,$H$3:$I$5,2,FALSE))","v":"a"},{"$f":"IF(AND($X451<>\"i\",$X451<>\"j\"),\"a\",IF(AND($W451=\"b\",Inventory!$L207=\"\"),\"a\",IF(AND($W451=\"b\",Inventory!$L207<>\"\"),VLOOKUP(Inventory!$L207,$K$3:$L$6,2,FALSE),IF(AND(OR($W451=\"c\",$W451=\"d\"),Inventory!$AD207=\"\"),\"a\",IF(AND(OR($W451=\"c\",$W451=\"d\"),Inventory!$AD207<>\"\"),VLOOKUP(Inventory!$AD207,$K$3:$L$6,2,FALSE),\"a\")))))","v":"a"},{"$f":"IF(OR(AND($X451<>\"e\",$X451<>\"f\"),$AB451=0,Inventory!$AF207=\"\"),\"a\",VLOOKUP(Inventory!$AF207,$N$3:$O$5,2,FALSE))","v":"a"},{"$f":"IF(OR(Inventory!C207=\"New Construction\",Inventory!C207=\"Replace-on-Burnout\",Inventory!C207=\"Early Retirement\"),Inventory!AS207,0)","v":0},"","","","","","","","","","","","",0,"aaaaa0","No","No",{"$f":"IF($W451=\"a\",0,IF($W451=\"b\",Inventory!$M207,Inventory!$AG207))","v":0},{"$f":"IF(OR($W451=\"a\",AND($AQ451=\"No\",$AR451=\"No\")),0,IF(AND($W451=\"b\",Inventory!$O207=\"Btu/hr\"),Inventory!$N207,IF(AND($W451=\"b\",Inventory!$O207=\"Tons\"),Inventory!$N207*12000,IF(AND(OR($W451=\"c\",$W451=\"d\"),Inventory!$AI207=\"Btu/hr\"),Inventory!$AH207,IF(AND(OR($W451=\"c\",$W451=\"d\"),Inventory!$AI207=\"Tons\"),Inventory!$AH207*12000,0)))))","v":0},0,0,"EER",0,"kW/ton",{"$f":"IF(OR($W451=\"a\",$AR451=\"No\"),0,IF(AND($W451=\"b\",Inventory!$Q207=\"Btu/hr\"),Inventory!$P207,IF(AND($W451=\"b\",Inventory!$Q207=\"Tons\"),Inventory!$P207*12000,IF(AND(OR($W451=\"c\",$W451=\"d\"),Inventory!$AK207=\"Btu/hr\"),Inventory!$AJ207,IF(AND(OR($W451=\"c\",$W451=\"d\"),Inventory!$AK207=\"Tons\"),Inventory!$AJ207*12000,0)))))","v":0},0,0,"COP","No",{"$f":"IF(OR(Inventory!$J207=\"\",$BD451=\"No\"),\"-\",Inventory!$J207)","v":"-"},{"$f":"IFERROR(VLOOKUP($BE451,'Early Retirement'!$B$6:$C$32,2,FALSE),\"-\")","v":"-"},{"$f":"IF(OR($W451<>\"b\",AND($X451<>\"b\",$X451<>\"c\")),\"n\",IF(AND($AO451<>1,$AO451<>2,$AO451<>7,$AO451<>8),\"n\",IF(Inventory!$K207=\"Split\",\"s\",IF(Inventory!$K207=\"Packaged\",\"p\",\"n\"))))","v":"n"},{"$f":"IF(AND($X451<>\"i\",$X451<>\"j\"),\"n\",IF(Inventory!$L207=\"Centrifugal\",\"c\",\"n\"))","v":"n"},"-","-",{"$f":"IFERROR(INDEX('Early Retirement'!$C$4:$AC$32,$BF451,$BJ451),0)","v":0},{"$f":"IFERROR(HLOOKUP($BJ451,'Early Retirement'!$D$4:$AC$5,2,FALSE),0)","v":0},{"$f":"IFERROR(INDEX('Early Retirement'!$AE$4:$BE$32,$BF451,$BJ451),0)","v":0},{"$f":"IFERROR(HLOOKUP($BJ451,'Early Retirement'!$AF$4:$BE$5,2,FALSE),0)","v":0},0,0,"kW/ton",{"$f":"IFERROR(INDEX('Early Retirement'!$BG$4:$CG$32,$BF451,$BJ451),0)","v":0},{"$f":"IFERROR(HLOOKUP($BJ451,'Early Retirement'!$BH$4:$CH$5,2,FALSE),0)","v":0},0,"COP","Yes",0,0,"kW/ton",0,"COP",0,0,"kW/ton",0,"COP"]
[null,null,null,null,null,null,null,null,null,null,null,null,null,null,null,null,null,null,null,null,null,199,{"$f":"IF(Inventory!$C208=\"\",\"a\",VLOOKUP(Inventory!$C208,$B$8:$C$11,2,FALSE))","v":"a"},{"$f":"IF(AND($W452=\"b\",Inventory!$I208=\"\"),\"a\",IF(AND($W452=\"b\",Inventory!$I208<>\"\"),VLOOKUP(Inventory!$I208,$E$3:$F$12,2,FALSE),IF(AND(OR($W452=\"c\",$W452=\"d\"),Inventory!$AB208=\"\"),\"a\",IF(AND(OR($W452=\"c\",$W452=\"d\"),Inventory!$AB208<>\"\"),VLOOKUP(Inventory!$AB208,$E$3:$F$12,2,FALSE),\"a\"))))","v":"a"},{"$f":"IF(OR(AND($X452<>\"b\",$X452<>\"c\"),$AB452=0,$AB452>=(65000/12000),Inventory!$AC208=\"\"),\"a\",VLOOKUP(Inventory!$AC208,$H$3:$I$5,2,FALSE))","v":"a"},{"$f":"IF(AND($X452<>\"i\",$X452<>\"j\"),\"a\",IF(AND($W452=\"b\",Inventory!$L208=\"\"),\"a\",IF(AND($W452=\"b\",Inventory!$L208<>\"\"),VLOOKUP(Inventory!$L208,$K$3:$L$6,2,FALSE),IF(AND(OR($W452=\"c\",$W452=\"d\"),Inventory!$AD208=\"\"),\"a\",IF(AND(OR($W452=\"c\",$W452=\"d\"),Inventory!$AD208<>\"\"),VLOOKUP(Inventory!$AD208,$K$3:$L$6,2,FALSE),\"a\")))))","v":"a"},{"$f":"IF(OR(AND($X452<>\"e\",$X452<>\"f\"),$AB452=0,Inventory!$AF208=\"\"),\"a\",VLOOKUP(Inventory!$AF208,$N$3:$O$5,2,FALSE))","v":"a"},{"$f":"IF(OR(Inventory!C208=\"New Construction\",Inventory!C208=\"Replace-on-Burnout\",Inventory!C208=\"Early Retirement\"),Inventory!AS208,0)","v":0},"","","","","","","","","","","","",{"$f":"SUM($AC452:$AN452)","v":0},"aaaaa0","No","No",{"$f":"IF($W452=\"a\",0,IF($W452=\"b\",Inventory!$M208,Inventory!$AG208))","v":0},{"$f":"IF(OR($W452=\"a\",AND($AQ452=\"No\",$AR452=\"No\")),0,IF(AND($W452=\"b\",Inventory!$O208=\"Btu/hr\"),Inventory!$N208,IF(AND($W452=\"b\",Inventory!$O208=\"Tons\"),Inventory!$N208*12000,IF(AND(OR($W452=\"c\",$W452=\"d\"),Inventory!$AI208=\"Btu/hr\"),Inventory!$AH208,IF(AND(OR($W452=\"c\",$W452=\"d\"),Inventory!$AI208=\"Tons\"),Inventory!$AH208*12000,0)))))","v":0},0,0,"EER",0,"kW/ton",{"$f":"IF(OR($W452=\"a\",$AR452=\"No\"),0,IF(AND($W452=\"b\",Inventory!$Q208=\"Btu/hr\"),Inventory!$P208,IF(AND($W452=\"b\",Inventory!$Q208=\"Tons\"),Inventory!$P208*12000,IF(AND(OR($W452=\"c\",$W452=\"d\"),Inventory!$AK208=\"Btu/hr\"),Inventory!$AJ208,IF(AND(OR($W452=\"c\",$W452=\"d\"),Inventory!$AK208=\"Tons\"),Inventory!$AJ208*12000,0)))))","v":0},0,0,"COP","No",{"$f":"IF(OR(Inventory!$J208=\"\",$BD452=\"No\"),\"-\",Inventory!$J208)","v":"-"},{"$f":"IFERROR(VLOOKUP($BE452,'Early Retirement'!$B$6:$C$32,2,FALSE),\"-\")","v":"-"},{"$f":"IF(OR($W452<>\"b\",AND($X452<>\"b\",$X452<>\"c\")),\"n\",IF(AND($AO452<>1,$AO452<>2,$AO452<>7,$AO452<>8),\"n\",IF(Inventory!$K208=\"Split\",\"s\",IF(Inventory!$K208=\"Packaged\",\"p\",\"n\"))))","v":"n"},{"$f":"IF(AND($X452<>\"i\",$X452<>\"j\"),\"n\",IF(Inventory!$L208=\"Centrifugal\",\"c\",\"n\"))","v":"n"},"-","-",{"$f":"IFERROR(INDEX('Early Retirement'!$C$4:$AC$32,$BF452,$BJ452),0)","v":0},{"$f":"IFERROR(HLOOKUP($BJ452,'Early Retirement'!$D$4:$AC$5,2,FALSE),0)","v":0},{"$f":"IFERROR(INDEX('Early Retirement'!$AE$4:$BE$32,$BF452,$BJ452),0)","v":0},{"$f":"IFERROR(HLOOKUP($BJ452,'Early Retirement'!$AF$4:$BE$5,2,FALSE),0)","v":0},0,0,"kW/ton",{"$f":"IFERROR(INDEX('Early Retirement'!$BG$4:$CG$32,$BF452,$BJ452),0)","v":0},{"$f":"IFERROR(HLOOKUP($BJ452,'Early Retirement'!$BH$4:$CH$5,2,FALSE),0)","v":0},0,"COP","Yes",0,0,"kW/ton",0,"COP",0,0,"kW/ton",0,"COP"]
[null,null,null,null,null,null,null,null,null,null,null,null,null,null,null,null,null,null,null,null,null,200,{"$f":"IF(Inventory!$C209=\"\",\"a\",VLOOKUP(Inventory!$C209,$B$8:$C$11,2,FALSE))","v":"a"},{"$f":"IF(AND($W453=\"b\",Inventory!$I209=\"\"),\"a\",IF(AND($W453=\"b\",Inventory!$I209<>\"\"),VLOOKUP(Inventory!$I209,$E$3:$F$12,2,FALSE),IF(AND(OR($W453=\"c\",$W453=\"d\"),Inventory!$AB209=\"\"),\"a\",IF(AND(OR($W453=\"c\",$W453=\"d\"),Inventory!$AB209<>\"\"),VLOOKUP(Inventory!$AB209,$E$3:$F$12,2,FALSE),\"a\"))))","v":"a"},{"$f":"IF(OR(AND($X453<>\"b\",$X453<>\"c\"),$AB453=0,$AB453>=(65000/12000),Inventory!$AC209=\"\"),\"a\",VLOOKUP(Inventory!$AC209,$H$3:$I$5,2,FALSE))","v":"a"},{"$f":"IF(AND($X453<>\"i\",$X453<>\"j\"),\"a\",IF(AND($W453=\"b\",Inventory!$L209=\"\"),\"a\",IF(AND($W453=\"b\",Inventory!$L209<>\"\"),VLOOKUP(Inventory!$L209,$K$3:$L$6,2,FALSE),IF(AND(OR($W453=\"c\",$W453=\"d\"),Inventory!$AD209=\"\"),\"a\",IF(AND(OR($W453=\"c\",$W453=\"d\"),Inventory!$AD209<>\"\"),VLOOKUP(Inventory!$AD209,$K$3:$L$6,2,FALSE),\"a\")))))","v":"a"},{"$f":"IF(OR(AND($X453<>\"e\",$X453<>\"f\"),$AB453=0,Inventory!$AF209=\"\"),\"a\",VLOOKUP(Inventory!$AF209,$N$3:$O$5,2,FALSE))","v":"a"},{"$f":"IF(OR(Inventory!C209=\"New Construction\",Inventory!C209=\"Replace-on-Burnout\",Inventory!C209=\"Early Retirement\"),Inventory!AS209,0)","v":0},"","","","","","","","","","","","",0,"aaaaa0","No","No",{"$f":"IF($W453=\"a\",0,IF($W453=\"b\",Inventory!$M209,Inventory!$AG209))","v":0},{"$f":"IF(OR($W453=\"a\",AND($AQ453=\"No\",$AR453=\"No\")),0,IF(AND($W453=\"b\",Inventory!$O209=\"Btu/hr\"),Inventory!$N209,IF(AND($W453=\"b\",Inventory!$O209=\"Tons\"),Inventory!$N209*12000,IF(AND(OR($W453=\"c\",$W453=\"d\"),Inventory!$AI209=\"Btu/hr\"),Inventory!$AH209,IF(AND(OR($W453=\"c\",$W453=\"d\"),Inventory!$AI209=\"Tons\"),Inventory!$AH209*12000,0)))))","v":0},0,0,"EER",0,"kW/ton",{"$f":"IF(OR($W453=\"a\",$AR453=\"No\"),0,IF(AND($W453=\"b\",Inventory!$Q209=\"Btu/hr\"),Inventory!$P209,IF(AND($W453=\"b\",Inventory!$Q209=\"Tons\"),Inventory!$P209*12000,IF(AND(OR($W453=\"c\",$W453=\"d\"),Inventory!$AK209=\"Btu/hr\"),Inventory!$AJ209,IF(AND(OR($W453=\"c\",$W453=\"d\"),Inventory!$AK209=\"Tons\"),Inventory!$AJ209*12000,0)))))","v":0},0,0,"COP","No",{"$f":"IF(OR(Inventory!$J209=\"\",$BD453=\"No\"),\"-\",Inventory!$J209)","v":"-"},{"$f":"IFERROR(VLOOKUP($BE453,'Early Retirement'!$B$6:$C$32,2,FALSE),\"-\")","v":"-"},{"$f":"IF(OR($W453<>\"b\",AND($X453<>\"b\",$X453<>\"c\")),\"n\",IF(AND($AO453<>1,$AO453<>2,$AO453<>7,$AO453<>8),\"n\",IF(Inventory!$K209=\"Split\",\"s\",IF(Inventory!$K209=\"Packaged\",\"p\",\"n\"))))","v":"n"},{"$f":"IF(AND($X453<>\"i\",$X453<>\"j\"),\"n\",IF(Inventory!$L209=\"Centrifugal\",\"c\",\"n\"))","v":"n"},"-","-",{"$f":"IFERROR(INDEX('Early Retirement'!$C$4:$AC$32,$BF453,$BJ453),0)","v":0},{"$f":"IFERROR(HLOOKUP($BJ453,'Early Retirement'!$D$4:$AC$5,2,FALSE),0)","v":0},{"$f":"IFERROR(INDEX('Early Retirement'!$AE$4:$BE$32,$BF453,$BJ453),0)","v":0},{"$f":"IFERROR(HLOOKUP($BJ453,'Early Retirement'!$AF$4:$BE$5,2,FALSE),0)","v":0},0,0,"kW/ton",{"$f":"IFERROR(INDEX('Early Retirement'!$BG$4:$CG$32,$BF453,$BJ453),0)","v":0},{"$f":"IFERROR(HLOOKUP($BJ453,'Early Retirement'!$BH$4:$CH$5,2,FALSE),0)","v":0},0,"COP","Yes",0,0,"kW/ton",0,"COP",0,0,"kW/ton",0,"COP"]
[null,null,null,null,null,null,null,null,null,null,null,null,null,null,null,null,null,null,null,null,null,201,{"$f":"IF(Inventory!$C210=\"\",\"a\",VLOOKUP(Inventory!$C210,$B$8:$C$11,2,FALSE))","v":"a"},{"$f":"IF(AND($W454=\"b\",Inventory!$I210=\"\"),\"a\",IF(AND($W454=\"b\",Inventory!$I210<>\"\"),VLOOKUP(Inventory!$I210,$E$3:$F$12,2,FALSE),IF(AND(OR($W454=\"c\",$W454=\"d\"),Inventory!$AB210=\"\"),\"a\",IF(AND(OR($W454=\"c\",$W454=\"d\"),Inventory!$AB210<>\"\"),VLOOKUP(Inventory!$AB210,$E$3:$F$12,2,FALSE),\"a\"))))","v":"a"},{"$f":"IF(OR(AND($X454<>\"b\",$X454<>\"c\"),$AB454=0,$AB454>=(65000/12000),Inventory!$AC210=\"\"),\"a\",VLOOKUP(Inventory!$AC210,$H$3:$I$5,2,FALSE))","v":"a"},{"$f":"IF(AND($X454<>\"i\",$X454<>\"j\"),\"a\",IF(AND($W454=\"b\",Inventory!$L210=\"\"),\"a\",IF(AND($W454=\"b\",Inventory!$L210<>\"\"),VLOOKUP(Inventory!$L210,$K$3:$L$6,2,FALSE),IF(AND(OR($W454=\"c\",$W454=\"d\"),Inventory!$AD210=\"\"),\"a\",IF(AND(OR($W454=\"c\",$W454=\"d\"),Inventory!$AD210<>\"\"),VLOOKUP(Inventory!$AD210,$K$3:$L$6,2,FALSE),\"a\")))))","v":"a"},{"$f":"IF(OR(AND($X454<>\"e\",$X454<>\"f\"),$AB454=0,Inventory!$AF210=\"\"),\"a\",VLOOKUP(Inventory!$AF210,$N$3:$O$5,2,FALSE))","v":"a"},{"$f":"IF(OR(Inventory!C210=\"New Construction\",Inventory!C210=\"Replace-on-Burnout\",Inventory!C210=\"Early Retirement\"),Inventory!AS210,0)","v":0},"","","","","","","","","","","","",0,"aaaaa0","No","No",{"$f":"IF($W454=\"a\",0,IF($W454=\"b\",Inventory!$M210,Inventory!$AG210))","v":0},{"$f":"IF(OR($W454=\"a\",AND($AQ454=\"No\",$AR454=\"No\")),0,IF(AND($W454=\"b\",Inventory!$O210=\"Btu/hr\"),Inventory!$N210,IF(AND($W454=\"b\",Inventory!$O210=\"Tons\"),Inventory!$N210*12000,IF(AND(OR($W454=\"c\",$W454=\"d\"),Inventory!$AI210=\"Btu/hr\"),Inventory!$AH210,IF(AND(OR($W454=\"c\",$W454=\"d\"),Inventory!$AI210=\"Tons\"),Inventory!$AH210*12000,0)))))","v":0},0,0,"EER",0,"kW/ton",{"$f":"IF(OR($W454=\"a\",$AR454=\"No\"),0,IF(AND($W454=\"b\",Inventory!$Q210=\"Btu/hr\"),Inventory!$P210,IF(AND($W454=\"b\",Inventory!$Q210=\"Tons\"),Inventory!$P210*12000,IF(AND(OR($W454=\"c\",$W454=\"d\"),Inventory!$AK210=\"Btu/hr\"),Inventory!$AJ210,IF(AND(OR($W454=\"c\",$W454=\"d\"),Inventory!$AK210=\"Tons\"),Inventory!$AJ210*12000,0)))))","v":0},0,0,"COP","No",{"$f":"IF(OR(Inventory!$J210=\"\",$BD454=\"No\"),\"-\",Inventory!$J210)","v":"-"},{"$f":"IFERROR(VLOOKUP($BE454,'Early Retirement'!$B$6:$C$32,2,FALSE),\"-\")","v":"-"},{"$f":"IF(OR($W454<>\"b\",AND($X454<>\"b\",$X454<>\"c\")),\"n\",IF(AND($AO454<>1,$AO454<>2,$AO454<>7,$AO454<>8),\"n\",IF(Inventory!$K210=\"Split\",\"s\",IF(Inventory!$K210=\"Packaged\",\"p\",\"n\"))))","v":"n"},{"$f":"IF(AND($X454<>\"i\",$X454<>\"j\"),\"n\",IF(Inventory!$L210=\"Centrifugal\",\"c\",\"n\"))","v":"n"},"-","-",{"$f":"IFERROR(INDEX('Early Retirement'!$C$4:$AC$32,$BF454,$BJ454),0)","v":0},{"$f":"IFERROR(HLOOKUP($BJ454,'Early Retirement'!$D$4:$AC$5,2,FALSE),0)","v":0},{"$f":"IFERROR(INDEX('Early Retirement'!$AE$4:$BE$32,$BF454,$BJ454),0)","v":0},{"$f":"IFERROR(HLOOKUP($BJ454,'Early Retirement'!$AF$4:$BE$5,2,FALSE),0)","v":0},0,0,"kW/ton",{"$f":"IFERROR(INDEX('Early Retirement'!$BG$4:$CG$32,$BF454,$BJ454),0)","v":0},{"$f":"IFERROR(HLOOKUP($BJ454,'Early Retirement'!$BH$4:$CH$5,2,FALSE),0)","v":0},0,"COP","Yes",0,0,"kW/ton",0,"COP",0,0,"kW/ton",0,"COP"]
[null,null,null,null,null,null,null,null,null,null,null,null,null,null,null,null,null,null,null,null,null,202,{"$f":"IF(Inventory!$C211=\"\",\"a\",VLOOKUP(Inventory!$C211,$B$8:$C$11,2,FALSE))","v":"a"},{"$f":"IF(AND($W455=\"b\",Inventory!$I211=\"\"),\"a\",IF(AND($W455=\"b\",Inventory!$I211<>\"\"),VLOOKUP(Inventory!$I211,$E$3:$F$12,2,FALSE),IF(AND(OR($W455=\"c\",$W455=\"d\"),Inventory!$AB211=\"\"),\"a\",IF(AND(OR($W455=\"c\",$W455=\"d\"),Inventory!$AB211<>\"\"),VLOOKUP(Inventory!$AB211,$E$3:$F$12,2,FALSE),\"a\"))))","v":"a"},{"$f":"IF(OR(AND($X455<>\"b\",$X455<>\"c\"),$AB455=0,$AB455>=(65000/12000),Inventory!$AC211=\"\"),\"a\",VLOOKUP(Inventory!$AC211,$H$3:$I$5,2,FALSE))","v":"a"},{"$f":"IF(AND($X455<>\"i\",$X455<>\"j\"),\"a\",IF(AND($W455=\"b\",Inventory!$L211=\"\"),\"a\",IF(AND($W455=\"b\",Inventory!$L211<>\"\"),VLOOKUP(Inventory!$L211,$K$3:$L$6,2,FALSE),IF(AND(OR($W455=\"c\",$W455=\"d\"),Inventory!$AD211=\"\"),\"a\",IF(AND(OR($W455=\"c\",$W455=\"d\"),Inventory!$AD211<>\"\"),VLOOKUP(Inventory!$AD211,$K$3:$L$6,2,FALSE),\"a\")))))","v":"a"},{"$f":"IF(OR(AND($X455<>\"e\",$X455<>\"f\"),$AB455=0,Inventory!$AF211=\"\"),\"a\",VLOOKUP(Inventory!$AF211,$N$3:$O$5,2,FALSE))","v":"a"},{"$f":"IF(OR(Inventory!C211=\"New Construction\",Inventory!C211=\"Replace-on-Burnout\",Inventory!C211=\"Early Retirement\"),Inventory!AS211,0)","v":0},"","","","","","","","","","","","",0,"aaaaa0","No","No",{"$f":"IF($W455=\"a\",0,IF($W455=\"b\",Inventory!$M211,Inventory!$AG211))","v":0},{"$f":"IF(OR($W455=\"a\",AND($AQ455=\"No\",$AR455=\"No\")),0,IF(AND($W455=\"b\",Inventory!$O211=\"Btu/hr\"),Inventory!$N211,IF(AND($W455=\"b\",Inventory!$O211=\"Tons\"),Inventory!$N211*12000,IF(AND(OR($W455=\"c\",$W455=\"d\"),Inventory!$AI211=\"Btu/hr\"),Inventory!$AH211,IF(AND(OR($W455=\"c\",$W455=\"d\"),Inventory!$AI211=\"Tons\"),Inventory!$AH211*12000,0)))))","v":0},0,0,"EER",0,"kW/ton",{"$f":"IF(OR($W455=\"a\",$AR455=\"No\"),0,IF(AND($W455=\"b\",Inventory!$Q211=\"Btu/hr\"),Inventory!$P211,IF(AND($W455=\"b\",Inventory!$Q211=\"Tons\"),Inventory!$P211*12000,IF(AND(OR($W455=\"c\",$W455=\"d\"),Inventory!$AK211=\"Btu/hr\"),Inventory!$AJ211,IF(AND(OR($W455=\"c\",$W455=\"d\"),Inventory!$AK211=\"Tons\"),Inventory!$AJ211*12000,0)))))","v":0},0,0,"COP","No",{"$f":"IF(OR(Inventory!$J211=\"\",$BD455=\"No\"),\"-\",Inventory!$J211)","v":"-"},{"$f":"IFERROR(VLOOKUP($BE455,'Early Retirement'!$B$6:$C$32,2,FALSE),\"-\")","v":"-"},{"$f":"IF(OR($W455<>\"b\",AND($X455<>\"b\",$X455<>\"c\")),\"n\",IF(AND($AO455<>1,$AO455<>2,$AO455<>7,$AO455<>8),\"n\",IF(Inventory!$K211=\"Split\",\"s\",IF(Inventory!$K211=\"Packaged\",\"p\",\"n\"))))","v":"n"},{"$f":"IF(AND($X455<>\"i\",$X455<>\"j\"),\"n\",IF(Inventory!$L211=\"Centrifugal\",\"c\",\"n\"))","v":"n"},"-","-",{"$f":"IFERROR(INDEX('Early Retirement'!$C$4:$AC$32,$BF455,$BJ455),0)","v":0},{"$f":"IFERROR(HLOOKUP($BJ455,'Early Retirement'!$D$4:$AC$5,2,FALSE),0)","v":0},{"$f":"IFERROR(INDEX('Early Retirement'!$AE$4:$BE$32,$BF455,$BJ455),0)","v":0},{"$f":"IFERROR(HLOOKUP($BJ455,'Early Retirement'!$AF$4:$BE$5,2,FALSE),0)","v":0},0,0,"kW/ton",{"$f":"IFERROR(INDEX('Early Retirement'!$BG$4:$CG$32,$BF455,$BJ455),0)","v":0},{"$f":"IFERROR(HLOOKUP($BJ455,'Early Retirement'!$BH$4:$CH$5,2,FALSE),0)","v":0},0,"COP","Yes",0,0,"kW/ton",0,"COP",0,0,"kW/ton",0,"COP"]
[null,null,null,null,null,null,null,null,null,null,null,null,null,null,null,null,null,null,null,null,null,203,{"$f":"IF(Inventory!$C212=\"\",\"a\",VLOOKUP(Inventory!$C212,$B$8:$C$11,2,FALSE))","v":"a"},{"$f":"IF(AND($W456=\"b\",Inventory!$I212=\"\"),\"a\",IF(AND($W456=\"b\",Inventory!$I212<>\"\"),VLOOKUP(Inventory!$I212,$E$3:$F$12,2,FALSE),IF(AND(OR($W456=\"c\",$W456=\"d\"),Inventory!$AB212=\"\"),\"a\",IF(AND(OR($W456=\"c\",$W456=\"d\"),Inventory!$AB212<>\"\"),VLOOKUP(Inventory!$AB212,$E$3:$F$12,2,FALSE),\"a\"))))","v":"a"},{"$f":"IF(OR(AND($X456<>\"b\",$X456<>\"c\"),$AB456=0,$AB456>=(65000/12000),Inventory!$AC212=\"\"),\"a\",VLOOKUP(Inventory!$AC212,$H$3:$I$5,2,FALSE))","v":"a"},{"$f":"IF(AND($X456<>\"i\",$X456<>\"j\"),\"a\",IF(AND($W456=\"b\",Inventory!$L212=\"\"),\"a\",IF(AND($W456=\"b\",Inventory!$L212<>\"\"),VLOOKUP(Inventory!$L212,$K$3:$L$6,2,FALSE),IF(AND(OR($W456=\"c\",$W456=\"d\"),Inventory!$AD212=\"\"),\"a\",IF(AND(OR($W456=\"c\",$W456=\"d\"),Inventory!$AD212<>\"\"),VLOOKUP(Inventory!$AD212,$K$3:$L$6,2,FALSE),\"a\")))))","v":"a"},{"$f":"IF(OR(AND($X456<>\"e\",$X456<>\"f\"),$AB456=0,Inventory!$AF212=\"\"),\"a\",VLOOKUP(Inventory!$AF212,$N$3:$O$5,2,FALSE))","v":"a"},{"$f":"IF(OR(Inventory!C212=\"New Construction\",Inventory!C212=\"Replace-on-Burnout\",Inventory!C212=\"Early Retirement\"),Inventory!AS212,0)","v":0},"","","","","","","","","","","","",0,"aaaaa0","No","No",{"$f":"IF($W456=\"a\",0,IF($W456=\"b\",Inventory!$M212,Inventory!$AG212))","v":0},{"$f":"IF(OR($W456=\"a\",AND($AQ456=\"No\",$AR456=\"No\")),0,IF(AND($W456=\"b\",Inventory!$O212=\"Btu/hr\"),Inventory!$N212,IF(AND($W456=\"b\",Inventory!$O212=\"Tons\"),Inventory!$N212*12000,IF(AND(OR($W456=\"c\",$W456=\"d\"),Inventory!$AI212=\"Btu/hr\"),Inventory!$AH212,IF(AND(OR($W456=\"c\",$W456=\"d\"),Inventory!$AI212=\"Tons\"),Inventory!$AH212*12000,0)))))","v":0},0,0,"EER",0,"kW/ton",{"$f":"IF(OR($W456=\"a\",$AR456=\"No\"),0,IF(AND($W456=\"b\",Inventory!$Q212=\"Btu/hr\"),Inventory!$P212,IF(AND($W456=\"b\",Inventory!$Q212=\"Tons\"),Inventory!$P212*12000,IF(AND(OR($W456=\"c\",$W456=\"d\"),Inventory!$AK212=\"Btu/hr\"),Inventory!$AJ212,IF(AND(OR($W456=\"c\",$W456=\"d\"),Inventory!$AK212=\"Tons\"),Inventory!$AJ212*12000,0)))))","v":0},0,0,"COP","No",{"$f":"IF(OR(Inventory!$J212=\"\",$BD456=\"No\"),\"-\",Inventory!$J212)","v":"-"},{"$f":"IFERROR(VLOOKUP($BE456,'Early Retirement'!$B$6:$C$32,2,FALSE),\"-\")","v":"-"},{"$f":"IF(OR($W456<>\"b\",AND($X456<>\"b\",$X456<>\"c\")),\"n\",IF(AND($AO456<>1,$AO456<>2,$AO456<>7,$AO456<>8),\"n\",IF(Inventory!$K212=\"Split\",\"s\",IF(Inventory!$K212=\"Packaged\",\"p\",\"n\"))))","v":"n"},{"$f":"IF(AND($X456<>\"i\",$X456<>\"j\"),\"n\",IF(Inventory!$L212=\"Centrifugal\",\"c\",\"n\"))","v":"n"},"-","-",{"$f":"IFERROR(INDEX('Early Retirement'!$C$4:$AC$32,$BF456,$BJ456),0)","v":0},{"$f":"IFERROR(HLOOKUP($BJ456,'Early Retirement'!$D$4:$AC$5,2,FALSE),0)","v":0},{"$f":"IFERROR(INDEX('Early Retirement'!$AE$4:$BE$32,$BF456,$BJ456),0)","v":0},{"$f":"IFERROR(HLOOKUP($BJ456,'Early Retirement'!$AF$4:$BE$5,2,FALSE),0)","v":0},0,0,"kW/ton",{"$f":"IFERROR(INDEX('Early Retirement'!$BG$4:$CG$32,$BF456,$BJ456),0)","v":0},{"$f":"IFERROR(HLOOKUP($BJ456,'Early Retirement'!$BH$4:$CH$5,2,FALSE),0)","v":0},0,"COP","Yes",0,0,"kW/ton",0,"COP",0,0,"kW/ton",0,"COP"]
[null,null,null,null,null,null,null,null,null,null,null,null,null,null,null,null,null,null,null,null,null,204,{"$f":"IF(Inventory!$C213=\"\",\"a\",VLOOKUP(Inventory!$C213,$B$8:$C$11,2,FALSE))","v":"a"},{"$f":"IF(AND($W457=\"b\",Inventory!$I213=\"\"),\"a\",IF(AND($W457=\"b\",Inventory!$I213<>\"\"),VLOOKUP(Inventory!$I213,$E$3:$F$12,2,FALSE),IF(AND(OR($W457=\"c\",$W457=\"d\"),Inventory!$AB213=\"\"),\"a\",IF(AND(OR($W457=\"c\",$W457=\"d\"),Inventory!$AB213<>\"\"),VLOOKUP(Inventory!$AB213,$E$3:$F$12,2,FALSE),\"a\"))))","v":"a"},{"$f":"IF(OR(AND($X457<>\"b\",$X457<>\"c\"),$AB457=0,$AB457>=(65000/12000),Inventory!$AC213=\"\"),\"a\",VLOOKUP(Inventory!$AC213,$H$3:$I$5,2,FALSE))","v":"a"},{"$f":"IF(AND($X457<>\"i\",$X457<>\"j\"),\"a\",IF(AND($W457=\"b\",Inventory!$L213=\"\"),\"a\",IF(AND($W457=\"b\",Inventory!$L213<>\"\"),VLOOKUP(Inventory!$L213,$K$3:$L$6,2,FALSE),IF(AND(OR($W457=\"c\",$W457=\"d\"),Inventory!$AD213=\"\"),\"a\",IF(AND(OR($W457=\"c\",$W457=\"d\"),Inventory!$AD213<>\"\"),VLOOKUP(Inventory!$AD213,$K$3:$L$6,2,FALSE),\"a\")))))","v":"a"},{"$f":"IF(OR(AND($X457<>\"e\",$X457<>\"f\"),$AB457=0,Inventory!$AF213=\"\"),\"a\",VLOOKUP(Inventory!$AF213,$N$3:$O$5,2,FALSE))","v":"a"},{"$f":"IF(OR(Inventory!C213=\"New Construction\",Inventory!C213=\"Replace-on-Burnout\",Inventory!C213=\"Early Retirement\"),Inventory!AS213,0)","v":0},"","","","","","","","","","","","",0,"aaaaa0","No","No",{"$f":"IF($W457=\"a\",0,IF($W457=\"b\",Inventory!$M213,Inventory!$AG213))","v":0},{"$f":"IF(OR($W457=\"a\",AND($AQ457=\"No\",$AR457=\"No\")),0,IF(AND($W457=\"b\",Inventory!$O213=\"Btu/hr\"),Inventory!$N213,IF(AND($W457=\"b\",Inventory!$O213=\"Tons\"),Inventory!$N213*12000,IF(AND(OR($W457=\"c\",$W457=\"d\"),Inventory!$AI213=\"Btu/hr\"),Inventory!$AH213,IF(AND(OR($W457=\"c\",$W457=\"d\"),Inventory!$AI213=\"Tons\"),Inventory!$AH213*12000,0)))))","v":0},0,0,"EER",0,"kW/ton",{"$f":"IF(OR($W457=\"a\",$AR457=\"No\"),0,IF(AND($W457=\"b\",Inventory!$Q213=\"Btu/hr\"),Inventory!$P213,IF(AND($W457=\"b\",Inventory!$Q213=\"Tons\"),Inventory!$P213*12000,IF(AND(OR($W457=\"c\",$W457=\"d\"),Inventory!$AK213=\"Btu/hr\"),Inventory!$AJ213,IF(AND(OR($W457=\"c\",$W457=\"d\"),Inventory!$AK213=\"Tons\"),Inventory!$AJ213*12000,0)))))","v":0},0,0,"COP","No",{"$f":"IF(OR(Inventory!$J213=\"\",$BD457=\"No\"),\"-\",Inventory!$J213)","v":"-"},{"$f":"IFERROR(VLOOKUP($BE457,'Early Retirement'!$B$6:$C$32,2,FALSE),\"-\")","v":"-"},{"$f":"IF(OR($W457<>\"b\",AND($X457<>\"b\",$X457<>\"c\")),\"n\",IF(AND($AO457<>1,$AO457<>2,$AO457<>7,$AO457<>8),\"n\",IF(Inventory!$K213=\"Split\",\"s\",IF(Inventory!$K213=\"Packaged\",\"p\",\"n\"))))","v":"n"},{"$f":"IF(AND($X457<>\"i\",$X457<>\"j\"),\"n\",IF(Inventory!$L213=\"Centrifugal\",\"c\",\"n\"))","v":"n"},"-","-",{"$f":"IFERROR(INDEX('Early Retirement'!$C$4:$AC$32,$BF457,$BJ457),0)","v":0},{"$f":"IFERROR(HLOOKUP($BJ457,'Early Retirement'!$D$4:$AC$5,2,FALSE),0)","v":0},{"$f":"IFERROR(INDEX('Early Retirement'!$AE$4:$BE$32,$BF457,$BJ457),0)","v":0},{"$f":"IFERROR(HLOOKUP($BJ457,'Early Retirement'!$AF$4:$BE$5,2,FALSE),0)","v":0},0,0,"kW/ton",{"$f":"IFERROR(INDEX('Early Retirement'!$BG$4:$CG$32,$BF457,$BJ457),0)","v":0},{"$f":"IFERROR(HLOOKUP($BJ457,'Early Retirement'!$BH$4:$CH$5,2,FALSE),0)","v":0},0,"COP","Yes",0,0,"kW/ton",0,"COP",0,0,"kW/ton",0,"COP"]
[null,null,null,null,null,null,null,null,null,null,null,null,null,null,null,null,null,null,null,null,null,205,{"$f":"IF(Inventory!$C214=\"\",\"a\",VLOOKUP(Inventory!$C214,$B$8:$C$11,2,FALSE))","v":"a"},{"$f":"IF(AND($W458=\"b\",Inventory!$I214=\"\"),\"a\",IF(AND($W458=\"b\",Inventory!$I214<>\"\"),VLOOKUP(Inventory!$I214,$E$3:$F$12,2,FALSE),IF(AND(OR($W458=\"c\",$W458=\"d\"),Inventory!$AB214=\"\"),\"a\",IF(AND(OR($W458=\"c\",$W458=\"d\"),Inventory!$AB214<>\"\"),VLOOKUP(Inventory!$AB214,$E$3:$F$12,2,FALSE),\"a\"))))","v":"a"},{"$f":"IF(OR(AND($X458<>\"b\",$X458<>\"c\"),$AB458=0,$AB458>=(65000/12000),Inventory!$AC214=\"\"),\"a\",VLOOKUP(Inventory!$AC214,$H$3:$I$5,2,FALSE))","v":"a"},{"$f":"IF(AND($X458<>\"i\",$X458<>\"j\"),\"a\",IF(AND($W458=\"b\",Inventory!$L214=\"\"),\"a\",IF(AND($W458=\"b\",Inventory!$L214<>\"\"),VLOOKUP(Inventory!$L214,$K$3:$L$6,2,FALSE),IF(AND(OR($W458=\"c\",$W458=\"d\"),Inventory!$AD214=\"\"),\"a\",IF(AND(OR($W458=\"c\",$W458=\"d\"),Inventory!$AD214<>\"\"),VLOOKUP(Inventory!$AD214,$K$3:$L$6,2,FALSE),\"a\")))))","v":"a"},{"$f":"IF(OR(AND($X458<>\"e\",$X458<>\"f\"),$AB458=0,Inventory!$AF214=\"\"),\"a\",VLOOKUP(Inventory!$AF214,$N$3:$O$5,2,FALSE))","v":"a"},{"$f":"IF(OR(Inventory!C214=\"New Construction\",Inventory!C214=\"Replace-on-Burnout\",Inventory!C214=\"Early Retirement\"),Inventory!AS214,0)","v":0},"","","","","","","","","","","","",0,"aaaaa0","No","No",{"$f":"IF($W458=\"a\",0,IF($W458=\"b\",Inventory!$M214,Inventory!$AG214))","v":0},{"$f":"IF(OR($W458=\"a\",AND($AQ458=\"No\",$AR458=\"No\")),0,IF(AND($W458=\"b\",Inventory!$O214=\"Btu/hr\"),Inventory!$N214,IF(AND($W458=\"b\",Inventory!$O214=\"Tons\"),Inventory!$N214*12000,IF(AND(OR($W458=\"c\",$W458=\"d\"),Inventory!$AI214=\"Btu/hr\"),Inventory!$AH214,IF(AND(OR($W458=\"c\",$W458=\"d\"),Inventory!$AI214=\"Tons\"),Inventory!$AH214*12000,0)))))","v":0},0,0,"EER",0,"kW/ton",{"$f":"IF(OR($W458=\"a\",$AR458=\"No\"),0,IF(AND($W458=\"b\",Inventory!$Q214=\"Btu/hr\"),Inventory!$P214,IF(AND($W458=\"b\",Inventory!$Q214=\"Tons\"),Inventory!$P214*12000,IF(AND(OR($W458=\"c\",$W458=\"d\"),Inventory!$AK214=\"Btu/hr\"),Inventory!$AJ214,IF(AND(OR($W458=\"c\",$W458=\"d\"),Inventory!$AK214=\"Tons\"),Inventory!$AJ214*12000,0)))))","v":0},0,0,"COP","No",{"$f":"IF(OR(Inventory!$J214=\"\",$BD458=\"No\"),\"-\",Inventory!$J214)","v":"-"},{"$f":"IFERROR(VLOOKUP($BE458,'Early Retirement'!$B$6:$C$32,2,FALSE),\"-\")","v":"-"},{"$f":"IF(OR($W458<>\"b\",AND($X458<>\"b\",$X458<>\"c\")),\"n\",IF(AND($AO458<>1,$AO458<>2,$AO458<>7,$AO458<>8),\"n\",IF(Inventory!$K214=\"Split\",\"s\",IF(Inventory!$K214=\"Packaged\",\"p\",\"n\"))))","v":"n"},{"$f":"IF(AND($X458<>\"i\",$X458<>\"j\"),\"n\",IF(Inventory!$L214=\"Centrifugal\",\"c\",\"n\"))","v":"n"},"-","-",{"$f":"IFERROR(INDEX('Early Retirement'!$C$4:$AC$32,$BF458,$BJ458),0)","v":0},{"$f":"IFERROR(HLOOKUP($BJ458,'Early Retirement'!$D$4:$AC$5,2,FALSE),0)","v":0},{"$f":"IFERROR(INDEX('Early Retirement'!$AE$4:$BE$32,$BF458,$BJ458),0)","v":0},{"$f":"IFERROR(HLOOKUP($BJ458,'Early Retirement'!$AF$4:$BE$5,2,FALSE),0)","v":0},0,0,"kW/ton",{"$f":"IFERROR(INDEX('Early Retirement'!$BG$4:$CG$32,$BF458,$BJ458),0)","v":0},{"$f":"IFERROR(HLOOKUP($BJ458,'Early Retirement'!$BH$4:$CH$5,2,FALSE),0)","v":0},0,"COP","Yes",0,0,"kW/ton",0,"COP",0,0,"kW/ton",0,"COP"]
[null,null,null,null,null,null,null,null,null,null,null,null,null,null,null,null,null,null,null,null,null,206,{"$f":"IF(Inventory!$C215=\"\",\"a\",VLOOKUP(Inventory!$C215,$B$8:$C$11,2,FALSE))","v":"a"},{"$f":"IF(AND($W459=\"b\",Inventory!$I215=\"\"),\"a\",IF(AND($W459=\"b\",Inventory!$I215<>\"\"),VLOOKUP(Inventory!$I215,$E$3:$F$12,2,FALSE),IF(AND(OR($W459=\"c\",$W459=\"d\"),Inventory!$AB215=\"\"),\"a\",IF(AND(OR($W459=\"c\",$W459=\"d\"),Inventory!$AB215<>\"\"),VLOOKUP(Inventory!$AB215,$E$3:$F$12,2,FALSE),\"a\"))))","v":"a"},{"$f":"IF(OR(AND($X459<>\"b\",$X459<>\"c\"),$AB459=0,$AB459>=(65000/12000),Inventory!$AC215=\"\"),\"a\",VLOOKUP(Inventory!$AC215,$H$3:$I$5,2,FALSE))","v":"a"},{"$f":"IF(AND($X459<>\"i\",$X459<>\"j\"),\"a\",IF(AND($W459=\"b\",Inventory!$L215=\"\"),\"a\",IF(AND($W459=\"b\",Inventory!$L215<>\"\"),VLOOKUP(Inventory!$L215,$K$3:$L$6,2,FALSE),IF(AND(OR($W459=\"c\",$W459=\"d\"),Inventory!$AD215=\"\"),\"a\",IF(AND(OR($W459=\"c\",$W459=\"d\"),Inventory!$AD215<>\"\"),VLOOKUP(Inventory!$AD215,$K$3:$L$6,2,FALSE),\"a\")))))","v":"a"},{"$f":"IF(OR(AND($X459<>\"e\",$X459<>\"f\"),$AB459=0,Inventory!$AF215=\"\"),\"a\",VLOOKUP(Inventory!$AF215,$N$3:$O$5,2,FALSE))","v":"a"},{"$f":"IF(OR(Inventory!C215=\"New Construction\",Inventory!C215=\"Replace-on-Burnout\",Inventory!C215=\"Early Retirement\"),Inventory!AS215,0)","v":0},"","","","","","","","","","","","",0,"aaaaa0","No","No",{"$f":"IF($W459=\"a\",0,IF($W459=\"b\",Inventory!$M215,Inventory!$AG215))","v":0},{"$f":"IF(OR($W459=\"a\",AND($AQ459=\"No\",$AR459=\"No\")),0,IF(AND($W459=\"b\",Inventory!$O215=\"Btu/hr\"),Inventory!$N215,IF(AND($W459=\"b\",Inventory!$O215=\"Tons\"),Inventory!$N215*12000,IF(AND(OR($W459=\"c\",$W459=\"d\"),Inventory!$AI215=\"Btu/hr\"),Inventory!$AH215,IF(AND(OR($W459=\"c\",$W459=\"d\"),Inventory!$AI215=\"Tons\"),Inventory!$AH215*12000,0)))))","v":0},0,0,"EER",0,"kW/ton",{"$f":"IF(OR($W459=\"a\",$AR459=\"No\"),0,IF(AND($W459=\"b\",Inventory!$Q215=\"Btu/hr\"),Inventory!$P215,IF(AND($W459=\"b\",Inventory!$Q215=\"Tons\"),Inventory!$P215*12000,IF(AND(OR($W459=\"c\",$W459=\"d\"),Inventory!$AK215=\"Btu/hr\"),Inventory!$AJ215,IF(AND(OR($W459=\"c\",$W459=\"d\"),Inventory!$AK215=\"Tons\"),Inventory!$AJ215*12000,0)))))","v":0},0,0,"COP","No",{"$f":"IF(OR(Inventory!$J215=\"\",$BD459=\"No\"),\"-\",Inventory!$J215)","v":"-"},{"$f":"IFERROR(VLOOKUP($BE459,'Early Retirement'!$B$6:$C$32,2,FALSE),\"-\")","v":"-"},{"$f":"IF(OR($W459<>\"b\",AND($X459<>\"b\",$X459<>\"c\")),\"n\",IF(AND($AO459<>1,$AO459<>2,$AO459<>7,$AO459<>8),\"n\",IF(Inventory!$K215=\"Split\",\"s\",IF(Inventory!$K215=\"Packaged\",\"p\",\"n\"))))","v":"n"},{"$f":"IF(AND($X459<>\"i\",$X459<>\"j\"),\"n\",IF(Inventory!$L215=\"Centrifugal\",\"c\",\"n\"))","v":"n"},"-","-",{"$f":"IFERROR(INDEX('Early Retirement'!$C$4:$AC$32,$BF459,$BJ459),0)","v":0},{"$f":"IFERROR(HLOOKUP($BJ459,'Early Retirement'!$D$4:$AC$5,2,FALSE),0)","v":0},{"$f":"IFERROR(INDEX('Early Retirement'!$AE$4:$BE$32,$BF459,$BJ459),0)","v":0},{"$f":"IFERROR(HLOOKUP($BJ459,'Early Retirement'!$AF$4:$BE$5,2,FALSE),0)","v":0},0,0,"kW/ton",{"$f":"IFERROR(INDEX('Early Retirement'!$BG$4:$CG$32,$BF459,$BJ459),0)","v":0},{"$f":"IFERROR(HLOOKUP($BJ459,'Early Retirement'!$BH$4:$CH$5,2,FALSE),0)","v":0},0,"COP","Yes",0,0,"kW/ton",0,"COP",0,0,"kW/ton",0,"COP"]
[null,null,null,null,null,null,null,null,null,null,null,null,null,null,null,null,null,null,null,null,null,207,{"$f":"IF(Inventory!$C216=\"\",\"a\",VLOOKUP(Inventory!$C216,$B$8:$C$11,2,FALSE))","v":"a"},{"$f":"IF(AND($W460=\"b\",Inventory!$I216=\"\"),\"a\",IF(AND($W460=\"b\",Inventory!$I216<>\"\"),VLOOKUP(Inventory!$I216,$E$3:$F$12,2,FALSE),IF(AND(OR($W460=\"c\",$W460=\"d\"),Inventory!$AB216=\"\"),\"a\",IF(AND(OR($W460=\"c\",$W460=\"d\"),Inventory!$AB216<>\"\"),VLOOKUP(Inventory!$AB216,$E$3:$F$12,2,FALSE),\"a\"))))","v":"a"},{"$f":"IF(OR(AND($X460<>\"b\",$X460<>\"c\"),$AB460=0,$AB460>=(65000/12000),Inventory!$AC216=\"\"),\"a\",VLOOKUP(Inventory!$AC216,$H$3:$I$5,2,FALSE))","v":"a"},{"$f":"IF(AND($X460<>\"i\",$X460<>\"j\"),\"a\",IF(AND($W460=\"b\",Inventory!$L216=\"\"),\"a\",IF(AND($W460=\"b\",Inventory!$L216<>\"\"),VLOOKUP(Inventory!$L216,$K$3:$L$6,2,FALSE),IF(AND(OR($W460=\"c\",$W460=\"d\"),Inventory!$AD216=\"\"),\"a\",IF(AND(OR($W460=\"c\",$W460=\"d\"),Inventory!$AD216<>\"\"),VLOOKUP(Inventory!$AD216,$K$3:$L$6,2,FALSE),\"a\")))))","v":"a"},{"$f":"IF(OR(AND($X460<>\"e\",$X460<>\"f\"),$AB460=0,Inventory!$AF216=\"\"),\"a\",VLOOKUP(Inventory!$AF216,$N$3:$O$5,2,FALSE))","v":"a"},{"$f":"IF(OR(Inventory!C216=\"New Construction\",Inventory!C216=\"Replace-on-Burnout\",Inventory!C216=\"Early Retirement\"),Inventory!AS216,0)","v":0},"","","","","","","","","","","","",0,"aaaaa0","No","No",{"$f":"IF($W460=\"a\",0,IF($W460=\"b\",Inventory!$M216,Inventory!$AG216))","v":0},{"$f":"IF(OR($W460=\"a\",AND($AQ460=\"No\",$AR460=\"No\")),0,IF(AND($W460=\"b\",Inventory!$O216=\"Btu/hr\"),Inventory!$N216,IF(AND($W460=\"b\",Inventory!$O216=\"Tons\"),Inventory!$N216*12000,IF(AND(OR($W460=\"c\",$W460=\"d\"),Inventory!$AI216=\"Btu/hr\"),Inventory!$AH216,IF(AND(OR($W460=\"c\",$W460=\"d\"),Inventory!$AI216=\"Tons\"),Inventory!$AH216*12000,0)))))","v":0},0,0,"EER",0,"kW/ton",{"$f":"IF(OR($W460=\"a\",$AR460=\"No\"),0,IF(AND($W460=\"b\",Inventory!$Q216=\"Btu/hr\"),Inventory!$P216,IF(AND($W460=\"b\",Inventory!$Q216=\"Tons\"),Inventory!$P216*12000,IF(AND(OR($W460=\"c\",$W460=\"d\"),Inventory!$AK216=\"Btu/hr\"),Inventory!$AJ216,IF(AND(OR($W460=\"c\",$W460=\"d\"),Inventory!$AK216=\"Tons\"),Inventory!$AJ216*12000,0)))))","v":0},0,0,"COP","No",{"$f":"IF(OR(Inventory!$J216=\"\",$BD460=\"No\"),\"-\",Inventory!$J216)","v":"-"},{"$f":"IFERROR(VLOOKUP($BE460,'Early Retirement'!$B$6:$C$32,2,FALSE),\"-\")","v":"-"},{"$f":"IF(OR($W460<>\"b\",AND($X460<>\"b\",$X460<>\"c\")),\"n\",IF(AND($AO460<>1,$AO460<>2,$AO460<>7,$AO460<>8),\"n\",IF(Inventory!$K216=\"Split\",\"s\",IF(Inventory!$K216=\"Packaged\",\"p\",\"n\"))))","v":"n"},{"$f":"IF(AND($X460<>\"i\",$X460<>\"j\"),\"n\",IF(Inventory!$L216=\"Centrifugal\",\"c\",\"n\"))","v":"n"},"-","-",{"$f":"IFERROR(INDEX('Early Retirement'!$C$4:$AC$32,$BF460,$BJ460),0)","v":0},{"$f":"IFERROR(HLOOKUP($BJ460,'Early Retirement'!$D$4:$AC$5,2,FALSE),0)","v":0},{"$f":"IFERROR(INDEX('Early Retirement'!$AE$4:$BE$32,$BF460,$BJ460),0)","v":0},{"$f":"IFERROR(HLOOKUP($BJ460,'Early Retirement'!$AF$4:$BE$5,2,FALSE),0)","v":0},0,0,"kW/ton",{"$f":"IFERROR(INDEX('Early Retirement'!$BG$4:$CG$32,$BF460,$BJ460),0)","v":0},{"$f":"IFERROR(HLOOKUP($BJ460,'Early Retirement'!$BH$4:$CH$5,2,FALSE),0)","v":0},0,"COP","Yes",0,0,"kW/ton",0,"COP",0,0,"kW/ton",0,"COP"]
[null,null,null,null,null,null,null,null,null,null,null,null,null,null,null,null,null,null,null,null,null,208,{"$f":"IF(Inventory!$C217=\"\",\"a\",VLOOKUP(Inventory!$C217,$B$8:$C$11,2,FALSE))","v":"a"},{"$f":"IF(AND($W461=\"b\",Inventory!$I217=\"\"),\"a\",IF(AND($W461=\"b\",Inventory!$I217<>\"\"),VLOOKUP(Inventory!$I217,$E$3:$F$12,2,FALSE),IF(AND(OR($W461=\"c\",$W461=\"d\"),Inventory!$AB217=\"\"),\"a\",IF(AND(OR($W461=\"c\",$W461=\"d\"),Inventory!$AB217<>\"\"),VLOOKUP(Inventory!$AB217,$E$3:$F$12,2,FALSE),\"a\"))))","v":"a"},{"$f":"IF(OR(AND($X461<>\"b\",$X461<>\"c\"),$AB461=0,$AB461>=(65000/12000),Inventory!$AC217=\"\"),\"a\",VLOOKUP(Inventory!$AC217,$H$3:$I$5,2,FALSE))","v":"a"},{"$f":"IF(AND($X461<>\"i\",$X461<>\"j\"),\"a\",IF(AND($W461=\"b\",Inventory!$L217=\"\"),\"a\",IF(AND($W461=\"b\",Inventory!$L217<>\"\"),VLOOKUP(Inventory!$L217,$K$3:$L$6,2,FALSE),IF(AND(OR($W461=\"c\",$W461=\"d\"),Inventory!$AD217=\"\"),\"a\",IF(AND(OR($W461=\"c\",$W461=\"d\"),Inventory!$AD217<>\"\"),VLOOKUP(Inventory!$AD217,$K$3:$L$6,2,FALSE),\"a\")))))","v":"a"},{"$f":"IF(OR(AND($X461<>\"e\",$X461<>\"f\"),$AB461=0,Inventory!$AF217=\"\"),\"a\",VLOOKUP(Inventory!$AF217,$N$3:$O$5,2,FALSE))","v":"a"},{"$f":"IF(OR(Inventory!C217=\"New Construction\",Inventory!C217=\"Replace-on-Burnout\",Inventory!C217=\"Early Retirement\"),Inventory!AS217,0)","v":0},"","","","","","","","","","","","",0,"aaaaa0","No","No",{"$f":"IF($W461=\"a\",0,IF($W461=\"b\",Inventory!$M217,Inventory!$AG217))","v":0},{"$f":"IF(OR($W461=\"a\",AND($AQ461=\"No\",$AR461=\"No\")),0,IF(AND($W461=\"b\",Inventory!$O217=\"Btu/hr\"),Inventory!$N217,IF(AND($W461=\"b\",Inventory!$O217=\"Tons\"),Inventory!$N217*12000,IF(AND(OR($W461=\"c\",$W461=\"d\"),Inventory!$AI217=\"Btu/hr\"),Inventory!$AH217,IF(AND(OR($W461=\"c\",$W461=\"d\"),Inventory!$AI217=\"Tons\"),Inventory!$AH217*12000,0)))))","v":0},0,0,"EER",0,"kW/ton",{"$f":"IF(OR($W461=\"a\",$AR461=\"No\"),0,IF(AND($W461=\"b\",Inventory!$Q217=\"Btu/hr\"),Inventory!$P217,IF(AND($W461=\"b\",Inventory!$Q217=\"Tons\"),Inventory!$P217*12000,IF(AND(OR($W461=\"c\",$W461=\"d\"),Inventory!$AK217=\"Btu/hr\"),Inventory!$AJ217,IF(AND(OR($W461=\"c\",$W461=\"d\"),Inventory!$AK217=\"Tons\"),Inventory!$AJ217*12000,0)))))","v":0},0,0,"COP","No",{"$f":"IF(OR(Inventory!$J217=\"\",$BD461=\"No\"),\"-\",Inventory!$J217)","v":"-"},{"$f":"IFERROR(VLOOKUP($BE461,'Early Retirement'!$B$6:$C$32,2,FALSE),\"-\")","v":"-"},{"$f":"IF(OR($W461<>\"b\",AND($X461<>\"b\",$X461<>\"c\")),\"n\",IF(AND($AO461<>1,$AO461<>2,$AO461<>7,$AO461<>8),\"n\",IF(Inventory!$K217=\"Split\",\"s\",IF(Inventory!$K217=\"Packaged\",\"p\",\"n\"))))","v":"n"},{"$f":"IF(AND($X461<>\"i\",$X461<>\"j\"),\"n\",IF(Inventory!$L217=\"Centrifugal\",\"c\",\"n\"))","v":"n"},"-","-",{"$f":"IFERROR(INDEX('Early Retirement'!$C$4:$AC$32,$BF461,$BJ461),0)","v":0},{"$f":"IFERROR(HLOOKUP($BJ461,'Early Retirement'!$D$4:$AC$5,2,FALSE),0)","v":0},{"$f":"IFERROR(INDEX('Early Retirement'!$AE$4:$BE$32,$BF461,$BJ461),0)","v":0},{"$f":"IFERROR(HLOOKUP($BJ461,'Early Retirement'!$AF$4:$BE$5,2,FALSE),0)","v":0},0,0,"kW/ton",{"$f":"IFERROR(INDEX('Early Retirement'!$BG$4:$CG$32,$BF461,$BJ461),0)","v":0},{"$f":"IFERROR(HLOOKUP($BJ461,'Early Retirement'!$BH$4:$CH$5,2,FALSE),0)","v":0},0,"COP","Yes",0,0,"kW/ton",0,"COP",0,0,"kW/ton",0,"COP"]
[null,null,null,null,null,null,null,null,null,null,null,null,null,null,null,null,null,null,null,null,null,209,{"$f":"IF(Inventory!$C218=\"\",\"a\",VLOOKUP(Inventory!$C218,$B$8:$C$11,2,FALSE))","v":"a"},{"$f":"IF(AND($W462=\"b\",Inventory!$I218=\"\"),\"a\",IF(AND($W462=\"b\",Inventory!$I218<>\"\"),VLOOKUP(Inventory!$I218,$E$3:$F$12,2,FALSE),IF(AND(OR($W462=\"c\",$W462=\"d\"),Inventory!$AB218=\"\"),\"a\",IF(AND(OR($W462=\"c\",$W462=\"d\"),Inventory!$AB218<>\"\"),VLOOKUP(Inventory!$AB218,$E$3:$F$12,2,FALSE),\"a\"))))","v":"a"},{"$f":"IF(OR(AND($X462<>\"b\",$X462<>\"c\"),$AB462=0,$AB462>=(65000/12000),Inventory!$AC218=\"\"),\"a\",VLOOKUP(Inventory!$AC218,$H$3:$I$5,2,FALSE))","v":"a"},{"$f":"IF(AND($X462<>\"i\",$X462<>\"j\"),\"a\",IF(AND($W462=\"b\",Inventory!$L218=\"\"),\"a\",IF(AND($W462=\"b\",Inventory!$L218<>\"\"),VLOOKUP(Inventory!$L218,$K$3:$L$6,2,FALSE),IF(AND(OR($W462=\"c\",$W462=\"d\"),Inventory!$AD218=\"\"),\"a\",IF(AND(OR($W462=\"c\",$W462=\"d\"),Inventory!$AD218<>\"\"),VLOOKUP(Inventory!$AD218,$K$3:$L$6,2,FALSE),\"a\")))))","v":"a"},{"$f":"IF(OR(AND($X462<>\"e\",$X462<>\"f\"),$AB462=0,Inventory!$AF218=\"\"),\"a\",VLOOKUP(Inventory!$AF218,$N$3:$O$5,2,FALSE))","v":"a"},{"$f":"IF(OR(Inventory!C218=\"New Construction\",Inventory!C218=\"Replace-on-Burnout\",Inventory!C218=\"Early Retirement\"),Inventory!AS218,0)","v":0},"","","","","","","","","","","","",0,"aaaaa0","No","No",{"$f":"IF($W462=\"a\",0,IF($W462=\"b\",Inventory!$M218,Inventory!$AG218))","v":0},{"$f":"IF(OR($W462=\"a\",AND($AQ462=\"No\",$AR462=\"No\")),0,IF(AND($W462=\"b\",Inventory!$O218=\"Btu/hr\"),Inventory!$N218,IF(AND($W462=\"b\",Inventory!$O218=\"Tons\"),Inventory!$N218*12000,IF(AND(OR($W462=\"c\",$W462=\"d\"),Inventory!$AI218=\"Btu/hr\"),Inventory!$AH218,IF(AND(OR($W462=\"c\",$W462=\"d\"),Inventory!$AI218=\"Tons\"),Inventory!$AH218*12000,0)))))","v":0},0,0,"EER",0,"kW/ton",{"$f":"IF(OR($W462=\"a\",$AR462=\"No\"),0,IF(AND($W462=\"b\",Inventory!$Q218=\"Btu/hr\"),Inventory!$P218,IF(AND($W462=\"b\",Inventory!$Q218=\"Tons\"),Inventory!$P218*12000,IF(AND(OR($W462=\"c\",$W462=\"d\"),Inventory!$AK218=\"Btu/hr\"),Inventory!$AJ218,IF(AND(OR($W462=\"c\",$W462=\"d\"),Inventory!$AK218=\"Tons\"),Inventory!$AJ218*12000,0)))))","v":0},0,0,"COP","No",{"$f":"IF(OR(Inventory!$J218=\"\",$BD462=\"No\"),\"-\",Inventory!$J218)","v":"-"},{"$f":"IFERROR(VLOOKUP($BE462,'Early Retirement'!$B$6:$C$32,2,FALSE),\"-\")","v":"-"},{"$f":"IF(OR($W462<>\"b\",AND($X462<>\"b\",$X462<>\"c\")),\"n\",IF(AND($AO462<>1,$AO462<>2,$AO462<>7,$AO462<>8),\"n\",IF(Inventory!$K218=\"Split\",\"s\",IF(Inventory!$K218=\"Packaged\",\"p\",\"n\"))))","v":"n"},{"$f":"IF(AND($X462<>\"i\",$X462<>\"j\"),\"n\",IF(Inventory!$L218=\"Centrifugal\",\"c\",\"n\"))","v":"n"},"-","-",{"$f":"IFERROR(INDEX('Early Retirement'!$C$4:$AC$32,$BF462,$BJ462),0)","v":0},{"$f":"IFERROR(HLOOKUP($BJ462,'Early Retirement'!$D$4:$AC$5,2,FALSE),0)","v":0},{"$f":"IFERROR(INDEX('Early Retirement'!$AE$4:$BE$32,$BF462,$BJ462),0)","v":0},{"$f":"IFERROR(HLOOKUP($BJ462,'Early Retirement'!$AF$4:$BE$5,2,FALSE),0)","v":0},0,0,"kW/ton",{"$f":"IFERROR(INDEX('Early Retirement'!$BG$4:$CG$32,$BF462,$BJ462),0)","v":0},{"$f":"IFERROR(HLOOKUP($BJ462,'Early Retirement'!$BH$4:$CH$5,2,FALSE),0)","v":0},0,"COP","Yes",0,0,"kW/ton",0,"COP",0,0,"kW/ton",0,"COP"]
[null,null,null,null,null,null,null,null,null,null,null,null,null,null,null,null,null,null,null,null,null,210,{"$f":"IF(Inventory!$C219=\"\",\"a\",VLOOKUP(Inventory!$C219,$B$8:$C$11,2,FALSE))","v":"a"},{"$f":"IF(AND($W463=\"b\",Inventory!$I219=\"\"),\"a\",IF(AND($W463=\"b\",Inventory!$I219<>\"\"),VLOOKUP(Inventory!$I219,$E$3:$F$12,2,FALSE),IF(AND(OR($W463=\"c\",$W463=\"d\"),Inventory!$AB219=\"\"),\"a\",IF(AND(OR($W463=\"c\",$W463=\"d\"),Inventory!$AB219<>\"\"),VLOOKUP(Inventory!$AB219,$E$3:$F$12,2,FALSE),\"a\"))))","v":"a"},{"$f":"IF(OR(AND($X463<>\"b\",$X463<>\"c\"),$AB463=0,$AB463>=(65000/12000),Inventory!$AC219=\"\"),\"a\",VLOOKUP(Inventory!$AC219,$H$3:$I$5,2,FALSE))","v":"a"},{"$f":"IF(AND($X463<>\"i\",$X463<>\"j\"),\"a\",IF(AND($W463=\"b\",Inventory!$L219=\"\"),\"a\",IF(AND($W463=\"b\",Inventory!$L219<>\"\"),VLOOKUP(Inventory!$L219,$K$3:$L$6,2,FALSE),IF(AND(OR($W463=\"c\",$W463=\"d\"),Inventory!$AD219=\"\"),\"a\",IF(AND(OR($W463=\"c\",$W463=\"d\"),Inventory!$AD219<>\"\"),VLOOKUP(Inventory!$AD219,$K$3:$L$6,2,FALSE),\"a\")))))","v":"a"},{"$f":"IF(OR(AND($X463<>\"e\",$X463<>\"f\"),$AB463=0,Inventory!$AF219=\"\"),\"a\",VLOOKUP(Inventory!$AF219,$N$3:$O$5,2,FALSE))","v":"a"},{"$f":"IF(OR(Inventory!C219=\"New Construction\",Inventory!C219=\"Replace-on-Burnout\",Inventory!C219=\"Early Retirement\"),Inventory!AS219,0)","v":0},"","","","","","","","","","","","",0,"aaaaa0","No","No",{"$f":"IF($W463=\"a\",0,IF($W463=\"b\",Inventory!$M219,Inventory!$AG219))","v":0},{"$f":"IF(OR($W463=\"a\",AND($AQ463=\"No\",$AR463=\"No\")),0,IF(AND($W463=\"b\",Inventory!$O219=\"Btu/hr\"),Inventory!$N219,IF(AND($W463=\"b\",Inventory!$O219=\"Tons\"),Inventory!$N219*12000,IF(AND(OR($W463=\"c\",$W463=\"d\"),Inventory!$AI219=\"Btu/hr\"),Inventory!$AH219,IF(AND(OR($W463=\"c\",$W463=\"d\"),Inventory!$AI219=\"Tons\"),Inventory!$AH219*12000,0)))))","v":0},0,0,"EER",0,"kW/ton",{"$f":"IF(OR($W463=\"a\",$AR463=\"No\"),0,IF(AND($W463=\"b\",Inventory!$Q219=\"Btu/hr\"),Inventory!$P219,IF(AND($W463=\"b\",Inventory!$Q219=\"Tons\"),Inventory!$P219*12000,IF(AND(OR($W463=\"c\",$W463=\"d\"),Inventory!$AK219=\"Btu/hr\"),Inventory!$AJ219,IF(AND(OR($W463=\"c\",$W463=\"d\"),Inventory!$AK219=\"Tons\"),Inventory!$AJ219*12000,0)))))","v":0},0,0,"COP","No",{"$f":"IF(OR(Inventory!$J219=\"\",$BD463=\"No\"),\"-\",Inventory!$J219)","v":"-"},{"$f":"IFERROR(VLOOKUP($BE463,'Early Retirement'!$B$6:$C$32,2,FALSE),\"-\")","v":"-"},{"$f":"IF(OR($W463<>\"b\",AND($X463<>\"b\",$X463<>\"c\")),\"n\",IF(AND($AO463<>1,$AO463<>2,$AO463<>7,$AO463<>8),\"n\",IF(Inventory!$K219=\"Split\",\"s\",IF(Inventory!$K219=\"Packaged\",\"p\",\"n\"))))","v":"n"},{"$f":"IF(AND($X463<>\"i\",$X463<>\"j\"),\"n\",IF(Inventory!$L219=\"Centrifugal\",\"c\",\"n\"))","v":"n"},"-","-",{"$f":"IFERROR(INDEX('Early Retirement'!$C$4:$AC$32,$BF463,$BJ463),0)","v":0},{"$f":"IFERROR(HLOOKUP($BJ463,'Early Retirement'!$D$4:$AC$5,2,FALSE),0)","v":0},{"$f":"IFERROR(INDEX('Early Retirement'!$AE$4:$BE$32,$BF463,$BJ463),0)","v":0},{"$f":"IFERROR(HLOOKUP($BJ463,'Early Retirement'!$AF$4:$BE$5,2,FALSE),0)","v":0},0,0,"kW/ton",{"$f":"IFERROR(INDEX('Early Retirement'!$BG$4:$CG$32,$BF463,$BJ463),0)","v":0},{"$f":"IFERROR(HLOOKUP($BJ463,'Early Retirement'!$BH$4:$CH$5,2,FALSE),0)","v":0},0,"COP","Yes",0,0,"kW/ton",0,"COP",0,0,"kW/ton",0,"COP"]
[null,null,null,null,null,null,null,null,null,null,null,null,null,null,null,null,null,null,null,null,null,211,{"$f":"IF(Inventory!$C220=\"\",\"a\",VLOOKUP(Inventory!$C220,$B$8:$C$11,2,FALSE))","v":"a"},{"$f":"IF(AND($W464=\"b\",Inventory!$I220=\"\"),\"a\",IF(AND($W464=\"b\",Inventory!$I220<>\"\"),VLOOKUP(Inventory!$I220,$E$3:$F$12,2,FALSE),IF(AND(OR($W464=\"c\",$W464=\"d\"),Inventory!$AB220=\"\"),\"a\",IF(AND(OR($W464=\"c\",$W464=\"d\"),Inventory!$AB220<>\"\"),VLOOKUP(Inventory!$AB220,$E$3:$F$12,2,FALSE),\"a\"))))","v":"a"},{"$f":"IF(OR(AND($X464<>\"b\",$X464<>\"c\"),$AB464=0,$AB464>=(65000/12000),Inventory!$AC220=\"\"),\"a\",VLOOKUP(Inventory!$AC220,$H$3:$I$5,2,FALSE))","v":"a"},{"$f":"IF(AND($X464<>\"i\",$X464<>\"j\"),\"a\",IF(AND($W464=\"b\",Inventory!$L220=\"\"),\"a\",IF(AND($W464=\"b\",Inventory!$L220<>\"\"),VLOOKUP(Inventory!$L220,$K$3:$L$6,2,FALSE),IF(AND(OR($W464=\"c\",$W464=\"d\"),Inventory!$AD220=\"\"),\"a\",IF(AND(OR($W464=\"c\",$W464=\"d\"),Inventory!$AD220<>\"\"),VLOOKUP(Inventory!$AD220,$K$3:$L$6,2,FALSE),\"a\")))))","v":"a"},{"$f":"IF(OR(AND($X464<>\"e\",$X464<>\"f\"),$AB464=0,Inventory!$AF220=\"\"),\"a\",VLOOKUP(Inventory!$AF220,$N$3:$O$5,2,FALSE))","v":"a"},{"$f":"IF(OR(Inventory!C220=\"New Construction\",Inventory!C220=\"Replace-on-Burnout\",Inventory!C220=\"Early Retirement\"),Inventory!AS220,0)","v":0},"","","","","","","","","","","","",0,"aaaaa0","No","No",{"$f":"IF($W464=\"a\",0,IF($W464=\"b\",Inventory!$M220,Inventory!$AG220))","v":0},{"$f":"IF(OR($W464=\"a\",AND($AQ464=\"No\",$AR464=\"No\")),0,IF(AND($W464=\"b\",Inventory!$O220=\"Btu/hr\"),Inventory!$N220,IF(AND($W464=\"b\",Inventory!$O220=\"Tons\"),Inventory!$N220*12000,IF(AND(OR($W464=\"c\",$W464=\"d\"),Inventory!$AI220=\"Btu/hr\"),Inventory!$AH220,IF(AND(OR($W464=\"c\",$W464=\"d\"),Inventory!$AI220=\"Tons\"),Inventory!$AH220*12000,0)))))","v":0},0,0,"EER",0,"kW/ton",{"$f":"IF(OR($W464=\"a\",$AR464=\"No\"),0,IF(AND($W464=\"b\",Inventory!$Q220=\"Btu/hr\"),Inventory!$P220,IF(AND($W464=\"b\",Inventory!$Q220=\"Tons\"),Inventory!$P220*12000,IF(AND(OR($W464=\"c\",$W464=\"d\"),Inventory!$AK220=\"Btu/hr\"),Inventory!$AJ220,IF(AND(OR($W464=\"c\",$W464=\"d\"),Inventory!$AK220=\"Tons\"),Inventory!$AJ220*12000,0)))))","v":0},0,0,"COP","No",{"$f":"IF(OR(Inventory!$J220=\"\",$BD464=\"No\"),\"-\",Inventory!$J220)","v":"-"},{"$f":"IFERROR(VLOOKUP($BE464,'Early Retirement'!$B$6:$C$32,2,FALSE),\"-\")","v":"-"},{"$f":"IF(OR($W464<>\"b\",AND($X464<>\"b\",$X464<>\"c\")),\"n\",IF(AND($AO464<>1,$AO464<>2,$AO464<>7,$AO464<>8),\"n\",IF(Inventory!$K220=\"Split\",\"s\",IF(Inventory!$K220=\"Packaged\",\"p\",\"n\"))))","v":"n"},{"$f":"IF(AND($X464<>\"i\",$X464<>\"j\"),\"n\",IF(Inventory!$L220=\"Centrifugal\",\"c\",\"n\"))","v":"n"},"-","-",{"$f":"IFERROR(INDEX('Early Retirement'!$C$4:$AC$32,$BF464,$BJ464),0)","v":0},{"$f":"IFERROR(HLOOKUP($BJ464,'Early Retirement'!$D$4:$AC$5,2,FALSE),0)","v":0},{"$f":"IFERROR(INDEX('Early Retirement'!$AE$4:$BE$32,$BF464,$BJ464),0)","v":0},{"$f":"IFERROR(HLOOKUP($BJ464,'Early Retirement'!$AF$4:$BE$5,2,FALSE),0)","v":0},0,0,"kW/ton",{"$f":"IFERROR(INDEX('Early Retirement'!$BG$4:$CG$32,$BF464,$BJ464),0)","v":0},{"$f":"IFERROR(HLOOKUP($BJ464,'Early Retirement'!$BH$4:$CH$5,2,FALSE),0)","v":0},0,"COP","Yes",0,0,"kW/ton",0,"COP",0,0,"kW/ton",0,"COP"]
[null,null,null,null,null,null,null,null,null,null,null,null,null,null,null,null,null,null,null,null,null,212,{"$f":"IF(Inventory!$C221=\"\",\"a\",VLOOKUP(Inventory!$C221,$B$8:$C$11,2,FALSE))","v":"a"},{"$f":"IF(AND($W465=\"b\",Inventory!$I221=\"\"),\"a\",IF(AND($W465=\"b\",Inventory!$I221<>\"\"),VLOOKUP(Inventory!$I221,$E$3:$F$12,2,FALSE),IF(AND(OR($W465=\"c\",$W465=\"d\"),Inventory!$AB221=\"\"),\"a\",IF(AND(OR($W465=\"c\",$W465=\"d\"),Inventory!$AB221<>\"\"),VLOOKUP(Inventory!$AB221,$E$3:$F$12,2,FALSE),\"a\"))))","v":"a"},{"$f":"IF(OR(AND($X465<>\"b\",$X465<>\"c\"),$AB465=0,$AB465>=(65000/12000),Inventory!$AC221=\"\"),\"a\",VLOOKUP(Inventory!$AC221,$H$3:$I$5,2,FALSE))","v":"a"},{"$f":"IF(AND($X465<>\"i\",$X465<>\"j\"),\"a\",IF(AND($W465=\"b\",Inventory!$L221=\"\"),\"a\",IF(AND($W465=\"b\",Inventory!$L221<>\"\"),VLOOKUP(Inventory!$L221,$K$3:$L$6,2,FALSE),IF(AND(OR($W465=\"c\",$W465=\"d\"),Inventory!$AD221=\"\"),\"a\",IF(AND(OR($W465=\"c\",$W465=\"d\"),Inventory!$AD221<>\"\"),VLOOKUP(Inventory!$AD221,$K$3:$L$6,2,FALSE),\"a\")))))","v":"a"},{"$f":"IF(OR(AND($X465<>\"e\",$X465<>\"f\"),$AB465=0,Inventory!$AF221=\"\"),\"a\",VLOOKUP(Inventory!$AF221,$N$3:$O$5,2,FALSE))","v":"a"},{"$f":"IF(OR(Inventory!C221=\"New Construction\",Inventory!C221=\"Replace-on-Burnout\",Inventory!C221=\"Early Retirement\"),Inventory!AS221,0)","v":0},"","","","","","","","","","","","",0,"aaaaa0","No","No",{"$f":"IF($W465=\"a\",0,IF($W465=\"b\",Inventory!$M221,Inventory!$AG221))","v":0},{"$f":"IF(OR($W465=\"a\",AND($AQ465=\"No\",$AR465=\"No\")),0,IF(AND($W465=\"b\",Inventory!$O221=\"Btu/hr\"),Inventory!$N221,IF(AND($W465=\"b\",Inventory!$O221=\"Tons\"),Inventory!$N221*12000,IF(AND(OR($W465=\"c\",$W465=\"d\"),Inventory!$AI221=\"Btu/hr\"),Inventory!$AH221,IF(AND(OR($W465=\"c\",$W465=\"d\"),Inventory!$AI221=\"Tons\"),Inventory!$AH221*12000,0)))))","v":0},0,0,"EER",0,"kW/ton",{"$f":"IF(OR($W465=\"a\",$AR465=\"No\"),0,IF(AND($W465=\"b\",Inventory!$Q221=\"Btu/hr\"),Inventory!$P221,IF(AND($W465=\"b\",Inventory!$Q221=\"Tons\"),Inventory!$P221*12000,IF(AND(OR($W465=\"c\",$W465=\"d\"),Inventory!$AK221=\"Btu/hr\"),Inventory!$AJ221,IF(AND(OR($W465=\"c\",$W465=\"d\"),Inventory!$AK221=\"Tons\"),Inventory!$AJ221*12000,0)))))","v":0},0,0,"COP","No",{"$f":"IF(OR(Inventory!$J221=\"\",$BD465=\"No\"),\"-\",Inventory!$J221)","v":"-"},{"$f":"IFERROR(VLOOKUP($BE465,'Early Retirement'!$B$6:$C$32,2,FALSE),\"-\")","v":"-"},{"$f":"IF(OR($W465<>\"b\",AND($X465<>\"b\",$X465<>\"c\")),\"n\",IF(AND($AO465<>1,$AO465<>2,$AO465<>7,$AO465<>8),\"n\",IF(Inventory!$K221=\"Split\",\"s\",IF(Inventory!$K221=\"Packaged\",\"p\",\"n\"))))","v":"n"},{"$f":"IF(AND($X465<>\"i\",$X465<>\"j\"),\"n\",IF(Inventory!$L221=\"Centrifugal\",\"c\",\"n\"))","v":"n"},"-","-",{"$f":"IFERROR(INDEX('Early Retirement'!$C$4:$AC$32,$BF465,$BJ465),0)","v":0},{"$f":"IFERROR(HLOOKUP($BJ465,'Early Retirement'!$D$4:$AC$5,2,FALSE),0)","v":0},{"$f":"IFERROR(INDEX('Early Retirement'!$AE$4:$BE$32,$BF465,$BJ465),0)","v":0},{"$f":"IFERROR(HLOOKUP($BJ465,'Early Retirement'!$AF$4:$BE$5,2,FALSE),0)","v":0},0,0,"kW/ton",{"$f":"IFERROR(INDEX('Early Retirement'!$BG$4:$CG$32,$BF465,$BJ465),0)","v":0},{"$f":"IFERROR(HLOOKUP($BJ465,'Early Retirement'!$BH$4:$CH$5,2,FALSE),0)","v":0},0,"COP","Yes",0,0,"kW/ton",0,"COP",0,0,"kW/ton",0,"COP"]
[null,null,null,null,null,null,null,null,null,null,null,null,null,null,null,null,null,null,null,null,null,213,{"$f":"IF(Inventory!$C222=\"\",\"a\",VLOOKUP(Inventory!$C222,$B$8:$C$11,2,FALSE))","v":"a"},{"$f":"IF(AND($W466=\"b\",Inventory!$I222=\"\"),\"a\",IF(AND($W466=\"b\",Inventory!$I222<>\"\"),VLOOKUP(Inventory!$I222,$E$3:$F$12,2,FALSE),IF(AND(OR($W466=\"c\",$W466=\"d\"),Inventory!$AB222=\"\"),\"a\",IF(AND(OR($W466=\"c\",$W466=\"d\"),Inventory!$AB222<>\"\"),VLOOKUP(Inventory!$AB222,$E$3:$F$12,2,FALSE),\"a\"))))","v":"a"},{"$f":"IF(OR(AND($X466<>\"b\",$X466<>\"c\"),$AB466=0,$AB466>=(65000/12000),Inventory!$AC222=\"\"),\"a\",VLOOKUP(Inventory!$AC222,$H$3:$I$5,2,FALSE))","v":"a"},{"$f":"IF(AND($X466<>\"i\",$X466<>\"j\"),\"a\",IF(AND($W466=\"b\",Inventory!$L222=\"\"),\"a\",IF(AND($W466=\"b\",Inventory!$L222<>\"\"),VLOOKUP(Inventory!$L222,$K$3:$L$6,2,FALSE),IF(AND(OR($W466=\"c\",$W466=\"d\"),Inventory!$AD222=\"\"),\"a\",IF(AND(OR($W466=\"c\",$W466=\"d\"),Inventory!$AD222<>\"\"),VLOOKUP(Inventory!$AD222,$K$3:$L$6,2,FALSE),\"a\")))))","v":"a"},{"$f":"IF(OR(AND($X466<>\"e\",$X466<>\"f\"),$AB466=0,Inventory!$AF222=\"\"),\"a\",VLOOKUP(Inventory!$AF222,$N$3:$O$5,2,FALSE))","v":"a"},{"$f":"IF(OR(Inventory!C222=\"New Construction\",Inventory!C222=\"Replace-on-Burnout\",Inventory!C222=\"Early Retirement\"),Inventory!AS222,0)","v":0},"","","","","","","","","","","","",0,"aaaaa0","No","No",{"$f":"IF($W466=\"a\",0,IF($W466=\"b\",Inventory!$M222,Inventory!$AG222))","v":0},{"$f":"IF(OR($W466=\"a\",AND($AQ466=\"No\",$AR466=\"No\")),0,IF(AND($W466=\"b\",Inventory!$O222=\"Btu/hr\"),Inventory!$N222,IF(AND($W466=\"b\",Inventory!$O222=\"Tons\"),Inventory!$N222*12000,IF(AND(OR($W466=\"c\",$W466=\"d\"),Inventory!$AI222=\"Btu/hr\"),Inventory!$AH222,IF(AND(OR($W466=\"c\",$W466=\"d\"),Inventory!$AI222=\"Tons\"),Inventory!$AH222*12000,0)))))","v":0},0,0,"EER",0,"kW/ton",{"$f":"IF(OR($W466=\"a\",$AR466=\"No\"),0,IF(AND($W466=\"b\",Inventory!$Q222=\"Btu/hr\"),Inventory!$P222,IF(AND($W466=\"b\",Inventory!$Q222=\"Tons\"),Inventory!$P222*12000,IF(AND(OR($W466=\"c\",$W466=\"d\"),Inventory!$AK222=\"Btu/hr\"),Inventory!$AJ222,IF(AND(OR($W466=\"c\",$W466=\"d\"),Inventory!$AK222=\"Tons\"),Inventory!$AJ222*12000,0)))))","v":0},0,0,"COP","No",{"$f":"IF(OR(Inventory!$J222=\"\",$BD466=\"No\"),\"-\",Inventory!$J222)","v":"-"},{"$f":"IFERROR(VLOOKUP($BE466,'Early Retirement'!$B$6:$C$32,2,FALSE),\"-\")","v":"-"},{"$f":"IF(OR($W466<>\"b\",AND($X466<>\"b\",$X466<>\"c\")),\"n\",IF(AND($AO466<>1,$AO466<>2,$AO466<>7,$AO466<>8),\"n\",IF(Inventory!$K222=\"Split\",\"s\",IF(Inventory!$K222=\"Packaged\",\"p\",\"n\"))))","v":"n"},{"$f":"IF(AND($X466<>\"i\",$X466<>\"j\"),\"n\",IF(Inventory!$L222=\"Centrifugal\",\"c\",\"n\"))","v":"n"},"-","-",{"$f":"IFERROR(INDEX('Early Retirement'!$C$4:$AC$32,$BF466,$BJ466),0)","v":0},{"$f":"IFERROR(HLOOKUP($BJ466,'Early Retirement'!$D$4:$AC$5,2,FALSE),0)","v":0},{"$f":"IFERROR(INDEX('Early Retirement'!$AE$4:$BE$32,$BF466,$BJ466),0)","v":0},{"$f":"IFERROR(HLOOKUP($BJ466,'Early Retirement'!$AF$4:$BE$5,2,FALSE),0)","v":0},0,0,"kW/ton",{"$f":"IFERROR(INDEX('Early Retirement'!$BG$4:$CG$32,$BF466,$BJ466),0)","v":0},{"$f":"IFERROR(HLOOKUP($BJ466,'Early Retirement'!$BH$4:$CH$5,2,FALSE),0)","v":0},0,"COP","Yes",0,0,"kW/ton",0,"COP",0,0,"kW/ton",0,"COP"]
[null,null,null,null,null,null,null,null,null,null,null,null,null,null,null,null,null,null,null,null,null,214,{"$f":"IF(Inventory!$C223=\"\",\"a\",VLOOKUP(Inventory!$C223,$B$8:$C$11,2,FALSE))","v":"a"},{"$f":"IF(AND($W467=\"b\",Inventory!$I223=\"\"),\"a\",IF(AND($W467=\"b\",Inventory!$I223<>\"\"),VLOOKUP(Inventory!$I223,$E$3:$F$12,2,FALSE),IF(AND(OR($W467=\"c\",$W467=\"d\"),Inventory!$AB223=\"\"),\"a\",IF(AND(OR($W467=\"c\",$W467=\"d\"),Inventory!$AB223<>\"\"),VLOOKUP(Inventory!$AB223,$E$3:$F$12,2,FALSE),\"a\"))))","v":"a"},{"$f":"IF(OR(AND($X467<>\"b\",$X467<>\"c\"),$AB467=0,$AB467>=(65000/12000),Inventory!$AC223=\"\"),\"a\",VLOOKUP(Inventory!$AC223,$H$3:$I$5,2,FALSE))","v":"a"},{"$f":"IF(AND($X467<>\"i\",$X467<>\"j\"),\"a\",IF(AND($W467=\"b\",Inventory!$L223=\"\"),\"a\",IF(AND($W467=\"b\",Inventory!$L223<>\"\"),VLOOKUP(Inventory!$L223,$K$3:$L$6,2,FALSE),IF(AND(OR($W467=\"c\",$W467=\"d\"),Inventory!$AD223=\"\"),\"a\",IF(AND(OR($W467=\"c\",$W467=\"d\"),Inventory!$AD223<>\"\"),VLOOKUP(Inventory!$AD223,$K$3:$L$6,2,FALSE),\"a\")))))","v":"a"},{"$f":"IF(OR(AND($X467<>\"e\",$X467<>\"f\"),$AB467=0,Inventory!$AF223=\"\"),\"a\",VLOOKUP(Inventory!$AF223,$N$3:$O$5,2,FALSE))","v":"a"},{"$f":"IF(OR(Inventory!C223=\"New Construction\",Inventory!C223=\"Replace-on-Burnout\",Inventory!C223=\"Early Retirement\"),Inventory!AS223,0)","v":0},"","","","","","","","","","","","",0,"aaaaa0","No","No",{"$f":"IF($W467=\"a\",0,IF($W467=\"b\",Inventory!$M223,Inventory!$AG223))","v":0},{"$f":"IF(OR($W467=\"a\",AND($AQ467=\"No\",$AR467=\"No\")),0,IF(AND($W467=\"b\",Inventory!$O223=\"Btu/hr\"),Inventory!$N223,IF(AND($W467=\"b\",Inventory!$O223=\"Tons\"),Inventory!$N223*12000,IF(AND(OR($W467=\"c\",$W467=\"d\"),Inventory!$AI223=\"Btu/hr\"),Inventory!$AH223,IF(AND(OR($W467=\"c\",$W467=\"d\"),Inventory!$AI223=\"Tons\"),Inventory!$AH223*12000,0)))))","v":0},0,0,"EER",0,"kW/ton",{"$f":"IF(OR($W467=\"a\",$AR467=\"No\"),0,IF(AND($W467=\"b\",Inventory!$Q223=\"Btu/hr\"),Inventory!$P223,IF(AND($W467=\"b\",Inventory!$Q223=\"Tons\"),Inventory!$P223*12000,IF(AND(OR($W467=\"c\",$W467=\"d\"),Inventory!$AK223=\"Btu/hr\"),Inventory!$AJ223,IF(AND(OR($W467=\"c\",$W467=\"d\"),Inventory!$AK223=\"Tons\"),Inventory!$AJ223*12000,0)))))","v":0},0,0,"COP","No",{"$f":"IF(OR(Inventory!$J223=\"\",$BD467=\"No\"),\"-\",Inventory!$J223)","v":"-"},{"$f":"IFERROR(VLOOKUP($BE467,'Early Retirement'!$B$6:$C$32,2,FALSE),\"-\")","v":"-"},{"$f":"IF(OR($W467<>\"b\",AND($X467<>\"b\",$X467<>\"c\")),\"n\",IF(AND($AO467<>1,$AO467<>2,$AO467<>7,$AO467<>8),\"n\",IF(Inventory!$K223=\"Split\",\"s\",IF(Inventory!$K223=\"Packaged\",\"p\",\"n\"))))","v":"n"},{"$f":"IF(AND($X467<>\"i\",$X467<>\"j\"),\"n\",IF(Inventory!$L223=\"Centrifugal\",\"c\",\"n\"))","v":"n"},"-","-",{"$f":"IFERROR(INDEX('Early Retirement'!$C$4:$AC$32,$BF467,$BJ467),0)","v":0},{"$f":"IFERROR(HLOOKUP($BJ467,'Early Retirement'!$D$4:$AC$5,2,FALSE),0)","v":0},{"$f":"IFERROR(INDEX('Early Retirement'!$AE$4:$BE$32,$BF467,$BJ467),0)","v":0},{"$f":"IFERROR(HLOOKUP($BJ467,'Early Retirement'!$AF$4:$BE$5,2,FALSE),0)","v":0},0,0,"kW/ton",{"$f":"IFERROR(INDEX('Early Retirement'!$BG$4:$CG$32,$BF467,$BJ467),0)","v":0},{"$f":"IFERROR(HLOOKUP($BJ467,'Early Retirement'!$BH$4:$CH$5,2,FALSE),0)","v":0},0,"COP","Yes",0,0,"kW/ton",0,"COP",0,0,"kW/ton",0,"COP"]
[null,null,null,null,null,null,null,null,null,null,null,null,null,null,null,null,null,null,null,null,null,215,{"$f":"IF(Inventory!$C224=\"\",\"a\",VLOOKUP(Inventory!$C224,$B$8:$C$11,2,FALSE))","v":"a"},{"$f":"IF(AND($W468=\"b\",Inventory!$I224=\"\"),\"a\",IF(AND($W468=\"b\",Inventory!$I224<>\"\"),VLOOKUP(Inventory!$I224,$E$3:$F$12,2,FALSE),IF(AND(OR($W468=\"c\",$W468=\"d\"),Inventory!$AB224=\"\"),\"a\",IF(AND(OR($W468=\"c\",$W468=\"d\"),Inventory!$AB224<>\"\"),VLOOKUP(Inventory!$AB224,$E$3:$F$12,2,FALSE),\"a\"))))","v":"a"},{"$f":"IF(OR(AND($X468<>\"b\",$X468<>\"c\"),$AB468=0,$AB468>=(65000/12000),Inventory!$AC224=\"\"),\"a\",VLOOKUP(Inventory!$AC224,$H$3:$I$5,2,FALSE))","v":"a"},{"$f":"IF(AND($X468<>\"i\",$X468<>\"j\"),\"a\",IF(AND($W468=\"b\",Inventory!$L224=\"\"),\"a\",IF(AND($W468=\"b\",Inventory!$L224<>\"\"),VLOOKUP(Inventory!$L224,$K$3:$L$6,2,FALSE),IF(AND(OR($W468=\"c\",$W468=\"d\"),Inventory!$AD224=\"\"),\"a\",IF(AND(OR($W468=\"c\",$W468=\"d\"),Inventory!$AD224<>\"\"),VLOOKUP(Inventory!$AD224,$K$3:$L$6,2,FALSE),\"a\")))))","v":"a"},{"$f":"IF(OR(AND($X468<>\"e\",$X468<>\"f\"),$AB468=0,Inventory!$AF224=\"\"),\"a\",VLOOKUP(Inventory!$AF224,$N$3:$O$5,2,FALSE))","v":"a"},{"$f":"IF(OR(Inventory!C224=\"New Construction\",Inventory!C224=\"Replace-on-Burnout\",Inventory!C224=\"Early Retirement\"),Inventory!AS224,0)","v":0},"","","","","","","","","","","","",0,"aaaaa0","No","No",{"$f":"IF($W468=\"a\",0,IF($W468=\"b\",Inventory!$M224,Inventory!$AG224))","v":0},{"$f":"IF(OR($W468=\"a\",AND($AQ468=\"No\",$AR468=\"No\")),0,IF(AND($W468=\"b\",Inventory!$O224=\"Btu/hr\"),Inventory!$N224,IF(AND($W468=\"b\",Inventory!$O224=\"Tons\"),Inventory!$N224*12000,IF(AND(OR($W468=\"c\",$W468=\"d\"),Inventory!$AI224=\"Btu/hr\"),Inventory!$AH224,IF(AND(OR($W468=\"c\",$W468=\"d\"),Inventory!$AI224=\"Tons\"),Inventory!$AH224*12000,0)))))","v":0},0,0,"EER",0,"kW/ton",{"$f":"IF(OR($W468=\"a\",$AR468=\"No\"),0,IF(AND($W468=\"b\",Inventory!$Q224=\"Btu/hr\"),Inventory!$P224,IF(AND($W468=\"b\",Inventory!$Q224=\"Tons\"),Inventory!$P224*12000,IF(AND(OR($W468=\"c\",$W468=\"d\"),Inventory!$AK224=\"Btu/hr\"),Inventory!$AJ224,IF(AND(OR($W468=\"c\",$W468=\"d\"),Inventory!$AK224=\"Tons\"),Inventory!$AJ224*12000,0)))))","v":0},0,0,"COP","No",{"$f":"IF(OR(Inventory!$J224=\"\",$BD468=\"No\"),\"-\",Inventory!$J224)","v":"-"},{"$f":"IFERROR(VLOOKUP($BE468,'Early Retirement'!$B$6:$C$32,2,FALSE),\"-\")","v":"-"},{"$f":"IF(OR($W468<>\"b\",AND($X468<>\"b\",$X468<>\"c\")),\"n\",IF(AND($AO468<>1,$AO468<>2,$AO468<>7,$AO468<>8),\"n\",IF(Inventory!$K224=\"Split\",\"s\",IF(Inventory!$K224=\"Packaged\",\"p\",\"n\"))))","v":"n"},{"$f":"IF(AND($X468<>\"i\",$X468<>\"j\"),\"n\",IF(Inventory!$L224=\"Centrifugal\",\"c\",\"n\"))","v":"n"},"-","-",{"$f":"IFERROR(INDEX('Early Retirement'!$C$4:$AC$32,$BF468,$BJ468),0)","v":0},{"$f":"IFERROR(HLOOKUP($BJ468,'Early Retirement'!$D$4:$AC$5,2,FALSE),0)","v":0},{"$f":"IFERROR(INDEX('Early Retirement'!$AE$4:$BE$32,$BF468,$BJ468),0)","v":0},{"$f":"IFERROR(HLOOKUP($BJ468,'Early Retirement'!$AF$4:$BE$5,2,FALSE),0)","v":0},0,0,"kW/ton",{"$f":"IFERROR(INDEX('Early Retirement'!$BG$4:$CG$32,$BF468,$BJ468),0)","v":0},{"$f":"IFERROR(HLOOKUP($BJ468,'Early Retirement'!$BH$4:$CH$5,2,FALSE),0)","v":0},0,"COP","Yes",0,0,"kW/ton",0,"COP",0,0,"kW/ton",0,"COP"]
[null,null,null,null,null,null,null,null,null,null,null,null,null,null,null,null,null,null,null,null,null,216,{"$f":"IF(Inventory!$C225=\"\",\"a\",VLOOKUP(Inventory!$C225,$B$8:$C$11,2,FALSE))","v":"a"},{"$f":"IF(AND($W469=\"b\",Inventory!$I225=\"\"),\"a\",IF(AND($W469=\"b\",Inventory!$I225<>\"\"),VLOOKUP(Inventory!$I225,$E$3:$F$12,2,FALSE),IF(AND(OR($W469=\"c\",$W469=\"d\"),Inventory!$AB225=\"\"),\"a\",IF(AND(OR($W469=\"c\",$W469=\"d\"),Inventory!$AB225<>\"\"),VLOOKUP(Inventory!$AB225,$E$3:$F$12,2,FALSE),\"a\"))))","v":"a"},{"$f":"IF(OR(AND($X469<>\"b\",$X469<>\"c\"),$AB469=0,$AB469>=(65000/12000),Inventory!$AC225=\"\"),\"a\",VLOOKUP(Inventory!$AC225,$H$3:$I$5,2,FALSE))","v":"a"},{"$f":"IF(AND($X469<>\"i\",$X469<>\"j\"),\"a\",IF(AND($W469=\"b\",Inventory!$L225=\"\"),\"a\",IF(AND($W469=\"b\",Inventory!$L225<>\"\"),VLOOKUP(Inventory!$L225,$K$3:$L$6,2,FALSE),IF(AND(OR($W469=\"c\",$W469=\"d\"),Inventory!$AD225=\"\"),\"a\",IF(AND(OR($W469=\"c\",$W469=\"d\"),Inventory!$AD225<>\"\"),VLOOKUP(Inventory!$AD225,$K$3:$L$6,2,FALSE),\"a\")))))","v":"a"},{"$f":"IF(OR(AND($X469<>\"e\",$X469<>\"f\"),$AB469=0,Inventory!$AF225=\"\"),\"a\",VLOOKUP(Inventory!$AF225,$N$3:$O$5,2,FALSE))","v":"a"},{"$f":"IF(OR(Inventory!C225=\"New Construction\",Inventory!C225=\"Replace-on-Burnout\",Inventory!C225=\"Early Retirement\"),Inventory!AS225,0)","v":0},"","","","","","","","","","","","",0,"aaaaa0","No","No",{"$f":"IF($W469=\"a\",0,IF($W469=\"b\",Inventory!$M225,Inventory!$AG225))","v":0},{"$f":"IF(OR($W469=\"a\",AND($AQ469=\"No\",$AR469=\"No\")),0,IF(AND($W469=\"b\",Inventory!$O225=\"Btu/hr\"),Inventory!$N225,IF(AND($W469=\"b\",Inventory!$O225=\"Tons\"),Inventory!$N225*12000,IF(AND(OR($W469=\"c\",$W469=\"d\"),Inventory!$AI225=\"Btu/hr\"),Inventory!$AH225,IF(AND(OR($W469=\"c\",$W469=\"d\"),Inventory!$AI225=\"Tons\"),Inventory!$AH225*12000,0)))))","v":0},0,0,"EER",0,"kW/ton",{"$f":"IF(OR($W469=\"a\",$AR469=\"No\"),0,IF(AND($W469=\"b\",Inventory!$Q225=\"Btu/hr\"),Inventory!$P225,IF(AND($W469=\"b\",Inventory!$Q225=\"Tons\"),Inventory!$P225*12000,IF(AND(OR($W469=\"c\",$W469=\"d\"),Inventory!$AK225=\"Btu/hr\"),Inventory!$AJ225,IF(AND(OR($W469=\"c\",$W469=\"d\"),Inventory!$AK225=\"Tons\"),Inventory!$AJ225*12000,0)))))","v":0},0,0,"COP","No",{"$f":"IF(OR(Inventory!$J225=\"\",$BD469=\"No\"),\"-\",Inventory!$J225)","v":"-"},{"$f":"IFERROR(VLOOKUP($BE469,'Early Retirement'!$B$6:$C$32,2,FALSE),\"-\")","v":"-"},{"$f":"IF(OR($W469<>\"b\",AND($X469<>\"b\",$X469<>\"c\")),\"n\",IF(AND($AO469<>1,$AO469<>2,$AO469<>7,$AO469<>8),\"n\",IF(Inventory!$K225=\"Split\",\"s\",IF(Inventory!$K225=\"Packaged\",\"p\",\"n\"))))","v":"n"},{"$f":"IF(AND($X469<>\"i\",$X469<>\"j\"),\"n\",IF(Inventory!$L225=\"Centrifugal\",\"c\",\"n\"))","v":"n"},"-","-",{"$f":"IFERROR(INDEX('Early Retirement'!$C$4:$AC$32,$BF469,$BJ469),0)","v":0},{"$f":"IFERROR(HLOOKUP($BJ469,'Early Retirement'!$D$4:$AC$5,2,FALSE),0)","v":0},{"$f":"IFERROR(INDEX('Early Retirement'!$AE$4:$BE$32,$BF469,$BJ469),0)","v":0},{"$f":"IFERROR(HLOOKUP($BJ469,'Early Retirement'!$AF$4:$BE$5,2,FALSE),0)","v":0},0,0,"kW/ton",{"$f":"IFERROR(INDEX('Early Retirement'!$BG$4:$CG$32,$BF469,$BJ469),0)","v":0},{"$f":"IFERROR(HLOOKUP($BJ469,'Early Retirement'!$BH$4:$CH$5,2,FALSE),0)","v":0},0,"COP","Yes",0,0,"kW/ton",0,"COP",0,0,"kW/ton",0,"COP"]
[null,null,null,null,null,null,null,null,null,null,null,null,null,null,null,null,null,null,null,null,null,217,{"$f":"IF(Inventory!$C226=\"\",\"a\",VLOOKUP(Inventory!$C226,$B$8:$C$11,2,FALSE))","v":"a"},{"$f":"IF(AND($W470=\"b\",Inventory!$I226=\"\"),\"a\",IF(AND($W470=\"b\",Inventory!$I226<>\"\"),VLOOKUP(Inventory!$I226,$E$3:$F$12,2,FALSE),IF(AND(OR($W470=\"c\",$W470=\"d\"),Inventory!$AB226=\"\"),\"a\",IF(AND(OR($W470=\"c\",$W470=\"d\"),Inventory!$AB226<>\"\"),VLOOKUP(Inventory!$AB226,$E$3:$F$12,2,FALSE),\"a\"))))","v":"a"},{"$f":"IF(OR(AND($X470<>\"b\",$X470<>\"c\"),$AB470=0,$AB470>=(65000/12000),Inventory!$AC226=\"\"),\"a\",VLOOKUP(Inventory!$AC226,$H$3:$I$5,2,FALSE))","v":"a"},{"$f":"IF(AND($X470<>\"i\",$X470<>\"j\"),\"a\",IF(AND($W470=\"b\",Inventory!$L226=\"\"),\"a\",IF(AND($W470=\"b\",Inventory!$L226<>\"\"),VLOOKUP(Inventory!$L226,$K$3:$L$6,2,FALSE),IF(AND(OR($W470=\"c\",$W470=\"d\"),Inventory!$AD226=\"\"),\"a\",IF(AND(OR($W470=\"c\",$W470=\"d\"),Inventory!$AD226<>\"\"),VLOOKUP(Inventory!$AD226,$K$3:$L$6,2,FALSE),\"a\")))))","v":"a"},{"$f":"IF(OR(AND($X470<>\"e\",$X470<>\"f\"),$AB470=0,Inventory!$AF226=\"\"),\"a\",VLOOKUP(Inventory!$AF226,$N$3:$O$5,2,FALSE))","v":"a"},{"$f":"IF(OR(Inventory!C226=\"New Construction\",Inventory!C226=\"Replace-on-Burnout\",Inventory!C226=\"Early Retirement\"),Inventory!AS226,0)","v":0},"","","","","","","","","","","","",0,"aaaaa0","No","No",{"$f":"IF($W470=\"a\",0,IF($W470=\"b\",Inventory!$M226,Inventory!$AG226))","v":0},{"$f":"IF(OR($W470=\"a\",AND($AQ470=\"No\",$AR470=\"No\")),0,IF(AND($W470=\"b\",Inventory!$O226=\"Btu/hr\"),Inventory!$N226,IF(AND($W470=\"b\",Inventory!$O226=\"Tons\"),Inventory!$N226*12000,IF(AND(OR($W470=\"c\",$W470=\"d\"),Inventory!$AI226=\"Btu/hr\"),Inventory!$AH226,IF(AND(OR($W470=\"c\",$W470=\"d\"),Inventory!$AI226=\"Tons\"),Inventory!$AH226*12000,0)))))","v":0},0,0,"EER",0,"kW/ton",{"$f":"IF(OR($W470=\"a\",$AR470=\"No\"),0,IF(AND($W470=\"b\",Inventory!$Q226=\"Btu/hr\"),Inventory!$P226,IF(AND($W470=\"b\",Inventory!$Q226=\"Tons\"),Inventory!$P226*12000,IF(AND(OR($W470=\"c\",$W470=\"d\"),Inventory!$AK226=\"Btu/hr\"),Inventory!$AJ226,IF(AND(OR($W470=\"c\",$W470=\"d\"),Inventory!$AK226=\"Tons\"),Inventory!$AJ226*12000,0)))))","v":0},0,0,"COP","No",{"$f":"IF(OR(Inventory!$J226=\"\",$BD470=\"No\"),\"-\",Inventory!$J226)","v":"-"},{"$f":"IFERROR(VLOOKUP($BE470,'Early Retirement'!$B$6:$C$32,2,FALSE),\"-\")","v":"-"},{"$f":"IF(OR($W470<>\"b\",AND($X470<>\"b\",$X470<>\"c\")),\"n\",IF(AND($AO470<>1,$AO470<>2,$AO470<>7,$AO470<>8),\"n\",IF(Inventory!$K226=\"Split\",\"s\",IF(Inventory!$K226=\"Packaged\",\"p\",\"n\"))))","v":"n"},{"$f":"IF(AND($X470<>\"i\",$X470<>\"j\"),\"n\",IF(Inventory!$L226=\"Centrifugal\",\"c\",\"n\"))","v":"n"},"-","-",{"$f":"IFERROR(INDEX('Early Retirement'!$C$4:$AC$32,$BF470,$BJ470),0)","v":0},{"$f":"IFERROR(HLOOKUP($BJ470,'Early Retirement'!$D$4:$AC$5,2,FALSE),0)","v":0},{"$f":"IFERROR(INDEX('Early Retirement'!$AE$4:$BE$32,$BF470,$BJ470),0)","v":0},{"$f":"IFERROR(HLOOKUP($BJ470,'Early Retirement'!$AF$4:$BE$5,2,FALSE),0)","v":0},0,0,"kW/ton",{"$f":"IFERROR(INDEX('Early Retirement'!$BG$4:$CG$32,$BF470,$BJ470),0)","v":0},{"$f":"IFERROR(HLOOKUP($BJ470,'Early Retirement'!$BH$4:$CH$5,2,FALSE),0)","v":0},0,"COP","Yes",0,0,"kW/ton",0,"COP",0,0,"kW/ton",0,"COP"]
[null,null,null,null,null,null,null,null,null,null,null,null,null,null,null,null,null,null,null,null,null,218,{"$f":"IF(Inventory!$C227=\"\",\"a\",VLOOKUP(Inventory!$C227,$B$8:$C$11,2,FALSE))","v":"a"},{"$f":"IF(AND($W471=\"b\",Inventory!$I227=\"\"),\"a\",IF(AND($W471=\"b\",Inventory!$I227<>\"\"),VLOOKUP(Inventory!$I227,$E$3:$F$12,2,FALSE),IF(AND(OR($W471=\"c\",$W471=\"d\"),Inventory!$AB227=\"\"),\"a\",IF(AND(OR($W471=\"c\",$W471=\"d\"),Inventory!$AB227<>\"\"),VLOOKUP(Inventory!$AB227,$E$3:$F$12,2,FALSE),\"a\"))))","v":"a"},{"$f":"IF(OR(AND($X471<>\"b\",$X471<>\"c\"),$AB471=0,$AB471>=(65000/12000),Inventory!$AC227=\"\"),\"a\",VLOOKUP(Inventory!$AC227,$H$3:$I$5,2,FALSE))","v":"a"},{"$f":"IF(AND($X471<>\"i\",$X471<>\"j\"),\"a\",IF(AND($W471=\"b\",Inventory!$L227=\"\"),\"a\",IF(AND($W471=\"b\",Inventory!$L227<>\"\"),VLOOKUP(Inventory!$L227,$K$3:$L$6,2,FALSE),IF(AND(OR($W471=\"c\",$W471=\"d\"),Inventory!$AD227=\"\"),\"a\",IF(AND(OR($W471=\"c\",$W471=\"d\"),Inventory!$AD227<>\"\"),VLOOKUP(Inventory!$AD227,$K$3:$L$6,2,FALSE),\"a\")))))","v":"a"},{"$f":"IF(OR(AND($X471<>\"e\",$X471<>\"f\"),$AB471=0,Inventory!$AF227=\"\"),\"a\",VLOOKUP(Inventory!$AF227,$N$3:$O$5,2,FALSE))","v":"a"},{"$f":"IF(OR(Inventory!C227=\"New Construction\",Inventory!C227=\"Replace-on-Burnout\",Inventory!C227=\"Early Retirement\"),Inventory!AS227,0)","v":0},"","","","","","","","","","","","",0,"aaaaa0","No","No",{"$f":"IF($W471=\"a\",0,IF($W471=\"b\",Inventory!$M227,Inventory!$AG227))","v":0},{"$f":"IF(OR($W471=\"a\",AND($AQ471=\"No\",$AR471=\"No\")),0,IF(AND($W471=\"b\",Inventory!$O227=\"Btu/hr\"),Inventory!$N227,IF(AND($W471=\"b\",Inventory!$O227=\"Tons\"),Inventory!$N227*12000,IF(AND(OR($W471=\"c\",$W471=\"d\"),Inventory!$AI227=\"Btu/hr\"),Inventory!$AH227,IF(AND(OR($W471=\"c\",$W471=\"d\"),Inventory!$AI227=\"Tons\"),Inventory!$AH227*12000,0)))))","v":0},0,0,"EER",0,"kW/ton",{"$f":"IF(OR($W471=\"a\",$AR471=\"No\"),0,IF(AND($W471=\"b\",Inventory!$Q227=\"Btu/hr\"),Inventory!$P227,IF(AND($W471=\"b\",Inventory!$Q227=\"Tons\"),Inventory!$P227*12000,IF(AND(OR($W471=\"c\",$W471=\"d\"),Inventory!$AK227=\"Btu/hr\"),Inventory!$AJ227,IF(AND(OR($W471=\"c\",$W471=\"d\"),Inventory!$AK227=\"Tons\"),Inventory!$AJ227*12000,0)))))","v":0},0,0,"COP","No",{"$f":"IF(OR(Inventory!$J227=\"\",$BD471=\"No\"),\"-\",Inventory!$J227)","v":"-"},{"$f":"IFERROR(VLOOKUP($BE471,'Early Retirement'!$B$6:$C$32,2,FALSE),\"-\")","v":"-"},{"$f":"IF(OR($W471<>\"b\",AND($X471<>\"b\",$X471<>\"c\")),\"n\",IF(AND($AO471<>1,$AO471<>2,$AO471<>7,$AO471<>8),\"n\",IF(Inventory!$K227=\"Split\",\"s\",IF(Inventory!$K227=\"Packaged\",\"p\",\"n\"))))","v":"n"},{"$f":"IF(AND($X471<>\"i\",$X471<>\"j\"),\"n\",IF(Inventory!$L227=\"Centrifugal\",\"c\",\"n\"))","v":"n"},"-","-",{"$f":"IFERROR(INDEX('Early Retirement'!$C$4:$AC$32,$BF471,$BJ471),0)","v":0},{"$f":"IFERROR(HLOOKUP($BJ471,'Early Retirement'!$D$4:$AC$5,2,FALSE),0)","v":0},{"$f":"IFERROR(INDEX('Early Retirement'!$AE$4:$BE$32,$BF471,$BJ471),0)","v":0},{"$f":"IFERROR(HLOOKUP($BJ471,'Early Retirement'!$AF$4:$BE$5,2,FALSE),0)","v":0},0,0,"kW/ton",{"$f":"IFERROR(INDEX('Early Retirement'!$BG$4:$CG$32,$BF471,$BJ471),0)","v":0},{"$f":"IFERROR(HLOOKUP($BJ471,'Early Retirement'!$BH$4:$CH$5,2,FALSE),0)","v":0},0,"COP","Yes",0,0,"kW/ton",0,"COP",0,0,"kW/ton",0,"COP"]
[null,null,null,null,null,null,null,null,null,null,null,null,null,null,null,null,null,null,null,null,null,219,{"$f":"IF(Inventory!$C228=\"\",\"a\",VLOOKUP(Inventory!$C228,$B$8:$C$11,2,FALSE))","v":"a"},{"$f":"IF(AND($W472=\"b\",Inventory!$I228=\"\"),\"a\",IF(AND($W472=\"b\",Inventory!$I228<>\"\"),VLOOKUP(Inventory!$I228,$E$3:$F$12,2,FALSE),IF(AND(OR($W472=\"c\",$W472=\"d\"),Inventory!$AB228=\"\"),\"a\",IF(AND(OR($W472=\"c\",$W472=\"d\"),Inventory!$AB228<>\"\"),VLOOKUP(Inventory!$AB228,$E$3:$F$12,2,FALSE),\"a\"))))","v":"a"},{"$f":"IF(OR(AND($X472<>\"b\",$X472<>\"c\"),$AB472=0,$AB472>=(65000/12000),Inventory!$AC228=\"\"),\"a\",VLOOKUP(Inventory!$AC228,$H$3:$I$5,2,FALSE))","v":"a"},{"$f":"IF(AND($X472<>\"i\",$X472<>\"j\"),\"a\",IF(AND($W472=\"b\",Inventory!$L228=\"\"),\"a\",IF(AND($W472=\"b\",Inventory!$L228<>\"\"),VLOOKUP(Inventory!$L228,$K$3:$L$6,2,FALSE),IF(AND(OR($W472=\"c\",$W472=\"d\"),Inventory!$AD228=\"\"),\"a\",IF(AND(OR($W472=\"c\",$W472=\"d\"),Inventory!$AD228<>\"\"),VLOOKUP(Inventory!$AD228,$K$3:$L$6,2,FALSE),\"a\")))))","v":"a"},{"$f":"IF(OR(AND($X472<>\"e\",$X472<>\"f\"),$AB472=0,Inventory!$AF228=\"\"),\"a\",VLOOKUP(Inventory!$AF228,$N$3:$O$5,2,FALSE))","v":"a"},{"$f":"IF(OR(Inventory!C228=\"New Construction\",Inventory!C228=\"Replace-on-Burnout\",Inventory!C228=\"Early Retirement\"),Inventory!AS228,0)","v":0},"","","","","","","","","","","","",0,"aaaaa0","No","No",{"$f":"IF($W472=\"a\",0,IF($W472=\"b\",Inventory!$M228,Inventory!$AG228))","v":0},{"$f":"IF(OR($W472=\"a\",AND($AQ472=\"No\",$AR472=\"No\")),0,IF(AND($W472=\"b\",Inventory!$O228=\"Btu/hr\"),Inventory!$N228,IF(AND($W472=\"b\",Inventory!$O228=\"Tons\"),Inventory!$N228*12000,IF(AND(OR($W472=\"c\",$W472=\"d\"),Inventory!$AI228=\"Btu/hr\"),Inventory!$AH228,IF(AND(OR($W472=\"c\",$W472=\"d\"),Inventory!$AI228=\"Tons\"),Inventory!$AH228*12000,0)))))","v":0},0,0,"EER",0,"kW/ton",{"$f":"IF(OR($W472=\"a\",$AR472=\"No\"),0,IF(AND($W472=\"b\",Inventory!$Q228=\"Btu/hr\"),Inventory!$P228,IF(AND($W472=\"b\",Inventory!$Q228=\"Tons\"),Inventory!$P228*12000,IF(AND(OR($W472=\"c\",$W472=\"d\"),Inventory!$AK228=\"Btu/hr\"),Inventory!$AJ228,IF(AND(OR($W472=\"c\",$W472=\"d\"),Inventory!$AK228=\"Tons\"),Inventory!$AJ228*12000,0)))))","v":0},0,0,"COP","No",{"$f":"IF(OR(Inventory!$J228=\"\",$BD472=\"No\"),\"-\",Inventory!$J228)","v":"-"},{"$f":"IFERROR(VLOOKUP($BE472,'Early Retirement'!$B$6:$C$32,2,FALSE),\"-\")","v":"-"},{"$f":"IF(OR($W472<>\"b\",AND($X472<>\"b\",$X472<>\"c\")),\"n\",IF(AND($AO472<>1,$AO472<>2,$AO472<>7,$AO472<>8),\"n\",IF(Inventory!$K228=\"Split\",\"s\",IF(Inventory!$K228=\"Packaged\",\"p\",\"n\"))))","v":"n"},{"$f":"IF(AND($X472<>\"i\",$X472<>\"j\"),\"n\",IF(Inventory!$L228=\"Centrifugal\",\"c\",\"n\"))","v":"n"},"-","-",{"$f":"IFERROR(INDEX('Early Retirement'!$C$4:$AC$32,$BF472,$BJ472),0)","v":0},{"$f":"IFERROR(HLOOKUP($BJ472,'Early Retirement'!$D$4:$AC$5,2,FALSE),0)","v":0},{"$f":"IFERROR(INDEX('Early Retirement'!$AE$4:$BE$32,$BF472,$BJ472),0)","v":0},{"$f":"IFERROR(HLOOKUP($BJ472,'Early Retirement'!$AF$4:$BE$5,2,FALSE),0)","v":0},0,0,"kW/ton",{"$f":"IFERROR(INDEX('Early Retirement'!$BG$4:$CG$32,$BF472,$BJ472),0)","v":0},{"$f":"IFERROR(HLOOKUP($BJ472,'Early Retirement'!$BH$4:$CH$5,2,FALSE),0)","v":0},0,"COP","Yes",0,0,"kW/ton",0,"COP",0,0,"kW/ton",0,"COP"]
[null,null,null,null,null,null,null,null,null,null,null,null,null,null,null,null,null,null,null,null,null,220,{"$f":"IF(Inventory!$C229=\"\",\"a\",VLOOKUP(Inventory!$C229,$B$8:$C$11,2,FALSE))","v":"a"},{"$f":"IF(AND($W473=\"b\",Inventory!$I229=\"\"),\"a\",IF(AND($W473=\"b\",Inventory!$I229<>\"\"),VLOOKUP(Inventory!$I229,$E$3:$F$12,2,FALSE),IF(AND(OR($W473=\"c\",$W473=\"d\"),Inventory!$AB229=\"\"),\"a\",IF(AND(OR($W473=\"c\",$W473=\"d\"),Inventory!$AB229<>\"\"),VLOOKUP(Inventory!$AB229,$E$3:$F$12,2,FALSE),\"a\"))))","v":"a"},{"$f":"IF(OR(AND($X473<>\"b\",$X473<>\"c\"),$AB473=0,$AB473>=(65000/12000),Inventory!$AC229=\"\"),\"a\",VLOOKUP(Inventory!$AC229,$H$3:$I$5,2,FALSE))","v":"a"},{"$f":"IF(AND($X473<>\"i\",$X473<>\"j\"),\"a\",IF(AND($W473=\"b\",Inventory!$L229=\"\"),\"a\",IF(AND($W473=\"b\",Inventory!$L229<>\"\"),VLOOKUP(Inventory!$L229,$K$3:$L$6,2,FALSE),IF(AND(OR($W473=\"c\",$W473=\"d\"),Inventory!$AD229=\"\"),\"a\",IF(AND(OR($W473=\"c\",$W473=\"d\"),Inventory!$AD229<>\"\"),VLOOKUP(Inventory!$AD229,$K$3:$L$6,2,FALSE),\"a\")))))","v":"a"},{"$f":"IF(OR(AND($X473<>\"e\",$X473<>\"f\"),$AB473=0,Inventory!$AF229=\"\"),\"a\",VLOOKUP(Inventory!$AF229,$N$3:$O$5,2,FALSE))","v":"a"},{"$f":"IF(OR(Inventory!C229=\"New Construction\",Inventory!C229=\"Replace-on-Burnout\",Inventory!C229=\"Early Retirement\"),Inventory!AS229,0)","v":0},"","","","","","","","","","","","",0,"aaaaa0","No","No",{"$f":"IF($W473=\"a\",0,IF($W473=\"b\",Inventory!$M229,Inventory!$AG229))","v":0},{"$f":"IF(OR($W473=\"a\",AND($AQ473=\"No\",$AR473=\"No\")),0,IF(AND($W473=\"b\",Inventory!$O229=\"Btu/hr\"),Inventory!$N229,IF(AND($W473=\"b\",Inventory!$O229=\"Tons\"),Inventory!$N229*12000,IF(AND(OR($W473=\"c\",$W473=\"d\"),Inventory!$AI229=\"Btu/hr\"),Inventory!$AH229,IF(AND(OR($W473=\"c\",$W473=\"d\"),Inventory!$AI229=\"Tons\"),Inventory!$AH229*12000,0)))))","v":0},0,0,"EER",0,"kW/ton",{"$f":"IF(OR($W473=\"a\",$AR473=\"No\"),0,IF(AND($W473=\"b\",Inventory!$Q229=\"Btu/hr\"),Inventory!$P229,IF(AND($W473=\"b\",Inventory!$Q229=\"Tons\"),Inventory!$P229*12000,IF(AND(OR($W473=\"c\",$W473=\"d\"),Inventory!$AK229=\"Btu/hr\"),Inventory!$AJ229,IF(AND(OR($W473=\"c\",$W473=\"d\"),Inventory!$AK229=\"Tons\"),Inventory!$AJ229*12000,0)))))","v":0},0,0,"COP","No",{"$f":"IF(OR(Inventory!$J229=\"\",$BD473=\"No\"),\"-\",Inventory!$J229)","v":"-"},{"$f":"IFERROR(VLOOKUP($BE473,'Early Retirement'!$B$6:$C$32,2,FALSE),\"-\")","v":"-"},{"$f":"IF(OR($W473<>\"b\",AND($X473<>\"b\",$X473<>\"c\")),\"n\",IF(AND($AO473<>1,$AO473<>2,$AO473<>7,$AO473<>8),\"n\",IF(Inventory!$K229=\"Split\",\"s\",IF(Inventory!$K229=\"Packaged\",\"p\",\"n\"))))","v":"n"},{"$f":"IF(AND($X473<>\"i\",$X473<>\"j\"),\"n\",IF(Inventory!$L229=\"Centrifugal\",\"c\",\"n\"))","v":"n"},"-","-",{"$f":"IFERROR(INDEX('Early Retirement'!$C$4:$AC$32,$BF473,$BJ473),0)","v":0},{"$f":"IFERROR(HLOOKUP($BJ473,'Early Retirement'!$D$4:$AC$5,2,FALSE),0)","v":0},{"$f":"IFERROR(INDEX('Early Retirement'!$AE$4:$BE$32,$BF473,$BJ473),0)","v":0},{"$f":"IFERROR(HLOOKUP($BJ473,'Early Retirement'!$AF$4:$BE$5,2,FALSE),0)","v":0},0,0,"kW/ton",{"$f":"IFERROR(INDEX('Early Retirement'!$BG$4:$CG$32,$BF473,$BJ473),0)","v":0},{"$f":"IFERROR(HLOOKUP($BJ473,'Early Retirement'!$BH$4:$CH$5,2,FALSE),0)","v":0},0,"COP","Yes",0,0,"kW/ton",0,"COP",0,0,"kW/ton",0,"COP"]
[null,null,null,null,null,null,null,null,null,null,null,null,null,null,null,null,null,null,null,null,null,221,{"$f":"IF(Inventory!$C230=\"\",\"a\",VLOOKUP(Inventory!$C230,$B$8:$C$11,2,FALSE))","v":"a"},{"$f":"IF(AND($W474=\"b\",Inventory!$I230=\"\"),\"a\",IF(AND($W474=\"b\",Inventory!$I230<>\"\"),VLOOKUP(Inventory!$I230,$E$3:$F$12,2,FALSE),IF(AND(OR($W474=\"c\",$W474=\"d\"),Inventory!$AB230=\"\"),\"a\",IF(AND(OR($W474=\"c\",$W474=\"d\"),Inventory!$AB230<>\"\"),VLOOKUP(Inventory!$AB230,$E$3:$F$12,2,FALSE),\"a\"))))","v":"a"},{"$f":"IF(OR(AND($X474<>\"b\",$X474<>\"c\"),$AB474=0,$AB474>=(65000/12000),Inventory!$AC230=\"\"),\"a\",VLOOKUP(Inventory!$AC230,$H$3:$I$5,2,FALSE))","v":"a"},{"$f":"IF(AND($X474<>\"i\",$X474<>\"j\"),\"a\",IF(AND($W474=\"b\",Inventory!$L230=\"\"),\"a\",IF(AND($W474=\"b\",Inventory!$L230<>\"\"),VLOOKUP(Inventory!$L230,$K$3:$L$6,2,FALSE),IF(AND(OR($W474=\"c\",$W474=\"d\"),Inventory!$AD230=\"\"),\"a\",IF(AND(OR($W474=\"c\",$W474=\"d\"),Inventory!$AD230<>\"\"),VLOOKUP(Inventory!$AD230,$K$3:$L$6,2,FALSE),\"a\")))))","v":"a"},{"$f":"IF(OR(AND($X474<>\"e\",$X474<>\"f\"),$AB474=0,Inventory!$AF230=\"\"),\"a\",VLOOKUP(Inventory!$AF230,$N$3:$O$5,2,FALSE))","v":"a"},{"$f":"IF(OR(Inventory!C230=\"New Construction\",Inventory!C230=\"Replace-on-Burnout\",Inventory!C230=\"Early Retirement\"),Inventory!AS230,0)","v":0},"","","","","","","","","","","","",0,"aaaaa0","No","No",{"$f":"IF($W474=\"a\",0,IF($W474=\"b\",Inventory!$M230,Inventory!$AG230))","v":0},{"$f":"IF(OR($W474=\"a\",AND($AQ474=\"No\",$AR474=\"No\")),0,IF(AND($W474=\"b\",Inventory!$O230=\"Btu/hr\"),Inventory!$N230,IF(AND($W474=\"b\",Inventory!$O230=\"Tons\"),Inventory!$N230*12000,IF(AND(OR($W474=\"c\",$W474=\"d\"),Inventory!$AI230=\"Btu/hr\"),Inventory!$AH230,IF(AND(OR($W474=\"c\",$W474=\"d\"),Inventory!$AI230=\"Tons\"),Inventory!$AH230*12000,0)))))","v":0},0,0,"EER",0,"kW/ton",{"$f":"IF(OR($W474=\"a\",$AR474=\"No\"),0,IF(AND($W474=\"b\",Inventory!$Q230=\"Btu/hr\"),Inventory!$P230,IF(AND($W474=\"b\",Inventory!$Q230=\"Tons\"),Inventory!$P230*12000,IF(AND(OR($W474=\"c\",$W474=\"d\"),Inventory!$AK230=\"Btu/hr\"),Inventory!$AJ230,IF(AND(OR($W474=\"c\",$W474=\"d\"),Inventory!$AK230=\"Tons\"),Inventory!$AJ230*12000,0)))))","v":0},0,0,"COP","No",{"$f":"IF(OR(Inventory!$J230=\"\",$BD474=\"No\"),\"-\",Inventory!$J230)","v":"-"},{"$f":"IFERROR(VLOOKUP($BE474,'Early Retirement'!$B$6:$C$32,2,FALSE),\"-\")","v":"-"},{"$f":"IF(OR($W474<>\"b\",AND($X474<>\"b\",$X474<>\"c\")),\"n\",IF(AND($AO474<>1,$AO474<>2,$AO474<>7,$AO474<>8),\"n\",IF(Inventory!$K230=\"Split\",\"s\",IF(Inventory!$K230=\"Packaged\",\"p\",\"n\"))))","v":"n"},{"$f":"IF(AND($X474<>\"i\",$X474<>\"j\"),\"n\",IF(Inventory!$L230=\"Centrifugal\",\"c\",\"n\"))","v":"n"},"-","-",{"$f":"IFERROR(INDEX('Early Retirement'!$C$4:$AC$32,$BF474,$BJ474),0)","v":0},{"$f":"IFERROR(HLOOKUP($BJ474,'Early Retirement'!$D$4:$AC$5,2,FALSE),0)","v":0},{"$f":"IFERROR(INDEX('Early Retirement'!$AE$4:$BE$32,$BF474,$BJ474),0)","v":0},{"$f":"IFERROR(HLOOKUP($BJ474,'Early Retirement'!$AF$4:$BE$5,2,FALSE),0)","v":0},0,0,"kW/ton",{"$f":"IFERROR(INDEX('Early Retirement'!$BG$4:$CG$32,$BF474,$BJ474),0)","v":0},{"$f":"IFERROR(HLOOKUP($BJ474,'Early Retirement'!$BH$4:$CH$5,2,FALSE),0)","v":0},0,"COP","Yes",0,0,"kW/ton",0,"COP",0,0,"kW/ton",0,"COP"]
[null,null,null,null,null,null,null,null,null,null,null,null,null,null,null,null,null,null,null,null,null,222,{"$f":"IF(Inventory!$C231=\"\",\"a\",VLOOKUP(Inventory!$C231,$B$8:$C$11,2,FALSE))","v":"a"},{"$f":"IF(AND($W475=\"b\",Inventory!$I231=\"\"),\"a\",IF(AND($W475=\"b\",Inventory!$I231<>\"\"),VLOOKUP(Inventory!$I231,$E$3:$F$12,2,FALSE),IF(AND(OR($W475=\"c\",$W475=\"d\"),Inventory!$AB231=\"\"),\"a\",IF(AND(OR($W475=\"c\",$W475=\"d\"),Inventory!$AB231<>\"\"),VLOOKUP(Inventory!$AB231,$E$3:$F$12,2,FALSE),\"a\"))))","v":"a"},{"$f":"IF(OR(AND($X475<>\"b\",$X475<>\"c\"),$AB475=0,$AB475>=(65000/12000),Inventory!$AC231=\"\"),\"a\",VLOOKUP(Inventory!$AC231,$H$3:$I$5,2,FALSE))","v":"a"},{"$f":"IF(AND($X475<>\"i\",$X475<>\"j\"),\"a\",IF(AND($W475=\"b\",Inventory!$L231=\"\"),\"a\",IF(AND($W475=\"b\",Inventory!$L231<>\"\"),VLOOKUP(Inventory!$L231,$K$3:$L$6,2,FALSE),IF(AND(OR($W475=\"c\",$W475=\"d\"),Inventory!$AD231=\"\"),\"a\",IF(AND(OR($W475=\"c\",$W475=\"d\"),Inventory!$AD231<>\"\"),VLOOKUP(Inventory!$AD231,$K$3:$L$6,2,FALSE),\"a\")))))","v":"a"},{"$f":"IF(OR(AND($X475<>\"e\",$X475<>\"f\"),$AB475=0,Inventory!$AF231=\"\"),\"a\",VLOOKUP(Inventory!$AF231,$N$3:$O$5,2,FALSE))","v":"a"},{"$f":"IF(OR(Inventory!C231=\"New Construction\",Inventory!C231=\"Replace-on-Burnout\",Inventory!C231=\"Early Retirement\"),Inventory!AS231,0)","v":0},"","","","","","","","","","","","",0,"aaaaa0","No","No",{"$f":"IF($W475=\"a\",0,IF($W475=\"b\",Inventory!$M231,Inventory!$AG231))","v":0},{"$f":"IF(OR($W475=\"a\",AND($AQ475=\"No\",$AR475=\"No\")),0,IF(AND($W475=\"b\",Inventory!$O231=\"Btu/hr\"),Inventory!$N231,IF(AND($W475=\"b\",Inventory!$O231=\"Tons\"),Inventory!$N231*12000,IF(AND(OR($W475=\"c\",$W475=\"d\"),Inventory!$AI231=\"Btu/hr\"),Inventory!$AH231,IF(AND(OR($W475=\"c\",$W475=\"d\"),Inventory!$AI231=\"Tons\"),Inventory!$AH231*12000,0)))))","v":0},0,0,"EER",0,"kW/ton",{"$f":"IF(OR($W475=\"a\",$AR475=\"No\"),0,IF(AND($W475=\"b\",Inventory!$Q231=\"Btu/hr\"),Inventory!$P231,IF(AND($W475=\"b\",Inventory!$Q231=\"Tons\"),Inventory!$P231*12000,IF(AND(OR($W475=\"c\",$W475=\"d\"),Inventory!$AK231=\"Btu/hr\"),Inventory!$AJ231,IF(AND(OR($W475=\"c\",$W475=\"d\"),Inventory!$AK231=\"Tons\"),Inventory!$AJ231*12000,0)))))","v":0},0,0,"COP","No",{"$f":"IF(OR(Inventory!$J231=\"\",$BD475=\"No\"),\"-\",Inventory!$J231)","v":"-"},{"$f":"IFERROR(VLOOKUP($BE475,'Early Retirement'!$B$6:$C$32,2,FALSE),\"-\")","v":"-"},{"$f":"IF(OR($W475<>\"b\",AND($X475<>\"b\",$X475<>\"c\")),\"n\",IF(AND($AO475<>1,$AO475<>2,$AO475<>7,$AO475<>8),\"n\",IF(Inventory!$K231=\"Split\",\"s\",IF(Inventory!$K231=\"Packaged\",\"p\",\"n\"))))","v":"n"},{"$f":"IF(AND($X475<>\"i\",$X475<>\"j\"),\"n\",IF(Inventory!$L231=\"Centrifugal\",\"c\",\"n\"))","v":"n"},"-","-",{"$f":"IFERROR(INDEX('Early Retirement'!$C$4:$AC$32,$BF475,$BJ475),0)","v":0},{"$f":"IFERROR(HLOOKUP($BJ475,'Early Retirement'!$D$4:$AC$5,2,FALSE),0)","v":0},{"$f":"IFERROR(INDEX('Early Retirement'!$AE$4:$BE$32,$BF475,$BJ475),0)","v":0},{"$f":"IFERROR(HLOOKUP($BJ475,'Early Retirement'!$AF$4:$BE$5,2,FALSE),0)","v":0},0,0,"kW/ton",{"$f":"IFERROR(INDEX('Early Retirement'!$BG$4:$CG$32,$BF475,$BJ475),0)","v":0},{"$f":"IFERROR(HLOOKUP($BJ475,'Early Retirement'!$BH$4:$CH$5,2,FALSE),0)","v":0},0,"COP","Yes",0,0,"kW/ton",0,"COP",0,0,"kW/ton",0,"COP"]
[null,null,null,null,null,null,null,null,null,null,null,null,null,null,null,null,null,null,null,null,null,223,{"$f":"IF(Inventory!$C232=\"\",\"a\",VLOOKUP(Inventory!$C232,$B$8:$C$11,2,FALSE))","v":"a"},{"$f":"IF(AND($W476=\"b\",Inventory!$I232=\"\"),\"a\",IF(AND($W476=\"b\",Inventory!$I232<>\"\"),VLOOKUP(Inventory!$I232,$E$3:$F$12,2,FALSE),IF(AND(OR($W476=\"c\",$W476=\"d\"),Inventory!$AB232=\"\"),\"a\",IF(AND(OR($W476=\"c\",$W476=\"d\"),Inventory!$AB232<>\"\"),VLOOKUP(Inventory!$AB232,$E$3:$F$12,2,FALSE),\"a\"))))","v":"a"},{"$f":"IF(OR(AND($X476<>\"b\",$X476<>\"c\"),$AB476=0,$AB476>=(65000/12000),Inventory!$AC232=\"\"),\"a\",VLOOKUP(Inventory!$AC232,$H$3:$I$5,2,FALSE))","v":"a"},{"$f":"IF(AND($X476<>\"i\",$X476<>\"j\"),\"a\",IF(AND($W476=\"b\",Inventory!$L232=\"\"),\"a\",IF(AND($W476=\"b\",Inventory!$L232<>\"\"),VLOOKUP(Inventory!$L232,$K$3:$L$6,2,FALSE),IF(AND(OR($W476=\"c\",$W476=\"d\"),Inventory!$AD232=\"\"),\"a\",IF(AND(OR($W476=\"c\",$W476=\"d\"),Inventory!$AD232<>\"\"),VLOOKUP(Inventory!$AD232,$K$3:$L$6,2,FALSE),\"a\")))))","v":"a"},{"$f":"IF(OR(AND($X476<>\"e\",$X476<>\"f\"),$AB476=0,Inventory!$AF232=\"\"),\"a\",VLOOKUP(Inventory!$AF232,$N$3:$O$5,2,FALSE))","v":"a"},{"$f":"IF(OR(Inventory!C232=\"New Construction\",Inventory!C232=\"Replace-on-Burnout\",Inventory!C232=\"Early Retirement\"),Inventory!AS232,0)","v":0},"","","","","","","","","","","","",0,"aaaaa0","No","No",{"$f":"IF($W476=\"a\",0,IF($W476=\"b\",Inventory!$M232,Inventory!$AG232))","v":0},{"$f":"IF(OR($W476=\"a\",AND($AQ476=\"No\",$AR476=\"No\")),0,IF(AND($W476=\"b\",Inventory!$O232=\"Btu/hr\"),Inventory!$N232,IF(AND($W476=\"b\",Inventory!$O232=\"Tons\"),Inventory!$N232*12000,IF(AND(OR($W476=\"c\",$W476=\"d\"),Inventory!$AI232=\"Btu/hr\"),Inventory!$AH232,IF(AND(OR($W476=\"c\",$W476=\"d\"),Inventory!$AI232=\"Tons\"),Inventory!$AH232*12000,0)))))","v":0},0,0,"EER",0,"kW/ton",{"$f":"IF(OR($W476=\"a\",$AR476=\"No\"),0,IF(AND($W476=\"b\",Inventory!$Q232=\"Btu/hr\"),Inventory!$P232,IF(AND($W476=\"b\",Inventory!$Q232=\"Tons\"),Inventory!$P232*12000,IF(AND(OR($W476=\"c\",$W476=\"d\"),Inventory!$AK232=\"Btu/hr\"),Inventory!$AJ232,IF(AND(OR($W476=\"c\",$W476=\"d\"),Inventory!$AK232=\"Tons\"),Inventory!$AJ232*12000,0)))))","v":0},0,0,"COP","No",{"$f":"IF(OR(Inventory!$J232=\"\",$BD476=\"No\"),\"-\",Inventory!$J232)","v":"-"},{"$f":"IFERROR(VLOOKUP($BE476,'Early Retirement'!$B$6:$C$32,2,FALSE),\"-\")","v":"-"},{"$f":"IF(OR($W476<>\"b\",AND($X476<>\"b\",$X476<>\"c\")),\"n\",IF(AND($AO476<>1,$AO476<>2,$AO476<>7,$AO476<>8),\"n\",IF(Inventory!$K232=\"Split\",\"s\",IF(Inventory!$K232=\"Packaged\",\"p\",\"n\"))))","v":"n"},{"$f":"IF(AND($X476<>\"i\",$X476<>\"j\"),\"n\",IF(Inventory!$L232=\"Centrifugal\",\"c\",\"n\"))","v":"n"},"-","-",{"$f":"IFERROR(INDEX('Early Retirement'!$C$4:$AC$32,$BF476,$BJ476),0)","v":0},{"$f":"IFERROR(HLOOKUP($BJ476,'Early Retirement'!$D$4:$AC$5,2,FALSE),0)","v":0},{"$f":"IFERROR(INDEX('Early Retirement'!$AE$4:$BE$32,$BF476,$BJ476),0)","v":0},{"$f":"IFERROR(HLOOKUP($BJ476,'Early Retirement'!$AF$4:$BE$5,2,FALSE),0)","v":0},0,0,"kW/ton",{"$f":"IFERROR(INDEX('Early Retirement'!$BG$4:$CG$32,$BF476,$BJ476),0)","v":0},{"$f":"IFERROR(HLOOKUP($BJ476,'Early Retirement'!$BH$4:$CH$5,2,FALSE),0)","v":0},0,"COP","Yes",0,0,"kW/ton",0,"COP",0,0,"kW/ton",0,"COP"]
[null,null,null,null,null,null,null,null,null,null,null,null,null,null,null,null,null,null,null,null,null,224,{"$f":"IF(Inventory!$C233=\"\",\"a\",VLOOKUP(Inventory!$C233,$B$8:$C$11,2,FALSE))","v":"a"},{"$f":"IF(AND($W477=\"b\",Inventory!$I233=\"\"),\"a\",IF(AND($W477=\"b\",Inventory!$I233<>\"\"),VLOOKUP(Inventory!$I233,$E$3:$F$12,2,FALSE),IF(AND(OR($W477=\"c\",$W477=\"d\"),Inventory!$AB233=\"\"),\"a\",IF(AND(OR($W477=\"c\",$W477=\"d\"),Inventory!$AB233<>\"\"),VLOOKUP(Inventory!$AB233,$E$3:$F$12,2,FALSE),\"a\"))))","v":"a"},{"$f":"IF(OR(AND($X477<>\"b\",$X477<>\"c\"),$AB477=0,$AB477>=(65000/12000),Inventory!$AC233=\"\"),\"a\",VLOOKUP(Inventory!$AC233,$H$3:$I$5,2,FALSE))","v":"a"},{"$f":"IF(AND($X477<>\"i\",$X477<>\"j\"),\"a\",IF(AND($W477=\"b\",Inventory!$L233=\"\"),\"a\",IF(AND($W477=\"b\",Inventory!$L233<>\"\"),VLOOKUP(Inventory!$L233,$K$3:$L$6,2,FALSE),IF(AND(OR($W477=\"c\",$W477=\"d\"),Inventory!$AD233=\"\"),\"a\",IF(AND(OR($W477=\"c\",$W477=\"d\"),Inventory!$AD233<>\"\"),VLOOKUP(Inventory!$AD233,$K$3:$L$6,2,FALSE),\"a\")))))","v":"a"},{"$f":"IF(OR(AND($X477<>\"e\",$X477<>\"f\"),$AB477=0,Inventory!$AF233=\"\"),\"a\",VLOOKUP(Inventory!$AF233,$N$3:$O$5,2,FALSE))","v":"a"},{"$f":"IF(OR(Inventory!C233=\"New Construction\",Inventory!C233=\"Replace-on-Burnout\",Inventory!C233=\"Early Retirement\"),Inventory!AS233,0)","v":0},"","","","","","","","","","","","",0,"aaaaa0","No","No",{"$f":"IF($W477=\"a\",0,IF($W477=\"b\",Inventory!$M233,Inventory!$AG233))","v":0},{"$f":"IF(OR($W477=\"a\",AND($AQ477=\"No\",$AR477=\"No\")),0,IF(AND($W477=\"b\",Inventory!$O233=\"Btu/hr\"),Inventory!$N233,IF(AND($W477=\"b\",Inventory!$O233=\"Tons\"),Inventory!$N233*12000,IF(AND(OR($W477=\"c\",$W477=\"d\"),Inventory!$AI233=\"Btu/hr\"),Inventory!$AH233,IF(AND(OR($W477=\"c\",$W477=\"d\"),Inventory!$AI233=\"Tons\"),Inventory!$AH233*12000,0)))))","v":0},0,0,"EER",0,"kW/ton",{"$f":"IF(OR($W477=\"a\",$AR477=\"No\"),0,IF(AND($W477=\"b\",Inventory!$Q233=\"Btu/hr\"),Inventory!$P233,IF(AND($W477=\"b\",Inventory!$Q233=\"Tons\"),Inventory!$P233*12000,IF(AND(OR($W477=\"c\",$W477=\"d\"),Inventory!$AK233=\"Btu/hr\"),Inventory!$AJ233,IF(AND(OR($W477=\"c\",$W477=\"d\"),Inventory!$AK233=\"Tons\"),Inventory!$AJ233*12000,0)))))","v":0},0,0,"COP","No",{"$f":"IF(OR(Inventory!$J233=\"\",$BD477=\"No\"),\"-\",Inventory!$J233)","v":"-"},{"$f":"IFERROR(VLOOKUP($BE477,'Early Retirement'!$B$6:$C$32,2,FALSE),\"-\")","v":"-"},{"$f":"IF(OR($W477<>\"b\",AND($X477<>\"b\",$X477<>\"c\")),\"n\",IF(AND($AO477<>1,$AO477<>2,$AO477<>7,$AO477<>8),\"n\",IF(Inventory!$K233=\"Split\",\"s\",IF(Inventory!$K233=\"Packaged\",\"p\",\"n\"))))","v":"n"},{"$f":"IF(AND($X477<>\"i\",$X477<>\"j\"),\"n\",IF(Inventory!$L233=\"Centrifugal\",\"c\",\"n\"))","v":"n"},"-","-",{"$f":"IFERROR(INDEX('Early Retirement'!$C$4:$AC$32,$BF477,$BJ477),0)","v":0},{"$f":"IFERROR(HLOOKUP($BJ477,'Early Retirement'!$D$4:$AC$5,2,FALSE),0)","v":0},{"$f":"IFERROR(INDEX('Early Retirement'!$AE$4:$BE$32,$BF477,$BJ477),0)","v":0},{"$f":"IFERROR(HLOOKUP($BJ477,'Early Retirement'!$AF$4:$BE$5,2,FALSE),0)","v":0},0,0,"kW/ton",{"$f":"IFERROR(INDEX('Early Retirement'!$BG$4:$CG$32,$BF477,$BJ477),0)","v":0},{"$f":"IFERROR(HLOOKUP($BJ477,'Early Retirement'!$BH$4:$CH$5,2,FALSE),0)","v":0},0,"COP","Yes",0,0,"kW/ton",0,"COP",0,0,"kW/ton",0,"COP"]
[null,null,null,null,null,null,null,null,null,null,null,null,null,null,null,null,null,null,null,null,null,225,{"$f":"IF(Inventory!$C234=\"\",\"a\",VLOOKUP(Inventory!$C234,$B$8:$C$11,2,FALSE))","v":"a"},{"$f":"IF(AND($W478=\"b\",Inventory!$I234=\"\"),\"a\",IF(AND($W478=\"b\",Inventory!$I234<>\"\"),VLOOKUP(Inventory!$I234,$E$3:$F$12,2,FALSE),IF(AND(OR($W478=\"c\",$W478=\"d\"),Inventory!$AB234=\"\"),\"a\",IF(AND(OR($W478=\"c\",$W478=\"d\"),Inventory!$AB234<>\"\"),VLOOKUP(Inventory!$AB234,$E$3:$F$12,2,FALSE),\"a\"))))","v":"a"},{"$f":"IF(OR(AND($X478<>\"b\",$X478<>\"c\"),$AB478=0,$AB478>=(65000/12000),Inventory!$AC234=\"\"),\"a\",VLOOKUP(Inventory!$AC234,$H$3:$I$5,2,FALSE))","v":"a"},{"$f":"IF(AND($X478<>\"i\",$X478<>\"j\"),\"a\",IF(AND($W478=\"b\",Inventory!$L234=\"\"),\"a\",IF(AND($W478=\"b\",Inventory!$L234<>\"\"),VLOOKUP(Inventory!$L234,$K$3:$L$6,2,FALSE),IF(AND(OR($W478=\"c\",$W478=\"d\"),Inventory!$AD234=\"\"),\"a\",IF(AND(OR($W478=\"c\",$W478=\"d\"),Inventory!$AD234<>\"\"),VLOOKUP(Inventory!$AD234,$K$3:$L$6,2,FALSE),\"a\")))))","v":"a"},{"$f":"IF(OR(AND($X478<>\"e\",$X478<>\"f\"),$AB478=0,Inventory!$AF234=\"\"),\"a\",VLOOKUP(Inventory!$AF234,$N$3:$O$5,2,FALSE))","v":"a"},{"$f":"IF(OR(Inventory!C234=\"New Construction\",Inventory!C234=\"Replace-on-Burnout\",Inventory!C234=\"Early Retirement\"),Inventory!AS234,0)","v":0},"","","","","","","","","","","","",0,"aaaaa0","No","No",{"$f":"IF($W478=\"a\",0,IF($W478=\"b\",Inventory!$M234,Inventory!$AG234))","v":0},{"$f":"IF(OR($W478=\"a\",AND($AQ478=\"No\",$AR478=\"No\")),0,IF(AND($W478=\"b\",Inventory!$O234=\"Btu/hr\"),Inventory!$N234,IF(AND($W478=\"b\",Inventory!$O234=\"Tons\"),Inventory!$N234*12000,IF(AND(OR($W478=\"c\",$W478=\"d\"),Inventory!$AI234=\"Btu/hr\"),Inventory!$AH234,IF(AND(OR($W478=\"c\",$W478=\"d\"),Inventory!$AI234=\"Tons\"),Inventory!$AH234*12000,0)))))","v":0},0,0,"EER",0,"kW/ton",{"$f":"IF(OR($W478=\"a\",$AR478=\"No\"),0,IF(AND($W478=\"b\",Inventory!$Q234=\"Btu/hr\"),Inventory!$P234,IF(AND($W478=\"b\",Inventory!$Q234=\"Tons\"),Inventory!$P234*12000,IF(AND(OR($W478=\"c\",$W478=\"d\"),Inventory!$AK234=\"Btu/hr\"),Inventory!$AJ234,IF(AND(OR($W478=\"c\",$W478=\"d\"),Inventory!$AK234=\"Tons\"),Inventory!$AJ234*12000,0)))))","v":0},0,0,"COP",{"$f":"IF($W478=\"b\",\"Yes\",\"No\")","v":"No"},{"$f":"IF(OR(Inventory!$J234=\"\",$BD478=\"No\"),\"-\",Inventory!$J234)","v":"-"},{"$f":"IFERROR(VLOOKUP($BE478,'Early Retirement'!$B$6:$C$32,2,FALSE),\"-\")","v":"-"},{"$f":"IF(OR($W478<>\"b\",AND($X478<>\"b\",$X478<>\"c\")),\"n\",IF(AND($AO478<>1,$AO478<>2,$AO478<>7,$AO478<>8),\"n\",IF(Inventory!$K234=\"Split\",\"s\",IF(Inventory!$K234=\"Packaged\",\"p\",\"n\"))))","v":"n"},{"$f":"IF(AND($X478<>\"i\",$X478<>\"j\"),\"n\",IF(Inventory!$L234=\"Centrifugal\",\"c\",\"n\"))","v":"n"},"-","-",{"$f":"IFERROR(INDEX('Early Retirement'!$C$4:$AC$32,$BF478,$BJ478),0)","v":0},{"$f":"IFERROR(HLOOKUP($BJ478,'Early Retirement'!$D$4:$AC$5,2,FALSE),0)","v":0},{"$f":"IFERROR(INDEX('Early Retirement'!$AE$4:$BE$32,$BF478,$BJ478),0)","v":0},{"$f":"IFERROR(HLOOKUP($BJ478,'Early Retirement'!$AF$4:$BE$5,2,FALSE),0)","v":0},0,0,"kW/ton",{"$f":"IFERROR(INDEX('Early Retirement'!$BG$4:$CG$32,$BF478,$BJ478),0)","v":0},{"$f":"IFERROR(HLOOKUP($BJ478,'Early Retirement'!$BH$4:$CH$5,2,FALSE),0)","v":0},0,"COP","Yes",0,0,"kW/ton",0,"COP",{"$f":"MAX($AX478,$BO478,$BW478)","v":0},0,"kW/ton",0,"COP"]
[null,null,null,null,null,null,null,null,null,null,null,null,null,null,null,null,null,null,null,null,null,226,{"$f":"IF(Inventory!$C235=\"\",\"a\",VLOOKUP(Inventory!$C235,$B$8:$C$11,2,FALSE))","v":"a"},{"$f":"IF(AND($W479=\"b\",Inventory!$I235=\"\"),\"a\",IF(AND($W479=\"b\",Inventory!$I235<>\"\"),VLOOKUP(Inventory!$I235,$E$3:$F$12,2,FALSE),IF(AND(OR($W479=\"c\",$W479=\"d\"),Inventory!$AB235=\"\"),\"a\",IF(AND(OR($W479=\"c\",$W479=\"d\"),Inventory!$AB235<>\"\"),VLOOKUP(Inventory!$AB235,$E$3:$F$12,2,FALSE),\"a\"))))","v":"a"},{"$f":"IF(OR(AND($X479<>\"b\",$X479<>\"c\"),$AB479=0,$AB479>=(65000/12000),Inventory!$AC235=\"\"),\"a\",VLOOKUP(Inventory!$AC235,$H$3:$I$5,2,FALSE))","v":"a"},{"$f":"IF(AND($X479<>\"i\",$X479<>\"j\"),\"a\",IF(AND($W479=\"b\",Inventory!$L235=\"\"),\"a\",IF(AND($W479=\"b\",Inventory!$L235<>\"\"),VLOOKUP(Inventory!$L235,$K$3:$L$6,2,FALSE),IF(AND(OR($W479=\"c\",$W479=\"d\"),Inventory!$AD235=\"\"),\"a\",IF(AND(OR($W479=\"c\",$W479=\"d\"),Inventory!$AD235<>\"\"),VLOOKUP(Inventory!$AD235,$K$3:$L$6,2,FALSE),\"a\")))))","v":"a"},{"$f":"IF(OR(AND($X479<>\"e\",$X479<>\"f\"),$AB479=0,Inventory!$AF235=\"\"),\"a\",VLOOKUP(Inventory!$AF235,$N$3:$O$5,2,FALSE))","v":"a"},{"$f":"IF(OR(Inventory!C235=\"New Construction\",Inventory!C235=\"Replace-on-Burnout\",Inventory!C235=\"Early Retirement\"),Inventory!AS235,0)","v":0},"","","","","","","","","","","","",0,"aaaaa0","No","No",{"$f":"IF($W479=\"a\",0,IF($W479=\"b\",Inventory!$M235,Inventory!$AG235))","v":0},{"$f":"IF(OR($W479=\"a\",AND($AQ479=\"No\",$AR479=\"No\")),0,IF(AND($W479=\"b\",Inventory!$O235=\"Btu/hr\"),Inventory!$N235,IF(AND($W479=\"b\",Inventory!$O235=\"Tons\"),Inventory!$N235*12000,IF(AND(OR($W479=\"c\",$W479=\"d\"),Inventory!$AI235=\"Btu/hr\"),Inventory!$AH235,IF(AND(OR($W479=\"c\",$W479=\"d\"),Inventory!$AI235=\"Tons\"),Inventory!$AH235*12000,0)))))","v":0},0,0,"EER",0,"kW/ton",{"$f":"IF(OR($W479=\"a\",$AR479=\"No\"),0,IF(AND($W479=\"b\",Inventory!$Q235=\"Btu/hr\"),Inventory!$P235,IF(AND($W479=\"b\",Inventory!$Q235=\"Tons\"),Inventory!$P235*12000,IF(AND(OR($W479=\"c\",$W479=\"d\"),Inventory!$AK235=\"Btu/hr\"),Inventory!$AJ235,IF(AND(OR($W479=\"c\",$W479=\"d\"),Inventory!$AK235=\"Tons\"),Inventory!$AJ235*12000,0)))))","v":0},0,0,"COP","No",{"$f":"IF(OR(Inventory!$J235=\"\",$BD479=\"No\"),\"-\",Inventory!$J235)","v":"-"},{"$f":"IFERROR(VLOOKUP($BE479,'Early Retirement'!$B$6:$C$32,2,FALSE),\"-\")","v":"-"},{"$f":"IF(OR($W479<>\"b\",AND($X479<>\"b\",$X479<>\"c\")),\"n\",IF(AND($AO479<>1,$AO479<>2,$AO479<>7,$AO479<>8),\"n\",IF(Inventory!$K235=\"Split\",\"s\",IF(Inventory!$K235=\"Packaged\",\"p\",\"n\"))))","v":"n"},{"$f":"IF(AND($X479<>\"i\",$X479<>\"j\"),\"n\",IF(Inventory!$L235=\"Centrifugal\",\"c\",\"n\"))","v":"n"},"-","-",{"$f":"IFERROR(INDEX('Early Retirement'!$C$4:$AC$32,$BF479,$BJ479),0)","v":0},{"$f":"IFERROR(HLOOKUP($BJ479,'Early Retirement'!$D$4:$AC$5,2,FALSE),0)","v":0},{"$f":"IFERROR(INDEX('Early Retirement'!$AE$4:$BE$32,$BF479,$BJ479),0)","v":0},{"$f":"IFERROR(HLOOKUP($BJ479,'Early Retirement'!$AF$4:$BE$5,2,FALSE),0)","v":0},0,0,"kW/ton",{"$f":"IFERROR(INDEX('Early Retirement'!$BG$4:$CG$32,$BF479,$BJ479),0)","v":0},{"$f":"IFERROR(HLOOKUP($BJ479,'Early Retirement'!$BH$4:$CH$5,2,FALSE),0)","v":0},0,"COP","Yes",0,0,"kW/ton",0,"COP",0,0,"kW/ton",0,"COP"]
[null,null,null,null,null,null,null,null,null,null,null,null,null,null,null,null,null,null,null,null,null,227,{"$f":"IF(Inventory!$C236=\"\",\"a\",VLOOKUP(Inventory!$C236,$B$8:$C$11,2,FALSE))","v":"a"},{"$f":"IF(AND($W480=\"b\",Inventory!$I236=\"\"),\"a\",IF(AND($W480=\"b\",Inventory!$I236<>\"\"),VLOOKUP(Inventory!$I236,$E$3:$F$12,2,FALSE),IF(AND(OR($W480=\"c\",$W480=\"d\"),Inventory!$AB236=\"\"),\"a\",IF(AND(OR($W480=\"c\",$W480=\"d\"),Inventory!$AB236<>\"\"),VLOOKUP(Inventory!$AB236,$E$3:$F$12,2,FALSE),\"a\"))))","v":"a"},{"$f":"IF(OR(AND($X480<>\"b\",$X480<>\"c\"),$AB480=0,$AB480>=(65000/12000),Inventory!$AC236=\"\"),\"a\",VLOOKUP(Inventory!$AC236,$H$3:$I$5,2,FALSE))","v":"a"},{"$f":"IF(AND($X480<>\"i\",$X480<>\"j\"),\"a\",IF(AND($W480=\"b\",Inventory!$L236=\"\"),\"a\",IF(AND($W480=\"b\",Inventory!$L236<>\"\"),VLOOKUP(Inventory!$L236,$K$3:$L$6,2,FALSE),IF(AND(OR($W480=\"c\",$W480=\"d\"),Inventory!$AD236=\"\"),\"a\",IF(AND(OR($W480=\"c\",$W480=\"d\"),Inventory!$AD236<>\"\"),VLOOKUP(Inventory!$AD236,$K$3:$L$6,2,FALSE),\"a\")))))","v":"a"},{"$f":"IF(OR(AND($X480<>\"e\",$X480<>\"f\"),$AB480=0,Inventory!$AF236=\"\"),\"a\",VLOOKUP(Inventory!$AF236,$N$3:$O$5,2,FALSE))","v":"a"},{"$f":"IF(OR(Inventory!C236=\"New Construction\",Inventory!C236=\"Replace-on-Burnout\",Inventory!C236=\"Early Retirement\"),Inventory!AS236,0)","v":0},"","","","","","","","","","","","",0,"aaaaa0","No","No",{"$f":"IF($W480=\"a\",0,IF($W480=\"b\",Inventory!$M236,Inventory!$AG236))","v":0},{"$f":"IF(OR($W480=\"a\",AND($AQ480=\"No\",$AR480=\"No\")),0,IF(AND($W480=\"b\",Inventory!$O236=\"Btu/hr\"),Inventory!$N236,IF(AND($W480=\"b\",Inventory!$O236=\"Tons\"),Inventory!$N236*12000,IF(AND(OR($W480=\"c\",$W480=\"d\"),Inventory!$AI236=\"Btu/hr\"),Inventory!$AH236,IF(AND(OR($W480=\"c\",$W480=\"d\"),Inventory!$AI236=\"Tons\"),Inventory!$AH236*12000,0)))))","v":0},0,0,"EER",0,"kW/ton",{"$f":"IF(OR($W480=\"a\",$AR480=\"No\"),0,IF(AND($W480=\"b\",Inventory!$Q236=\"Btu/hr\"),Inventory!$P236,IF(AND($W480=\"b\",Inventory!$Q236=\"Tons\"),Inventory!$P236*12000,IF(AND(OR($W480=\"c\",$W480=\"d\"),Inventory!$AK236=\"Btu/hr\"),Inventory!$AJ236,IF(AND(OR($W480=\"c\",$W480=\"d\"),Inventory!$AK236=\"Tons\"),Inventory!$AJ236*12000,0)))))","v":0},0,0,"COP","No",{"$f":"IF(OR(Inventory!$J236=\"\",$BD480=\"No\"),\"-\",Inventory!$J236)","v":"-"},{"$f":"IFERROR(VLOOKUP($BE480,'Early Retirement'!$B$6:$C$32,2,FALSE),\"-\")","v":"-"},{"$f":"IF(OR($W480<>\"b\",AND($X480<>\"b\",$X480<>\"c\")),\"n\",IF(AND($AO480<>1,$AO480<>2,$AO480<>7,$AO480<>8),\"n\",IF(Inventory!$K236=\"Split\",\"s\",IF(Inventory!$K236=\"Packaged\",\"p\",\"n\"))))","v":"n"},{"$f":"IF(AND($X480<>\"i\",$X480<>\"j\"),\"n\",IF(Inventory!$L236=\"Centrifugal\",\"c\",\"n\"))","v":"n"},"-","-",{"$f":"IFERROR(INDEX('Early Retirement'!$C$4:$AC$32,$BF480,$BJ480),0)","v":0},{"$f":"IFERROR(HLOOKUP($BJ480,'Early Retirement'!$D$4:$AC$5,2,FALSE),0)","v":0},{"$f":"IFERROR(INDEX('Early Retirement'!$AE$4:$BE$32,$BF480,$BJ480),0)","v":0},{"$f":"IFERROR(HLOOKUP($BJ480,'Early Retirement'!$AF$4:$BE$5,2,FALSE),0)","v":0},0,0,"kW/ton",{"$f":"IFERROR(INDEX('Early Retirement'!$BG$4:$CG$32,$BF480,$BJ480),0)","v":0},{"$f":"IFERROR(HLOOKUP($BJ480,'Early Retirement'!$BH$4:$CH$5,2,FALSE),0)","v":0},0,"COP","Yes",0,0,"kW/ton",0,"COP",0,0,"kW/ton",0,"COP"]
[null,null,null,null,null,null,null,null,null,null,null,null,null,null,null,null,null,null,null,null,null,228,{"$f":"IF(Inventory!$C237=\"\",\"a\",VLOOKUP(Inventory!$C237,$B$8:$C$11,2,FALSE))","v":"a"},{"$f":"IF(AND($W481=\"b\",Inventory!$I237=\"\"),\"a\",IF(AND($W481=\"b\",Inventory!$I237<>\"\"),VLOOKUP(Inventory!$I237,$E$3:$F$12,2,FALSE),IF(AND(OR($W481=\"c\",$W481=\"d\"),Inventory!$AB237=\"\"),\"a\",IF(AND(OR($W481=\"c\",$W481=\"d\"),Inventory!$AB237<>\"\"),VLOOKUP(Inventory!$AB237,$E$3:$F$12,2,FALSE),\"a\"))))","v":"a"},{"$f":"IF(OR(AND($X481<>\"b\",$X481<>\"c\"),$AB481=0,$AB481>=(65000/12000),Inventory!$AC237=\"\"),\"a\",VLOOKUP(Inventory!$AC237,$H$3:$I$5,2,FALSE))","v":"a"},{"$f":"IF(AND($X481<>\"i\",$X481<>\"j\"),\"a\",IF(AND($W481=\"b\",Inventory!$L237=\"\"),\"a\",IF(AND($W481=\"b\",Inventory!$L237<>\"\"),VLOOKUP(Inventory!$L237,$K$3:$L$6,2,FALSE),IF(AND(OR($W481=\"c\",$W481=\"d\"),Inventory!$AD237=\"\"),\"a\",IF(AND(OR($W481=\"c\",$W481=\"d\"),Inventory!$AD237<>\"\"),VLOOKUP(Inventory!$AD237,$K$3:$L$6,2,FALSE),\"a\")))))","v":"a"},{"$f":"IF(OR(AND($X481<>\"e\",$X481<>\"f\"),$AB481=0,Inventory!$AF237=\"\"),\"a\",VLOOKUP(Inventory!$AF237,$N$3:$O$5,2,FALSE))","v":"a"},{"$f":"IF(OR(Inventory!C237=\"New Construction\",Inventory!C237=\"Replace-on-Burnout\",Inventory!C237=\"Early Retirement\"),Inventory!AS237,0)","v":0},"","","","","","","","","","","","",0,"aaaaa0","No","No",{"$f":"IF($W481=\"a\",0,IF($W481=\"b\",Inventory!$M237,Inventory!$AG237))","v":0},{"$f":"IF(OR($W481=\"a\",AND($AQ481=\"No\",$AR481=\"No\")),0,IF(AND($W481=\"b\",Inventory!$O237=\"Btu/hr\"),Inventory!$N237,IF(AND($W481=\"b\",Inventory!$O237=\"Tons\"),Inventory!$N237*12000,IF(AND(OR($W481=\"c\",$W481=\"d\"),Inventory!$AI237=\"Btu/hr\"),Inventory!$AH237,IF(AND(OR($W481=\"c\",$W481=\"d\"),Inventory!$AI237=\"Tons\"),Inventory!$AH237*12000,0)))))","v":0},0,0,"EER",0,"kW/ton",{"$f":"IF(OR($W481=\"a\",$AR481=\"No\"),0,IF(AND($W481=\"b\",Inventory!$Q237=\"Btu/hr\"),Inventory!$P237,IF(AND($W481=\"b\",Inventory!$Q237=\"Tons\"),Inventory!$P237*12000,IF(AND(OR($W481=\"c\",$W481=\"d\"),Inventory!$AK237=\"Btu/hr\"),Inventory!$AJ237,IF(AND(OR($W481=\"c\",$W481=\"d\"),Inventory!$AK237=\"Tons\"),Inventory!$AJ237*12000,0)))))","v":0},0,0,"COP","No",{"$f":"IF(OR(Inventory!$J237=\"\",$BD481=\"No\"),\"-\",Inventory!$J237)","v":"-"},{"$f":"IFERROR(VLOOKUP($BE481,'Early Retirement'!$B$6:$C$32,2,FALSE),\"-\")","v":"-"},{"$f":"IF(OR($W481<>\"b\",AND($X481<>\"b\",$X481<>\"c\")),\"n\",IF(AND($AO481<>1,$AO481<>2,$AO481<>7,$AO481<>8),\"n\",IF(Inventory!$K237=\"Split\",\"s\",IF(Inventory!$K237=\"Packaged\",\"p\",\"n\"))))","v":"n"},{"$f":"IF(AND($X481<>\"i\",$X481<>\"j\"),\"n\",IF(Inventory!$L237=\"Centrifugal\",\"c\",\"n\"))","v":"n"},"-","-",{"$f":"IFERROR(INDEX('Early Retirement'!$C$4:$AC$32,$BF481,$BJ481),0)","v":0},{"$f":"IFERROR(HLOOKUP($BJ481,'Early Retirement'!$D$4:$AC$5,2,FALSE),0)","v":0},{"$f":"IFERROR(INDEX('Early Retirement'!$AE$4:$BE$32,$BF481,$BJ481),0)","v":0},{"$f":"IFERROR(HLOOKUP($BJ481,'Early Retirement'!$AF$4:$BE$5,2,FALSE),0)","v":0},0,0,"kW/ton",{"$f":"IFERROR(INDEX('Early Retirement'!$BG$4:$CG$32,$BF481,$BJ481),0)","v":0},{"$f":"IFERROR(HLOOKUP($BJ481,'Early Retirement'!$BH$4:$CH$5,2,FALSE),0)","v":0},0,"COP","Yes",0,0,"kW/ton",0,"COP",0,0,"kW/ton",0,"COP"]
[null,null,null,null,null,null,null,null,null,null,null,null,null,null,null,null,null,null,null,null,null,229,{"$f":"IF(Inventory!$C238=\"\",\"a\",VLOOKUP(Inventory!$C238,$B$8:$C$11,2,FALSE))","v":"a"},{"$f":"IF(AND($W482=\"b\",Inventory!$I238=\"\"),\"a\",IF(AND($W482=\"b\",Inventory!$I238<>\"\"),VLOOKUP(Inventory!$I238,$E$3:$F$12,2,FALSE),IF(AND(OR($W482=\"c\",$W482=\"d\"),Inventory!$AB238=\"\"),\"a\",IF(AND(OR($W482=\"c\",$W482=\"d\"),Inventory!$AB238<>\"\"),VLOOKUP(Inventory!$AB238,$E$3:$F$12,2,FALSE),\"a\"))))","v":"a"},{"$f":"IF(OR(AND($X482<>\"b\",$X482<>\"c\"),$AB482=0,$AB482>=(65000/12000),Inventory!$AC238=\"\"),\"a\",VLOOKUP(Inventory!$AC238,$H$3:$I$5,2,FALSE))","v":"a"},{"$f":"IF(AND($X482<>\"i\",$X482<>\"j\"),\"a\",IF(AND($W482=\"b\",Inventory!$L238=\"\"),\"a\",IF(AND($W482=\"b\",Inventory!$L238<>\"\"),VLOOKUP(Inventory!$L238,$K$3:$L$6,2,FALSE),IF(AND(OR($W482=\"c\",$W482=\"d\"),Inventory!$AD238=\"\"),\"a\",IF(AND(OR($W482=\"c\",$W482=\"d\"),Inventory!$AD238<>\"\"),VLOOKUP(Inventory!$AD238,$K$3:$L$6,2,FALSE),\"a\")))))","v":"a"},{"$f":"IF(OR(AND($X482<>\"e\",$X482<>\"f\"),$AB482=0,Inventory!$AF238=\"\"),\"a\",VLOOKUP(Inventory!$AF238,$N$3:$O$5,2,FALSE))","v":"a"},{"$f":"IF(OR(Inventory!C238=\"New Construction\",Inventory!C238=\"Replace-on-Burnout\",Inventory!C238=\"Early Retirement\"),Inventory!AS238,0)","v":0},"","","","","","","","","","","","",0,"aaaaa0","No","No",{"$f":"IF($W482=\"a\",0,IF($W482=\"b\",Inventory!$M238,Inventory!$AG238))","v":0},{"$f":"IF(OR($W482=\"a\",AND($AQ482=\"No\",$AR482=\"No\")),0,IF(AND($W482=\"b\",Inventory!$O238=\"Btu/hr\"),Inventory!$N238,IF(AND($W482=\"b\",Inventory!$O238=\"Tons\"),Inventory!$N238*12000,IF(AND(OR($W482=\"c\",$W482=\"d\"),Inventory!$AI238=\"Btu/hr\"),Inventory!$AH238,IF(AND(OR($W482=\"c\",$W482=\"d\"),Inventory!$AI238=\"Tons\"),Inventory!$AH238*12000,0)))))","v":0},0,0,"EER",0,"kW/ton",{"$f":"IF(OR($W482=\"a\",$AR482=\"No\"),0,IF(AND($W482=\"b\",Inventory!$Q238=\"Btu/hr\"),Inventory!$P238,IF(AND($W482=\"b\",Inventory!$Q238=\"Tons\"),Inventory!$P238*12000,IF(AND(OR($W482=\"c\",$W482=\"d\"),Inventory!$AK238=\"Btu/hr\"),Inventory!$AJ238,IF(AND(OR($W482=\"c\",$W482=\"d\"),Inventory!$AK238=\"Tons\"),Inventory!$AJ238*12000,0)))))","v":0},0,0,"COP","No",{"$f":"IF(OR(Inventory!$J238=\"\",$BD482=\"No\"),\"-\",Inventory!$J238)","v":"-"},{"$f":"IFERROR(VLOOKUP($BE482,'Early Retirement'!$B$6:$C$32,2,FALSE),\"-\")","v":"-"},{"$f":"IF(OR($W482<>\"b\",AND($X482<>\"b\",$X482<>\"c\")),\"n\",IF(AND($AO482<>1,$AO482<>2,$AO482<>7,$AO482<>8),\"n\",IF(Inventory!$K238=\"Split\",\"s\",IF(Inventory!$K238=\"Packaged\",\"p\",\"n\"))))","v":"n"},{"$f":"IF(AND($X482<>\"i\",$X482<>\"j\"),\"n\",IF(Inventory!$L238=\"Centrifugal\",\"c\",\"n\"))","v":"n"},"-","-",{"$f":"IFERROR(INDEX('Early Retirement'!$C$4:$AC$32,$BF482,$BJ482),0)","v":0},{"$f":"IFERROR(HLOOKUP($BJ482,'Early Retirement'!$D$4:$AC$5,2,FALSE),0)","v":0},{"$f":"IFERROR(INDEX('Early Retirement'!$AE$4:$BE$32,$BF482,$BJ482),0)","v":0},{"$f":"IFERROR(HLOOKUP($BJ482,'Early Retirement'!$AF$4:$BE$5,2,FALSE),0)","v":0},0,0,"kW/ton",{"$f":"IFERROR(INDEX('Early Retirement'!$BG$4:$CG$32,$BF482,$BJ482),0)","v":0},{"$f":"IFERROR(HLOOKUP($BJ482,'Early Retirement'!$BH$4:$CH$5,2,FALSE),0)","v":0},0,"COP","Yes",0,0,"kW/ton",0,"COP",0,0,"kW/ton",0,"COP"]
[null,null,null,null,null,null,null,null,null,null,null,null,null,null,null,null,null,null,null,null,null,230,{"$f":"IF(Inventory!$C239=\"\",\"a\",VLOOKUP(Inventory!$C239,$B$8:$C$11,2,FALSE))","v":"a"},{"$f":"IF(AND($W483=\"b\",Inventory!$I239=\"\"),\"a\",IF(AND($W483=\"b\",Inventory!$I239<>\"\"),VLOOKUP(Inventory!$I239,$E$3:$F$12,2,FALSE),IF(AND(OR($W483=\"c\",$W483=\"d\"),Inventory!$AB239=\"\"),\"a\",IF(AND(OR($W483=\"c\",$W483=\"d\"),Inventory!$AB239<>\"\"),VLOOKUP(Inventory!$AB239,$E$3:$F$12,2,FALSE),\"a\"))))","v":"a"},{"$f":"IF(OR(AND($X483<>\"b\",$X483<>\"c\"),$AB483=0,$AB483>=(65000/12000),Inventory!$AC239=\"\"),\"a\",VLOOKUP(Inventory!$AC239,$H$3:$I$5,2,FALSE))","v":"a"},{"$f":"IF(AND($X483<>\"i\",$X483<>\"j\"),\"a\",IF(AND($W483=\"b\",Inventory!$L239=\"\"),\"a\",IF(AND($W483=\"b\",Inventory!$L239<>\"\"),VLOOKUP(Inventory!$L239,$K$3:$L$6,2,FALSE),IF(AND(OR($W483=\"c\",$W483=\"d\"),Inventory!$AD239=\"\"),\"a\",IF(AND(OR($W483=\"c\",$W483=\"d\"),Inventory!$AD239<>\"\"),VLOOKUP(Inventory!$AD239,$K$3:$L$6,2,FALSE),\"a\")))))","v":"a"},{"$f":"IF(OR(AND($X483<>\"e\",$X483<>\"f\"),$AB483=0,Inventory!$AF239=\"\"),\"a\",VLOOKUP(Inventory!$AF239,$N$3:$O$5,2,FALSE))","v":"a"},{"$f":"IF(OR(Inventory!C239=\"New Construction\",Inventory!C239=\"Replace-on-Burnout\",Inventory!C239=\"Early Retirement\"),Inventory!AS239,0)","v":0},"","","","","","","","","","","","",0,"aaaaa0","No","No",{"$f":"IF($W483=\"a\",0,IF($W483=\"b\",Inventory!$M239,Inventory!$AG239))","v":0},{"$f":"IF(OR($W483=\"a\",AND($AQ483=\"No\",$AR483=\"No\")),0,IF(AND($W483=\"b\",Inventory!$O239=\"Btu/hr\"),Inventory!$N239,IF(AND($W483=\"b\",Inventory!$O239=\"Tons\"),Inventory!$N239*12000,IF(AND(OR($W483=\"c\",$W483=\"d\"),Inventory!$AI239=\"Btu/hr\"),Inventory!$AH239,IF(AND(OR($W483=\"c\",$W483=\"d\"),Inventory!$AI239=\"Tons\"),Inventory!$AH239*12000,0)))))","v":0},0,0,"EER",0,"kW/ton",{"$f":"IF(OR($W483=\"a\",$AR483=\"No\"),0,IF(AND($W483=\"b\",Inventory!$Q239=\"Btu/hr\"),Inventory!$P239,IF(AND($W483=\"b\",Inventory!$Q239=\"Tons\"),Inventory!$P239*12000,IF(AND(OR($W483=\"c\",$W483=\"d\"),Inventory!$AK239=\"Btu/hr\"),Inventory!$AJ239,IF(AND(OR($W483=\"c\",$W483=\"d\"),Inventory!$AK239=\"Tons\"),Inventory!$AJ239*12000,0)))))","v":0},0,0,"COP","No",{"$f":"IF(OR(Inventory!$J239=\"\",$BD483=\"No\"),\"-\",Inventory!$J239)","v":"-"},{"$f":"IFERROR(VLOOKUP($BE483,'Early Retirement'!$B$6:$C$32,2,FALSE),\"-\")","v":"-"},{"$f":"IF(OR($W483<>\"b\",AND($X483<>\"b\",$X483<>\"c\")),\"n\",IF(AND($AO483<>1,$AO483<>2,$AO483<>7,$AO483<>8),\"n\",IF(Inventory!$K239=\"Split\",\"s\",IF(Inventory!$K239=\"Packaged\",\"p\",\"n\"))))","v":"n"},{"$f":"IF(AND($X483<>\"i\",$X483<>\"j\"),\"n\",IF(Inventory!$L239=\"Centrifugal\",\"c\",\"n\"))","v":"n"},"-","-",{"$f":"IFERROR(INDEX('Early Retirement'!$C$4:$AC$32,$BF483,$BJ483),0)","v":0},{"$f":"IFERROR(HLOOKUP($BJ483,'Early Retirement'!$D$4:$AC$5,2,FALSE),0)","v":0},{"$f":"IFERROR(INDEX('Early Retirement'!$AE$4:$BE$32,$BF483,$BJ483),0)","v":0},{"$f":"IFERROR(HLOOKUP($BJ483,'Early Retirement'!$AF$4:$BE$5,2,FALSE),0)","v":0},0,0,"kW/ton",{"$f":"IFERROR(INDEX('Early Retirement'!$BG$4:$CG$32,$BF483,$BJ483),0)","v":0},{"$f":"IFERROR(HLOOKUP($BJ483,'Early Retirement'!$BH$4:$CH$5,2,FALSE),0)","v":0},0,"COP","Yes",0,0,"kW/ton",0,"COP",0,0,"kW/ton",0,"COP"]
[null,null,null,null,null,null,null,null,null,null,null,null,null,null,null,null,null,null,null,null,null,231,{"$f":"IF(Inventory!$C240=\"\",\"a\",VLOOKUP(Inventory!$C240,$B$8:$C$11,2,FALSE))","v":"a"},{"$f":"IF(AND($W484=\"b\",Inventory!$I240=\"\"),\"a\",IF(AND($W484=\"b\",Inventory!$I240<>\"\"),VLOOKUP(Inventory!$I240,$E$3:$F$12,2,FALSE),IF(AND(OR($W484=\"c\",$W484=\"d\"),Inventory!$AB240=\"\"),\"a\",IF(AND(OR($W484=\"c\",$W484=\"d\"),Inventory!$AB240<>\"\"),VLOOKUP(Inventory!$AB240,$E$3:$F$12,2,FALSE),\"a\"))))","v":"a"},{"$f":"IF(OR(AND($X484<>\"b\",$X484<>\"c\"),$AB484=0,$AB484>=(65000/12000),Inventory!$AC240=\"\"),\"a\",VLOOKUP(Inventory!$AC240,$H$3:$I$5,2,FALSE))","v":"a"},{"$f":"IF(AND($X484<>\"i\",$X484<>\"j\"),\"a\",IF(AND($W484=\"b\",Inventory!$L240=\"\"),\"a\",IF(AND($W484=\"b\",Inventory!$L240<>\"\"),VLOOKUP(Inventory!$L240,$K$3:$L$6,2,FALSE),IF(AND(OR($W484=\"c\",$W484=\"d\"),Inventory!$AD240=\"\"),\"a\",IF(AND(OR($W484=\"c\",$W484=\"d\"),Inventory!$AD240<>\"\"),VLOOKUP(Inventory!$AD240,$K$3:$L$6,2,FALSE),\"a\")))))","v":"a"},{"$f":"IF(OR(AND($X484<>\"e\",$X484<>\"f\"),$AB484=0,Inventory!$AF240=\"\"),\"a\",VLOOKUP(Inventory!$AF240,$N$3:$O$5,2,FALSE))","v":"a"},{"$f":"IF(OR(Inventory!C240=\"New Construction\",Inventory!C240=\"Replace-on-Burnout\",Inventory!C240=\"Early Retirement\"),Inventory!AS240,0)","v":0},"","","","","","","","","","","","",0,"aaaaa0","No","No",{"$f":"IF($W484=\"a\",0,IF($W484=\"b\",Inventory!$M240,Inventory!$AG240))","v":0},{"$f":"IF(OR($W484=\"a\",AND($AQ484=\"No\",$AR484=\"No\")),0,IF(AND($W484=\"b\",Inventory!$O240=\"Btu/hr\"),Inventory!$N240,IF(AND($W484=\"b\",Inventory!$O240=\"Tons\"),Inventory!$N240*12000,IF(AND(OR($W484=\"c\",$W484=\"d\"),Inventory!$AI240=\"Btu/hr\"),Inventory!$AH240,IF(AND(OR($W484=\"c\",$W484=\"d\"),Inventory!$AI240=\"Tons\"),Inventory!$AH240*12000,0)))))","v":0},0,0,"EER",0,"kW/ton",{"$f":"IF(OR($W484=\"a\",$AR484=\"No\"),0,IF(AND($W484=\"b\",Inventory!$Q240=\"Btu/hr\"),Inventory!$P240,IF(AND($W484=\"b\",Inventory!$Q240=\"Tons\"),Inventory!$P240*12000,IF(AND(OR($W484=\"c\",$W484=\"d\"),Inventory!$AK240=\"Btu/hr\"),Inventory!$AJ240,IF(AND(OR($W484=\"c\",$W484=\"d\"),Inventory!$AK240=\"Tons\"),Inventory!$AJ240*12000,0)))))","v":0},0,0,"COP","No",{"$f":"IF(OR(Inventory!$J240=\"\",$BD484=\"No\"),\"-\",Inventory!$J240)","v":"-"},{"$f":"IFERROR(VLOOKUP($BE484,'Early Retirement'!$B$6:$C$32,2,FALSE),\"-\")","v":"-"},{"$f":"IF(OR($W484<>\"b\",AND($X484<>\"b\",$X484<>\"c\")),\"n\",IF(AND($AO484<>1,$AO484<>2,$AO484<>7,$AO484<>8),\"n\",IF(Inventory!$K240=\"Split\",\"s\",IF(Inventory!$K240=\"Packaged\",\"p\",\"n\"))))","v":"n"},{"$f":"IF(AND($X484<>\"i\",$X484<>\"j\"),\"n\",IF(Inventory!$L240=\"Centrifugal\",\"c\",\"n\"))","v":"n"},"-","-",{"$f":"IFERROR(INDEX('Early Retirement'!$C$4:$AC$32,$BF484,$BJ484),0)","v":0},{"$f":"IFERROR(HLOOKUP($BJ484,'Early Retirement'!$D$4:$AC$5,2,FALSE),0)","v":0},{"$f":"IFERROR(INDEX('Early Retirement'!$AE$4:$BE$32,$BF484,$BJ484),0)","v":0},{"$f":"IFERROR(HLOOKUP($BJ484,'Early Retirement'!$AF$4:$BE$5,2,FALSE),0)","v":0},0,0,"kW/ton",{"$f":"IFERROR(INDEX('Early Retirement'!$BG$4:$CG$32,$BF484,$BJ484),0)","v":0},{"$f":"IFERROR(HLOOKUP($BJ484,'Early Retirement'!$BH$4:$CH$5,2,FALSE),0)","v":0},0,"COP","Yes",0,0,"kW/ton",0,"COP",0,0,"kW/ton",0,"COP"]
[null,null,null,null,null,null,null,null,null,null,null,null,null,null,null,null,null,null,null,null,null,232,{"$f":"IF(Inventory!$C241=\"\",\"a\",VLOOKUP(Inventory!$C241,$B$8:$C$11,2,FALSE))","v":"a"},{"$f":"IF(AND($W485=\"b\",Inventory!$I241=\"\"),\"a\",IF(AND($W485=\"b\",Inventory!$I241<>\"\"),VLOOKUP(Inventory!$I241,$E$3:$F$12,2,FALSE),IF(AND(OR($W485=\"c\",$W485=\"d\"),Inventory!$AB241=\"\"),\"a\",IF(AND(OR($W485=\"c\",$W485=\"d\"),Inventory!$AB241<>\"\"),VLOOKUP(Inventory!$AB241,$E$3:$F$12,2,FALSE),\"a\"))))","v":"a"},{"$f":"IF(OR(AND($X485<>\"b\",$X485<>\"c\"),$AB485=0,$AB485>=(65000/12000),Inventory!$AC241=\"\"),\"a\",VLOOKUP(Inventory!$AC241,$H$3:$I$5,2,FALSE))","v":"a"},{"$f":"IF(AND($X485<>\"i\",$X485<>\"j\"),\"a\",IF(AND($W485=\"b\",Inventory!$L241=\"\"),\"a\",IF(AND($W485=\"b\",Inventory!$L241<>\"\"),VLOOKUP(Inventory!$L241,$K$3:$L$6,2,FALSE),IF(AND(OR($W485=\"c\",$W485=\"d\"),Inventory!$AD241=\"\"),\"a\",IF(AND(OR($W485=\"c\",$W485=\"d\"),Inventory!$AD241<>\"\"),VLOOKUP(Inventory!$AD241,$K$3:$L$6,2,FALSE),\"a\")))))","v":"a"},{"$f":"IF(OR(AND($X485<>\"e\",$X485<>\"f\"),$AB485=0,Inventory!$AF241=\"\"),\"a\",VLOOKUP(Inventory!$AF241,$N$3:$O$5,2,FALSE))","v":"a"},{"$f":"IF(OR(Inventory!C241=\"New Construction\",Inventory!C241=\"Replace-on-Burnout\",Inventory!C241=\"Early Retirement\"),Inventory!AS241,0)","v":0},"","","","","","","","","","","","",0,"aaaaa0","No","No",{"$f":"IF($W485=\"a\",0,IF($W485=\"b\",Inventory!$M241,Inventory!$AG241))","v":0},{"$f":"IF(OR($W485=\"a\",AND($AQ485=\"No\",$AR485=\"No\")),0,IF(AND($W485=\"b\",Inventory!$O241=\"Btu/hr\"),Inventory!$N241,IF(AND($W485=\"b\",Inventory!$O241=\"Tons\"),Inventory!$N241*12000,IF(AND(OR($W485=\"c\",$W485=\"d\"),Inventory!$AI241=\"Btu/hr\"),Inventory!$AH241,IF(AND(OR($W485=\"c\",$W485=\"d\"),Inventory!$AI241=\"Tons\"),Inventory!$AH241*12000,0)))))","v":0},0,0,"EER",0,"kW/ton",{"$f":"IF(OR($W485=\"a\",$AR485=\"No\"),0,IF(AND($W485=\"b\",Inventory!$Q241=\"Btu/hr\"),Inventory!$P241,IF(AND($W485=\"b\",Inventory!$Q241=\"Tons\"),Inventory!$P241*12000,IF(AND(OR($W485=\"c\",$W485=\"d\"),Inventory!$AK241=\"Btu/hr\"),Inventory!$AJ241,IF(AND(OR($W485=\"c\",$W485=\"d\"),Inventory!$AK241=\"Tons\"),Inventory!$AJ241*12000,0)))))","v":0},0,0,"COP","No",{"$f":"IF(OR(Inventory!$J241=\"\",$BD485=\"No\"),\"-\",Inventory!$J241)","v":"-"},{"$f":"IFERROR(VLOOKUP($BE485,'Early Retirement'!$B$6:$C$32,2,FALSE),\"-\")","v":"-"},{"$f":"IF(OR($W485<>\"b\",AND($X485<>\"b\",$X485<>\"c\")),\"n\",IF(AND($AO485<>1,$AO485<>2,$AO485<>7,$AO485<>8),\"n\",IF(Inventory!$K241=\"Split\",\"s\",IF(Inventory!$K241=\"Packaged\",\"p\",\"n\"))))","v":"n"},{"$f":"IF(AND($X485<>\"i\",$X485<>\"j\"),\"n\",IF(Inventory!$L241=\"Centrifugal\",\"c\",\"n\"))","v":"n"},"-","-",{"$f":"IFERROR(INDEX('Early Retirement'!$C$4:$AC$32,$BF485,$BJ485),0)","v":0},{"$f":"IFERROR(HLOOKUP($BJ485,'Early Retirement'!$D$4:$AC$5,2,FALSE),0)","v":0},{"$f":"IFERROR(INDEX('Early Retirement'!$AE$4:$BE$32,$BF485,$BJ485),0)","v":0},{"$f":"IFERROR(HLOOKUP($BJ485,'Early Retirement'!$AF$4:$BE$5,2,FALSE),0)","v":0},0,0,"kW/ton",{"$f":"IFERROR(INDEX('Early Retirement'!$BG$4:$CG$32,$BF485,$BJ485),0)","v":0},{"$f":"IFERROR(HLOOKUP($BJ485,'Early Retirement'!$BH$4:$CH$5,2,FALSE),0)","v":0},0,"COP","Yes",0,0,"kW/ton",0,"COP",0,0,"kW/ton",0,"COP"]
[null,null,null,null,null,null,null,null,null,null,null,null,null,null,null,null,null,null,null,null,null,233,{"$f":"IF(Inventory!$C242=\"\",\"a\",VLOOKUP(Inventory!$C242,$B$8:$C$11,2,FALSE))","v":"a"},{"$f":"IF(AND($W486=\"b\",Inventory!$I242=\"\"),\"a\",IF(AND($W486=\"b\",Inventory!$I242<>\"\"),VLOOKUP(Inventory!$I242,$E$3:$F$12,2,FALSE),IF(AND(OR($W486=\"c\",$W486=\"d\"),Inventory!$AB242=\"\"),\"a\",IF(AND(OR($W486=\"c\",$W486=\"d\"),Inventory!$AB242<>\"\"),VLOOKUP(Inventory!$AB242,$E$3:$F$12,2,FALSE),\"a\"))))","v":"a"},{"$f":"IF(OR(AND($X486<>\"b\",$X486<>\"c\"),$AB486=0,$AB486>=(65000/12000),Inventory!$AC242=\"\"),\"a\",VLOOKUP(Inventory!$AC242,$H$3:$I$5,2,FALSE))","v":"a"},{"$f":"IF(AND($X486<>\"i\",$X486<>\"j\"),\"a\",IF(AND($W486=\"b\",Inventory!$L242=\"\"),\"a\",IF(AND($W486=\"b\",Inventory!$L242<>\"\"),VLOOKUP(Inventory!$L242,$K$3:$L$6,2,FALSE),IF(AND(OR($W486=\"c\",$W486=\"d\"),Inventory!$AD242=\"\"),\"a\",IF(AND(OR($W486=\"c\",$W486=\"d\"),Inventory!$AD242<>\"\"),VLOOKUP(Inventory!$AD242,$K$3:$L$6,2,FALSE),\"a\")))))","v":"a"},{"$f":"IF(OR(AND($X486<>\"e\",$X486<>\"f\"),$AB486=0,Inventory!$AF242=\"\"),\"a\",VLOOKUP(Inventory!$AF242,$N$3:$O$5,2,FALSE))","v":"a"},{"$f":"IF(OR(Inventory!C242=\"New Construction\",Inventory!C242=\"Replace-on-Burnout\",Inventory!C242=\"Early Retirement\"),Inventory!AS242,0)","v":0},"","","","","","","","","","","","",0,"aaaaa0","No","No",{"$f":"IF($W486=\"a\",0,IF($W486=\"b\",Inventory!$M242,Inventory!$AG242))","v":0},{"$f":"IF(OR($W486=\"a\",AND($AQ486=\"No\",$AR486=\"No\")),0,IF(AND($W486=\"b\",Inventory!$O242=\"Btu/hr\"),Inventory!$N242,IF(AND($W486=\"b\",Inventory!$O242=\"Tons\"),Inventory!$N242*12000,IF(AND(OR($W486=\"c\",$W486=\"d\"),Inventory!$AI242=\"Btu/hr\"),Inventory!$AH242,IF(AND(OR($W486=\"c\",$W486=\"d\"),Inventory!$AI242=\"Tons\"),Inventory!$AH242*12000,0)))))","v":0},0,0,"EER",0,"kW/ton",{"$f":"IF(OR($W486=\"a\",$AR486=\"No\"),0,IF(AND($W486=\"b\",Inventory!$Q242=\"Btu/hr\"),Inventory!$P242,IF(AND($W486=\"b\",Inventory!$Q242=\"Tons\"),Inventory!$P242*12000,IF(AND(OR($W486=\"c\",$W486=\"d\"),Inventory!$AK242=\"Btu/hr\"),Inventory!$AJ242,IF(AND(OR($W486=\"c\",$W486=\"d\"),Inventory!$AK242=\"Tons\"),Inventory!$AJ242*12000,0)))))","v":0},0,0,"COP","No",{"$f":"IF(OR(Inventory!$J242=\"\",$BD486=\"No\"),\"-\",Inventory!$J242)","v":"-"},{"$f":"IFERROR(VLOOKUP($BE486,'Early Retirement'!$B$6:$C$32,2,FALSE),\"-\")","v":"-"},{"$f":"IF(OR($W486<>\"b\",AND($X486<>\"b\",$X486<>\"c\")),\"n\",IF(AND($AO486<>1,$AO486<>2,$AO486<>7,$AO486<>8),\"n\",IF(Inventory!$K242=\"Split\",\"s\",IF(Inventory!$K242=\"Packaged\",\"p\",\"n\"))))","v":"n"},{"$f":"IF(AND($X486<>\"i\",$X486<>\"j\"),\"n\",IF(Inventory!$L242=\"Centrifugal\",\"c\",\"n\"))","v":"n"},"-","-",{"$f":"IFERROR(INDEX('Early Retirement'!$C$4:$AC$32,$BF486,$BJ486),0)","v":0},{"$f":"IFERROR(HLOOKUP($BJ486,'Early Retirement'!$D$4:$AC$5,2,FALSE),0)","v":0},{"$f":"IFERROR(INDEX('Early Retirement'!$AE$4:$BE$32,$BF486,$BJ486),0)","v":0},{"$f":"IFERROR(HLOOKUP($BJ486,'Early Retirement'!$AF$4:$BE$5,2,FALSE),0)","v":0},0,0,"kW/ton",{"$f":"IFERROR(INDEX('Early Retirement'!$BG$4:$CG$32,$BF486,$BJ486),0)","v":0},{"$f":"IFERROR(HLOOKUP($BJ486,'Early Retirement'!$BH$4:$CH$5,2,FALSE),0)","v":0},0,"COP","Yes",0,0,"kW/ton",0,"COP",0,0,"kW/ton",0,"COP"]
[null,null,null,null,null,null,null,null,null,null,null,null,null,null,null,null,null,null,null,null,null,234,{"$f":"IF(Inventory!$C243=\"\",\"a\",VLOOKUP(Inventory!$C243,$B$8:$C$11,2,FALSE))","v":"a"},{"$f":"IF(AND($W487=\"b\",Inventory!$I243=\"\"),\"a\",IF(AND($W487=\"b\",Inventory!$I243<>\"\"),VLOOKUP(Inventory!$I243,$E$3:$F$12,2,FALSE),IF(AND(OR($W487=\"c\",$W487=\"d\"),Inventory!$AB243=\"\"),\"a\",IF(AND(OR($W487=\"c\",$W487=\"d\"),Inventory!$AB243<>\"\"),VLOOKUP(Inventory!$AB243,$E$3:$F$12,2,FALSE),\"a\"))))","v":"a"},{"$f":"IF(OR(AND($X487<>\"b\",$X487<>\"c\"),$AB487=0,$AB487>=(65000/12000),Inventory!$AC243=\"\"),\"a\",VLOOKUP(Inventory!$AC243,$H$3:$I$5,2,FALSE))","v":"a"},{"$f":"IF(AND($X487<>\"i\",$X487<>\"j\"),\"a\",IF(AND($W487=\"b\",Inventory!$L243=\"\"),\"a\",IF(AND($W487=\"b\",Inventory!$L243<>\"\"),VLOOKUP(Inventory!$L243,$K$3:$L$6,2,FALSE),IF(AND(OR($W487=\"c\",$W487=\"d\"),Inventory!$AD243=\"\"),\"a\",IF(AND(OR($W487=\"c\",$W487=\"d\"),Inventory!$AD243<>\"\"),VLOOKUP(Inventory!$AD243,$K$3:$L$6,2,FALSE),\"a\")))))","v":"a"},{"$f":"IF(OR(AND($X487<>\"e\",$X487<>\"f\"),$AB487=0,Inventory!$AF243=\"\"),\"a\",VLOOKUP(Inventory!$AF243,$N$3:$O$5,2,FALSE))","v":"a"},{"$f":"IF(OR(Inventory!C243=\"New Construction\",Inventory!C243=\"Replace-on-Burnout\",Inventory!C243=\"Early Retirement\"),Inventory!AS243,0)","v":0},"","","","","","","","","","","","",0,"aaaaa0","No","No",{"$f":"IF($W487=\"a\",0,IF($W487=\"b\",Inventory!$M243,Inventory!$AG243))","v":0},{"$f":"IF(OR($W487=\"a\",AND($AQ487=\"No\",$AR487=\"No\")),0,IF(AND($W487=\"b\",Inventory!$O243=\"Btu/hr\"),Inventory!$N243,IF(AND($W487=\"b\",Inventory!$O243=\"Tons\"),Inventory!$N243*12000,IF(AND(OR($W487=\"c\",$W487=\"d\"),Inventory!$AI243=\"Btu/hr\"),Inventory!$AH243,IF(AND(OR($W487=\"c\",$W487=\"d\"),Inventory!$AI243=\"Tons\"),Inventory!$AH243*12000,0)))))","v":0},0,0,"EER",0,"kW/ton",{"$f":"IF(OR($W487=\"a\",$AR487=\"No\"),0,IF(AND($W487=\"b\",Inventory!$Q243=\"Btu/hr\"),Inventory!$P243,IF(AND($W487=\"b\",Inventory!$Q243=\"Tons\"),Inventory!$P243*12000,IF(AND(OR($W487=\"c\",$W487=\"d\"),Inventory!$AK243=\"Btu/hr\"),Inventory!$AJ243,IF(AND(OR($W487=\"c\",$W487=\"d\"),Inventory!$AK243=\"Tons\"),Inventory!$AJ243*12000,0)))))","v":0},0,0,"COP","No",{"$f":"IF(OR(Inventory!$J243=\"\",$BD487=\"No\"),\"-\",Inventory!$J243)","v":"-"},{"$f":"IFERROR(VLOOKUP($BE487,'Early Retirement'!$B$6:$C$32,2,FALSE),\"-\")","v":"-"},{"$f":"IF(OR($W487<>\"b\",AND($X487<>\"b\",$X487<>\"c\")),\"n\",IF(AND($AO487<>1,$AO487<>2,$AO487<>7,$AO487<>8),\"n\",IF(Inventory!$K243=\"Split\",\"s\",IF(Inventory!$K243=\"Packaged\",\"p\",\"n\"))))","v":"n"},{"$f":"IF(AND($X487<>\"i\",$X487<>\"j\"),\"n\",IF(Inventory!$L243=\"Centrifugal\",\"c\",\"n\"))","v":"n"},"-","-",{"$f":"IFERROR(INDEX('Early Retirement'!$C$4:$AC$32,$BF487,$BJ487),0)","v":0},{"$f":"IFERROR(HLOOKUP($BJ487,'Early Retirement'!$D$4:$AC$5,2,FALSE),0)","v":0},{"$f":"IFERROR(INDEX('Early Retirement'!$AE$4:$BE$32,$BF487,$BJ487),0)","v":0},{"$f":"IFERROR(HLOOKUP($BJ487,'Early Retirement'!$AF$4:$BE$5,2,FALSE),0)","v":0},0,0,"kW/ton",{"$f":"IFERROR(INDEX('Early Retirement'!$BG$4:$CG$32,$BF487,$BJ487),0)","v":0},{"$f":"IFERROR(HLOOKUP($BJ487,'Early Retirement'!$BH$4:$CH$5,2,FALSE),0)","v":0},0,"COP","Yes",0,0,"kW/ton",0,"COP",0,0,"kW/ton",0,"COP"]
[null,null,null,null,null,null,null,null,null,null,null,null,null,null,null,null,null,null,null,null,null,235,{"$f":"IF(Inventory!$C244=\"\",\"a\",VLOOKUP(Inventory!$C244,$B$8:$C$11,2,FALSE))","v":"a"},{"$f":"IF(AND($W488=\"b\",Inventory!$I244=\"\"),\"a\",IF(AND($W488=\"b\",Inventory!$I244<>\"\"),VLOOKUP(Inventory!$I244,$E$3:$F$12,2,FALSE),IF(AND(OR($W488=\"c\",$W488=\"d\"),Inventory!$AB244=\"\"),\"a\",IF(AND(OR($W488=\"c\",$W488=\"d\"),Inventory!$AB244<>\"\"),VLOOKUP(Inventory!$AB244,$E$3:$F$12,2,FALSE),\"a\"))))","v":"a"},{"$f":"IF(OR(AND($X488<>\"b\",$X488<>\"c\"),$AB488=0,$AB488>=(65000/12000),Inventory!$AC244=\"\"),\"a\",VLOOKUP(Inventory!$AC244,$H$3:$I$5,2,FALSE))","v":"a"},{"$f":"IF(AND($X488<>\"i\",$X488<>\"j\"),\"a\",IF(AND($W488=\"b\",Inventory!$L244=\"\"),\"a\",IF(AND($W488=\"b\",Inventory!$L244<>\"\"),VLOOKUP(Inventory!$L244,$K$3:$L$6,2,FALSE),IF(AND(OR($W488=\"c\",$W488=\"d\"),Inventory!$AD244=\"\"),\"a\",IF(AND(OR($W488=\"c\",$W488=\"d\"),Inventory!$AD244<>\"\"),VLOOKUP(Inventory!$AD244,$K$3:$L$6,2,FALSE),\"a\")))))","v":"a"},{"$f":"IF(OR(AND($X488<>\"e\",$X488<>\"f\"),$AB488=0,Inventory!$AF244=\"\"),\"a\",VLOOKUP(Inventory!$AF244,$N$3:$O$5,2,FALSE))","v":"a"},{"$f":"IF(OR(Inventory!C244=\"New Construction\",Inventory!C244=\"Replace-on-Burnout\",Inventory!C244=\"Early Retirement\"),Inventory!AS244,0)","v":0},"","","","","","","","","","","","",0,"aaaaa0","No","No",{"$f":"IF($W488=\"a\",0,IF($W488=\"b\",Inventory!$M244,Inventory!$AG244))","v":0},{"$f":"IF(OR($W488=\"a\",AND($AQ488=\"No\",$AR488=\"No\")),0,IF(AND($W488=\"b\",Inventory!$O244=\"Btu/hr\"),Inventory!$N244,IF(AND($W488=\"b\",Inventory!$O244=\"Tons\"),Inventory!$N244*12000,IF(AND(OR($W488=\"c\",$W488=\"d\"),Inventory!$AI244=\"Btu/hr\"),Inventory!$AH244,IF(AND(OR($W488=\"c\",$W488=\"d\"),Inventory!$AI244=\"Tons\"),Inventory!$AH244*12000,0)))))","v":0},0,0,"EER",0,"kW/ton",{"$f":"IF(OR($W488=\"a\",$AR488=\"No\"),0,IF(AND($W488=\"b\",Inventory!$Q244=\"Btu/hr\"),Inventory!$P244,IF(AND($W488=\"b\",Inventory!$Q244=\"Tons\"),Inventory!$P244*12000,IF(AND(OR($W488=\"c\",$W488=\"d\"),Inventory!$AK244=\"Btu/hr\"),Inventory!$AJ244,IF(AND(OR($W488=\"c\",$W488=\"d\"),Inventory!$AK244=\"Tons\"),Inventory!$AJ244*12000,0)))))","v":0},0,0,"COP","No",{"$f":"IF(OR(Inventory!$J244=\"\",$BD488=\"No\"),\"-\",Inventory!$J244)","v":"-"},{"$f":"IFERROR(VLOOKUP($BE488,'Early Retirement'!$B$6:$C$32,2,FALSE),\"-\")","v":"-"},{"$f":"IF(OR($W488<>\"b\",AND($X488<>\"b\",$X488<>\"c\")),\"n\",IF(AND($AO488<>1,$AO488<>2,$AO488<>7,$AO488<>8),\"n\",IF(Inventory!$K244=\"Split\",\"s\",IF(Inventory!$K244=\"Packaged\",\"p\",\"n\"))))","v":"n"},{"$f":"IF(AND($X488<>\"i\",$X488<>\"j\"),\"n\",IF(Inventory!$L244=\"Centrifugal\",\"c\",\"n\"))","v":"n"},"-","-",{"$f":"IFERROR(INDEX('Early Retirement'!$C$4:$AC$32,$BF488,$BJ488),0)","v":0},{"$f":"IFERROR(HLOOKUP($BJ488,'Early Retirement'!$D$4:$AC$5,2,FALSE),0)","v":0},{"$f":"IFERROR(INDEX('Early Retirement'!$AE$4:$BE$32,$BF488,$BJ488),0)","v":0},{"$f":"IFERROR(HLOOKUP($BJ488,'Early Retirement'!$AF$4:$BE$5,2,FALSE),0)","v":0},0,0,"kW/ton",{"$f":"IFERROR(INDEX('Early Retirement'!$BG$4:$CG$32,$BF488,$BJ488),0)","v":0},{"$f":"IFERROR(HLOOKUP($BJ488,'Early Retirement'!$BH$4:$CH$5,2,FALSE),0)","v":0},0,"COP","Yes",0,0,"kW/ton",0,"COP",0,0,"kW/ton",0,"COP"]
[null,null,null,null,null,null,null,null,null,null,null,null,null,null,null,null,null,null,null,null,null,236,{"$f":"IF(Inventory!$C245=\"\",\"a\",VLOOKUP(Inventory!$C245,$B$8:$C$11,2,FALSE))","v":"a"},{"$f":"IF(AND($W489=\"b\",Inventory!$I245=\"\"),\"a\",IF(AND($W489=\"b\",Inventory!$I245<>\"\"),VLOOKUP(Inventory!$I245,$E$3:$F$12,2,FALSE),IF(AND(OR($W489=\"c\",$W489=\"d\"),Inventory!$AB245=\"\"),\"a\",IF(AND(OR($W489=\"c\",$W489=\"d\"),Inventory!$AB245<>\"\"),VLOOKUP(Inventory!$AB245,$E$3:$F$12,2,FALSE),\"a\"))))","v":"a"},{"$f":"IF(OR(AND($X489<>\"b\",$X489<>\"c\"),$AB489=0,$AB489>=(65000/12000),Inventory!$AC245=\"\"),\"a\",VLOOKUP(Inventory!$AC245,$H$3:$I$5,2,FALSE))","v":"a"},{"$f":"IF(AND($X489<>\"i\",$X489<>\"j\"),\"a\",IF(AND($W489=\"b\",Inventory!$L245=\"\"),\"a\",IF(AND($W489=\"b\",Inventory!$L245<>\"\"),VLOOKUP(Inventory!$L245,$K$3:$L$6,2,FALSE),IF(AND(OR($W489=\"c\",$W489=\"d\"),Inventory!$AD245=\"\"),\"a\",IF(AND(OR($W489=\"c\",$W489=\"d\"),Inventory!$AD245<>\"\"),VLOOKUP(Inventory!$AD245,$K$3:$L$6,2,FALSE),\"a\")))))","v":"a"},{"$f":"IF(OR(AND($X489<>\"e\",$X489<>\"f\"),$AB489=0,Inventory!$AF245=\"\"),\"a\",VLOOKUP(Inventory!$AF245,$N$3:$O$5,2,FALSE))","v":"a"},{"$f":"IF(OR(Inventory!C245=\"New Construction\",Inventory!C245=\"Replace-on-Burnout\",Inventory!C245=\"Early Retirement\"),Inventory!AS245,0)","v":0},"","","","","","","","","","","","",0,"aaaaa0","No","No",{"$f":"IF($W489=\"a\",0,IF($W489=\"b\",Inventory!$M245,Inventory!$AG245))","v":0},{"$f":"IF(OR($W489=\"a\",AND($AQ489=\"No\",$AR489=\"No\")),0,IF(AND($W489=\"b\",Inventory!$O245=\"Btu/hr\"),Inventory!$N245,IF(AND($W489=\"b\",Inventory!$O245=\"Tons\"),Inventory!$N245*12000,IF(AND(OR($W489=\"c\",$W489=\"d\"),Inventory!$AI245=\"Btu/hr\"),Inventory!$AH245,IF(AND(OR($W489=\"c\",$W489=\"d\"),Inventory!$AI245=\"Tons\"),Inventory!$AH245*12000,0)))))","v":0},0,0,"EER",0,"kW/ton",{"$f":"IF(OR($W489=\"a\",$AR489=\"No\"),0,IF(AND($W489=\"b\",Inventory!$Q245=\"Btu/hr\"),Inventory!$P245,IF(AND($W489=\"b\",Inventory!$Q245=\"Tons\"),Inventory!$P245*12000,IF(AND(OR($W489=\"c\",$W489=\"d\"),Inventory!$AK245=\"Btu/hr\"),Inventory!$AJ245,IF(AND(OR($W489=\"c\",$W489=\"d\"),Inventory!$AK245=\"Tons\"),Inventory!$AJ245*12000,0)))))","v":0},0,0,"COP","No",{"$f":"IF(OR(Inventory!$J245=\"\",$BD489=\"No\"),\"-\",Inventory!$J245)","v":"-"},{"$f":"IFERROR(VLOOKUP($BE489,'Early Retirement'!$B$6:$C$32,2,FALSE),\"-\")","v":"-"},{"$f":"IF(OR($W489<>\"b\",AND($X489<>\"b\",$X489<>\"c\")),\"n\",IF(AND($AO489<>1,$AO489<>2,$AO489<>7,$AO489<>8),\"n\",IF(Inventory!$K245=\"Split\",\"s\",IF(Inventory!$K245=\"Packaged\",\"p\",\"n\"))))","v":"n"},{"$f":"IF(AND($X489<>\"i\",$X489<>\"j\"),\"n\",IF(Inventory!$L245=\"Centrifugal\",\"c\",\"n\"))","v":"n"},"-","-",{"$f":"IFERROR(INDEX('Early Retirement'!$C$4:$AC$32,$BF489,$BJ489),0)","v":0},{"$f":"IFERROR(HLOOKUP($BJ489,'Early Retirement'!$D$4:$AC$5,2,FALSE),0)","v":0},{"$f":"IFERROR(INDEX('Early Retirement'!$AE$4:$BE$32,$BF489,$BJ489),0)","v":0},{"$f":"IFERROR(HLOOKUP($BJ489,'Early Retirement'!$AF$4:$BE$5,2,FALSE),0)","v":0},0,0,"kW/ton",{"$f":"IFERROR(INDEX('Early Retirement'!$BG$4:$CG$32,$BF489,$BJ489),0)","v":0},{"$f":"IFERROR(HLOOKUP($BJ489,'Early Retirement'!$BH$4:$CH$5,2,FALSE),0)","v":0},0,"COP","Yes",0,0,"kW/ton",0,"COP",0,0,"kW/ton",0,"COP"]
[null,null,null,null,null,null,null,null,null,null,null,null,null,null,null,null,null,null,null,null,null,237,{"$f":"IF(Inventory!$C246=\"\",\"a\",VLOOKUP(Inventory!$C246,$B$8:$C$11,2,FALSE))","v":"a"},{"$f":"IF(AND($W490=\"b\",Inventory!$I246=\"\"),\"a\",IF(AND($W490=\"b\",Inventory!$I246<>\"\"),VLOOKUP(Inventory!$I246,$E$3:$F$12,2,FALSE),IF(AND(OR($W490=\"c\",$W490=\"d\"),Inventory!$AB246=\"\"),\"a\",IF(AND(OR($W490=\"c\",$W490=\"d\"),Inventory!$AB246<>\"\"),VLOOKUP(Inventory!$AB246,$E$3:$F$12,2,FALSE),\"a\"))))","v":"a"},{"$f":"IF(OR(AND($X490<>\"b\",$X490<>\"c\"),$AB490=0,$AB490>=(65000/12000),Inventory!$AC246=\"\"),\"a\",VLOOKUP(Inventory!$AC246,$H$3:$I$5,2,FALSE))","v":"a"},{"$f":"IF(AND($X490<>\"i\",$X490<>\"j\"),\"a\",IF(AND($W490=\"b\",Inventory!$L246=\"\"),\"a\",IF(AND($W490=\"b\",Inventory!$L246<>\"\"),VLOOKUP(Inventory!$L246,$K$3:$L$6,2,FALSE),IF(AND(OR($W490=\"c\",$W490=\"d\"),Inventory!$AD246=\"\"),\"a\",IF(AND(OR($W490=\"c\",$W490=\"d\"),Inventory!$AD246<>\"\"),VLOOKUP(Inventory!$AD246,$K$3:$L$6,2,FALSE),\"a\")))))","v":"a"},{"$f":"IF(OR(AND($X490<>\"e\",$X490<>\"f\"),$AB490=0,Inventory!$AF246=\"\"),\"a\",VLOOKUP(Inventory!$AF246,$N$3:$O$5,2,FALSE))","v":"a"},{"$f":"IF(OR(Inventory!C246=\"New Construction\",Inventory!C246=\"Replace-on-Burnout\",Inventory!C246=\"Early Retirement\"),Inventory!AS246,0)","v":0},"","","","","","","","","","","","",0,"aaaaa0","No","No",{"$f":"IF($W490=\"a\",0,IF($W490=\"b\",Inventory!$M246,Inventory!$AG246))","v":0},{"$f":"IF(OR($W490=\"a\",AND($AQ490=\"No\",$AR490=\"No\")),0,IF(AND($W490=\"b\",Inventory!$O246=\"Btu/hr\"),Inventory!$N246,IF(AND($W490=\"b\",Inventory!$O246=\"Tons\"),Inventory!$N246*12000,IF(AND(OR($W490=\"c\",$W490=\"d\"),Inventory!$AI246=\"Btu/hr\"),Inventory!$AH246,IF(AND(OR($W490=\"c\",$W490=\"d\"),Inventory!$AI246=\"Tons\"),Inventory!$AH246*12000,0)))))","v":0},0,0,"EER",0,"kW/ton",{"$f":"IF(OR($W490=\"a\",$AR490=\"No\"),0,IF(AND($W490=\"b\",Inventory!$Q246=\"Btu/hr\"),Inventory!$P246,IF(AND($W490=\"b\",Inventory!$Q246=\"Tons\"),Inventory!$P246*12000,IF(AND(OR($W490=\"c\",$W490=\"d\"),Inventory!$AK246=\"Btu/hr\"),Inventory!$AJ246,IF(AND(OR($W490=\"c\",$W490=\"d\"),Inventory!$AK246=\"Tons\"),Inventory!$AJ246*12000,0)))))","v":0},0,0,"COP","No",{"$f":"IF(OR(Inventory!$J246=\"\",$BD490=\"No\"),\"-\",Inventory!$J246)","v":"-"},{"$f":"IFERROR(VLOOKUP($BE490,'Early Retirement'!$B$6:$C$32,2,FALSE),\"-\")","v":"-"},{"$f":"IF(OR($W490<>\"b\",AND($X490<>\"b\",$X490<>\"c\")),\"n\",IF(AND($AO490<>1,$AO490<>2,$AO490<>7,$AO490<>8),\"n\",IF(Inventory!$K246=\"Split\",\"s\",IF(Inventory!$K246=\"Packaged\",\"p\",\"n\"))))","v":"n"},{"$f":"IF(AND($X490<>\"i\",$X490<>\"j\"),\"n\",IF(Inventory!$L246=\"Centrifugal\",\"c\",\"n\"))","v":"n"},"-","-",{"$f":"IFERROR(INDEX('Early Retirement'!$C$4:$AC$32,$BF490,$BJ490),0)","v":0},{"$f":"IFERROR(HLOOKUP($BJ490,'Early Retirement'!$D$4:$AC$5,2,FALSE),0)","v":0},{"$f":"IFERROR(INDEX('Early Retirement'!$AE$4:$BE$32,$BF490,$BJ490),0)","v":0},{"$f":"IFERROR(HLOOKUP($BJ490,'Early Retirement'!$AF$4:$BE$5,2,FALSE),0)","v":0},0,0,"kW/ton",{"$f":"IFERROR(INDEX('Early Retirement'!$BG$4:$CG$32,$BF490,$BJ490),0)","v":0},{"$f":"IFERROR(HLOOKUP($BJ490,'Early Retirement'!$BH$4:$CH$5,2,FALSE),0)","v":0},0,"COP","Yes",0,0,"kW/ton",0,"COP",0,0,"kW/ton",0,"COP"]
[null,null,null,null,null,null,null,null,null,null,null,null,null,null,null,null,null,null,null,null,null,238,{"$f":"IF(Inventory!$C247=\"\",\"a\",VLOOKUP(Inventory!$C247,$B$8:$C$11,2,FALSE))","v":"a"},{"$f":"IF(AND($W491=\"b\",Inventory!$I247=\"\"),\"a\",IF(AND($W491=\"b\",Inventory!$I247<>\"\"),VLOOKUP(Inventory!$I247,$E$3:$F$12,2,FALSE),IF(AND(OR($W491=\"c\",$W491=\"d\"),Inventory!$AB247=\"\"),\"a\",IF(AND(OR($W491=\"c\",$W491=\"d\"),Inventory!$AB247<>\"\"),VLOOKUP(Inventory!$AB247,$E$3:$F$12,2,FALSE),\"a\"))))","v":"a"},{"$f":"IF(OR(AND($X491<>\"b\",$X491<>\"c\"),$AB491=0,$AB491>=(65000/12000),Inventory!$AC247=\"\"),\"a\",VLOOKUP(Inventory!$AC247,$H$3:$I$5,2,FALSE))","v":"a"},{"$f":"IF(AND($X491<>\"i\",$X491<>\"j\"),\"a\",IF(AND($W491=\"b\",Inventory!$L247=\"\"),\"a\",IF(AND($W491=\"b\",Inventory!$L247<>\"\"),VLOOKUP(Inventory!$L247,$K$3:$L$6,2,FALSE),IF(AND(OR($W491=\"c\",$W491=\"d\"),Inventory!$AD247=\"\"),\"a\",IF(AND(OR($W491=\"c\",$W491=\"d\"),Inventory!$AD247<>\"\"),VLOOKUP(Inventory!$AD247,$K$3:$L$6,2,FALSE),\"a\")))))","v":"a"},{"$f":"IF(OR(AND($X491<>\"e\",$X491<>\"f\"),$AB491=0,Inventory!$AF247=\"\"),\"a\",VLOOKUP(Inventory!$AF247,$N$3:$O$5,2,FALSE))","v":"a"},{"$f":"IF(OR(Inventory!C247=\"New Construction\",Inventory!C247=\"Replace-on-Burnout\",Inventory!C247=\"Early Retirement\"),Inventory!AS247,0)","v":0},"","","","","","","","","","","","",0,"aaaaa0","No","No",{"$f":"IF($W491=\"a\",0,IF($W491=\"b\",Inventory!$M247,Inventory!$AG247))","v":0},{"$f":"IF(OR($W491=\"a\",AND($AQ491=\"No\",$AR491=\"No\")),0,IF(AND($W491=\"b\",Inventory!$O247=\"Btu/hr\"),Inventory!$N247,IF(AND($W491=\"b\",Inventory!$O247=\"Tons\"),Inventory!$N247*12000,IF(AND(OR($W491=\"c\",$W491=\"d\"),Inventory!$AI247=\"Btu/hr\"),Inventory!$AH247,IF(AND(OR($W491=\"c\",$W491=\"d\"),Inventory!$AI247=\"Tons\"),Inventory!$AH247*12000,0)))))","v":0},0,0,"EER",0,"kW/ton",{"$f":"IF(OR($W491=\"a\",$AR491=\"No\"),0,IF(AND($W491=\"b\",Inventory!$Q247=\"Btu/hr\"),Inventory!$P247,IF(AND($W491=\"b\",Inventory!$Q247=\"Tons\"),Inventory!$P247*12000,IF(AND(OR($W491=\"c\",$W491=\"d\"),Inventory!$AK247=\"Btu/hr\"),Inventory!$AJ247,IF(AND(OR($W491=\"c\",$W491=\"d\"),Inventory!$AK247=\"Tons\"),Inventory!$AJ247*12000,0)))))","v":0},0,0,"COP","No",{"$f":"IF(OR(Inventory!$J247=\"\",$BD491=\"No\"),\"-\",Inventory!$J247)","v":"-"},{"$f":"IFERROR(VLOOKUP($BE491,'Early Retirement'!$B$6:$C$32,2,FALSE),\"-\")","v":"-"},{"$f":"IF(OR($W491<>\"b\",AND($X491<>\"b\",$X491<>\"c\")),\"n\",IF(AND($AO491<>1,$AO491<>2,$AO491<>7,$AO491<>8),\"n\",IF(Inventory!$K247=\"Split\",\"s\",IF(Inventory!$K247=\"Packaged\",\"p\",\"n\"))))","v":"n"},{"$f":"IF(AND($X491<>\"i\",$X491<>\"j\"),\"n\",IF(Inventory!$L247=\"Centrifugal\",\"c\",\"n\"))","v":"n"},"-","-",{"$f":"IFERROR(INDEX('Early Retirement'!$C$4:$AC$32,$BF491,$BJ491),0)","v":0},{"$f":"IFERROR(HLOOKUP($BJ491,'Early Retirement'!$D$4:$AC$5,2,FALSE),0)","v":0},{"$f":"IFERROR(INDEX('Early Retirement'!$AE$4:$BE$32,$BF491,$BJ491),0)","v":0},{"$f":"IFERROR(HLOOKUP($BJ491,'Early Retirement'!$AF$4:$BE$5,2,FALSE),0)","v":0},0,0,"kW/ton",{"$f":"IFERROR(INDEX('Early Retirement'!$BG$4:$CG$32,$BF491,$BJ491),0)","v":0},{"$f":"IFERROR(HLOOKUP($BJ491,'Early Retirement'!$BH$4:$CH$5,2,FALSE),0)","v":0},0,"COP","Yes",0,0,"kW/ton",0,"COP",0,0,"kW/ton",0,"COP"]
[null,null,null,null,null,null,null,null,null,null,null,null,null,null,null,null,null,null,null,null,null,239,{"$f":"IF(Inventory!$C248=\"\",\"a\",VLOOKUP(Inventory!$C248,$B$8:$C$11,2,FALSE))","v":"a"},{"$f":"IF(AND($W492=\"b\",Inventory!$I248=\"\"),\"a\",IF(AND($W492=\"b\",Inventory!$I248<>\"\"),VLOOKUP(Inventory!$I248,$E$3:$F$12,2,FALSE),IF(AND(OR($W492=\"c\",$W492=\"d\"),Inventory!$AB248=\"\"),\"a\",IF(AND(OR($W492=\"c\",$W492=\"d\"),Inventory!$AB248<>\"\"),VLOOKUP(Inventory!$AB248,$E$3:$F$12,2,FALSE),\"a\"))))","v":"a"},{"$f":"IF(OR(AND($X492<>\"b\",$X492<>\"c\"),$AB492=0,$AB492>=(65000/12000),Inventory!$AC248=\"\"),\"a\",VLOOKUP(Inventory!$AC248,$H$3:$I$5,2,FALSE))","v":"a"},{"$f":"IF(AND($X492<>\"i\",$X492<>\"j\"),\"a\",IF(AND($W492=\"b\",Inventory!$L248=\"\"),\"a\",IF(AND($W492=\"b\",Inventory!$L248<>\"\"),VLOOKUP(Inventory!$L248,$K$3:$L$6,2,FALSE),IF(AND(OR($W492=\"c\",$W492=\"d\"),Inventory!$AD248=\"\"),\"a\",IF(AND(OR($W492=\"c\",$W492=\"d\"),Inventory!$AD248<>\"\"),VLOOKUP(Inventory!$AD248,$K$3:$L$6,2,FALSE),\"a\")))))","v":"a"},{"$f":"IF(OR(AND($X492<>\"e\",$X492<>\"f\"),$AB492=0,Inventory!$AF248=\"\"),\"a\",VLOOKUP(Inventory!$AF248,$N$3:$O$5,2,FALSE))","v":"a"},{"$f":"IF(OR(Inventory!C248=\"New Construction\",Inventory!C248=\"Replace-on-Burnout\",Inventory!C248=\"Early Retirement\"),Inventory!AS248,0)","v":0},"","","","","","","","","","","","",0,"aaaaa0","No","No",{"$f":"IF($W492=\"a\",0,IF($W492=\"b\",Inventory!$M248,Inventory!$AG248))","v":0},{"$f":"IF(OR($W492=\"a\",AND($AQ492=\"No\",$AR492=\"No\")),0,IF(AND($W492=\"b\",Inventory!$O248=\"Btu/hr\"),Inventory!$N248,IF(AND($W492=\"b\",Inventory!$O248=\"Tons\"),Inventory!$N248*12000,IF(AND(OR($W492=\"c\",$W492=\"d\"),Inventory!$AI248=\"Btu/hr\"),Inventory!$AH248,IF(AND(OR($W492=\"c\",$W492=\"d\"),Inventory!$AI248=\"Tons\"),Inventory!$AH248*12000,0)))))","v":0},0,0,"EER",0,"kW/ton",{"$f":"IF(OR($W492=\"a\",$AR492=\"No\"),0,IF(AND($W492=\"b\",Inventory!$Q248=\"Btu/hr\"),Inventory!$P248,IF(AND($W492=\"b\",Inventory!$Q248=\"Tons\"),Inventory!$P248*12000,IF(AND(OR($W492=\"c\",$W492=\"d\"),Inventory!$AK248=\"Btu/hr\"),Inventory!$AJ248,IF(AND(OR($W492=\"c\",$W492=\"d\"),Inventory!$AK248=\"Tons\"),Inventory!$AJ248*12000,0)))))","v":0},0,0,"COP","No",{"$f":"IF(OR(Inventory!$J248=\"\",$BD492=\"No\"),\"-\",Inventory!$J248)","v":"-"},{"$f":"IFERROR(VLOOKUP($BE492,'Early Retirement'!$B$6:$C$32,2,FALSE),\"-\")","v":"-"},{"$f":"IF(OR($W492<>\"b\",AND($X492<>\"b\",$X492<>\"c\")),\"n\",IF(AND($AO492<>1,$AO492<>2,$AO492<>7,$AO492<>8),\"n\",IF(Inventory!$K248=\"Split\",\"s\",IF(Inventory!$K248=\"Packaged\",\"p\",\"n\"))))","v":"n"},{"$f":"IF(AND($X492<>\"i\",$X492<>\"j\"),\"n\",IF(Inventory!$L248=\"Centrifugal\",\"c\",\"n\"))","v":"n"},"-","-",{"$f":"IFERROR(INDEX('Early Retirement'!$C$4:$AC$32,$BF492,$BJ492),0)","v":0},{"$f":"IFERROR(HLOOKUP($BJ492,'Early Retirement'!$D$4:$AC$5,2,FALSE),0)","v":0},{"$f":"IFERROR(INDEX('Early Retirement'!$AE$4:$BE$32,$BF492,$BJ492),0)","v":0},{"$f":"IFERROR(HLOOKUP($BJ492,'Early Retirement'!$AF$4:$BE$5,2,FALSE),0)","v":0},0,0,"kW/ton",{"$f":"IFERROR(INDEX('Early Retirement'!$BG$4:$CG$32,$BF492,$BJ492),0)","v":0},{"$f":"IFERROR(HLOOKUP($BJ492,'Early Retirement'!$BH$4:$CH$5,2,FALSE),0)","v":0},0,"COP","Yes",0,0,"kW/ton",0,"COP",0,0,"kW/ton",0,"COP"]
[null,null,null,null,null,null,null,null,null,null,null,null,null,null,null,null,null,null,null,null,null,240,{"$f":"IF(Inventory!$C249=\"\",\"a\",VLOOKUP(Inventory!$C249,$B$8:$C$11,2,FALSE))","v":"a"},{"$f":"IF(AND($W493=\"b\",Inventory!$I249=\"\"),\"a\",IF(AND($W493=\"b\",Inventory!$I249<>\"\"),VLOOKUP(Inventory!$I249,$E$3:$F$12,2,FALSE),IF(AND(OR($W493=\"c\",$W493=\"d\"),Inventory!$AB249=\"\"),\"a\",IF(AND(OR($W493=\"c\",$W493=\"d\"),Inventory!$AB249<>\"\"),VLOOKUP(Inventory!$AB249,$E$3:$F$12,2,FALSE),\"a\"))))","v":"a"},{"$f":"IF(OR(AND($X493<>\"b\",$X493<>\"c\"),$AB493=0,$AB493>=(65000/12000),Inventory!$AC249=\"\"),\"a\",VLOOKUP(Inventory!$AC249,$H$3:$I$5,2,FALSE))","v":"a"},{"$f":"IF(AND($X493<>\"i\",$X493<>\"j\"),\"a\",IF(AND($W493=\"b\",Inventory!$L249=\"\"),\"a\",IF(AND($W493=\"b\",Inventory!$L249<>\"\"),VLOOKUP(Inventory!$L249,$K$3:$L$6,2,FALSE),IF(AND(OR($W493=\"c\",$W493=\"d\"),Inventory!$AD249=\"\"),\"a\",IF(AND(OR($W493=\"c\",$W493=\"d\"),Inventory!$AD249<>\"\"),VLOOKUP(Inventory!$AD249,$K$3:$L$6,2,FALSE),\"a\")))))","v":"a"},{"$f":"IF(OR(AND($X493<>\"e\",$X493<>\"f\"),$AB493=0,Inventory!$AF249=\"\"),\"a\",VLOOKUP(Inventory!$AF249,$N$3:$O$5,2,FALSE))","v":"a"},{"$f":"IF(OR(Inventory!C249=\"New Construction\",Inventory!C249=\"Replace-on-Burnout\",Inventory!C249=\"Early Retirement\"),Inventory!AS249,0)","v":0},"","","","","","","","","","","","",0,"aaaaa0","No","No",{"$f":"IF($W493=\"a\",0,IF($W493=\"b\",Inventory!$M249,Inventory!$AG249))","v":0},{"$f":"IF(OR($W493=\"a\",AND($AQ493=\"No\",$AR493=\"No\")),0,IF(AND($W493=\"b\",Inventory!$O249=\"Btu/hr\"),Inventory!$N249,IF(AND($W493=\"b\",Inventory!$O249=\"Tons\"),Inventory!$N249*12000,IF(AND(OR($W493=\"c\",$W493=\"d\"),Inventory!$AI249=\"Btu/hr\"),Inventory!$AH249,IF(AND(OR($W493=\"c\",$W493=\"d\"),Inventory!$AI249=\"Tons\"),Inventory!$AH249*12000,0)))))","v":0},0,0,"EER",0,"kW/ton",{"$f":"IF(OR($W493=\"a\",$AR493=\"No\"),0,IF(AND($W493=\"b\",Inventory!$Q249=\"Btu/hr\"),Inventory!$P249,IF(AND($W493=\"b\",Inventory!$Q249=\"Tons\"),Inventory!$P249*12000,IF(AND(OR($W493=\"c\",$W493=\"d\"),Inventory!$AK249=\"Btu/hr\"),Inventory!$AJ249,IF(AND(OR($W493=\"c\",$W493=\"d\"),Inventory!$AK249=\"Tons\"),Inventory!$AJ249*12000,0)))))","v":0},0,0,"COP","No",{"$f":"IF(OR(Inventory!$J249=\"\",$BD493=\"No\"),\"-\",Inventory!$J249)","v":"-"},{"$f":"IFERROR(VLOOKUP($BE493,'Early Retirement'!$B$6:$C$32,2,FALSE),\"-\")","v":"-"},{"$f":"IF(OR($W493<>\"b\",AND($X493<>\"b\",$X493<>\"c\")),\"n\",IF(AND($AO493<>1,$AO493<>2,$AO493<>7,$AO493<>8),\"n\",IF(Inventory!$K249=\"Split\",\"s\",IF(Inventory!$K249=\"Packaged\",\"p\",\"n\"))))","v":"n"},{"$f":"IF(AND($X493<>\"i\",$X493<>\"j\"),\"n\",IF(Inventory!$L249=\"Centrifugal\",\"c\",\"n\"))","v":"n"},"-","-",{"$f":"IFERROR(INDEX('Early Retirement'!$C$4:$AC$32,$BF493,$BJ493),0)","v":0},{"$f":"IFERROR(HLOOKUP($BJ493,'Early Retirement'!$D$4:$AC$5,2,FALSE),0)","v":0},{"$f":"IFERROR(INDEX('Early Retirement'!$AE$4:$BE$32,$BF493,$BJ493),0)","v":0},{"$f":"IFERROR(HLOOKUP($BJ493,'Early Retirement'!$AF$4:$BE$5,2,FALSE),0)","v":0},0,0,"kW/ton",{"$f":"IFERROR(INDEX('Early Retirement'!$BG$4:$CG$32,$BF493,$BJ493),0)","v":0},{"$f":"IFERROR(HLOOKUP($BJ493,'Early Retirement'!$BH$4:$CH$5,2,FALSE),0)","v":0},0,"COP","Yes",0,0,"kW/ton",0,"COP",0,0,"kW/ton",0,"COP"]
[null,null,null,null,null,null,null,null,null,null,null,null,null,null,null,null,null,null,null,null,null,241,{"$f":"IF(Inventory!$C250=\"\",\"a\",VLOOKUP(Inventory!$C250,$B$8:$C$11,2,FALSE))","v":"a"},{"$f":"IF(AND($W494=\"b\",Inventory!$I250=\"\"),\"a\",IF(AND($W494=\"b\",Inventory!$I250<>\"\"),VLOOKUP(Inventory!$I250,$E$3:$F$12,2,FALSE),IF(AND(OR($W494=\"c\",$W494=\"d\"),Inventory!$AB250=\"\"),\"a\",IF(AND(OR($W494=\"c\",$W494=\"d\"),Inventory!$AB250<>\"\"),VLOOKUP(Inventory!$AB250,$E$3:$F$12,2,FALSE),\"a\"))))","v":"a"},{"$f":"IF(OR(AND($X494<>\"b\",$X494<>\"c\"),$AB494=0,$AB494>=(65000/12000),Inventory!$AC250=\"\"),\"a\",VLOOKUP(Inventory!$AC250,$H$3:$I$5,2,FALSE))","v":"a"},{"$f":"IF(AND($X494<>\"i\",$X494<>\"j\"),\"a\",IF(AND($W494=\"b\",Inventory!$L250=\"\"),\"a\",IF(AND($W494=\"b\",Inventory!$L250<>\"\"),VLOOKUP(Inventory!$L250,$K$3:$L$6,2,FALSE),IF(AND(OR($W494=\"c\",$W494=\"d\"),Inventory!$AD250=\"\"),\"a\",IF(AND(OR($W494=\"c\",$W494=\"d\"),Inventory!$AD250<>\"\"),VLOOKUP(Inventory!$AD250,$K$3:$L$6,2,FALSE),\"a\")))))","v":"a"},{"$f":"IF(OR(AND($X494<>\"e\",$X494<>\"f\"),$AB494=0,Inventory!$AF250=\"\"),\"a\",VLOOKUP(Inventory!$AF250,$N$3:$O$5,2,FALSE))","v":"a"},{"$f":"IF(OR(Inventory!C250=\"New Construction\",Inventory!C250=\"Replace-on-Burnout\",Inventory!C250=\"Early Retirement\"),Inventory!AS250,0)","v":0},"","","","","","","","","","","","",0,"aaaaa0","No","No",{"$f":"IF($W494=\"a\",0,IF($W494=\"b\",Inventory!$M250,Inventory!$AG250))","v":0},{"$f":"IF(OR($W494=\"a\",AND($AQ494=\"No\",$AR494=\"No\")),0,IF(AND($W494=\"b\",Inventory!$O250=\"Btu/hr\"),Inventory!$N250,IF(AND($W494=\"b\",Inventory!$O250=\"Tons\"),Inventory!$N250*12000,IF(AND(OR($W494=\"c\",$W494=\"d\"),Inventory!$AI250=\"Btu/hr\"),Inventory!$AH250,IF(AND(OR($W494=\"c\",$W494=\"d\"),Inventory!$AI250=\"Tons\"),Inventory!$AH250*12000,0)))))","v":0},0,0,"EER",0,"kW/ton",{"$f":"IF(OR($W494=\"a\",$AR494=\"No\"),0,IF(AND($W494=\"b\",Inventory!$Q250=\"Btu/hr\"),Inventory!$P250,IF(AND($W494=\"b\",Inventory!$Q250=\"Tons\"),Inventory!$P250*12000,IF(AND(OR($W494=\"c\",$W494=\"d\"),Inventory!$AK250=\"Btu/hr\"),Inventory!$AJ250,IF(AND(OR($W494=\"c\",$W494=\"d\"),Inventory!$AK250=\"Tons\"),Inventory!$AJ250*12000,0)))))","v":0},0,0,"COP","No",{"$f":"IF(OR(Inventory!$J250=\"\",$BD494=\"No\"),\"-\",Inventory!$J250)","v":"-"},{"$f":"IFERROR(VLOOKUP($BE494,'Early Retirement'!$B$6:$C$32,2,FALSE),\"-\")","v":"-"},{"$f":"IF(OR($W494<>\"b\",AND($X494<>\"b\",$X494<>\"c\")),\"n\",IF(AND($AO494<>1,$AO494<>2,$AO494<>7,$AO494<>8),\"n\",IF(Inventory!$K250=\"Split\",\"s\",IF(Inventory!$K250=\"Packaged\",\"p\",\"n\"))))","v":"n"},{"$f":"IF(AND($X494<>\"i\",$X494<>\"j\"),\"n\",IF(Inventory!$L250=\"Centrifugal\",\"c\",\"n\"))","v":"n"},"-","-",{"$f":"IFERROR(INDEX('Early Retirement'!$C$4:$AC$32,$BF494,$BJ494),0)","v":0},{"$f":"IFERROR(HLOOKUP($BJ494,'Early Retirement'!$D$4:$AC$5,2,FALSE),0)","v":0},{"$f":"IFERROR(INDEX('Early Retirement'!$AE$4:$BE$32,$BF494,$BJ494),0)","v":0},{"$f":"IFERROR(HLOOKUP($BJ494,'Early Retirement'!$AF$4:$BE$5,2,FALSE),0)","v":0},0,0,"kW/ton",{"$f":"IFERROR(INDEX('Early Retirement'!$BG$4:$CG$32,$BF494,$BJ494),0)","v":0},{"$f":"IFERROR(HLOOKUP($BJ494,'Early Retirement'!$BH$4:$CH$5,2,FALSE),0)","v":0},0,"COP","Yes",0,0,"kW/ton",0,"COP",0,0,"kW/ton",0,"COP"]
[null,null,null,null,null,null,null,null,null,null,null,null,null,null,null,null,null,null,null,null,null,242,{"$f":"IF(Inventory!$C251=\"\",\"a\",VLOOKUP(Inventory!$C251,$B$8:$C$11,2,FALSE))","v":"a"},{"$f":"IF(AND($W495=\"b\",Inventory!$I251=\"\"),\"a\",IF(AND($W495=\"b\",Inventory!$I251<>\"\"),VLOOKUP(Inventory!$I251,$E$3:$F$12,2,FALSE),IF(AND(OR($W495=\"c\",$W495=\"d\"),Inventory!$AB251=\"\"),\"a\",IF(AND(OR($W495=\"c\",$W495=\"d\"),Inventory!$AB251<>\"\"),VLOOKUP(Inventory!$AB251,$E$3:$F$12,2,FALSE),\"a\"))))","v":"a"},{"$f":"IF(OR(AND($X495<>\"b\",$X495<>\"c\"),$AB495=0,$AB495>=(65000/12000),Inventory!$AC251=\"\"),\"a\",VLOOKUP(Inventory!$AC251,$H$3:$I$5,2,FALSE))","v":"a"},{"$f":"IF(AND($X495<>\"i\",$X495<>\"j\"),\"a\",IF(AND($W495=\"b\",Inventory!$L251=\"\"),\"a\",IF(AND($W495=\"b\",Inventory!$L251<>\"\"),VLOOKUP(Inventory!$L251,$K$3:$L$6,2,FALSE),IF(AND(OR($W495=\"c\",$W495=\"d\"),Inventory!$AD251=\"\"),\"a\",IF(AND(OR($W495=\"c\",$W495=\"d\"),Inventory!$AD251<>\"\"),VLOOKUP(Inventory!$AD251,$K$3:$L$6,2,FALSE),\"a\")))))","v":"a"},{"$f":"IF(OR(AND($X495<>\"e\",$X495<>\"f\"),$AB495=0,Inventory!$AF251=\"\"),\"a\",VLOOKUP(Inventory!$AF251,$N$3:$O$5,2,FALSE))","v":"a"},{"$f":"IF(OR(Inventory!C251=\"New Construction\",Inventory!C251=\"Replace-on-Burnout\",Inventory!C251=\"Early Retirement\"),Inventory!AS251,0)","v":0},"","","","","","","","","","","","",0,"aaaaa0","No","No",{"$f":"IF($W495=\"a\",0,IF($W495=\"b\",Inventory!$M251,Inventory!$AG251))","v":0},{"$f":"IF(OR($W495=\"a\",AND($AQ495=\"No\",$AR495=\"No\")),0,IF(AND($W495=\"b\",Inventory!$O251=\"Btu/hr\"),Inventory!$N251,IF(AND($W495=\"b\",Inventory!$O251=\"Tons\"),Inventory!$N251*12000,IF(AND(OR($W495=\"c\",$W495=\"d\"),Inventory!$AI251=\"Btu/hr\"),Inventory!$AH251,IF(AND(OR($W495=\"c\",$W495=\"d\"),Inventory!$AI251=\"Tons\"),Inventory!$AH251*12000,0)))))","v":0},0,0,"EER",0,"kW/ton",{"$f":"IF(OR($W495=\"a\",$AR495=\"No\"),0,IF(AND($W495=\"b\",Inventory!$Q251=\"Btu/hr\"),Inventory!$P251,IF(AND($W495=\"b\",Inventory!$Q251=\"Tons\"),Inventory!$P251*12000,IF(AND(OR($W495=\"c\",$W495=\"d\"),Inventory!$AK251=\"Btu/hr\"),Inventory!$AJ251,IF(AND(OR($W495=\"c\",$W495=\"d\"),Inventory!$AK251=\"Tons\"),Inventory!$AJ251*12000,0)))))","v":0},0,0,"COP","No",{"$f":"IF(OR(Inventory!$J251=\"\",$BD495=\"No\"),\"-\",Inventory!$J251)","v":"-"},{"$f":"IFERROR(VLOOKUP($BE495,'Early Retirement'!$B$6:$C$32,2,FALSE),\"-\")","v":"-"},{"$f":"IF(OR($W495<>\"b\",AND($X495<>\"b\",$X495<>\"c\")),\"n\",IF(AND($AO495<>1,$AO495<>2,$AO495<>7,$AO495<>8),\"n\",IF(Inventory!$K251=\"Split\",\"s\",IF(Inventory!$K251=\"Packaged\",\"p\",\"n\"))))","v":"n"},{"$f":"IF(AND($X495<>\"i\",$X495<>\"j\"),\"n\",IF(Inventory!$L251=\"Centrifugal\",\"c\",\"n\"))","v":"n"},"-","-",{"$f":"IFERROR(INDEX('Early Retirement'!$C$4:$AC$32,$BF495,$BJ495),0)","v":0},{"$f":"IFERROR(HLOOKUP($BJ495,'Early Retirement'!$D$4:$AC$5,2,FALSE),0)","v":0},{"$f":"IFERROR(INDEX('Early Retirement'!$AE$4:$BE$32,$BF495,$BJ495),0)","v":0},{"$f":"IFERROR(HLOOKUP($BJ495,'Early Retirement'!$AF$4:$BE$5,2,FALSE),0)","v":0},0,0,"kW/ton",{"$f":"IFERROR(INDEX('Early Retirement'!$BG$4:$CG$32,$BF495,$BJ495),0)","v":0},{"$f":"IFERROR(HLOOKUP($BJ495,'Early Retirement'!$BH$4:$CH$5,2,FALSE),0)","v":0},0,"COP","Yes",0,0,"kW/ton",0,"COP",0,0,"kW/ton",0,"COP"]
[null,null,null,null,null,null,null,null,null,null,null,null,null,null,null,null,null,null,null,null,null,243,{"$f":"IF(Inventory!$C252=\"\",\"a\",VLOOKUP(Inventory!$C252,$B$8:$C$11,2,FALSE))","v":"a"},{"$f":"IF(AND($W496=\"b\",Inventory!$I252=\"\"),\"a\",IF(AND($W496=\"b\",Inventory!$I252<>\"\"),VLOOKUP(Inventory!$I252,$E$3:$F$12,2,FALSE),IF(AND(OR($W496=\"c\",$W496=\"d\"),Inventory!$AB252=\"\"),\"a\",IF(AND(OR($W496=\"c\",$W496=\"d\"),Inventory!$AB252<>\"\"),VLOOKUP(Inventory!$AB252,$E$3:$F$12,2,FALSE),\"a\"))))","v":"a"},{"$f":"IF(OR(AND($X496<>\"b\",$X496<>\"c\"),$AB496=0,$AB496>=(65000/12000),Inventory!$AC252=\"\"),\"a\",VLOOKUP(Inventory!$AC252,$H$3:$I$5,2,FALSE))","v":"a"},{"$f":"IF(AND($X496<>\"i\",$X496<>\"j\"),\"a\",IF(AND($W496=\"b\",Inventory!$L252=\"\"),\"a\",IF(AND($W496=\"b\",Inventory!$L252<>\"\"),VLOOKUP(Inventory!$L252,$K$3:$L$6,2,FALSE),IF(AND(OR($W496=\"c\",$W496=\"d\"),Inventory!$AD252=\"\"),\"a\",IF(AND(OR($W496=\"c\",$W496=\"d\"),Inventory!$AD252<>\"\"),VLOOKUP(Inventory!$AD252,$K$3:$L$6,2,FALSE),\"a\")))))","v":"a"},{"$f":"IF(OR(AND($X496<>\"e\",$X496<>\"f\"),$AB496=0,Inventory!$AF252=\"\"),\"a\",VLOOKUP(Inventory!$AF252,$N$3:$O$5,2,FALSE))","v":"a"},{"$f":"IF(OR(Inventory!C252=\"New Construction\",Inventory!C252=\"Replace-on-Burnout\",Inventory!C252=\"Early Retirement\"),Inventory!AS252,0)","v":0},"","","","","","","","","","","","",0,"aaaaa0","No","No",{"$f":"IF($W496=\"a\",0,IF($W496=\"b\",Inventory!$M252,Inventory!$AG252))","v":0},{"$f":"IF(OR($W496=\"a\",AND($AQ496=\"No\",$AR496=\"No\")),0,IF(AND($W496=\"b\",Inventory!$O252=\"Btu/hr\"),Inventory!$N252,IF(AND($W496=\"b\",Inventory!$O252=\"Tons\"),Inventory!$N252*12000,IF(AND(OR($W496=\"c\",$W496=\"d\"),Inventory!$AI252=\"Btu/hr\"),Inventory!$AH252,IF(AND(OR($W496=\"c\",$W496=\"d\"),Inventory!$AI252=\"Tons\"),Inventory!$AH252*12000,0)))))","v":0},0,0,"EER",0,"kW/ton",{"$f":"IF(OR($W496=\"a\",$AR496=\"No\"),0,IF(AND($W496=\"b\",Inventory!$Q252=\"Btu/hr\"),Inventory!$P252,IF(AND($W496=\"b\",Inventory!$Q252=\"Tons\"),Inventory!$P252*12000,IF(AND(OR($W496=\"c\",$W496=\"d\"),Inventory!$AK252=\"Btu/hr\"),Inventory!$AJ252,IF(AND(OR($W496=\"c\",$W496=\"d\"),Inventory!$AK252=\"Tons\"),Inventory!$AJ252*12000,0)))))","v":0},0,0,"COP","No",{"$f":"IF(OR(Inventory!$J252=\"\",$BD496=\"No\"),\"-\",Inventory!$J252)","v":"-"},{"$f":"IFERROR(VLOOKUP($BE496,'Early Retirement'!$B$6:$C$32,2,FALSE),\"-\")","v":"-"},{"$f":"IF(OR($W496<>\"b\",AND($X496<>\"b\",$X496<>\"c\")),\"n\",IF(AND($AO496<>1,$AO496<>2,$AO496<>7,$AO496<>8),\"n\",IF(Inventory!$K252=\"Split\",\"s\",IF(Inventory!$K252=\"Packaged\",\"p\",\"n\"))))","v":"n"},{"$f":"IF(AND($X496<>\"i\",$X496<>\"j\"),\"n\",IF(Inventory!$L252=\"Centrifugal\",\"c\",\"n\"))","v":"n"},"-","-",{"$f":"IFERROR(INDEX('Early Retirement'!$C$4:$AC$32,$BF496,$BJ496),0)","v":0},{"$f":"IFERROR(HLOOKUP($BJ496,'Early Retirement'!$D$4:$AC$5,2,FALSE),0)","v":0},{"$f":"IFERROR(INDEX('Early Retirement'!$AE$4:$BE$32,$BF496,$BJ496),0)","v":0},{"$f":"IFERROR(HLOOKUP($BJ496,'Early Retirement'!$AF$4:$BE$5,2,FALSE),0)","v":0},0,0,"kW/ton",{"$f":"IFERROR(INDEX('Early Retirement'!$BG$4:$CG$32,$BF496,$BJ496),0)","v":0},{"$f":"IFERROR(HLOOKUP($BJ496,'Early Retirement'!$BH$4:$CH$5,2,FALSE),0)","v":0},0,"COP","Yes",0,0,"kW/ton",0,"COP",0,0,"kW/ton",0,"COP"]
[null,null,null,null,null,null,null,null,null,null,null,null,null,null,null,null,null,null,null,null,null,244,{"$f":"IF(Inventory!$C253=\"\",\"a\",VLOOKUP(Inventory!$C253,$B$8:$C$11,2,FALSE))","v":"a"},{"$f":"IF(AND($W497=\"b\",Inventory!$I253=\"\"),\"a\",IF(AND($W497=\"b\",Inventory!$I253<>\"\"),VLOOKUP(Inventory!$I253,$E$3:$F$12,2,FALSE),IF(AND(OR($W497=\"c\",$W497=\"d\"),Inventory!$AB253=\"\"),\"a\",IF(AND(OR($W497=\"c\",$W497=\"d\"),Inventory!$AB253<>\"\"),VLOOKUP(Inventory!$AB253,$E$3:$F$12,2,FALSE),\"a\"))))","v":"a"},{"$f":"IF(OR(AND($X497<>\"b\",$X497<>\"c\"),$AB497=0,$AB497>=(65000/12000),Inventory!$AC253=\"\"),\"a\",VLOOKUP(Inventory!$AC253,$H$3:$I$5,2,FALSE))","v":"a"},{"$f":"IF(AND($X497<>\"i\",$X497<>\"j\"),\"a\",IF(AND($W497=\"b\",Inventory!$L253=\"\"),\"a\",IF(AND($W497=\"b\",Inventory!$L253<>\"\"),VLOOKUP(Inventory!$L253,$K$3:$L$6,2,FALSE),IF(AND(OR($W497=\"c\",$W497=\"d\"),Inventory!$AD253=\"\"),\"a\",IF(AND(OR($W497=\"c\",$W497=\"d\"),Inventory!$AD253<>\"\"),VLOOKUP(Inventory!$AD253,$K$3:$L$6,2,FALSE),\"a\")))))","v":"a"},{"$f":"IF(OR(AND($X497<>\"e\",$X497<>\"f\"),$AB497=0,Inventory!$AF253=\"\"),\"a\",VLOOKUP(Inventory!$AF253,$N$3:$O$5,2,FALSE))","v":"a"},{"$f":"IF(OR(Inventory!C253=\"New Construction\",Inventory!C253=\"Replace-on-Burnout\",Inventory!C253=\"Early Retirement\"),Inventory!AS253,0)","v":0},"","","","","","","","","","","","",0,"aaaaa0","No","No",{"$f":"IF($W497=\"a\",0,IF($W497=\"b\",Inventory!$M253,Inventory!$AG253))","v":0},{"$f":"IF(OR($W497=\"a\",AND($AQ497=\"No\",$AR497=\"No\")),0,IF(AND($W497=\"b\",Inventory!$O253=\"Btu/hr\"),Inventory!$N253,IF(AND($W497=\"b\",Inventory!$O253=\"Tons\"),Inventory!$N253*12000,IF(AND(OR($W497=\"c\",$W497=\"d\"),Inventory!$AI253=\"Btu/hr\"),Inventory!$AH253,IF(AND(OR($W497=\"c\",$W497=\"d\"),Inventory!$AI253=\"Tons\"),Inventory!$AH253*12000,0)))))","v":0},0,0,"EER",0,"kW/ton",{"$f":"IF(OR($W497=\"a\",$AR497=\"No\"),0,IF(AND($W497=\"b\",Inventory!$Q253=\"Btu/hr\"),Inventory!$P253,IF(AND($W497=\"b\",Inventory!$Q253=\"Tons\"),Inventory!$P253*12000,IF(AND(OR($W497=\"c\",$W497=\"d\"),Inventory!$AK253=\"Btu/hr\"),Inventory!$AJ253,IF(AND(OR($W497=\"c\",$W497=\"d\"),Inventory!$AK253=\"Tons\"),Inventory!$AJ253*12000,0)))))","v":0},0,0,"COP","No",{"$f":"IF(OR(Inventory!$J253=\"\",$BD497=\"No\"),\"-\",Inventory!$J253)","v":"-"},{"$f":"IFERROR(VLOOKUP($BE497,'Early Retirement'!$B$6:$C$32,2,FALSE),\"-\")","v":"-"},{"$f":"IF(OR($W497<>\"b\",AND($X497<>\"b\",$X497<>\"c\")),\"n\",IF(AND($AO497<>1,$AO497<>2,$AO497<>7,$AO497<>8),\"n\",IF(Inventory!$K253=\"Split\",\"s\",IF(Inventory!$K253=\"Packaged\",\"p\",\"n\"))))","v":"n"},{"$f":"IF(AND($X497<>\"i\",$X497<>\"j\"),\"n\",IF(Inventory!$L253=\"Centrifugal\",\"c\",\"n\"))","v":"n"},"-","-",{"$f":"IFERROR(INDEX('Early Retirement'!$C$4:$AC$32,$BF497,$BJ497),0)","v":0},{"$f":"IFERROR(HLOOKUP($BJ497,'Early Retirement'!$D$4:$AC$5,2,FALSE),0)","v":0},{"$f":"IFERROR(INDEX('Early Retirement'!$AE$4:$BE$32,$BF497,$BJ497),0)","v":0},{"$f":"IFERROR(HLOOKUP($BJ497,'Early Retirement'!$AF$4:$BE$5,2,FALSE),0)","v":0},0,0,"kW/ton",{"$f":"IFERROR(INDEX('Early Retirement'!$BG$4:$CG$32,$BF497,$BJ497),0)","v":0},{"$f":"IFERROR(HLOOKUP($BJ497,'Early Retirement'!$BH$4:$CH$5,2,FALSE),0)","v":0},0,"COP","Yes",0,0,"kW/ton",0,"COP",0,0,"kW/ton",0,"COP"]
[null,null,null,null,null,null,null,null,null,null,null,null,null,null,null,null,null,null,null,null,null,245,{"$f":"IF(Inventory!$C254=\"\",\"a\",VLOOKUP(Inventory!$C254,$B$8:$C$11,2,FALSE))","v":"a"},{"$f":"IF(AND($W498=\"b\",Inventory!$I254=\"\"),\"a\",IF(AND($W498=\"b\",Inventory!$I254<>\"\"),VLOOKUP(Inventory!$I254,$E$3:$F$12,2,FALSE),IF(AND(OR($W498=\"c\",$W498=\"d\"),Inventory!$AB254=\"\"),\"a\",IF(AND(OR($W498=\"c\",$W498=\"d\"),Inventory!$AB254<>\"\"),VLOOKUP(Inventory!$AB254,$E$3:$F$12,2,FALSE),\"a\"))))","v":"a"},{"$f":"IF(OR(AND($X498<>\"b\",$X498<>\"c\"),$AB498=0,$AB498>=(65000/12000),Inventory!$AC254=\"\"),\"a\",VLOOKUP(Inventory!$AC254,$H$3:$I$5,2,FALSE))","v":"a"},{"$f":"IF(AND($X498<>\"i\",$X498<>\"j\"),\"a\",IF(AND($W498=\"b\",Inventory!$L254=\"\"),\"a\",IF(AND($W498=\"b\",Inventory!$L254<>\"\"),VLOOKUP(Inventory!$L254,$K$3:$L$6,2,FALSE),IF(AND(OR($W498=\"c\",$W498=\"d\"),Inventory!$AD254=\"\"),\"a\",IF(AND(OR($W498=\"c\",$W498=\"d\"),Inventory!$AD254<>\"\"),VLOOKUP(Inventory!$AD254,$K$3:$L$6,2,FALSE),\"a\")))))","v":"a"},{"$f":"IF(OR(AND($X498<>\"e\",$X498<>\"f\"),$AB498=0,Inventory!$AF254=\"\"),\"a\",VLOOKUP(Inventory!$AF254,$N$3:$O$5,2,FALSE))","v":"a"},{"$f":"IF(OR(Inventory!C254=\"New Construction\",Inventory!C254=\"Replace-on-Burnout\",Inventory!C254=\"Early Retirement\"),Inventory!AS254,0)","v":0},"","","","","","","","","","","","",0,"aaaaa0","No","No",{"$f":"IF($W498=\"a\",0,IF($W498=\"b\",Inventory!$M254,Inventory!$AG254))","v":0},{"$f":"IF(OR($W498=\"a\",AND($AQ498=\"No\",$AR498=\"No\")),0,IF(AND($W498=\"b\",Inventory!$O254=\"Btu/hr\"),Inventory!$N254,IF(AND($W498=\"b\",Inventory!$O254=\"Tons\"),Inventory!$N254*12000,IF(AND(OR($W498=\"c\",$W498=\"d\"),Inventory!$AI254=\"Btu/hr\"),Inventory!$AH254,IF(AND(OR($W498=\"c\",$W498=\"d\"),Inventory!$AI254=\"Tons\"),Inventory!$AH254*12000,0)))))","v":0},0,0,"EER",0,"kW/ton",{"$f":"IF(OR($W498=\"a\",$AR498=\"No\"),0,IF(AND($W498=\"b\",Inventory!$Q254=\"Btu/hr\"),Inventory!$P254,IF(AND($W498=\"b\",Inventory!$Q254=\"Tons\"),Inventory!$P254*12000,IF(AND(OR($W498=\"c\",$W498=\"d\"),Inventory!$AK254=\"Btu/hr\"),Inventory!$AJ254,IF(AND(OR($W498=\"c\",$W498=\"d\"),Inventory!$AK254=\"Tons\"),Inventory!$AJ254*12000,0)))))","v":0},0,0,"COP","No",{"$f":"IF(OR(Inventory!$J254=\"\",$BD498=\"No\"),\"-\",Inventory!$J254)","v":"-"},{"$f":"IFERROR(VLOOKUP($BE498,'Early Retirement'!$B$6:$C$32,2,FALSE),\"-\")","v":"-"},{"$f":"IF(OR($W498<>\"b\",AND($X498<>\"b\",$X498<>\"c\")),\"n\",IF(AND($AO498<>1,$AO498<>2,$AO498<>7,$AO498<>8),\"n\",IF(Inventory!$K254=\"Split\",\"s\",IF(Inventory!$K254=\"Packaged\",\"p\",\"n\"))))","v":"n"},{"$f":"IF(AND($X498<>\"i\",$X498<>\"j\"),\"n\",IF(Inventory!$L254=\"Centrifugal\",\"c\",\"n\"))","v":"n"},"-","-",{"$f":"IFERROR(INDEX('Early Retirement'!$C$4:$AC$32,$BF498,$BJ498),0)","v":0},{"$f":"IFERROR(HLOOKUP($BJ498,'Early Retirement'!$D$4:$AC$5,2,FALSE),0)","v":0},{"$f":"IFERROR(INDEX('Early Retirement'!$AE$4:$BE$32,$BF498,$BJ498),0)","v":0},{"$f":"IFERROR(HLOOKUP($BJ498,'Early Retirement'!$AF$4:$BE$5,2,FALSE),0)","v":0},0,0,"kW/ton",{"$f":"IFERROR(INDEX('Early Retirement'!$BG$4:$CG$32,$BF498,$BJ498),0)","v":0},{"$f":"IFERROR(HLOOKUP($BJ498,'Early Retirement'!$BH$4:$CH$5,2,FALSE),0)","v":0},0,"COP","Yes",0,0,"kW/ton",0,"COP",0,0,"kW/ton",0,"COP"]
[null,null,null,null,null,null,null,null,null,null,null,null,null,null,null,null,null,null,null,null,null,246,{"$f":"IF(Inventory!$C255=\"\",\"a\",VLOOKUP(Inventory!$C255,$B$8:$C$11,2,FALSE))","v":"a"},{"$f":"IF(AND($W499=\"b\",Inventory!$I255=\"\"),\"a\",IF(AND($W499=\"b\",Inventory!$I255<>\"\"),VLOOKUP(Inventory!$I255,$E$3:$F$12,2,FALSE),IF(AND(OR($W499=\"c\",$W499=\"d\"),Inventory!$AB255=\"\"),\"a\",IF(AND(OR($W499=\"c\",$W499=\"d\"),Inventory!$AB255<>\"\"),VLOOKUP(Inventory!$AB255,$E$3:$F$12,2,FALSE),\"a\"))))","v":"a"},{"$f":"IF(OR(AND($X499<>\"b\",$X499<>\"c\"),$AB499=0,$AB499>=(65000/12000),Inventory!$AC255=\"\"),\"a\",VLOOKUP(Inventory!$AC255,$H$3:$I$5,2,FALSE))","v":"a"},{"$f":"IF(AND($X499<>\"i\",$X499<>\"j\"),\"a\",IF(AND($W499=\"b\",Inventory!$L255=\"\"),\"a\",IF(AND($W499=\"b\",Inventory!$L255<>\"\"),VLOOKUP(Inventory!$L255,$K$3:$L$6,2,FALSE),IF(AND(OR($W499=\"c\",$W499=\"d\"),Inventory!$AD255=\"\"),\"a\",IF(AND(OR($W499=\"c\",$W499=\"d\"),Inventory!$AD255<>\"\"),VLOOKUP(Inventory!$AD255,$K$3:$L$6,2,FALSE),\"a\")))))","v":"a"},{"$f":"IF(OR(AND($X499<>\"e\",$X499<>\"f\"),$AB499=0,Inventory!$AF255=\"\"),\"a\",VLOOKUP(Inventory!$AF255,$N$3:$O$5,2,FALSE))","v":"a"},{"$f":"IF(OR(Inventory!C255=\"New Construction\",Inventory!C255=\"Replace-on-Burnout\",Inventory!C255=\"Early Retirement\"),Inventory!AS255,0)","v":0},"","","","","","","","","","","","",0,"aaaaa0","No","No",{"$f":"IF($W499=\"a\",0,IF($W499=\"b\",Inventory!$M255,Inventory!$AG255))","v":0},{"$f":"IF(OR($W499=\"a\",AND($AQ499=\"No\",$AR499=\"No\")),0,IF(AND($W499=\"b\",Inventory!$O255=\"Btu/hr\"),Inventory!$N255,IF(AND($W499=\"b\",Inventory!$O255=\"Tons\"),Inventory!$N255*12000,IF(AND(OR($W499=\"c\",$W499=\"d\"),Inventory!$AI255=\"Btu/hr\"),Inventory!$AH255,IF(AND(OR($W499=\"c\",$W499=\"d\"),Inventory!$AI255=\"Tons\"),Inventory!$AH255*12000,0)))))","v":0},0,0,"EER",0,"kW/ton",{"$f":"IF(OR($W499=\"a\",$AR499=\"No\"),0,IF(AND($W499=\"b\",Inventory!$Q255=\"Btu/hr\"),Inventory!$P255,IF(AND($W499=\"b\",Inventory!$Q255=\"Tons\"),Inventory!$P255*12000,IF(AND(OR($W499=\"c\",$W499=\"d\"),Inventory!$AK255=\"Btu/hr\"),Inventory!$AJ255,IF(AND(OR($W499=\"c\",$W499=\"d\"),Inventory!$AK255=\"Tons\"),Inventory!$AJ255*12000,0)))))","v":0},0,0,"COP","No",{"$f":"IF(OR(Inventory!$J255=\"\",$BD499=\"No\"),\"-\",Inventory!$J255)","v":"-"},{"$f":"IFERROR(VLOOKUP($BE499,'Early Retirement'!$B$6:$C$32,2,FALSE),\"-\")","v":"-"},{"$f":"IF(OR($W499<>\"b\",AND($X499<>\"b\",$X499<>\"c\")),\"n\",IF(AND($AO499<>1,$AO499<>2,$AO499<>7,$AO499<>8),\"n\",IF(Inventory!$K255=\"Split\",\"s\",IF(Inventory!$K255=\"Packaged\",\"p\",\"n\"))))","v":"n"},{"$f":"IF(AND($X499<>\"i\",$X499<>\"j\"),\"n\",IF(Inventory!$L255=\"Centrifugal\",\"c\",\"n\"))","v":"n"},"-","-",{"$f":"IFERROR(INDEX('Early Retirement'!$C$4:$AC$32,$BF499,$BJ499),0)","v":0},{"$f":"IFERROR(HLOOKUP($BJ499,'Early Retirement'!$D$4:$AC$5,2,FALSE),0)","v":0},{"$f":"IFERROR(INDEX('Early Retirement'!$AE$4:$BE$32,$BF499,$BJ499),0)","v":0},{"$f":"IFERROR(HLOOKUP($BJ499,'Early Retirement'!$AF$4:$BE$5,2,FALSE),0)","v":0},0,0,"kW/ton",{"$f":"IFERROR(INDEX('Early Retirement'!$BG$4:$CG$32,$BF499,$BJ499),0)","v":0},{"$f":"IFERROR(HLOOKUP($BJ499,'Early Retirement'!$BH$4:$CH$5,2,FALSE),0)","v":0},0,"COP","Yes",0,0,"kW/ton",0,"COP",0,0,"kW/ton",0,"COP"]
[null,null,null,null,null,null,null,null,null,null,null,null,null,null,null,null,null,null,null,null,null,247,{"$f":"IF(Inventory!$C256=\"\",\"a\",VLOOKUP(Inventory!$C256,$B$8:$C$11,2,FALSE))","v":"a"},{"$f":"IF(AND($W500=\"b\",Inventory!$I256=\"\"),\"a\",IF(AND($W500=\"b\",Inventory!$I256<>\"\"),VLOOKUP(Inventory!$I256,$E$3:$F$12,2,FALSE),IF(AND(OR($W500=\"c\",$W500=\"d\"),Inventory!$AB256=\"\"),\"a\",IF(AND(OR($W500=\"c\",$W500=\"d\"),Inventory!$AB256<>\"\"),VLOOKUP(Inventory!$AB256,$E$3:$F$12,2,FALSE),\"a\"))))","v":"a"},{"$f":"IF(OR(AND($X500<>\"b\",$X500<>\"c\"),$AB500=0,$AB500>=(65000/12000),Inventory!$AC256=\"\"),\"a\",VLOOKUP(Inventory!$AC256,$H$3:$I$5,2,FALSE))","v":"a"},{"$f":"IF(AND($X500<>\"i\",$X500<>\"j\"),\"a\",IF(AND($W500=\"b\",Inventory!$L256=\"\"),\"a\",IF(AND($W500=\"b\",Inventory!$L256<>\"\"),VLOOKUP(Inventory!$L256,$K$3:$L$6,2,FALSE),IF(AND(OR($W500=\"c\",$W500=\"d\"),Inventory!$AD256=\"\"),\"a\",IF(AND(OR($W500=\"c\",$W500=\"d\"),Inventory!$AD256<>\"\"),VLOOKUP(Inventory!$AD256,$K$3:$L$6,2,FALSE),\"a\")))))","v":"a"},{"$f":"IF(OR(AND($X500<>\"e\",$X500<>\"f\"),$AB500=0,Inventory!$AF256=\"\"),\"a\",VLOOKUP(Inventory!$AF256,$N$3:$O$5,2,FALSE))","v":"a"},{"$f":"IF(OR(Inventory!C256=\"New Construction\",Inventory!C256=\"Replace-on-Burnout\",Inventory!C256=\"Early Retirement\"),Inventory!AS256,0)","v":0},"","","","","","","","","","","","",0,"aaaaa0","No","No",{"$f":"IF($W500=\"a\",0,IF($W500=\"b\",Inventory!$M256,Inventory!$AG256))","v":0},{"$f":"IF(OR($W500=\"a\",AND($AQ500=\"No\",$AR500=\"No\")),0,IF(AND($W500=\"b\",Inventory!$O256=\"Btu/hr\"),Inventory!$N256,IF(AND($W500=\"b\",Inventory!$O256=\"Tons\"),Inventory!$N256*12000,IF(AND(OR($W500=\"c\",$W500=\"d\"),Inventory!$AI256=\"Btu/hr\"),Inventory!$AH256,IF(AND(OR($W500=\"c\",$W500=\"d\"),Inventory!$AI256=\"Tons\"),Inventory!$AH256*12000,0)))))","v":0},0,0,"EER",0,"kW/ton",{"$f":"IF(OR($W500=\"a\",$AR500=\"No\"),0,IF(AND($W500=\"b\",Inventory!$Q256=\"Btu/hr\"),Inventory!$P256,IF(AND($W500=\"b\",Inventory!$Q256=\"Tons\"),Inventory!$P256*12000,IF(AND(OR($W500=\"c\",$W500=\"d\"),Inventory!$AK256=\"Btu/hr\"),Inventory!$AJ256,IF(AND(OR($W500=\"c\",$W500=\"d\"),Inventory!$AK256=\"Tons\"),Inventory!$AJ256*12000,0)))))","v":0},0,0,"COP","No",{"$f":"IF(OR(Inventory!$J256=\"\",$BD500=\"No\"),\"-\",Inventory!$J256)","v":"-"},{"$f":"IFERROR(VLOOKUP($BE500,'Early Retirement'!$B$6:$C$32,2,FALSE),\"-\")","v":"-"},{"$f":"IF(OR($W500<>\"b\",AND($X500<>\"b\",$X500<>\"c\")),\"n\",IF(AND($AO500<>1,$AO500<>2,$AO500<>7,$AO500<>8),\"n\",IF(Inventory!$K256=\"Split\",\"s\",IF(Inventory!$K256=\"Packaged\",\"p\",\"n\"))))","v":"n"},{"$f":"IF(AND($X500<>\"i\",$X500<>\"j\"),\"n\",IF(Inventory!$L256=\"Centrifugal\",\"c\",\"n\"))","v":"n"},"-","-",{"$f":"IFERROR(INDEX('Early Retirement'!$C$4:$AC$32,$BF500,$BJ500),0)","v":0},{"$f":"IFERROR(HLOOKUP($BJ500,'Early Retirement'!$D$4:$AC$5,2,FALSE),0)","v":0},{"$f":"IFERROR(INDEX('Early Retirement'!$AE$4:$BE$32,$BF500,$BJ500),0)","v":0},{"$f":"IFERROR(HLOOKUP($BJ500,'Early Retirement'!$AF$4:$BE$5,2,FALSE),0)","v":0},0,0,"kW/ton",{"$f":"IFERROR(INDEX('Early Retirement'!$BG$4:$CG$32,$BF500,$BJ500),0)","v":0},{"$f":"IFERROR(HLOOKUP($BJ500,'Early Retirement'!$BH$4:$CH$5,2,FALSE),0)","v":0},0,"COP","Yes",0,0,"kW/ton",0,"COP",0,0,"kW/ton",0,"COP"]
[null,null,null,null,null,null,null,null,null,null,null,null,null,null,null,null,null,null,null,null,null,248,{"$f":"IF(Inventory!$C257=\"\",\"a\",VLOOKUP(Inventory!$C257,$B$8:$C$11,2,FALSE))","v":"a"},{"$f":"IF(AND($W501=\"b\",Inventory!$I257=\"\"),\"a\",IF(AND($W501=\"b\",Inventory!$I257<>\"\"),VLOOKUP(Inventory!$I257,$E$3:$F$12,2,FALSE),IF(AND(OR($W501=\"c\",$W501=\"d\"),Inventory!$AB257=\"\"),\"a\",IF(AND(OR($W501=\"c\",$W501=\"d\"),Inventory!$AB257<>\"\"),VLOOKUP(Inventory!$AB257,$E$3:$F$12,2,FALSE),\"a\"))))","v":"a"},{"$f":"IF(OR(AND($X501<>\"b\",$X501<>\"c\"),$AB501=0,$AB501>=(65000/12000),Inventory!$AC257=\"\"),\"a\",VLOOKUP(Inventory!$AC257,$H$3:$I$5,2,FALSE))","v":"a"},{"$f":"IF(AND($X501<>\"i\",$X501<>\"j\"),\"a\",IF(AND($W501=\"b\",Inventory!$L257=\"\"),\"a\",IF(AND($W501=\"b\",Inventory!$L257<>\"\"),VLOOKUP(Inventory!$L257,$K$3:$L$6,2,FALSE),IF(AND(OR($W501=\"c\",$W501=\"d\"),Inventory!$AD257=\"\"),\"a\",IF(AND(OR($W501=\"c\",$W501=\"d\"),Inventory!$AD257<>\"\"),VLOOKUP(Inventory!$AD257,$K$3:$L$6,2,FALSE),\"a\")))))","v":"a"},{"$f":"IF(OR(AND($X501<>\"e\",$X501<>\"f\"),$AB501=0,Inventory!$AF257=\"\"),\"a\",VLOOKUP(Inventory!$AF257,$N$3:$O$5,2,FALSE))","v":"a"},{"$f":"IF(OR(Inventory!C257=\"New Construction\",Inventory!C257=\"Replace-on-Burnout\",Inventory!C257=\"Early Retirement\"),Inventory!AS257,0)","v":0},"","","","","","","","","","","","",0,"aaaaa0","No","No",{"$f":"IF($W501=\"a\",0,IF($W501=\"b\",Inventory!$M257,Inventory!$AG257))","v":0},{"$f":"IF(OR($W501=\"a\",AND($AQ501=\"No\",$AR501=\"No\")),0,IF(AND($W501=\"b\",Inventory!$O257=\"Btu/hr\"),Inventory!$N257,IF(AND($W501=\"b\",Inventory!$O257=\"Tons\"),Inventory!$N257*12000,IF(AND(OR($W501=\"c\",$W501=\"d\"),Inventory!$AI257=\"Btu/hr\"),Inventory!$AH257,IF(AND(OR($W501=\"c\",$W501=\"d\"),Inventory!$AI257=\"Tons\"),Inventory!$AH257*12000,0)))))","v":0},0,0,"EER",0,"kW/ton",{"$f":"IF(OR($W501=\"a\",$AR501=\"No\"),0,IF(AND($W501=\"b\",Inventory!$Q257=\"Btu/hr\"),Inventory!$P257,IF(AND($W501=\"b\",Inventory!$Q257=\"Tons\"),Inventory!$P257*12000,IF(AND(OR($W501=\"c\",$W501=\"d\"),Inventory!$AK257=\"Btu/hr\"),Inventory!$AJ257,IF(AND(OR($W501=\"c\",$W501=\"d\"),Inventory!$AK257=\"Tons\"),Inventory!$AJ257*12000,0)))))","v":0},0,0,"COP","No",{"$f":"IF(OR(Inventory!$J257=\"\",$BD501=\"No\"),\"-\",Inventory!$J257)","v":"-"},{"$f":"IFERROR(VLOOKUP($BE501,'Early Retirement'!$B$6:$C$32,2,FALSE),\"-\")","v":"-"},{"$f":"IF(OR($W501<>\"b\",AND($X501<>\"b\",$X501<>\"c\")),\"n\",IF(AND($AO501<>1,$AO501<>2,$AO501<>7,$AO501<>8),\"n\",IF(Inventory!$K257=\"Split\",\"s\",IF(Inventory!$K257=\"Packaged\",\"p\",\"n\"))))","v":"n"},{"$f":"IF(AND($X501<>\"i\",$X501<>\"j\"),\"n\",IF(Inventory!$L257=\"Centrifugal\",\"c\",\"n\"))","v":"n"},"-","-",{"$f":"IFERROR(INDEX('Early Retirement'!$C$4:$AC$32,$BF501,$BJ501),0)","v":0},{"$f":"IFERROR(HLOOKUP($BJ501,'Early Retirement'!$D$4:$AC$5,2,FALSE),0)","v":0},{"$f":"IFERROR(INDEX('Early Retirement'!$AE$4:$BE$32,$BF501,$BJ501),0)","v":0},{"$f":"IFERROR(HLOOKUP($BJ501,'Early Retirement'!$AF$4:$BE$5,2,FALSE),0)","v":0},0,0,"kW/ton",{"$f":"IFERROR(INDEX('Early Retirement'!$BG$4:$CG$32,$BF501,$BJ501),0)","v":0},{"$f":"IFERROR(HLOOKUP($BJ501,'Early Retirement'!$BH$4:$CH$5,2,FALSE),0)","v":0},0,"COP","Yes",0,0,"kW/ton",0,"COP",0,0,"kW/ton",0,"COP"]
[null,null,null,null,null,null,null,null,null,null,null,null,null,null,null,null,null,null,null,null,null,249,{"$f":"IF(Inventory!$C258=\"\",\"a\",VLOOKUP(Inventory!$C258,$B$8:$C$11,2,FALSE))","v":"a"},{"$f":"IF(AND($W502=\"b\",Inventory!$I258=\"\"),\"a\",IF(AND($W502=\"b\",Inventory!$I258<>\"\"),VLOOKUP(Inventory!$I258,$E$3:$F$12,2,FALSE),IF(AND(OR($W502=\"c\",$W502=\"d\"),Inventory!$AB258=\"\"),\"a\",IF(AND(OR($W502=\"c\",$W502=\"d\"),Inventory!$AB258<>\"\"),VLOOKUP(Inventory!$AB258,$E$3:$F$12,2,FALSE),\"a\"))))","v":"a"},{"$f":"IF(OR(AND($X502<>\"b\",$X502<>\"c\"),$AB502=0,$AB502>=(65000/12000),Inventory!$AC258=\"\"),\"a\",VLOOKUP(Inventory!$AC258,$H$3:$I$5,2,FALSE))","v":"a"},{"$f":"IF(AND($X502<>\"i\",$X502<>\"j\"),\"a\",IF(AND($W502=\"b\",Inventory!$L258=\"\"),\"a\",IF(AND($W502=\"b\",Inventory!$L258<>\"\"),VLOOKUP(Inventory!$L258,$K$3:$L$6,2,FALSE),IF(AND(OR($W502=\"c\",$W502=\"d\"),Inventory!$AD258=\"\"),\"a\",IF(AND(OR($W502=\"c\",$W502=\"d\"),Inventory!$AD258<>\"\"),VLOOKUP(Inventory!$AD258,$K$3:$L$6,2,FALSE),\"a\")))))","v":"a"},{"$f":"IF(OR(AND($X502<>\"e\",$X502<>\"f\"),$AB502=0,Inventory!$AF258=\"\"),\"a\",VLOOKUP(Inventory!$AF258,$N$3:$O$5,2,FALSE))","v":"a"},{"$f":"IF(OR(Inventory!C258=\"New Construction\",Inventory!C258=\"Replace-on-Burnout\",Inventory!C258=\"Early Retirement\"),Inventory!AS258,0)","v":0},"","","","","","","","","","","","",0,"aaaaa0","No","No",{"$f":"IF($W502=\"a\",0,IF($W502=\"b\",Inventory!$M258,Inventory!$AG258))","v":0},{"$f":"IF(OR($W502=\"a\",AND($AQ502=\"No\",$AR502=\"No\")),0,IF(AND($W502=\"b\",Inventory!$O258=\"Btu/hr\"),Inventory!$N258,IF(AND($W502=\"b\",Inventory!$O258=\"Tons\"),Inventory!$N258*12000,IF(AND(OR($W502=\"c\",$W502=\"d\"),Inventory!$AI258=\"Btu/hr\"),Inventory!$AH258,IF(AND(OR($W502=\"c\",$W502=\"d\"),Inventory!$AI258=\"Tons\"),Inventory!$AH258*12000,0)))))","v":0},0,0,"EER",0,"kW/ton",{"$f":"IF(OR($W502=\"a\",$AR502=\"No\"),0,IF(AND($W502=\"b\",Inventory!$Q258=\"Btu/hr\"),Inventory!$P258,IF(AND($W502=\"b\",Inventory!$Q258=\"Tons\"),Inventory!$P258*12000,IF(AND(OR($W502=\"c\",$W502=\"d\"),Inventory!$AK258=\"Btu/hr\"),Inventory!$AJ258,IF(AND(OR($W502=\"c\",$W502=\"d\"),Inventory!$AK258=\"Tons\"),Inventory!$AJ258*12000,0)))))","v":0},0,0,"COP","No",{"$f":"IF(OR(Inventory!$J258=\"\",$BD502=\"No\"),\"-\",Inventory!$J258)","v":"-"},{"$f":"IFERROR(VLOOKUP($BE502,'Early Retirement'!$B$6:$C$32,2,FALSE),\"-\")","v":"-"},{"$f":"IF(OR($W502<>\"b\",AND($X502<>\"b\",$X502<>\"c\")),\"n\",IF(AND($AO502<>1,$AO502<>2,$AO502<>7,$AO502<>8),\"n\",IF(Inventory!$K258=\"Split\",\"s\",IF(Inventory!$K258=\"Packaged\",\"p\",\"n\"))))","v":"n"},{"$f":"IF(AND($X502<>\"i\",$X502<>\"j\"),\"n\",IF(Inventory!$L258=\"Centrifugal\",\"c\",\"n\"))","v":"n"},"-","-",{"$f":"IFERROR(INDEX('Early Retirement'!$C$4:$AC$32,$BF502,$BJ502),0)","v":0},{"$f":"IFERROR(HLOOKUP($BJ502,'Early Retirement'!$D$4:$AC$5,2,FALSE),0)","v":0},{"$f":"IFERROR(INDEX('Early Retirement'!$AE$4:$BE$32,$BF502,$BJ502),0)","v":0},{"$f":"IFERROR(HLOOKUP($BJ502,'Early Retirement'!$AF$4:$BE$5,2,FALSE),0)","v":0},0,0,"kW/ton",{"$f":"IFERROR(INDEX('Early Retirement'!$BG$4:$CG$32,$BF502,$BJ502),0)","v":0},{"$f":"IFERROR(HLOOKUP($BJ502,'Early Retirement'!$BH$4:$CH$5,2,FALSE),0)","v":0},0,"COP","Yes",0,0,"kW/ton",0,"COP",0,0,"kW/ton",0,"COP"]
[null,null,null,null,null,null,null,null,null,null,null,null,null,null,null,null,null,null,null,null,null,250,{"$f":"IF(Inventory!$C259=\"\",\"a\",VLOOKUP(Inventory!$C259,$B$8:$C$11,2,FALSE))","v":"a"},{"$f":"IF(AND($W503=\"b\",Inventory!$I259=\"\"),\"a\",IF(AND($W503=\"b\",Inventory!$I259<>\"\"),VLOOKUP(Inventory!$I259,$E$3:$F$12,2,FALSE),IF(AND(OR($W503=\"c\",$W503=\"d\"),Inventory!$AB259=\"\"),\"a\",IF(AND(OR($W503=\"c\",$W503=\"d\"),Inventory!$AB259<>\"\"),VLOOKUP(Inventory!$AB259,$E$3:$F$12,2,FALSE),\"a\"))))","v":"a"},{"$f":"IF(OR(AND($X503<>\"b\",$X503<>\"c\"),$AB503=0,$AB503>=(65000/12000),Inventory!$AC259=\"\"),\"a\",VLOOKUP(Inventory!$AC259,$H$3:$I$5,2,FALSE))","v":"a"},{"$f":"IF(AND($X503<>\"i\",$X503<>\"j\"),\"a\",IF(AND($W503=\"b\",Inventory!$L259=\"\"),\"a\",IF(AND($W503=\"b\",Inventory!$L259<>\"\"),VLOOKUP(Inventory!$L259,$K$3:$L$6,2,FALSE),IF(AND(OR($W503=\"c\",$W503=\"d\"),Inventory!$AD259=\"\"),\"a\",IF(AND(OR($W503=\"c\",$W503=\"d\"),Inventory!$AD259<>\"\"),VLOOKUP(Inventory!$AD259,$K$3:$L$6,2,FALSE),\"a\")))))","v":"a"},{"$f":"IF(OR(AND($X503<>\"e\",$X503<>\"f\"),$AB503=0,Inventory!$AF259=\"\"),\"a\",VLOOKUP(Inventory!$AF259,$N$3:$O$5,2,FALSE))","v":"a"},{"$f":"IF(OR(Inventory!C259=\"New Construction\",Inventory!C259=\"Replace-on-Burnout\",Inventory!C259=\"Early Retirement\"),Inventory!AS259,0)","v":0},"","","","","","","","","","","","",0,"aaaaa0","No","No",{"$f":"IF($W503=\"a\",0,IF($W503=\"b\",Inventory!$M259,Inventory!$AG259))","v":0},{"$f":"IF(OR($W503=\"a\",AND($AQ503=\"No\",$AR503=\"No\")),0,IF(AND($W503=\"b\",Inventory!$O259=\"Btu/hr\"),Inventory!$N259,IF(AND($W503=\"b\",Inventory!$O259=\"Tons\"),Inventory!$N259*12000,IF(AND(OR($W503=\"c\",$W503=\"d\"),Inventory!$AI259=\"Btu/hr\"),Inventory!$AH259,IF(AND(OR($W503=\"c\",$W503=\"d\"),Inventory!$AI259=\"Tons\"),Inventory!$AH259*12000,0)))))","v":0},0,0,"EER",0,"kW/ton",{"$f":"IF(OR($W503=\"a\",$AR503=\"No\"),0,IF(AND($W503=\"b\",Inventory!$Q259=\"Btu/hr\"),Inventory!$P259,IF(AND($W503=\"b\",Inventory!$Q259=\"Tons\"),Inventory!$P259*12000,IF(AND(OR($W503=\"c\",$W503=\"d\"),Inventory!$AK259=\"Btu/hr\"),Inventory!$AJ259,IF(AND(OR($W503=\"c\",$W503=\"d\"),Inventory!$AK259=\"Tons\"),Inventory!$AJ259*12000,0)))))","v":0},0,0,"COP","No",{"$f":"IF(OR(Inventory!$J259=\"\",$BD503=\"No\"),\"-\",Inventory!$J259)","v":"-"},{"$f":"IFERROR(VLOOKUP($BE503,'Early Retirement'!$B$6:$C$32,2,FALSE),\"-\")","v":"-"},{"$f":"IF(OR($W503<>\"b\",AND($X503<>\"b\",$X503<>\"c\")),\"n\",IF(AND($AO503<>1,$AO503<>2,$AO503<>7,$AO503<>8),\"n\",IF(Inventory!$K259=\"Split\",\"s\",IF(Inventory!$K259=\"Packaged\",\"p\",\"n\"))))","v":"n"},{"$f":"IF(AND($X503<>\"i\",$X503<>\"j\"),\"n\",IF(Inventory!$L259=\"Centrifugal\",\"c\",\"n\"))","v":"n"},"-","-",{"$f":"IFERROR(INDEX('Early Retirement'!$C$4:$AC$32,$BF503,$BJ503),0)","v":0},{"$f":"IFERROR(HLOOKUP($BJ503,'Early Retirement'!$D$4:$AC$5,2,FALSE),0)","v":0},{"$f":"IFERROR(INDEX('Early Retirement'!$AE$4:$BE$32,$BF503,$BJ503),0)","v":0},{"$f":"IFERROR(HLOOKUP($BJ503,'Early Retirement'!$AF$4:$BE$5,2,FALSE),0)","v":0},0,0,"kW/ton",{"$f":"IFERROR(INDEX('Early Retirement'!$BG$4:$CG$32,$BF503,$BJ503),0)","v":0},{"$f":"IFERROR(HLOOKUP($BJ503,'Early Retirement'!$BH$4:$CH$5,2,FALSE),0)","v":0},0,"COP","Yes",0,0,"kW/ton",0,"COP",0,0,"kW/ton",0,"COP"]
[]
[null,null,null,null,null,null,null,null,null,null,null,null,null,null,null,null,null,null,null,null,null,null,null,null,null,null,null,null,null,null,null,null,null,null,null,null,null,null,null,null,null,null,null,null,null,null,null,null,null,null,null,null,null,null,null,null,null,null,null,"SysType","Code","Lookup #"]
[null,null,null,null,null,null,null,null,null,null,null,null,null,null,null,null,null,null,null,null,null,null,null,null,null,null,null,null,null,null,null,null,null,null,null,null,null,null,null,null,null,null,null,null,null,null,null,null,null,null,null,null,null,null,null,null,null,null,null,"b",{"$f":"CONCATENATE(T3,\"sn\")","v":"1sn"},2]
[null,null,null,null,null,null,null,null,null,null,null,null,null,null,null,null,null,null,null,null,null,null,null,null,null,null,null,null,null,null,null,null,null,null,null,null,null,null,null,null,null,null,null,null,null,null,null,null,null,null,null,null,null,null,null,null,null,null,null,null,{"$f":"CONCATENATE(T3,\"pn\")","v":"1pn"},3]
[null,null,null,null,null,null,null,null,null,null,null,null,null,null,null,null,null,null,null,null,null,null,null,null,null,null,null,null,null,null,null,null,null,null,null,null,null,null,null,null,null,null,null,null,null,null,null,null,null,null,null,null,null,null,null,null,null,null,null,null,{"$f":"CONCATENATE(T4,\"sn\")","v":"2sn"},2]
[null,null,null,null,null,null,null,null,null,null,null,null,null,null,null,null,null,null,null,null,null,null,null,null,null,null,null,null,null,null,null,null,null,null,null,null,null,null,null,null,null,null,null,null,null,null,null,null,null,null,null,null,null,null,null,null,null,null,null,null,{"$f":"CONCATENATE(T4,\"pn\")","v":"2pn"},3]
[null,null,null,null,null,null,null,null,null,null,null,null,null,null,null,null,null,null,null,null,null,null,null,null,null,null,null,null,null,null,null,null,null,null,null,null,null,null,null,null,null,null,null,null,null,null,null,null,null,null,null,null,null,null,null,null,null,null,null,null,{"$f":"CONCATENATE(T5,\"nn\")","v":"3nn"},4]
[null,null,null,null,null,null,null,null,null,null,null,null,null,null,null,null,null,null,null,null,null,null,null,null,null,null,null,null,null,null,null,null,null,null,null,null,null,null,null,null,null,null,null,null,null,null,null,null,null,null,null,null,null,null,null,null,null,null,null,null,{"$f":"CONCATENATE(T6,\"nn\")","v":"4nn"},5]
[null,null,null,null,null,null,null,null,null,null,null,null,null,null,null,null,null,null,null,null,null,null,null,null,null,null,null,null,null,null,null,null,null,null,null,null,null,null,null,null,null,null,null,null,null,null,null,null,null,null,null,null,null,null,null,null,null,null,null,null,{"$f":"CONCATENATE(T7,\"nn\")","v":"5nn"},6]
[null,null,null,null,null,null,null,null,null,null,null,null,null,null,null,null,null,null,null,null,null,null,null,null,null,null,null,null,null,null,null,null,null,null,null,null,null,null,null,null,null,null,null,null,null,null,null,null,null,null,null,null,null,null,null,null,null,null,null,null,{"$f":"CONCATENATE(T8,\"nn\")","v":"6nn"},7]
[null,null,null,null,null,null,null,null,null,null,null,null,null,null,null,null,null,null,null,null,null,null,null,null,null,null,null,null,null,null,null,null,null,null,null,null,null,null,null,null,null,null,null,null,null,null,null,null,null,null,null,null,null,null,null,null,null,null,null,"c",{"$f":"CONCATENATE(T9,\"sn\")","v":"7sn"},8]
[null,null,null,null,null,null,null,null,null,null,null,null,null,null,null,null,null,null,null,null,null,null,null,null,null,null,null,null,null,null,null,null,null,null,null,null,null,null,null,null,null,null,null,null,null,null,null,null,null,null,null,null,null,null,null,null,null,null,null,null,{"$f":"CONCATENATE(T9,\"pn\")","v":"7pn"},9]
[null,null,null,null,null,null,null,null,null,null,null,null,null,null,null,null,null,null,null,null,null,null,null,null,null,null,null,null,null,null,null,null,null,null,null,null,null,null,null,null,null,null,null,null,null,null,null,null,null,null,null,null,null,null,null,null,null,null,null,null,{"$f":"CONCATENATE(T10,\"sn\")","v":"8sn"},8]
[null,null,null,null,null,null,null,null,null,null,null,null,null,null,null,null,null,null,null,null,null,null,null,null,null,null,null,null,null,null,null,null,null,null,null,null,null,null,null,null,null,null,null,null,null,null,null,null,null,null,null,null,null,null,null,null,null,null,null,null,{"$f":"CONCATENATE(T10,\"pn\")","v":"8pn"},9]
[null,null,null,null,null,null,null,null,null,null,null,null,null,null,null,null,null,null,null,null,null,null,null,null,null,null,null,null,null,null,null,null,null,null,null,null,null,null,null,null,null,null,null,null,null,null,null,null,null,null,null,null,null,null,null,null,null,null,null,null,{"$f":"CONCATENATE(T11,\"nn\")","v":"9nn"},10]
[null,null,null,null,null,null,null,null,null,null,null,null,null,null,null,null,null,null,null,null,null,null,null,null,null,null,null,null,null,null,null,null,null,null,null,null,null,null,null,null,null,null,null,null,null,null,null,null,null,null,null,null,null,null,null,null,null,null,null,null,{"$f":"CONCATENATE(T12,\"nn\")","v":"10nn"},11]
[null,null,null,null,null,null,null,null,null,null,null,null,null,null,null,null,null,null,null,null,null,null,null,null,null,null,null,null,null,null,null,null,null,null,null,null,null,null,null,null,null,null,null,null,null,null,null,null,null,null,null,null,null,null,null,null,null,null,null,null,{"$f":"CONCATENATE(T13,\"nn\")","v":"11nn"},12]
[null,null,null,null,null,null,null,null,null,null,null,null,null,null,null,null,null,null,null,null,null,null,null,null,null,null,null,null,null,null,null,null,null,null,null,null,null,null,null,null,null,null,null,null,null,null,null,null,null,null,null,null,null,null,null,null,null,null,null,null,{"$f":"CONCATENATE(T14,\"nn\")","v":"12nn"},13]
[null,null,null,null,null,null,null,null,null,null,null,null,null,null,null,null,null,null,null,null,null,null,null,null,null,null,null,null,null,null,null,null,null,null,null,null,null,null,null,null,null,null,null,null,null,null,null,null,null,null,null,null,null,null,null,null,null,null,null,"i",{"$f":"CONCATENATE(T37,\"nc\")","v":"35nc"},14]
[null,null,null,null,null,null,null,null,null,null,null,null,null,null,null,null,null,null,null,null,null,null,null,null,null,null,null,null,null,null,null,null,null,null,null,null,null,null,null,null,null,null,null,null,null,null,null,null,null,null,null,null,null,null,null,null,null,null,null,null,{"$f":"CONCATENATE(T38,\"nc\")","v":"36nc"},14]
[null,null,null,null,null,null,null,null,null,null,null,null,null,null,null,null,null,null,null,null,null,null,null,null,null,null,null,null,null,null,null,null,null,null,null,null,null,null,null,null,null,null,null,null,null,null,null,null,null,null,null,null,null,null,null,null,null,null,null,null,{"$f":"CONCATENATE(T39,\"nc\")","v":"37nc"},15]
[null,null,null,null,null,null,null,null,null,null,null,null,null,null,null,null,null,null,null,null,null,null,null,null,null,null,null,null,null,null,null,null,null,null,null,null,null,null,null,null,null,null,null,null,null,null,null,null,null,null,null,null,null,null,null,null,null,null,null,null,{"$f":"CONCATENATE(T40,\"nc\")","v":"38nc"},15]
[null,null,null,null,null,null,null,null,null,null,null,null,null,null,null,null,null,null,null,null,null,null,null,null,null,null,null,null,null,null,null,null,null,null,null,null,null,null,null,null,null,null,null,null,null,null,null,null,null,null,null,null,null,null,null,null,null,null,null,null,{"$f":"CONCATENATE(T41,\"nc\")","v":"39nc"},15]
[null,null,null,null,null,null,null,null,null,null,null,null,null,null,null,null,null,null,null,null,null,null,null,null,null,null,null,null,null,null,null,null,null,null,null,null,null,null,null,null,null,null,null,null,null,null,null,null,null,null,null,null,null,null,null,null,null,null,null,null,{"$f":"CONCATENATE(T37,\"nn\")","v":"35nn"},16]
[null,null,null,null,null,null,null,null,null,null,null,null,null,null,null,null,null,null,null,null,null,null,null,null,null,null,null,null,null,null,null,null,null,null,null,null,null,null,null,null,null,null,null,null,null,null,null,null,null,null,null,null,null,null,null,null,null,null,null,null,{"$f":"CONCATENATE(T38,\"nn\")","v":"36nn"},16]
[null,null,null,null,null,null,null,null,null,null,null,null,null,null,null,null,null,null,null,null,null,null,null,null,null,null,null,null,null,null,null,null,null,null,null,null,null,null,null,null,null,null,null,null,null,null,null,null,null,null,null,null,null,null,null,null,null,null,null,null,{"$f":"CONCATENATE(T39,\"nn\")","v":"37nn"},17]
[null,null,null,null,null,null,null,null,null,null,null,null,null,null,null,null,null,null,null,null,null,null,null,null,null,null,null,null,null,null,null,null,null,null,null,null,null,null,null,null,null,null,null,null,null,null,null,null,null,null,null,null,null,null,null,null,null,null,null,null,{"$f":"CONCATENATE(T40,\"nn\")","v":"38nn"},17]
[null,null,null,null,null,null,null,null,null,null,null,null,null,null,null,null,null,null,null,null,null,null,null,null,null,null,null,null,null,null,null,null,null,null,null,null,null,null,null,null,null,null,null,null,null,null,null,null,null,null,null,null,null,null,null,null,null,null,null,null,{"$f":"CONCATENATE(T41,\"nn\")","v":"39nn"},17]
[null,null,null,null,null,null,null,null,null,null,null,null,null,null,null,null,null,null,null,null,null,null,null,null,null,null,null,null,null,null,null,null,null,null,null,null,null,null,null,null,null,null,null,null,null,null,null,null,null,null,null,null,null,null,null,null,null,null,null,"j",{"$f":"CONCATENATE(T42,\"nc\")","v":"40nc"},18]
[null,null,null,null,null,null,null,null,null,null,null,null,null,null,null,null,null,null,null,null,null,null,null,null,null,null,null,null,null,null,null,null,null,null,null,null,null,null,null,null,null,null,null,null,null,null,null,null,null,null,null,null,null,null,null,null,null,null,null,null,{"$f":"CONCATENATE(T43,\"nc\")","v":"41nc"},19]
[null,null,null,null,null,null,null,null,null,null,null,null,null,null,null,null,null,null,null,null,null,null,null,null,null,null,null,null,null,null,null,null,null,null,null,null,null,null,null,null,null,null,null,null,null,null,null,null,null,null,null,null,null,null,null,null,null,null,null,null,{"$f":"CONCATENATE(T44,\"nc\")","v":"42nc"},20]
[null,null,null,null,null,null,null,null,null,null,null,null,null,null,null,null,null,null,null,null,null,null,null,null,null,null,null,null,null,null,null,null,null,null,null,null,null,null,null,null,null,null,null,null,null,null,null,null,null,null,null,null,null,null,null,null,null,null,null,null,{"$f":"CONCATENATE(T45,\"nc\")","v":"43nc"},21]
[null,null,null,null,null,null,null,null,null,null,null,null,null,null,null,null,null,null,null,null,null,null,null,null,null,null,null,null,null,null,null,null,null,null,null,null,null,null,null,null,null,null,null,null,null,null,null,null,null,null,null,null,null,null,null,null,null,null,null,null,{"$f":"CONCATENATE(T46,\"nc\")","v":"44nc"},22]
[null,null,null,null,null,null,null,null,null,null,null,null,null,null,null,null,null,null,null,null,null,null,null,null,null,null,null,null,null,null,null,null,null,null,null,null,null,null,null,null,null,null,null,null,null,null,null,null,null,null,null,null,null,null,null,null,null,null,null,null,{"$f":"CONCATENATE(T47,\"nn\")","v":"45nn"},23]
[null,null,null,null,null,null,null,null,null,null,null,null,null,null,null,null,null,null,null,null,null,null,null,null,null,null,null,null,null,null,null,null,null,null,null,null,null,null,null,null,null,null,null,null,null,null,null,null,null,null,null,null,null,null,null,null,null,null,null,null,{"$f":"CONCATENATE(T48,\"nn\")","v":"46nn"},24]
[null,null,null,null,null,null,null,null,null,null,null,null,null,null,null,null,null,null,null,null,null,null,null,null,null,null,null,null,null,null,null,null,null,null,null,null,null,null,null,null,null,null,null,null,null,null,null,null,null,null,null,null,null,null,null,null,null,null,null,null,{"$f":"CONCATENATE(T49,\"nn\")","v":"47nn"},25]
[null,null,null,null,null,null,null,null,null,null,null,null,null,null,null,null,null,null,null,null,null,null,null,null,null,null,null,null,null,null,null,null,null,null,null,null,null,null,null,null,null,null,null,null,null,null,null,null,null,null,null,null,null,null,null,null,null,null,null,null,{"$f":"CONCATENATE(T50,\"nn\")","v":"48nn"},26]
[null,null,null,null,null,null,null,null,null,null,null,null,null,null,null,null,null,null,null,null,null,null,null,null,null,null,null,null,null,null,null,null,null,null,null,null,null,null,null,null,null,null,null,null,null,null,null,null,null,null,null,null,null,null,null,null,null,null,null,null,{"$f":"CONCATENATE(T51,\"nn\")","v":"49nn"},27]

{"sheet":"Early Retirement","index":11,"n_rows":32,"n_cols":91,"rows_kept":32,"cut":false,"hidden":true,"merged":[[2,86,4,86],[2,87,4,87],[2,89,4,89],[2,90,4,90],[1,86,1,90],[2,88,4,88],[1,19,1,28],[1,1,4,1],[1,3,1,8],[1,9,1,14],[1,15,1,18],[1,75,1,84],[1,29,4,29],[1,57,4,57],[1,59,1,64],[1,65,1,70],[1,71,1,74],[1,43,1,46],[1,47,1,56],[1,31,1,36],[1,37,1,42]]}
[]
[null,"Manf.\nYear",null,"DX AC Air Cooled",null,null,null,null,null,"DX HP Air Cooled",null,null,null,null,null,"Air Cooled Chillers",null,null,null,"Water Cooled Chillers",null,null,null,null,null,null,null,null,null,"Manf.\nYear",null,"DX AC Air Cooled",null,null,null,null,null,"DX HP Air Cooled",null,null,null,null,null,"Air Cooled Chillers",null,null,null,"Water Cooled Chillers",null,null,null,null,null,null,null,null,null,"Manf.\nYear",null,"DX AC Air Cooled",null,null,null,null,null,"DX HP Air Cooled",null,null,null,null,null,"Air Cooled Chillers",null,null,null,"Water Cooled Chillers",null,null,null,null,null,null,null,null,null,null,"RUL (Years)"]
[null,null,null,"Split\nSystems\n< 5.4\nTons","Packaged\nSystems\n< 5.4\nTons","All\nSystems\n5.4-11.25\nTons","All\nSystems\n11.25-20\nTons","All\nSystems\n20-63.3\nTons","All\nSystems\n> 63.3\nTons","Split\nSystems\n< 5.4\nTons","Packaged\nSystems\n< 5.4\nTons","All\nSystems\n5.4-11.25\nTons","All\nSystems\n11.25-20\nTons","All\nSystems\n20-63.3\nTons","All\nSystems\n> 63.3\nTons","Centrifugal\n< 150 Tons","Centrifugal\n> 150 Tons","Screw/Scroll\n< 150 Tons","Screw/Scroll\n> 150 Tons","Centrifugal\n< 75 Tons","Centrifugal\n75-150 Tons","Centrifugal\n150-300 Tons","Centrifugal\n300-600 Tons","Centrifugal\n> 600 Tons","Screw/Scroll\n< 75 Tons","Screw/Scroll\n75-150 Tons","Screw/Scroll\n150-300 Tons","Screw/Scroll\n300-600 Tons","Screw/Scroll\n> 600 Tons",null,null,"Split\nSystems\n< 5.4\nTons","Packaged\nSystems\n< 5.4\nTons","All\nSystems\n5.4-11.25\nTons","All\nSystems\n11.25-20\nTons","All\nSystems\n20-63.3\nTons","All\nSystems\n> 63.3\nTons","Split\nSystems\n< 5.4\nTons","Packaged\nSystems\n< 5.4\nTons","All\nSystems\n5.4-11.25\nTons","All\nSystems\n11.25-20\nTons","All\nSystems\n20-63.3\nTons","All\nSystems\n> 63.3\nTons","Centrifugal\n< 150 Tons","Centrifugal\n> 150 Tons","Screw/Scroll\n< 150 Tons","Screw/Scroll\n> 150 Tons","Centrifugal\n< 75 Tons","Centrifugal\n75-150 Tons","Centrifugal\n150-300 Tons","Centrifugal\n300-600 Tons","Centrifugal\n> 600 Tons","Screw/Scroll\n< 75 Tons","Screw/Scroll\n75-150 Tons","Screw/Scroll\n150-300 Tons","Screw/Scroll\n300-600 Tons","Screw/Scroll\n> 600 Tons",null,null,"Split\nSystems\n< 5.4\nTons","Packaged\nSystems\n< 5.4\nTons","All\nSystems\n5.4-11.25\nTons","All\nSystems\n11.25-20\nTons","All\nSystems\n20-63.3\nTons","All\nSystems\n> 63.3\nTons","Split\nSystems\n< 5.4\nTons","Packaged\nSystems\n< 5.4\nTons","All\nSystems\n5.4-11.25\nTons","All\nSystems\n11.25-20\nTons","All\nSystems\n20-63.3\nTons","All\nSystems\n> 63.3\nTons","Centrifugal\n< 150 Tons","Centrifugal\n> 150 Tons","Screw/Scroll\n< 150 Tons","Screw/Scroll\n> 150 Tons","Centrifugal\n< 75 Tons","Centrifugal\n75-150 Tons","Centrifugal\n150-300 Tons","Centrifugal\n300-600 Tons","Centrifugal\n> 600 Tons","Screw/Scroll\n< 75 Tons","Screw/Scroll\n75-150 Tons","Screw/Scroll\n150-300 Tons","Screw/Scroll\n300-600 Tons","Screw/Scroll\n> 600 Tons",null,"Manf.\nYear","Unitary/\nSplit","PTAC/\nPTHP","Non-\nCent.\nChillers","Cent.\nChillers"]
[null,null,1,2,3,4,5,6,7,8,9,10,11,12,13,14,15,16,17,18,19,20,21,22,23,24,25,26,27,null,{"$f":"$C4","v":1},2,3,4,5,6,7,8,9,10,11,12,13,14,15,16,17,18,19,20,21,22,23,24,25,26,27,null,{"$f":"$C4","v":1},2,3,4,5,6,7,8,9,10,11,12,13,14,15,16,17,18,19,20,21,22,23,24,25,26,27]
[null,null,2,"EER2","EER2","EER","EER","EER","EER","EER2","EER2","EER","EER","EER","EER","EER","EER","EER","EER","kW/ton","kW/ton","kW/ton","kW/ton","kW/ton","kW/ton","kW/ton","kW/ton","kW/ton","kW/ton",null,{"$f":"$C5","v":2},"SEER2","SEER2","IEER","IEER","IEER","IEER","SEER2","SEER2","IEER","IEER","IEER","IEER","IPLV (EER)","IPLV (EER)","IPLV (EER)","IPLV (EER)","IPLV (kW/ton)","IPLV (kW/ton)","IPLV (kW/ton)","IPLV (kW/ton)","IPLV (kW/ton)","IPLV (kW/ton)","IPLV (kW/ton)","IPLV (kW/ton)","IPLV (kW/ton)","IPLV (kW/ton)",null,{"$f":"$C5","v":2},null,null,null,null,null,null,"HSPF","HSPF","COP","COP","COP","COP"]
[null,"< 1994",3,{"$f":"9.2*0.95","v":8.7399999999999984},{"$f":"9*0.95","v":8.5499999999999989},8.9,8.3000000000000007,8.3000000000000007,8,{"$f":"9.2*0.95","v":8.7399999999999984},{"$f":"9*0.95","v":8.5499999999999989},8.9,8.3000000000000007,8.3000000000000007,8.5,9.2100000000000009,8.5289999999999999,9.2100000000000009,8.5289999999999999,0.92600000000000005,0.92600000000000005,0.83699999999999997,0.748,0.748,0.92600000000000005,0.92600000000000005,0.83699999999999997,0.748,0.748,{"$f":"$B6","v":"< 1994"},3,{"$f":"10*0.95","v":9.5},{"$f":"E6*1.16*0.95","v":9.4220999999999968},{"$f":"F6*1.16","v":10.324},{"$f":"G6*1.16","v":9.6280000000000001},{"$f":"H6*1.16","v":9.6280000000000001},{"$f":"I6*1.16","v":9.2799999999999994},{"$f":"10*0.95","v":9.5},{"$f":"10.4*0.95","v":9.879999999999999},{"$f":"L6*1.16","v":10.324},{"$f":"M6*1.16","v":9.6280000000000001},{"$f":"N6*1.16","v":9.6280000000000001},{"$f":"O6*1.16","v":9.86},{"$f":"P6*1.32","v":12.157200000000001},{"$f":"Q6*1.32","v":11.258280000000001},{"$f":"R6*1.32","v":12.157200000000001},{"$f":"S6*1.32","v":11.258280000000001},{"$f":"T6*0.88","v":0.81488000000000005},{"$f":"U6*0.88","v":0.81488000000000005},{"$f":"V6*0.88","v":0.73655999999999999},{"$f":"W6*0.88","v":0.65824000000000005},{"$f":"X6*0.88","v":0.65824000000000005},{"$f":"Y6*0.88","v":0.81488000000000005},{"$f":"Z6*0.88","v":0.81488000000000005},{"$f":"AA6*0.88","v":0.73655999999999999},{"$f":"AB6*0.88","v":0.65824000000000005},{"$f":"AC6*0.88","v":0.65824000000000005},{"$f":"$B6","v":"< 1994"},3,null,null,null,null,null,null,{"$f":"6.8*0.85","v":5.7799999999999994},{"$f":"6.6*0.84","v":5.5439999999999996},3,3,3,3,null,null,null,null,null,null,null,null,null,null,null,null,null,null,null,{"$f":"$B6","v":"< 1994"},0,0,0,0]
[null,1994,4,8.7399999999999984,8.5499999999999989,8.9,8.3000000000000007,8.3000000000000007,8,8.7399999999999984,8.5499999999999989,8.9,8.3000000000000007,8.3000000000000007,8.5,9.2100000000000009,8.5289999999999999,9.2100000000000009,8.5289999999999999,0.92600000000000005,0.92600000000000005,0.83699999999999997,0.748,0.748,0.92600000000000005,0.92600000000000005,0.83699999999999997,0.748,0.748,1994,4,9.5,9.4220999999999968,10.324,9.6280000000000001,9.6280000000000001,9.2799999999999994,9.5,9.879999999999999,10.324,9.6280000000000001,9.6280000000000001,9.86,12.157200000000001,11.258280000000001,12.157200000000001,11.258280000000001,0.81488000000000005,0.81488000000000005,0.73655999999999999,0.65824000000000005,0.65824000000000005,0.81488000000000005,0.81488000000000005,0.73655999999999999,0.65824000000000005,0.65824000000000005,1994,4,null,null,null,null,null,null,5.7799999999999994,5.5439999999999996,3,3,3,3,null,null,null,null,null,null,null,null,null,null,null,null,null,null,null,1994,0,0,0,4.3]
[null,1995,5,8.7399999999999984,8.5499999999999989,8.9,8.3000000000000007,8.3000000000000007,8,8.7399999999999984,8.5499999999999989,8.9,8.3000000000000007,8.3000000000000007,8.5,9.2100000000000009,8.5289999999999999,9.2100000000000009,8.5289999999999999,0.92600000000000005,0.92600000000000005,0.83699999999999997,0.748,0.748,0.92600000000000005,0.92600000000000005,0.83699999999999997,0.748,0.748,1995,5,9.5,9.4220999999999968,10.324,9.6280000000000001,9.6280000000000001,9.2799999999999994,9.5,9.879999999999999,10.324,9.6280000000000001,9.6280000000000001,9.86,12.157200000000001,11.258280000000001,12.157200000000001,11.258280000000001,0.81488000000000005,0.81488000000000005,0.73655999999999999,0.65824000000000005,0.65824000000000005,0.81488000000000005,0.81488000000000005,0.73655999999999999,0.65824000000000005,0.65824000000000005,1995,5,null,null,null,null,null,null,5.7799999999999994,5.5439999999999996,3,3,3,3,null,null,null,null,null,null,null,null,null,null,null,null,null,null,null,1995,0,0,0,4.5]
[null,1996,6,8.7399999999999984,8.5499999999999989,8.9,8.3000000000000007,8.3000000000000007,8,8.7399999999999984,8.5499999999999989,8.9,8.3000000000000007,8.3000000000000007,8.5,9.2100000000000009,8.5289999999999999,9.2100000000000009,8.5289999999999999,0.92600000000000005,0.92600000000000005,0.83699999999999997,0.748,0.748,0.92600000000000005,0.92600000000000005,0.83699999999999997,0.748,0.748,1996,6,9.5,9.4220999999999968,10.324,9.6280000000000001,9.6280000000000001,9.2799999999999994,9.5,9.879999999999999,10.324,9.6280000000000001,9.6280000000000001,9.86,12.157200000000001,11.258280000000001,12.157200000000001,11.258280000000001,0.81488000000000005,0.81488000000000005,0.73655999999999999,0.65824000000000005,0.65824000000000005,0.81488000000000005,0.81488000000000005,0.73655999999999999,0.65824000000000005,0.65824000000000005,1996,6,null,null,null,null,null,null,5.7799999999999994,5.5439999999999996,3,3,3,3,null,null,null,null,null,null,null,null,null,null,null,null,null,null,null,1996,0,0,0,4.7]
[null,1997,7,8.7399999999999984,8.5499999999999989,8.9,8.3000000000000007,8.3000000000000007,8,8.7399999999999984,8.5499999999999989,8.9,8.3000000000000007,8.3000000000000007,8.5,9.2100000000000009,8.5289999999999999,9.2100000000000009,8.5289999999999999,0.92600000000000005,0.92600000000000005,0.83699999999999997,0.748,0.748,0.92600000000000005,0.92600000000000005,0.83699999999999997,0.748,0.748,1997,7,9.5,9.4220999999999968,10.324,9.6280000000000001,9.6280000000000001,9.2799999999999994,9.5,9.879999999999999,10.324,9.6280000000000001,9.6280000000000001,9.86,12.157200000000001,11.258280000000001,12.157200000000001,11.258280000000001,0.81488000000000005,0.81488000000000005,0.73655999999999999,0.65824000000000005,0.65824000000000005,0.81488000000000005,0.81488000000000005,0.73655999999999999,0.65824000000000005,0.65824000000000005,1997,7,null,null,null,null,null,null,5.7799999999999994,5.5439999999999996,3,3,3,3,null,null,null,null,null,null,null,null,null,null,null,null,null,null,null,1997,0,0,0,4.9000000000000004]
[null,1998,8,8.7399999999999984,8.5499999999999989,8.9,8.3000000000000007,8.3000000000000007,8,8.7399999999999984,8.5499999999999989,8.9,8.3000000000000007,8.3000000000000007,8.5,9.2100000000000009,8.5289999999999999,9.2100000000000009,8.5289999999999999,0.92600000000000005,0.92600000000000005,0.83699999999999997,0.748,0.748,0.92600000000000005,0.92600000000000005,0.83699999999999997,0.748,0.748,1998,8,9.5,9.4220999999999968,10.324,9.6280000000000001,9.6280000000000001,9.2799999999999994,9.5,9.879999999999999,10.324,9.6280000000000001,9.6280000000000001,9.86,12.157200000000001,11.258280000000001,12.157200000000001,11.258280000000001,0.81488000000000005,0.81488000000000005,0.73655999999999999,0.65824000000000005,0.65824000000000005,0.81488000000000005,0.81488000000000005,0.73655999999999999,0.65824000000000005,0.65824000000000005,1998,8,null,null,null,null,null,null,5.7799999999999994,5.5439999999999996,3,3,3,3,null,null,null,null,null,null,null,null,null,null,null,null,null,null,null,1998,0,0,0,5.0999999999999996]
[null,1999,9,8.7399999999999984,8.5499999999999989,8.9,8.3000000000000007,8.3000000000000007,8,8.7399999999999984,8.5499999999999989,8.9,8.3000000000000007,8.3000000000000007,8.5,9.2100000000000009,8.5289999999999999,9.2100000000000009,8.5289999999999999,0.92600000000000005,0.92600000000000005,0.83699999999999997,0.748,0.748,0.92600000000000005,0.92600000000000005,0.83699999999999997,0.748,0.748,1999,9,9.5,9.4220999999999968,10.324,9.6280000000000001,9.6280000000000001,9.2799999999999994,9.5,9.879999999999999,10.324,9.6280000000000001,9.6280000000000001,9.86,12.157200000000001,11.258280000000001,12.157200000000001,11.258280000000001,0.81488000000000005,0.81488000000000005,0.73655999999999999,0.65824000000000005,0.65824000000000005,0.81488000000000005,0.81488000000000005,0.73655999999999999,0.65824000000000005,0.65824000000000005,1999,9,null,null,null,null,null,null,5.7799999999999994,5.5439999999999996,3,2.9,2.9,2.9,null,null,null,null,null,null,null,null,null,null,null,null,null,null,null,1999,0,0,0,5.4]
[null,2000,10,8.7399999999999984,8.5499999999999989,8.9,8.3000000000000007,8.3000000000000007,8,8.7399999999999984,8.5499999999999989,8.9,8.3000000000000007,8.3000000000000007,8.5,9.2100000000000009,8.5289999999999999,9.2100000000000009,8.5289999999999999,0.92600000000000005,0.92600000000000005,0.83699999999999997,0.748,0.748,0.92600000000000005,0.92600000000000005,0.83699999999999997,0.748,0.748,2000,10,9.5,9.4220999999999968,10.324,9.6280000000000001,9.6280000000000001,9.2799999999999994,9.5,9.879999999999999,10.324,9.6280000000000001,9.6280000000000001,9.86,12.157200000000001,11.258280000000001,12.157200000000001,11.258280000000001,0.81488000000000005,0.81488000000000005,0.73655999999999999,0.65824000000000005,0.65824000000000005,0.81488000000000005,0.81488000000000005,0.73655999999999999,0.65824000000000005,0.65824000000000005,2000,10,null,null,null,null,null,null,5.7799999999999994,5.5439999999999996,3,2.9,2.9,2.9,null,null,null,null,null,null,null,null,null,null,null,null,null,null,null,2000,0,0,0,5.6]
[null,2001,11,8.7399999999999984,8.5499999999999989,8.9,8.3000000000000007,8.3000000000000007,8,8.7399999999999984,8.5499999999999989,8.9,8.3000000000000007,8.3000000000000007,8.5,9.2100000000000009,8.5289999999999999,9.2100000000000009,8.5289999999999999,0.92600000000000005,0.92600000000000005,0.83699999999999997,0.748,0.748,0.92600000000000005,0.92600000000000005,0.83699999999999997,0.748,0.748,2001,11,9.5,9.4220999999999968,10.324,9.6280000000000001,9.6280000000000001,9.2799999999999994,9.5,9.879999999999999,10.324,9.6280000000000001,9.6280000000000001,9.86,12.157200000000001,11.258280000000001,12.157200000000001,11.258280000000001,0.81488000000000005,0.81488000000000005,0.73655999999999999,0.65824000000000005,0.65824000000000005,0.81488000000000005,0.81488000000000005,0.73655999999999999,0.65824000000000005,0.65824000000000005,2001,11,null,null,null,null,null,null,5.7799999999999994,5.5439999999999996,3.2,3.1,3.1,3.1,null,null,null,null,null,null,null,null,null,null,null,null,null,null,null,2001,0,0,2.6,5.9]
[null,2002,12,8.7399999999999984,8.5499999999999989,10.1,9.5,9.3000000000000007,9,8.7399999999999984,8.5499999999999989,9.9,9.1,8.8000000000000007,8.8000000000000007,9.5540000000000003,9.5540000000000003,9.5540000000000003,9.5540000000000003,0.70299999999999996,0.70299999999999996,0.63400000000000001,0.57699999999999996,0.57699999999999996,0.79,0.79,0.71799999999999997,0.63900000000000001,0.63900000000000001,2002,12,9.5,9.4220999999999968,11.715999999999999,11.02,10.788,10.44,9.5,9.879999999999999,11.484,10.555999999999999,10.208,10.208,{"$f":"P15*1.32","v":12.611280000000001},{"$f":"Q15*1.32","v":12.611280000000001},{"$f":"R15*1.32","v":12.611280000000001},{"$f":"S15*1.32","v":12.611280000000001},{"$f":"T15*0.88","v":0.61863999999999997},{"$f":"U15*0.88","v":0.61863999999999997},{"$f":"V15*0.88","v":0.55791999999999997},{"$f":"W15*0.88","v":0.50775999999999999},{"$f":"X15*0.88","v":0.50775999999999999},{"$f":"Y15*0.88","v":0.69520000000000004},{"$f":"Z15*0.88","v":0.69520000000000004},{"$f":"AA15*0.88","v":0.63183999999999996},{"$f":"AB15*0.88","v":0.56232000000000004},{"$f":"AC15*0.88","v":0.56232000000000004},2002,12,null,null,null,null,null,null,5.7799999999999994,5.5439999999999996,3.2,3.1,3.1,3.1,null,null,null,null,null,null,null,null,null,null,null,null,null,null,null,2002,0,0,2.9,6.3]
[null,2003,13,8.7399999999999984,8.5499999999999989,10.1,9.5,9.3000000000000007,9,8.7399999999999984,8.5499999999999989,9.9,9.1,8.8000000000000007,8.8000000000000007,9.5540000000000003,9.5540000000000003,9.5540000000000003,9.5540000000000003,0.70299999999999996,0.70299999999999996,0.63400000000000001,0.57699999999999996,0.57699999999999996,0.79,0.79,0.71799999999999997,0.63900000000000001,0.63900000000000001,2003,13,9.5,9.4220999999999968,11.715999999999999,11.02,10.788,10.44,9.5,9.879999999999999,11.484,10.555999999999999,10.208,10.208,12.611280000000001,12.611280000000001,12.611280000000001,12.611280000000001,0.61863999999999997,0.61863999999999997,0.55791999999999997,0.50775999999999999,0.50775999999999999,0.69520000000000004,0.69520000000000004,0.63183999999999996,0.56232000000000004,0.56232000000000004,2003,13,null,null,null,null,null,null,5.7799999999999994,5.5439999999999996,3.2,3.1,3.1,3.1,null,null,null,null,null,null,null,null,null,null,null,null,null,null,null,2003,0,0,3.2,6.6]
[null,2004,14,8.7399999999999984,8.5499999999999989,10.1,9.5,9.3000000000000007,9,8.7399999999999984,8.5499999999999989,9.9,9.1,8.8000000000000007,8.8000000000000007,9.5540000000000003,9.5540000000000003,9.5540000000000003,9.5540000000000003,0.70299999999999996,0.70299999999999996,0.63400000000000001,0.57699999999999996,0.57699999999999996,0.79,0.79,0.71799999999999997,0.63900000000000001,0.63900000000000001,2004,14,9.5,9.4220999999999968,11.715999999999999,11.02,10.788,10.44,9.5,9.879999999999999,11.484,10.555999999999999,10.208,10.208,12.611280000000001,12.611280000000001,12.611280000000001,12.611280000000001,0.61863999999999997,0.61863999999999997,0.55791999999999997,0.50775999999999999,0.50775999999999999,0.69520000000000004,0.69520000000000004,0.63183999999999996,0.56232000000000004,0.56232000000000004,2004,14,null,null,null,null,null,null,5.7799999999999994,5.5439999999999996,3.2,3.1,3.1,3.1,null,null,null,null,null,null,null,null,null,null,null,null,null,null,null,2004,0,0,3.6,7.1]
[null,2005,15,8.7399999999999984,8.5499999999999989,10.1,9.5,9.3000000000000007,9,8.7399999999999984,8.5499999999999989,9.9,9.1,8.8000000000000007,8.8000000000000007,9.5540000000000003,9.5540000000000003,9.5540000000000003,9.5540000000000003,0.70299999999999996,0.70299999999999996,0.63400000000000001,0.57699999999999996,0.57699999999999996,0.79,0.79,0.71799999999999997,0.63900000000000001,0.63900000000000001,2005,15,9.5,9.4220999999999968,11.715999999999999,11.02,10.788,10.44,9.5,9.879999999999999,11.484,10.555999999999999,10.208,10.208,12.611280000000001,12.611280000000001,12.611280000000001,12.611280000000001,0.61863999999999997,0.61863999999999997,0.55791999999999997,0.50775999999999999,0.50775999999999999,0.69520000000000004,0.69520000000000004,0.63183999999999996,0.56232000000000004,0.56232000000000004,2005,15,null,null,null,null,null,null,5.7799999999999994,5.5439999999999996,3.2,3.1,3.1,3.1,null,null,null,null,null,null,null,null,null,null,null,null,null,null,null,2005,0,0,4,7.5]
[null,2006,16,{"$f":"11.2*0.95","v":10.639999999999999},{"$f":"11.2*0.95","v":10.639999999999999},10.1,9.5,9.3000000000000007,9,{"$f":"11.2*0.95","v":10.639999999999999},10.639999999999999,9.9,9.1,8.8000000000000007,8.8000000000000007,9.5540000000000003,9.5540000000000003,9.5540000000000003,9.5540000000000003,0.70299999999999996,0.70299999999999996,0.63400000000000001,0.57699999999999996,0.57699999999999996,0.79,0.79,0.71799999999999997,0.63900000000000001,0.63900000000000001,2006,16,{"$f":"13*0.95","v":12.35},{"$f":"13*0.95","v":12.35},11.715999999999999,11.02,10.788,10.44,{"$f":"13*0.95","v":12.35},{"$f":"13*0.95","v":12.35},11.484,10.555999999999999,10.208,10.208,12.611280000000001,12.611280000000001,12.611280000000001,12.611280000000001,0.61863999999999997,0.61863999999999997,0.55791999999999997,0.50775999999999999,0.50775999999999999,0.69520000000000004,0.69520000000000004,0.63183999999999996,0.56232000000000004,0.56232000000000004,2006,16,null,null,null,null,null,null,{"$f":"7.7*0.85","v":6.5449999999999999},{"$f":"7.7*0.84","v":6.468},3.2,3.1,3.1,3.1,null,null,null,null,null,null,null,null,null,null,null,null,null,null,null,2006,1.9,0,4.5,8.1]
[null,2007,17,{"$f":"11.2*0.95","v":10.639999999999999},10.639999999999999,10.1,9.5,9.3000000000000007,9,10.639999999999999,10.639999999999999,9.9,9.1,8.8000000000000007,8.8000000000000007,9.5540000000000003,9.5540000000000003,9.5540000000000003,9.5540000000000003,0.70299999999999996,0.70299999999999996,0.63400000000000001,0.57699999999999996,0.57699999999999996,0.79,0.79,0.71799999999999997,0.63900000000000001,0.63900000000000001,2007,17,{"$f":"13*0.95","v":12.35},12.35,11.715999999999999,11.02,10.788,10.44,{"$f":"13*0.95","v":12.35},12.35,11.484,10.555999999999999,10.208,10.208,12.611280000000001,12.611280000000001,12.611280000000001,12.611280000000001,0.61863999999999997,0.61863999999999997,0.55791999999999997,0.50775999999999999,0.50775999999999999,0.69520000000000004,0.69520000000000004,0.63183999999999996,0.56232000000000004,0.56232000000000004,2007,17,null,null,null,null,null,null,{"$f":"7.7*0.85","v":6.5449999999999999},{"$f":"7.7*0.84","v":6.468},3.2,3.1,3.1,3.1,null,null,null,null,null,null,null,null,null,null,null,null,null,null,null,2007,2.2000000000000002,0,5,8.6999999999999993]
[null,2008,18,10.639999999999999,10.639999999999999,10.1,9.5,9.3000000000000007,9,10.639999999999999,10.639999999999999,9.9,9.1,8.8000000000000007,8.8000000000000007,9.5540000000000003,9.5540000000000003,9.5540000000000003,9.5540000000000003,0.70299999999999996,0.70299999999999996,0.63400000000000001,0.57699999999999996,0.57699999999999996,0.79,0.79,0.71799999999999997,0.63900000000000001,0.63900000000000001,2008,18,12.35,12.35,11.715999999999999,11.02,10.788,10.44,12.35,12.35,11.484,10.555999999999999,10.208,10.208,12.611280000000001,12.611280000000001,12.611280000000001,12.611280000000001,0.61863999999999997,0.61863999999999997,0.55791999999999997,0.50775999999999999,0.50775999999999999,0.69520000000000004,0.69520000000000004,0.63183999999999996,0.56232000000000004,0.56232000000000004,2008,18,null,null,null,null,null,null,6.5449999999999999,6.468,3.2,3.1,3.1,3.1,null,null,null,null,null,null,null,null,null,null,null,null,null,null,null,2008,2.5,0,5.5,9.3000000000000007]
[null,2009,19,10.639999999999999,10.639999999999999,10.1,9.5,9.3000000000000007,9,10.639999999999999,10.639999999999999,9.9,9.1,8.8000000000000007,8.8000000000000007,9.5540000000000003,9.5540000000000003,9.5540000000000003,9.5540000000000003,0.70299999999999996,0.70299999999999996,0.63400000000000001,0.57699999999999996,0.57699999999999996,0.79,0.79,0.71799999999999997,0.63900000000000001,0.63900000000000001,2009,19,12.35,12.35,11.715999999999999,11.02,10.788,10.44,12.35,12.35,11.484,10.555999999999999,10.208,10.208,12.611280000000001,12.611280000000001,12.611280000000001,12.611280000000001,0.61863999999999997,0.61863999999999997,0.55791999999999997,0.50775999999999999,0.50775999999999999,0.69520000000000004,0.69520000000000004,0.63183999999999996,0.56232000000000004,0.56232000000000004,2009,19,null,null,null,null,null,null,6.5449999999999999,6.468,3.2,3.1,3.1,3.1,null,null,null,null,null,null,null,null,null,null,null,null,null,null,null,2009,2.8,2.5,6.2,10.1]
[null,2010,20,{"$f":"11.8*0.95","v":11.21},{"$f":"11.8*0.95","v":11.21},11,10.8,9.8000000000000007,9.5,{"$f":"11.8*0.95","v":11.21},{"$f":"11.8*0.95","v":11.21},10.8,10.4,9.3000000000000007,9.3000000000000007,9.5540000000000003,9.5540000000000003,9.5540000000000003,9.5540000000000003,0.70299999999999996,0.70299999999999996,0.63400000000000001,0.57699999999999996,0.57699999999999996,0.79,0.79,0.71799999999999997,0.63900000000000001,0.63900000000000001,2010,20,{"$f":"14*0.95","v":13.299999999999999},{"$f":"14*0.95","v":13.299999999999999},12.8,12.2,11.4,11,{"$f":"14*0.95","v":13.299999999999999},{"$f":"14*0.95","v":13.299999999999999},11.8,11.4,9.4,9.4,12.611280000000001,12.611280000000001,12.611280000000001,12.611280000000001,0.61863999999999997,0.61863999999999997,0.55791999999999997,0.50775999999999999,0.50775999999999999,0.69520000000000004,0.69520000000000004,0.63183999999999996,0.56232000000000004,0.56232000000000004,2010,20,null,null,null,null,null,null,6.5449999999999999,6.468,3.3,3.2,3.2,3.2,null,null,null,null,null,null,null,null,null,null,null,null,null,null,null,2010,3.3,3,6.8,10.9]
[null,2011,21,{"$f":"11.8*0.95","v":11.21},11.21,11,10.8,9.8000000000000007,9.5,{"$f":"11.8*0.95","v":11.21},11.21,10.8,10.4,9.3000000000000007,9.3000000000000007,9.5540000000000003,9.5540000000000003,9.5540000000000003,9.5540000000000003,0.70299999999999996,0.70299999999999996,0.63400000000000001,0.57699999999999996,0.57699999999999996,0.79,0.79,0.71799999999999997,0.63900000000000001,0.63900000000000001,2011,21,{"$f":"14*0.95","v":13.299999999999999},13.299999999999999,12.8,12.2,11.4,11,{"$f":"14*0.95","v":13.299999999999999},13.299999999999999,11.8,11.4,9.4,9.4,12.611280000000001,12.611280000000001,12.611280000000001,12.611280000000001,0.61863999999999997,0.61863999999999997,0.55791999999999997,0.50775999999999999,0.50775999999999999,0.69520000000000004,0.69520000000000004,0.63183999999999996,0.56232000000000004,0.56232000000000004,2011,21,null,null,null,null,null,null,6.5449999999999999,6.468,3.3,3.2,3.2,3.2,null,null,null,null,null,null,null,null,null,null,null,null,null,null,null,2011,3.8,3.5,7.5,11.9]
[null,2012,22,11.21,11.21,11,10.8,9.8000000000000007,9.5,11.21,11.21,10.8,10.4,9.3000000000000007,9.3000000000000007,9.5619999999999994,9.5619999999999994,9.5619999999999994,9.5619999999999994,0.70299999999999996,0.70299999999999996,0.63400000000000001,0.57699999999999996,0.57699999999999996,0.79,0.79,0.71799999999999997,0.63900000000000001,0.63900000000000001,2012,22,13.299999999999999,13.299999999999999,12.8,12.2,11.4,11,13.299999999999999,13.299999999999999,11.8,11.4,9.4,9.4,12.621840000000001,12.621840000000001,12.621840000000001,12.621840000000001,0.61863999999999997,0.61863999999999997,0.55791999999999997,0.50775999999999999,0.50775999999999999,0.69520000000000004,0.69520000000000004,0.63183999999999996,0.56232000000000004,0.56232000000000004,2012,22,null,null,null,null,null,null,6.5449999999999999,6.468,3.3,3.2,3.2,3.2,null,null,null,null,null,null,null,null,null,null,null,null,null,null,null,2012,4.4000000000000004,4,8.3000000000000007,12.9]
[null,2013,23,11.21,11.21,11,10.8,9.8000000000000007,9.5,11.21,11.21,10.8,10.4,9.3000000000000007,9.3000000000000007,9.5619999999999994,9.5619999999999994,9.5619999999999994,9.5619999999999994,0.63400000000000001,0.63400000000000001,0.63400000000000001,0.57599999999999996,0.56999999999999995,0.78,0.77500000000000002,0.68,0.62,0.62,2013,23,13.299999999999999,13.299999999999999,12.8,12.2,11.4,11,13.299999999999999,13.299999999999999,11.8,11.4,9.4,9.4,12.5,12.75,12.5,12.75,0.59599999999999997,0.59599999999999997,0.59599999999999997,0.54900000000000004,0.53900000000000003,0.63,0.61499999999999999,0.57999999999999996,0.54,0.54,2013,23,null,null,null,null,null,null,6.5449999999999999,6.468,3.3,3.2,3.2,3.2,null,null,null,null,null,null,null,null,null,null,null,null,null,null,null,2013,5,4.5,9.1,13.9]
[null,2014,24,11.21,11.21,11,10.8,9.8000000000000007,9.5,11.21,11.21,10.8,10.4,9.3000000000000007,9.3000000000000007,9.5619999999999994,9.5619999999999994,9.5619999999999994,9.5619999999999994,0.63400000000000001,0.63400000000000001,0.63400000000000001,0.57599999999999996,0.56999999999999995,0.78,0.77500000000000002,0.68,0.62,0.62,2014,24,13.299999999999999,13.299999999999999,12.8,12.2,11.4,11,13.299999999999999,13.299999999999999,11.8,11.4,9.4,9.4,12.5,12.75,12.5,12.75,0.59599999999999997,0.59599999999999997,0.59599999999999997,0.54900000000000004,0.53900000000000003,0.63,0.61499999999999999,0.57999999999999996,0.54,0.54,2014,24,null,null,null,null,null,null,6.5449999999999999,6.468,3.3,3.2,3.2,3.2,null,null,null,null,null,null,null,null,null,null,null,null,null,null,null,2014,5.7,5,10,14.9]
[null,2015,25,11.21,11.21,11,10.8,9.8000000000000007,9.5,11.21,11.21,10.8,10.4,9.3000000000000007,9.3000000000000007,9.5619999999999994,9.5619999999999994,9.5619999999999994,9.5619999999999994,0.63400000000000001,0.63400000000000001,0.63400000000000001,0.57599999999999996,0.56999999999999995,0.78,0.77500000000000002,0.68,0.62,0.62,2015,25,13.299999999999999,13.299999999999999,12.8,12.2,11.4,11,13.299999999999999,13.299999999999999,11.8,11.4,9.4,9.4,12.5,12.75,12.5,12.75,0.59599999999999997,0.59599999999999997,0.59599999999999997,0.54900000000000004,0.53900000000000003,0.63,0.61499999999999999,0.57999999999999996,0.54,0.54,2015,25,null,null,null,null,null,null,{"$f":"8.2*0.85","v":6.9699999999999989},{"$f":"8*0.84","v":6.72},3.3,3.2,3.2,3.2,null,null,null,null,null,null,null,null,null,null,null,null,null,null,null,2015,6.5,5.5,10.9,15.9]
[null,2016,26,11.21,11.21,11,10.8,9.8000000000000007,9.5,11.21,11.21,10.8,10.4,9.3000000000000007,9.3000000000000007,9.5619999999999994,9.5619999999999994,9.5619999999999994,9.5619999999999994,0.63400000000000001,0.63400000000000001,0.63400000000000001,0.57599999999999996,0.56999999999999995,0.78,0.77500000000000002,0.68,0.62,0.62,2016,26,13.299999999999999,13.299999999999999,12.8,12.2,11.4,11,13.299999999999999,13.299999999999999,11.8,11.4,9.4,9.4,12.5,12.75,12.5,12.75,0.59599999999999997,0.59599999999999997,0.59599999999999997,0.54900000000000004,0.53900000000000003,0.63,0.61499999999999999,0.57999999999999996,0.54,0.54,2016,26,null,null,null,null,null,null,{"$f":"8.2*0.85","v":6.9699999999999989},{"$f":"8*0.84","v":6.72},3.3,3.2,3.2,3.2,null,null,null,null,null,null,null,null,null,null,null,null,null,null,null,2016,7.3,6,11.8,16.899999999999999]
[null,2017,27,11.21,11.21,11,10.8,9.8000000000000007,9.5,11.21,11.21,10.8,10.4,9.3000000000000007,9.3000000000000007,9.5619999999999994,9.5619999999999994,9.5619999999999994,9.5619999999999994,0.63400000000000001,0.63400000000000001,0.63400000000000001,0.57599999999999996,0.56999999999999995,0.78,0.77500000000000002,0.68,0.62,0.62,2017,27,13.299999999999999,13.299999999999999,12.8,12.2,11.4,11,13.299999999999999,13.299999999999999,11.8,11.4,9.4,9.4,12.5,12.75,12.5,12.75,0.59599999999999997,0.59599999999999997,0.59599999999999997,0.54900000000000004,0.53900000000000003,0.63,0.61499999999999999,0.57999999999999996,0.54,0.54,2017,27,null,null,null,null,null,null,6.9699999999999989,6.72,3.3,3.2,3.2,3.2,null,null,null,null,null,null,null,null,null,null,null,null,null,null,null,2017,8.1999999999999993,0,12.7,17.899999999999999]
[null,2018,28,11.21,11.21,11,10.8,9.8000000000000007,9.5,11.21,11.21,10.8,10.4,9.3000000000000007,9.3000000000000007,9.5619999999999994,9.5619999999999994,9.5619999999999994,9.5619999999999994,0.63400000000000001,0.63400000000000001,0.63400000000000001,0.57599999999999996,0.56999999999999995,0.78,0.77500000000000002,0.68,0.62,0.62,2018,28,13.299999999999999,13.299999999999999,12.8,12.2,11.4,11,13.299999999999999,13.299999999999999,11.8,11.4,9.4,9.4,12.5,12.75,12.5,12.75,0.59599999999999997,0.59599999999999997,0.59599999999999997,0.54900000000000004,0.53900000000000003,0.63,0.61499999999999999,0.57999999999999996,0.54,0.54,2018,28,null,null,null,null,null,null,6.9699999999999989,6.72,3.3,3.2,3.2,3.2,null,null,null,null,null,null,null,null,null,null,null,null,null,null,null,2018,9.1,0,13.7,18.899999999999999]
[null,2019,29,11.21,11.21,11,10.8,9.8000000000000007,9.5,11.21,11.21,10.8,10.4,9.3000000000000007,9.3000000000000007,9.5619999999999994,9.5619999999999994,9.5619999999999994,9.5619999999999994,0.63400000000000001,0.63400000000000001,0.63400000000000001,0.57599999999999996,0.56999999999999995,0.78,0.77500000000000002,0.68,0.62,0.62,2019,29,13.299999999999999,13.299999999999999,12.8,12.2,11.4,11,13.299999999999999,13.299999999999999,11.8,11.4,9.4,9.4,12.5,12.75,12.5,12.75,0.59599999999999997,0.59599999999999997,0.59599999999999997,0.54900000000000004,0.53900000000000003,0.63,0.61499999999999999,0.57999999999999996,0.54,0.54,2019,29,null,null,null,null,null,null,6.9699999999999989,6.72,3.3,3.2,3.2,3.2,null,null,null,null,null,null,null,null,null,null,null,null,null,null,null,2019,10,0,14.7,19.899999999999999]

{"sheet":"Custom Bldg","index":12,"n_rows":9,"n_cols":17,"rows_kept":9,"cut":false,"hidden":false,"merged":[[1,1,1,16],[2,1,3,1],[2,2,3,2],[2,4,2,5],[2,6,2,7],[2,14,2,16],[2,8,2,10],[2,3,3,3],[2,11,2,13]]}
[]
[null,"Custom Building Types"]
[null,"#","Custom Bulilding","Description\n(Enter your own description)","Air Cooled\nChiller",null,"Water Cooled\nChiller",null,"DX AC/HP\nAir Cooled",null,null,"VRF AC/HP",null,null,"PTAC/PTHP"]
[null,null,null,null,"Sum\nDF","Cooling\nEFLHs","Sum\nDF","Cooling\nEFLHs","Sum\nDF","Cooling\nEFLHs","Heating\nEFLHs","Sum\nDF","Cooling\nEFLHs","Heating\nEFLHs","Sum\nDF","Cooling\nEFLHs","Heating\nEFLHs"]
[null,1,"Type 1",null,0,0,0,0,0,0,0,0,0,0,0,0,0]
[null,2,"Type 2",null,0,0,0,0,0,0,0,0,0,0,0,0,0]
[null,3,"Type 3",null,0,0,0,0,0,0,0,0,0,0,0,0,0]
[null,4,"Type 4",null,0,0,0,0,0,0,0,0,0,0,0,0,0]
[null,5,"Type 5",null,0,0,0,0,0,0,0,0,0,0,0,0,0]

{"sheet":"Utility Admin","index":13,"n_rows":13,"n_cols":35,"rows_kept":13,"cut":false,"hidden":true,"merged":[[4,8,12,8],[4,7,12,7],[4,1,12,1],[4,2,12,2],[4,3,12,3],[1,32,3,32],[2,33,3,33],[2,34,3,34],[1,14,1,31],[2,14,2,15],[2,16,2,17],[2,18,2,19],[2,20,2,21],[2,28,2,29],[2,30,2,31],[1,33,1,34],[2,22,2,23],[2,24,2,25],[2,26,2,27],[1,13,3,13],[1,1,3,1],[1,10,3,10],[1,3,3,3],[1,12,3,12],[1,2,3,2],[1,11,3,11],[1,4,3,4],[1,5,2,6],[1,8,2,8],[1,7,3,7]]}
[]
[null,"Utility","State","Program","System Type","Incentive Rates",null,"Incentive Cap","LFC",null,"Utility","State","Program","Utility/Program\nDesignation","Incentive Rates",null,null,null,null,null,null,null,null,null,null,null,null,null,null,null,null,null,"Incentive Cap","Load Factor Caps"]
[null,null,null,null,null,null,null,null,null,null,null,null,null,null,"Air Cooled Chiller",null,"Water Cooled Chiller",null,"DX AC Air Cooled",null,"DX HP Air Cooled",null,"VRF AC Air Cooled",null,"VRF HP Air Cooled",null,"VRF HP Water Cooled",null,"PTAC",null,"PTHP",null,null,"%","kWh/kW"]
[null,null,null,null,null,"Demand\n(kW)","Energy\n(kWh)",null,"kWh/kW",null,null,null,null,null,"Demand\n(kW)","Energy\n(kWh)","Demand\n(kW)","Energy\n(kWh)","Demand\n(kW)","Energy\n(kWh)","Demand\n(kW)","Energy\n(kWh)","Demand\n(kW)","Energy\n(kWh)","Demand\n(kW)","Energy\n(kWh)","Demand\n(kW)","Energy\n(kWh)","Demand\n(kW)","Energy\n(kWh)","Demand\n(kW)","Energy\n(kWh)"]
[null,{"$f":"IF('Project Info'!$C$6=\"\",\"Not Selected\",'Project Info'!$C$6)","v":"Not Selected"},"Louisiana",{"$f":"IF('Project Info'!$C$12=\"\",\"Not Selected\",'Project Info'!$C$12)","v":"Not Selected"},"Air Cooled Chiller",{"$f":"IF(OR($B$5=\"Not Selected\",$C$5=\"Not Selected\",$D$5=\"Not Selected\"),0,VLOOKUP(CONCATENATE($B$5,$C$5,$D$5),$N:$AI,2,FALSE))","v":0},{"$f":"IF(OR($B$5=\"Not Selected\",$C$5=\"Not Selected\",$D$5=\"Not Selected\"),0,VLOOKUP(CONCATENATE($B$5,$C$5,$D$5),$N:$AI,3,FALSE))","v":0},{"$f":"IF(OR($B$5=\"Not Selected\",$C$5=\"Not Selected\",$D$5=\"Not Selected\"),0,VLOOKUP(CONCATENATE($B$5,$C$5,$D$5),$N:$AI,20,FALSE))","v":0},{"$f":"IF(OR($B$5=\"Not Selected\",$C$5=\"Not Selected\",$D$5=\"Not Selected\"),0,VLOOKUP(CONCATENATE($B$5,$C$5,$D$5),$N:$AI,22,FALSE))","v":0},null,"AEP SWEPCO","Louisiana","Commercial Solutions",{"$f":"CONCATENATE($K5,$L5,$M5)","v":"AEP SWEPCOLouisianaCommercial Solutions"},300,0.09,300,0.09,300,0.09,350,0.12,300,0.09,450,0.15,450,0.15,300,0.09,350,0.12,999999999,1,999999999]
[null,null,null,null,"Water Cooled Chiller",{"$f":"IF(OR($B$5=\"Not Selected\",$C$5=\"Not Selected\",$D$5=\"Not Selected\"),0,VLOOKUP(CONCATENATE($B$5,$C$5,$D$5),$N:$AI,4,FALSE))","v":0},{"$f":"IF(OR($B$5=\"Not Selected\",$C$5=\"Not Selected\",$D$5=\"Not Selected\"),0,VLOOKUP(CONCATENATE($B$5,$C$5,$D$5),$N:$AI,5,FALSE))","v":0},null,null,null,"Cleco","Louisiana","Commercial Large C&I","ClecoLouisianaCommercial Large C&I",0,0.22,0,0.22,0,0.22,0,0.22,0,0.22,0,0.22,0,0.22,0,0.22,0,0.22,35000,1,999999999]
[null,null,null,null,"DX AC Air Cooled",{"$f":"IF(OR($B$5=\"Not Selected\",$C$5=\"Not Selected\",$D$5=\"Not Selected\"),0,VLOOKUP(CONCATENATE($B$5,$C$5,$D$5),$N:$AI,6,FALSE))","v":0},{"$f":"IF(OR($B$5=\"Not Selected\",$C$5=\"Not Selected\",$D$5=\"Not Selected\"),0,VLOOKUP(CONCATENATE($B$5,$C$5,$D$5),$N:$AI,7,FALSE))","v":0},null,null,null,"Cleco","Louisiana","Commercial Small Business","ClecoLouisianaCommercial Small Business",0,0.22,0,0.22,0,0.22,0,0.22,0,0.22,0,0.22,0,0.22,0,0.22,0,0.22,25000,1,999999999]
[null,null,null,null,"DX HP Air Cooled",{"$f":"IF(OR($B$5=\"Not Selected\",$C$5=\"Not Selected\",$D$5=\"Not Selected\"),0,VLOOKUP(CONCATENATE($B$5,$C$5,$D$5),$N:$AI,8,FALSE))","v":0},{"$f":"IF(OR($B$5=\"Not Selected\",$C$5=\"Not Selected\",$D$5=\"Not Selected\"),0,VLOOKUP(CONCATENATE($B$5,$C$5,$D$5),$N:$AI,9,FALSE))","v":0}]
[null,null,null,null,"VRF AC Air Cooled",{"$f":"IF(OR($B$5=\"Not Selected\",$C$5=\"Not Selected\",$D$5=\"Not Selected\"),0,VLOOKUP(CONCATENATE($B$5,$C$5,$D$5),$N:$AI,10,FALSE))","v":0},{"$f":"IF(OR($B$5=\"Not Selected\",$C$5=\"Not Selected\",$D$5=\"Not Selected\"),0,VLOOKUP(CONCATENATE($B$5,$C$5,$D$5),$N:$AI,11,FALSE))","v":0}]
[null,null,null,null,"VRF HP Air Cooled",{"$f":"IF(OR($B$5=\"Not Selected\",$C$5=\"Not Selected\",$D$5=\"Not Selected\"),0,VLOOKUP(CONCATENATE($B$5,$C$5,$D$5),$N:$AI,12,FALSE))","v":0},{"$f":"IF(OR($B$5=\"Not Selected\",$C$5=\"Not Selected\",$D$5=\"Not Selected\"),0,VLOOKUP(CONCATENATE($B$5,$C$5,$D$5),$N:$AI,13,FALSE))","v":0}]
[null,null,null,null,"VRF HP Water Cooled",{"$f":"IF(OR($B$5=\"Not Selected\",$C$5=\"Not Selected\",$D$5=\"Not Selected\"),0,VLOOKUP(CONCATENATE($B$5,$C$5,$D$5),$N:$AI,14,FALSE))","v":0},{"$f":"IF(OR($B$5=\"Not Selected\",$C$5=\"Not Selected\",$D$5=\"Not Selected\"),0,VLOOKUP(CONCATENATE($B$5,$C$5,$D$5),$N:$AI,15,FALSE))","v":0}]
[null,null,null,null,"PTAC",{"$f":"IF(OR($B$5=\"Not Selected\",$C$5=\"Not Selected\",$D$5=\"Not Selected\"),0,VLOOKUP(CONCATENATE($B$5,$C$5,$D$5),$N:$AI,16,FALSE))","v":0},{"$f":"IF(OR($B$5=\"Not Selected\",$C$5=\"Not Selected\",$D$5=\"Not Selected\"),0,VLOOKUP(CONCATENATE($B$5,$C$5,$D$5),$N:$AI,17,FALSE))","v":0}]
[null,null,null,null,"PTHP",{"$f":"IF(OR($B$5=\"Not Selected\",$C$5=\"Not Selected\",$D$5=\"Not Selected\"),0,VLOOKUP(CONCATENATE($B$5,$C$5,$D$5),$N:$AI,18,FALSE))","v":0},{"$f":"IF(OR($B$5=\"Not Selected\",$C$5=\"Not Selected\",$D$5=\"Not Selected\"),0,VLOOKUP(CONCATENATE($B$5,$C$5,$D$5),$N:$AI,19,FALSE))","v":0}]

{"sheet":"Reader","index":14,"n_rows":34,"n_cols":7,"rows_kept":34,"cut":false,"hidden":true,"merged":[]}
[2024.1]
[null,"Business Name:"]
[null,"Project Site Address:"]
[null,"Utility Name:"]
[null,"Climate Zone:"]
[]
[null,"Savings Summary"]
[]
[null,"Total Calculated\nProject Savings","Total Summer\nkW Savings","Total Winter\nkW Savings","Total\nkW Savings","Total\nkWh Savings","Estimated\nPayment"]
[]
[null,"Claimed\nProject Savings","Total Summer\nkW Savings","Total Winter\nkW Savings","Total\nkW Savings","Total\nkWh Savings","Estimated\nPayment"]
[null,null,0,0,0,0,0]
[]
[]
[]
[]
[]
[]
[]
[]
[]
[]
[]
[null,null," Claimed Savings by Measure"]
[]
[null,null,"Summer\nkW Savings","Winter\nkW Savings","Total\nkW Savings","Total\nkWh Savings","EUL"]
[null,"DX AC Air Cooled",0,0,0,0,15]
[null,"DX HP Air Cooled",0,0,0,0,15]
[null,"VRF AC Air Cooled",0,0,0,0,15]
[null,"VRF HP Air Cooled",0,0,0,0,15]
[null,"VRF HP Water Cooled",0,0,0,0,15]
[null,"PTAC",0,0,0,0,10]
[null,"PTHP",0,0,0,0,10]
[null,"Centrifugal Chiller",0,0,0,0,25]

{"sheet":"Reader2","index":15,"n_rows":32,"n_cols":33,"rows_kept":32,"cut":false,"hidden":true,"merged":[]}
[]
[]
[]
[]
[]
[]
[null,null,"Project Type\n(select from list)","Building Type\n(select from list)","Building ID\n(optional for sites with multiple buildings)","Baseline Equipment",null,null,null,null,null,null,null,null,null,null,null,null,null,null,null,null,null,"New Equipment"]
[null,null,null,null,null,"Manufacturer","Model #","Tag ID","System\nType","Manf.\nYear","DX AC/HP\nOnly","Chillers\nOnly","PTAC/\nPTHP\nOnly","Cooling\nCapacity/\nUnit","Cooling\nCapacity\nType","Heating\nCapacity/\nUnit","Heating\nCapacity\nType","# of\nUnits","Optional:\nCooling FL\nEfficiency\nRating\n(in EER\nor kW/ton)","Optional:\nCooling PL\nEfficiency\nRating\n(in SEER, IEER,\nor kW/ton)","Optional:\nCooling\nRating\nFormat","Optional:\nHeating\nEfficiency\nRating\n(in HSPF\nor COP)","Optional:\nHeating\nRating\nFormat","Manufacturer","AHRI\nReference #","Model #","Tag ID","System\nType","DX AC/HP\nOnly","Chillers Only",null,"VRF HP\nOnly","PTAC/\nPTHP\nOnly"]
[null,null,null,null,null,null,null,null,null,null,"Split/\nPackaged?","Compressor\nType","Std.\nSize?",null,null,null,null,null,null,null,null,null,null,null,null,null,null,null,"Split/\nPackaged?","Compressor\nType","Horsepower\nof auxillary\nequipment","w/ Heat\nRecovery?","Std.\nSize?"]
[null,1]
[null,2]
[null,3]
[null,4]
[null,5]
[null,6]
[null,7]
[null,8]
[null,9]
[null,10]
[null,11]
[null,12]
[null,13]
[null,14]
[null,15]
[null,16]
[null,17]
[null,18]
[null,19]
[null,20]
[null,21]
[null,22]
[null,23]