{"text_format":"1","workbook":"xlsx","n_sheets":16,"sheets":["Agreement","Help","Bldg Types","Project Info","Summary","Inventory","Pre-Inspection","Post-Inspection","Factor Tables","EEA","Baselines","Early Retirement","Custom Bldg","Utility Admin","Reader","Reader2"],"not_rendered":{"charts":2,"images":17,"macros":1,"external_links":0,"defined_names":34,"comments":3,"pivot_tables":0},"unopened":[],"bounds":{"document_bytes":16777216,"sheet_cells":100000,"rows_first":2000,"rows_last":500,"rows_between":2000,"halvings":0,"cell_chars":16384,"cell_head_chars":4096},"cells_cut":0,"cells_raw":0,"read":"whole","date_system":"1900"}

{"sheet":"Agreement","index":0,"n_rows":25,"n_cols":13,"rows_kept":25,"cut":false,"hidden":false,"merged":[[16,2,16,11],[18,2,18,11],[20,2,20,11],[2,2,2,11],[24,2,24,11],[22,2,22,11],[4,2,4,11],[6,2,6,11],[8,2,8,11],[10,2,10,11],[12,2,12,11],[14,2,14,11]]}
[null,"\n\n\n\n\n\n",null,null,null,null,null,null,null,null,null,null,"\n\n\n\n\n\n"]
[]
[null,null,"Air Conditioning Evaluator (ACE) Tool"]
[]
[null,null,"[UTILITY] is making available a downloadable Software to facilitate project savings calculations. The Software is in a Microsoft Excel™ spreadsheet format. If the file does not open in your browser window, use the save file to disk option and open it within the application. In order to use the Software, users must accept the following license agreement:"]
[]
[null,null,"NOTICE TO USER: "]
[]
[null,null,"1. THIS IS A CONTRACT. PLEASE READ IT CAREFULLY. USE OF THIS SOFTWARE IS NOT REQUIRED FOR PARTICIPATION IN THIS UTILITY PROGRAM. BY USING THE SOFTWARE CONTAINED HEREIN YOU ARE INDICATING YOUR ACCEPTANCE OF ALL THE TERMS AND CONDITIONS OF THIS AGREEMENT. IF YOU DO NOT AGREE WITH THE TERMS AND CONDITIONS OF THIS AGREEMENT, PLEASE DECLINE WHERE INSTRUCTED, AND YOU WILL NOT BE ABLE TO USE THE SOFTWARE."]
[]
[null,null,"This [UTILITY] End User License Agreement (\"Agreement\") sets forth the terms and conditions under which you are licensed to use the Software. Software means (A) all of the contents of any disk(s), CD-ROM(s) or other media with which this Agreement is provided, including but not limited to (i) [UTILITY] or third party software; and (ii) related explanatory written materials (\"Documentation\")."]
[]
[null,null,"[UTILITY] grants to you a nonexclusive license to use the Software, provided that you agree to the following:"]
[]
[null,null,"2. DISCLAIMER OF WARRANTIES. You expressly acknowledge and agree that use of the accompanying Software is at your sole risk. The [UTILITY] Software is provided \"as is\" and without warranty of any kind and [UTILITY] and [UTILITY]'s suppliers expressly disclaim all warranties and/or conditions, expressed or implied, including, but not limited to, the implied warranties and/or conditions of merchantability or satisfactory quality and fitness for a particular purpose and noninfrigement of third party rights. [UTILITY] does not warrant that the functions contained in the [UTILITY] software will meet your requirements, or that the operation of the [UTILITY] software will be uninterrupted or error-free, or against defects in the use of the [UTILITY] software or related documentation in terms of their correctness, accuracy, reliability, or otherwise. No oral or written information or advice given by [UTILITY] or a [UTILITY] authorized representative, or a [UTILITY] supplier shall create a warranty or in any way decrease the scope of this disclaimer. Should the [UTILITY] software prove defective, you (and not [UTILITY] or a [UTILITY] authorized representative or supplier) assume the entire cost of necessary corrections. Some jurisdictions do not allow the exclusion of implied warranties, so the above exclusion may not apply to you. "]
[]
[null,null,"3. LIMITATION OF LIABILITY. In NO event will [UTILITY] or its suppliers be liable to you for any consequential, indirect, incidental, punitive, or special damages, including any lost profits or lost savings, even if a representative of [UTILITY] or any supplier has been advised of the possibility of such damages, or for any claim made by any third party. Some states or jurisdictions do not allow the exclusion or limitation of incidental or consequential damages, so the above limitations may not apply to you."]
[]
[null,null,"4. GOVERNING LAW AND GENERAL PROVISIONS. This Agreement will be governed by the laws in force in the State of Louisiana. This Agreement will not be governed by the United Nations Convention on Contracts for the International Sale of Goods, the application of which is expressly excluded. If any part of this Agreement is found void and unenforceable, it will not affect the validity of the balance of the Agreement, which shall remain valid and enforceable according to its terms. "]
[]
[null,null,"You agree that the Software will not be shipped, transferred or exported into any country or used in any manner prohibited by the United States Export Administration Act or any other export laws, restrictions or regulations. You further agree that the Software code, data, and outputs are proprietary and the property of [UTILITY] or Frontier Associates LLC, and that you will not use this Software for commercial purposes, except as related to participation in [UTILITY]’s energy efficiency programs. Any modifications, alterations, or reverse engineering of the Software code or data is prohibited. This Agreement shall automatically terminate upon failure by you to comply with its terms, in which event you must destroy all copies of the Software. This Agreement may only be modified in writing signed by an authorized representative of [UTILITY], although [UTILITY] may vary the terms of this Agreement in connection with the licensing of any Updates to you."]
[]
[null,null,"If the above agreement is acceptable to you, click \"Accept\" to use the Software."]
[]
[null,null,{"$f":"CONCATENATE(\"© \",LEFT(Summary!$C$38,4),\" Frontier Associates LLC\")","v":"© 2026 Frontier Associates LLC"}]

{"sheet":"Help","index":1,"n_rows":18,"n_cols":2,"rows_kept":18,"cut":false,"hidden":false,"merged":[]}
[]
[null,"The A/C Evaluator (ACE) survey form is provided to facilitate the completion of Final Applications that involve HVAC measures. Each unique system should be entered on a separate line within the survey. Information must be supplied for all installed HVAC equipment.  "]
[]
[null,"General Guidelines:"]
[]
[null,"Gray shaded cells are either automatically calculated, or no user input is required."]
[]
[null,"Section 1     Project Information tab"]
[null,"Fill out all required information as signified by a red \"Required Input\" message. This includes (but is not limited to) selecting the appropriate Utility Name and Weather Zone."]
[]
[null,"Section 2     Inventory tab"]
[null,"Choose the Project Type and Building Type from the drop-down list in order to activate all required equipment description options.\n\nPre-Retrofit Equipment section: Enter information for all non-shaded fields. The shaded areas will automatically display details based on inputs (if applicable). This section is not required for New Construction projects.\n\nInstalled Equipment section: Enter information for all non-shaded fields. The shaded areas will automatically display details based on inputs (if applicable).\n\nTotal kW/kWh Savings: Total project demand and energy savings are calculated for each individual line and for the project as a whole."]
[]
[null,"Section 3     Summary tab"]
[null,"Calculated savings and project information displays here based on user input. If project savings do not appear, check the Project Info and/or Inventory tabs to verify that all required inputs have been provided."]
[]
[null,"Section 4     Frequently Asked Questions (FAQs)"]
[null,"Question: How do I choose the appropriate building type?\nAnswer: Please refer to the \"Bldg Type\" tab  in this workbook for guidance and examples to assist with selecting the appropriate building type.\n\nQuestion: How do I use a custom building type?\nAnswer: Custom building types should always be pre-approved by the utility before using them in this calculator. Custom building types can be defined in the \"Custom\" tab in this workbook.\n\nQuestion: Savings are not calculating for me. What went wrong?\nAnswer: Please make sure that you've selected the appropriate utility, weather zone, and program type in the \"Project Info\" tab in this workbook. Also, please make sure that you've selected a building type and responded to all non-shaded fields in the \"Inventory\" tab in this workbook."]

{"sheet":"Bldg Types","index":2,"n_rows":27,"n_cols":7,"rows_kept":27,"cut":false,"hidden":false,"merged":[[10,5,11,5],[14,5,16,5],[20,5,22,5],[14,6,16,6],[5,1,7,1],[8,1,9,1],[10,1,11,1],[12,1,13,1],[14,1,16,1],[17,1,18,1],[20,1,22,1],[20,6,22,6],[5,5,7,5],[8,5,9,5]]}
[]
[null,"Use these CBECS building type descriptions to help select the appropriate building type in the Inventory tab."]
[null,"Note: These building types are not an exact match for the building types available in the Inventory tab."]
[]
[null,"Building Type","Sub-Category","Average\nFloor Area","Average\n# of Floors","Definition","Examples"]
[null,"Education","College","Not specified","Not specified","Buildings used for academic or technical classroom instruction, such as elementary, middle, or high schools, and classroom buildings on college or university campuses. Buildings on education campuses for which the main use is not classroom are included in the category relating to their use. For example, administration buildings are part of \"Office,\" dormitories are \"Lodging,\" and libraries are \"Public Assembly.\"","1) College or University\n2) Career or Vocational Training\n3) Adult Education"]
[null,null,"Primary School",73960,1,null,"1) Elementary or Middle School\n2) Preschool or Daycare"]
[null,null,"Secondary School",210887,2,null,"1) High School\n2) Religious Education"]
[null,"Food Sales","Convenience","Not specified",1,"Buildings used for retail or wholesale of food.","1) Gas Station with a Convenience Store\n2) Convenience Store"]
[null,null,"Supermarket",45000,1,null,"1) Grocery Store or Food Market"]
[null,"Food Service","Full-Service Restaurant",5500,1,"Buildings used for preparation and sale of food and beverages for consumption.","1) Restaurant or Cafeteria"]
[null,null,"Quick-Service Restaurant",2500,1,null,"1) Fast Food"]
[null,"Healthcare","Hospital",241351,5,"Buildings used as diagnostic and treatment facilities for inpatient care.","1) Hospital\n2) Inpatient Rehabilitation"]
[null,null,"Outpatient Healthcare",40946,3,"Buildings used as diagnostic and treatment facilities for outpatient care. Medical offices are included here if they use any type of diagnostic medical equipment (if they do not, they are categorized as an office building).","1) Medical Office\n2) Clinic or Outpatient Health Care\n3) Veterinarian"]
[null,"Lodging","Large Hotel",122120,6,"Buildings used to offer multiple accommodations for short-term or long-term residents, including skilled nursing and other residential care buildings.","1) Motel or Inn\n2) Hotel\n3) Dormitory, Fraternity, or Sorority\n4) Retirement Home, Nursing Home, Assisted Living, or other Residential Care\n5) Convent or Monastery"]
[null,null,"Nursing Home","Not specified","Not specified"]
[null,null,"Small Hotel/Motel",43200,4]
[null,"Mercantile","Stand-Alone Retail",24962,1,"Buildings used for the sale and display of goods other than food.","1) Retail Store\n2) Beer, Wine, or Liquor Store\n3) Rental Center\n4) Dealership or Showroom for Vehicles or Boats\n5) Studio or Gallery"]
[null,null,"Strip Mall  ",22500,1,"Shopping malls comprised of multiple connected establishments.","1) Strip Shopping Center\n2) Enclosed Malls"]
[null,"Multifamily","Midrise Apartment",33740,4,"Buildings containing multifamily dwelling units, having multiple stories, and equipped with elevators.","No sub-categories collected."]
[null,"Office","Large Office",498588,12,"Buildings used for general office space, professional office, or administrative offices. Medical offices are included here if they do not use any type of diagnostic medical equipment (if they do, they are categorized as an outpatient health care building).","1) Administrative or Professional Office\n2) Government Office\n3) Mixed-Use Office\n4) Bank or Other Financial Institution\n5) Medical Office\n6) Sales Office\n7) Contractor’s Office (e.g. Construction, Plumbing, HVAC)\n8) Non-Profit or Social Services\n9) Non-Profit or Social Services\n10) Research and Development\n11) City Hall or City Center\n12) Religious Office\n13) Call Center"]
[null,null,"Medium Office",53628,3]
[null,null,"Small Office",5500,1]
[null,"Public Assembly","Public Assembly ","Not specified","Not specified","Buildings in which people gather for social or recreational activities, whether in private or non-private meeting halls.","1) Social or Meeting (e.g. Community Center, Lodge, Meeting Hall, Convention Center, Senior Center)\n2) Recreation (e.g. Gymnasium, Health Club, Bowling Alley, Ice Rink, Field House, Indoor Racquet Sports)\n3) Entertainment or Culture (e.g. Museum, Theater, Cinema, Sports Arena, Casino, Night Club)\n4) Library\n5) Funeral Home\n6) Student Activities Center\n7) Armory\n8) Exhibition Hall\n9) Broadcasting Studio\n10) Transportation Terminal"]
[null,"Religious Worship","Religious Worship","Not specified","Not specified","Buildings in which people gather for religious activities, (such as chapels, churches, mosques, synagogues, and temples).","No sub-categories collected."]
[null,"Service","Service","Not specified","Not specified","Buildings in which some type of service is provided, other than food service or retail sales of goods.","1) Vehicle Service or Vehicle Repair Shop\n2) Vehicle Storage/Maintenance\n3) Repair Shop\n4) Dry Cleaner or Laundromat\n5) Post Office or Postal Center\n6) Car Wash\n7) Gas Station with no Convenience Store\n8) Photo Processing Shop\n9) Beauty Parlor or Barber Shop\n10) Tanning Salon\n11) Copy Center or Printing Shop\n12) Kennel"]
[null,"Warehouse","Warehouse",52045,1,"Buildings used to store goods, manufactured products, merchandise, raw materials, or personal belongings (such as self-storage).","1) Refrigerated Warehouse\n2) Non-refrigerated warehouse\n3) Distribution or Shipping Center"]

{"sheet":"Project Info","index":3,"n_rows":67,"n_cols":27,"rows_kept":67,"cut":false,"hidden":false,"merged":[[1,2,1,8],[2,2,2,8],[3,2,3,8],[5,2,5,9],[9,2,9,9],[7,2,7,9],[8,2,8,9],[19,2,19,9],[17,2,17,9],[13,2,13,9],[15,2,15,9],[11,2,11,9]]}
[]
[null,{"$f":"IF($C$6=\"\",\"\",VLOOKUP($C$6,PicTable,2,FALSE))","v":""},{"$f":"IF($C$6=\"\",\"Please Select Utility…\",$C$6)","v":"Please Select Utility…"},null,null,null,null,null,null,null,null,null,null,"AEP SWEPCO","Picture 3",null,"Utilities","Program List",null,"SWEPCOProg","ClecoProg","EntProg",null,"ParishName","WZ#",null,"Weather Zones:"]
[null,null,{"$f":"IF($C$12=\"\",\"Please Select Program Type…\",$C$12)","v":"Please Select Program Type…"},null,null,null,null,null,null,null,null,null,null,"Cleco","Picture 12",null,"AEP SWEPCO","SWEPCOProg",null,{"$f":"'Utility Admin'!M5","v":"Commercial Solutions"},{"$f":"'Utility Admin'!M6","v":"Commercial Large C&I"},null,null,"Acadia",4,3,"Weather Zone 3: New Orleans"]
[null,null,{"$f":"CONCATENATE(LEFT(Summary!$C$38,4),\" Louisiana Air Conditioning Evaluator (ACE) Tool\")","v":"2026 Louisiana Air Conditioning Evaluator (ACE) Tool"},null,null,null,null,null,null,null,null,null,null,"Entergy","Picture 6",null,"Cleco","ClecoProg",null,null,{"$f":"'Utility Admin'!M7","v":"Commercial Small Business"},null,null,"Allen",4,4,"Weather Zone 4: Baton Rouge"]
[null,null,null,null,null,null,null,null,null,null,null,null,null,null,null,null,"Entergy","EntProg",null,null,null,null,null,"Ascension",4,5,"Weather Zone 5: Alexandria"]
[null,"Utility:",null,null,null,null,null,null,null,null,null,"*Required Input",null,null,null,null,null,null,null,null,null,null,null,"Assumption",3,6,"Weather Zone 6: Shreveport"]
[null,null,null,null,null,null,null,null,null,null,null,null,null,null,null,null,null,"Program List:",null,null,null,null,null,"Avoyelles",5]
[null,"Parish:",null,null,null,null,null,null,null,null,null,"*Required Input",null,null,null,null,null,{"$f":"IF($C$6<>\"\",VLOOKUP(Utility,$Q$3:$R$5,2,FALSE),\"-\")","v":"-"},null,null,null,null,null,"Beauregard",4]
[null,"Zone #:",{"$f":"IF($C$8=\"\",\"\",VLOOKUP($C$8,$X:$Y,2,FALSE))","v":""},null,null,null,null,null,null,null,null,null,null,null,null,null,null,null,null,null,null,null,null,"Bienville",6]
[null,"Climate Zone:",{"$f":"IF($C$8=\"\",\"\",VLOOKUP($C$9,$Z$3:$AA$6,2,FALSE))","v":""},null,null,null,null,null,null,null,null,null,null,null,null,null,null,null,null,null,null,null,null,"Bossier",6]
[null,null,null,null,null,null,null,null,null,null,null,null,null,null,null,null,null,null,null,null,null,null,null,"Caddo",6]
[null,"Program Type:",null,null,null,null,null,null,null,null,null,"*Required Input",null,null,null,null,null,null,null,null,null,null,null,"Calcasieu",4]
[null,null,null,null,null,null,null,null,null,null,null,null,null,null,null,null,null,null,null,null,null,null,null,"Caldwell",6]
[null,"Business Name:",null,null,null,null,null,null,null,null,null,"*Required Input",null,null,null,null,null,null,null,null,null,null,null,"Cameron",4]
[null,null,null,null,null,null,null,null,null,null,null,null,null,null,null,null,null,null,null,null,null,null,null,"Catahoula",5]
[null,"Project Address:",null,null,null,null,null,null,null,null,null,"*Required Input",null,null,null,null,null,null,null,null,null,null,null,"Claiborne",6]
[null,null,null,null,null,null,null,null,null,null,null,null,null,null,null,null,null,null,null,null,null,null,null,"Concordia",5]
[null,"Contact Name:",null,null,null,null,null,null,null,null,null,"*Required Input",null,null,null,null,null,null,null,null,null,null,null,"De Soto",5]
[null,null,null,null,null,null,null,null,null,null,null,null,null,null,null,null,null,null,null,null,null,null,null,"DeSoto",5]
[null,"Email Address:",null,null,null,null,null,null,null,null,null,"*Required Input",null,null,null,null,null,null,null,null,null,null,null,"East Baton Rouge",4]
[null,null,null,null,null,null,null,null,null,null,null,null,null,null,null,null,null,null,null,null,null,null,null,"East Carroll",6]
[null,null,null,null,null,null,null,null,null,null,null,null,null,null,null,null,null,null,null,null,null,null,null,"East Feliciana",4]
[null,null,null,null,null,null,null,null,null,null,null,null,null,null,null,null,null,null,null,null,null,null,null,"Evangeline",4]
[null,null,null,null,null,null,null,null,null,null,null,null,null,null,null,null,null,null,null,null,null,null,null,"Franklin",6]
[null,null,null,null,null,null,null,null,null,null,null,null,null,null,null,null,null,null,null,null,null,null,null,"Grant",5]
[null,null,null,null,null,null,null,null,null,null,null,null,null,null,null,null,null,null,null,null,null,null,null,"Iberia",4]
[null,null,null,null,null,null,null,null,null,null,null,null,null,null,null,null,null,null,null,null,null,null,null,"Iberville",4]
[null,null,null,null,null,null,null,null,null,null,null,null,null,null,null,null,null,null,null,null,null,null,null,"Jackson",6]
[null,null,null,null,null,null,null,null,null,null,null,null,null,null,null,null,null,null,null,null,null,null,null,"Jefferson Davis",4]
[null,null,null,null,null,null,null,null,null,null,null,null,null,null,null,null,null,null,null,null,null,null,null,"Jefferson",3]
[null,null,null,null,null,null,null,null,null,null,null,null,null,null,null,null,null,null,null,null,null,null,null,"Lafayette",4]
[null,null,null,null,null,null,null,null,null,null,null,null,null,null,null,null,null,null,null,null,null,null,null,"Lafourche",3]
[null,null,null,null,null,null,null,null,null,null,null,null,null,null,null,null,null,null,null,null,null,null,null,"La Salle",5]
[null,null,null,null,null,null,null,null,null,null,null,null,null,null,null,null,null,null,null,null,null,null,null,"Lincoln",6]
[null,null,null,null,null,null,null,null,null,null,null,null,null,null,null,null,null,null,null,null,null,null,null,"Livingston",4]
[null,null,null,null,null,null,null,null,null,null,null,null,null,null,null,null,null,null,null,null,null,null,null,"Madison",6]
[null,null,null,null,null,null,null,null,null,null,null,null,null,null,null,null,null,null,null,null,null,null,null,"Morehouse",6]
[null,null,null,null,null,null,null,null,null,null,null,null,null,null,null,null,null,null,null,null,null,null,null,"Natchitoches",5]
[null,null,null,null,null,null,null,null,null,null,null,null,null,null,null,null,null,null,null,null,null,null,null,"Orleans",3]
[null,null,null,null,null,null,null,null,null,null,null,null,null,null,null,null,null,null,null,null,null,null,null,"Ouachita",6]
[null,null,null,null,null,null,null,null,null,null,null,null,null,null,null,null,null,null,null,null,null,null,null,"Plaquemines",3]
[null,null,null,null,null,null,null,null,null,null,null,null,null,null,null,null,null,null,null,null,null,null,null,"Pointe Coupee",4]
[null,null,null,null,null,null,null,null,null,null,null,null,null,null,null,null,null,null,null,null,null,null,null,"Rapides",5]
[null,null,null,null,null,null,null,null,null,null,null,null,null,null,null,null,null,null,null,null,null,null,null,"Red River",5]
[null,null,null,null,null,null,null,null,null,null,null,null,null,null,null,null,null,null,null,null,null,null,null,"Richland",6]
[null,null,null,null,null,null,null,null,null,null,null,null,null,null,null,null,null,null,null,null,null,null,null,"Sabine",5]
[null,null,null,null,null,null,null,null,null,null,null,null,null,null,null,null,null,null,null,null,null,null,null,"St. Bernard",3]
[null,null,null,null,null,null,null,null,null,null,null,null,null,null,null,null,null,null,null,null,null,null,null,"St. Charles",3]
[null,null,null,null,null,null,null,null,null,null,null,null,null,null,null,null,null,null,null,null,null,null,null,"St. Helena",4]
[null,null,null,null,null,null,null,null,null,null,null,null,null,null,null,null,null,null,null,null,null,null,null,"St. James",3]
[null,null,null,null,null,null,null,null,null,null,null,null,null,null,null,null,null,null,null,null,null,null,null,"St. John The Baptist",3]
[null,null,null,null,null,null,null,null,null,null,null,null,null,null,null,null,null,null,null,null,null,null,null,"St. Landry",4]
[null,null,null,null,null,null,null,null,null,null,null,null,null,null,null,null,null,null,null,null,null,null,null,"St. Martin",4]
[null,null,null,null,null,null,null,null,null,null,null,null,null,null,null,null,null,null,null,null,null,null,null,"St. Mary",3]
[null,null,null,null,null,null,null,null,null,null,null,null,null,null,null,null,null,null,null,null,null,null,null,"St. Tammany",4]
[null,null,null,null,null,null,null,null,null,null,null,null,null,null,null,null,null,null,null,null,null,null,null,"Tangipahoa",4]
[null,null,null,null,null,null,null,null,null,null,null,null,null,null,null,null,null,null,null,null,null,null,null,"Tensas",5]
[null,null,null,null,null,null,null,null,null,null,null,null,null,null,null,null,null,null,null,null,null,null,null,"Terrebonne",3]
[null,null,null,null,null,null,null,null,null,null,null,null,null,null,null,null,null,null,null,null,null,null,null,"Union",6]
[null,null,null,null,null,null,null,null,null,null,null,null,null,null,null,null,null,null,null,null,null,null,null,"Vermilion",4]
[null,null,null,null,null,null,null,null,null,null,null,null,null,null,null,null,null,null,null,null,null,null,null,"Vernon",5]
[null,null,null,null,null,null,null,null,null,null,null,null,null,null,null,null,null,null,null,null,null,null,null,"Washington",4]
[null,null,null,null,null,null,null,null,null,null,null,null,null,null,null,null,null,null,null,null,null,null,null,"Webster",6]
[null,null,null,null,null,null,null,null,null,null,null,null,null,null,null,null,null,null,null,null,null,null,null,"West Baton Rouge",4]
[null,null,null,null,null,null,null,null,null,null,null,null,null,null,null,null,null,null,null,null,null,null,null,"West Carroll",6]
[null,null,null,null,null,null,null,null,null,null,null,null,null,null,null,null,null,null,null,null,null,null,null,"West Feliciana",4]
[null,null,null,null,null,null,null,null,null,null,null,null,null,null,null,null,null,null,null,null,null,null,null,"Winn",5]

{"sheet":"Summary","index":4,"n_rows":38,"n_cols":7,"rows_kept":38,"cut":false,"hidden":false,"merged":[[23,2,24,6],[6,1,6,6],[1,2,1,6],[2,2,2,6],[3,2,3,6],[4,2,4,6],[10,1,11,1],[8,1,9,1]]}
[{"$f":"$C$38","v":2026.1}]
[null,"Business Name:",{"$f":"IF('Project Info'!$C$14=\"\",\"\",'Project Info'!$C$14)","v":""}]
[null,"Project Site Address:",{"$f":"IF('Project Info'!$C$16=\"\",\"\",'Project Info'!$C$16)","v":""}]
[null,"Utility Name:",{"$f":"IF('Project Info'!$C$6=\"\",\"\",'Project Info'!$C$6)","v":""}]
[null,"Climate Zone:",{"$f":"IF('Project Info'!$C$10=\"\",\"\",'Project Info'!$C$10)","v":""}]
[]
[null,"Savings Summary"]
[]
[null,"Total Calculated\nProject Savings","Total Summer\nkW Savings","Total Winter\nkW Savings","Total\nkW Savings","Total\nkWh Savings","Estimated\nPayment"]
[]
[null,"Claimed\nProject Savings","Total Summer\nkW Savings","Total Winter\nkW Savings","Total\nkW Savings","Total\nkWh Savings","Estimated\nPayment"]
[null,null,{"$f":"SUMIF(Inventory!$DK:$DK,\"Summer\",Inventory!$BA:$BA)","v":0},{"$f":"SUMIF(Inventory!$DK:$DK,\"Winter\",Inventory!$BA:$BA)","v":0},{"$f":"C12+D12","v":0},{"$f":"Inventory!$BB$5","v":0},{"$f":"Inventory!$BC$5","v":0}]
[]
[]
[]
[]
[]
[]
[]
[]
[]
[]
[]
[null,null," Claimed Savings by Measure"]
[]
[null,null,"Summer\nkW Savings","Winter\nkW Savings","Total\nkW Savings","Total\nkWh Savings","EUL"]
[null,"DX AC Air Cooled",{"$f":"SUMIFS(Inventory!$BA:$BA,Inventory!$BD:$BD,$B27,Inventory!$DK:$DK,\"Summer\")","v":0},{"$f":"SUMIFS(Inventory!$BA:$BA,Inventory!$BD:$BD,$B27,Inventory!$DK:$DK,\"Winter\")","v":0},{"$f":"C27+D27","v":0},{"$f":"SUMIF(Inventory!$BD:$BD,$B27,Inventory!$BB:$BB)","v":0},15]
[null,"DX HP Air Cooled",{"$f":"SUMIFS(Inventory!$BA:$BA,Inventory!$BD:$BD,$B28,Inventory!$DK:$DK,\"Summer\")","v":0},{"$f":"SUMIFS(Inventory!$BA:$BA,Inventory!$BD:$BD,$B28,Inventory!$DK:$DK,\"Winter\")","v":0},{"$f":"C28+D28","v":0},{"$f":"SUMIF(Inventory!$BD:$BD,$B28,Inventory!$BB:$BB)","v":0},15]
[null,"VRF AC Air Cooled",{"$f":"SUMIFS(Inventory!$BA:$BA,Inventory!$BD:$BD,$B29,Inventory!$DK:$DK,\"Summer\")","v":0},{"$f":"SUMIFS(Inventory!$BA:$BA,Inventory!$BD:$BD,$B29,Inventory!$DK:$DK,\"Winter\")","v":0},{"$f":"C29+D29","v":0},{"$f":"SUMIF(Inventory!$BD:$BD,$B29,Inventory!$BB:$BB)","v":0},15]
[null,"VRF HP Air Cooled",{"$f":"SUMIFS(Inventory!$BA:$BA,Inventory!$BD:$BD,$B30,Inventory!$DK:$DK,\"Summer\")","v":0},{"$f":"SUMIFS(Inventory!$BA:$BA,Inventory!$BD:$BD,$B30,Inventory!$DK:$DK,\"Winter\")","v":0},0,{"$f":"SUMIF(Inventory!$BD:$BD,$B30,Inventory!$BB:$BB)","v":0},15]
[null,"VRF HP Water Cooled",{"$f":"SUMIFS(Inventory!$BA:$BA,Inventory!$BD:$BD,$B31,Inventory!$DK:$DK,\"Summer\")","v":0},{"$f":"SUMIFS(Inventory!$BA:$BA,Inventory!$BD:$BD,$B31,Inventory!$DK:$DK,\"Winter\")","v":0},0,{"$f":"SUMIF(Inventory!$BD:$BD,$B31,Inventory!$BB:$BB)","v":0},15]
[null,"PTAC",{"$f":"SUMIFS(Inventory!$BA:$BA,Inventory!$BD:$BD,$B32,Inventory!$DK:$DK,\"Summer\")","v":0},{"$f":"SUMIFS(Inventory!$BA:$BA,Inventory!$BD:$BD,$B32,Inventory!$DK:$DK,\"Winter\")","v":0},0,{"$f":"SUMIF(Inventory!$BD:$BD,$B32,Inventory!$BB:$BB)","v":0},10]
[null,"PTHP",{"$f":"SUMIFS(Inventory!$BA:$BA,Inventory!$BD:$BD,$B33,Inventory!$DK:$DK,\"Summer\")","v":0},{"$f":"SUMIFS(Inventory!$BA:$BA,Inventory!$BD:$BD,$B33,Inventory!$DK:$DK,\"Winter\")","v":0},0,{"$f":"SUMIF(Inventory!$BD:$BD,$B33,Inventory!$BB:$BB)","v":0},10]
[null,"Centrifugal Chiller",{"$f":"SUMIFS(Inventory!$BA:$BA,Inventory!$BD:$BD,$B34,Inventory!$DK:$DK,\"Summer\")","v":0},{"$f":"SUMIFS(Inventory!$BA:$BA,Inventory!$BD:$BD,$B34,Inventory!$DK:$DK,\"Winter\")","v":0},{"$f":"C34+D34","v":0},{"$f":"SUMIF(Inventory!$BD:$BD,$B34,Inventory!$BB:$BB)","v":0},25]
[null,"Screw Chiller",{"$f":"SUMIFS(Inventory!$BA:$BA,Inventory!$BD:$BD,$B35,Inventory!$DK:$DK,\"Summer\")","v":0},{"$f":"SUMIFS(Inventory!$BA:$BA,Inventory!$BD:$BD,$B35,Inventory!$DK:$DK,\"Winter\")","v":0},0,{"$f":"SUMIF(Inventory!$BD:$BD,$B35,Inventory!$BB:$BB)","v":0},20]
[null,"Scroll Chiller",{"$f":"SUMIFS(Inventory!$BA:$BA,Inventory!$BD:$BD,$B36,Inventory!$DK:$DK,\"Summer\")","v":0},{"$f":"SUMIFS(Inventory!$BA:$BA,Inventory!$BD:$BD,$B36,Inventory!$DK:$DK,\"Winter\")","v":0},{"$f":"C36+D36","v":0},{"$f":"SUMIF(Inventory!$BD:$BD,$B36,Inventory!$BB:$BB)","v":0},20]
[]
[null,"ACE Version",2026.1]

{"sheet":"Inventory","index":5,"n_rows":262,"n_cols":133,"rows_kept":262,"cut":false,"hidden":false,"merged":[[7,127,7,130],[7,104,8,104],[7,105,8,105],[7,108,8,108],[7,101,8,101],[7,103,8,103],[7,83,8,83],[7,95,8,95],[7,107,8,107],[6,112,8,112],[6,82,6,97],[6,110,6,111],[7,110,8,110],[7,111,8,111],[7,90,8,90],[7,94,8,94],[7,97,8,97],[7,106,8,106],[7,109,8,109],[6,98,6,109],[7,98,8,98],[7,100,8,100],[7,102,8,102],[7,99,8,99],[7,85,8,85],[7,96,8,96],[7,91,8,91],[7,92,8,92],[7,82,8,82],[7,88,8,88],[7,84,8,84],[7,93,8,93],[7,89,8,89],[7,86,8,86],[7,87,8,87],[6,81,8,81],[6,74,6,79],[7,74,8,74],[7,77,8,77],[7,78,8,78],[7,79,8,79],[7,75,8,75],[6,72,8,72],[6,73,8,73],[7,76,8,76],[6,80,8,80],[6,62,8,62],[6,67,8,67],[6,71,8,71],[6,63,8,63],[6,64,8,64],[6,69,8,69],[6,44,6,50],[6,70,8,70],[6,68,8,68],[6,58,8,58],[6,59,8,59],[7,50,8,50],[6,65,8,65],[6,66,8,66],[6,57,8,57],[6,54,8,54],[6,52,8,52],[6,60,8,60],[6,61,8,61],[6,56,8,56],[6,55,8,55],[7,25,8,25],[3,39,4,43],[3,1,4,22],[7,36,8,36],[7,14,8,14],[7,20,8,20],[7,40,8,40],[7,37,8,37],[6,53,8,53],[7,8,8,8],[7,9,8,9],[6,1,8,1],[7,13,8,13],[7,47,8,47],[7,17,8,17],[7,48,8,48],[7,49,8,49],[7,18,8,18],[7,24,8,24],[7,44,8,44],[7,21,8,21],[7,19,8,19],[261,1,261,3],[6,3,8,3],[6,2,8,2],[7,35,8,35],[6,51,8,51],[7,16,8,16],[7,22,8,22],[7,5,8,5],[7,15,8,15],[7,7,8,7],[6,4,8,4],[7,27,8,27],[7,45,8,45],[7,46,8,46],[7,26,8,26],[7,41,8,41],[7,34,8,34],[7,23,8,23],[7,6,8,6],[7,29,7,31],[7,39,8,39],[7,38,8,38],[7,43,8,43],[7,42,8,42]]}
[]
[null,{"$f":"LEFT(Summary!C38,4)","v":"2026"},{"$f":"IF(AND('Project Info'!$C$14<>\"\",'Project Info'!$C$16<>\"\"),CONCATENATE(\"Commercial A/C Evaluator Survey Form (ACE): \",'Project Info'!$C$14,\" - \",'Project Info'!$C$16),IF(AND('Project Info'!$C$14<>\"\",'Project Info'!$C$16=\"\"),CONCATENATE(\"Commercial A/C Evaluator Survey Form (ACE): \",'Project Info'!$C$14),IF(AND('Project Info'!$C$14=\"\",'Project Info'!$C$16<>\"\"),CONCATENATE(\"Commercial A/C Evaluator Survey Form (ACE): \",'Project Info'!$C$16),\"Commercial A/C Evaluator Survey Form (ACE)\")))","v":"Commercial A/C Evaluator Survey Form (ACE)"},null,null,null,null,null,null,null,null,null,null,null,null,null,null,null,null,null,null,null,null,null,null,null,null,null,null,null,null,null,null,null,null,null,null,null,null,null,null,null,null,null,null,null,null,null,null,null,null,null,null,null,{"$f":"CONCATENATE(\"v \",Summary!C38)","v":"v 2026.1"}]
[]
[null,"Please fill out one copy of this form for each customer site involved in the project where HVAC measures are being installed.\nFrom left to right, fill in all non-shaded cells of the HVAC equipment inventory. Shaded (gray) values are either automatically calculated or not necessary. Use drop-down lists (if available).\nTo print this form click on File/Print/OK.",null,null,null,null,null,null,null,null,null,null,null,null,null,null,null,null,null,null,null,null,null,null,null,null,null,null,null,null,null,null,null,null,null,null,null,null,null,"AC/HPs < 65,000 btuh should use SEER2/EER2/HSPF2.\nUnits with no SEER2 rating are ineligible beginning January 1, 2024. AC/HPs > 65,000 btuh should use EER/IEER/COP.",null,null,null,null,null,null,null,null,null,null,null,null,"Total kW\nSavings","Total kWh\nSavings","Estimated\nPayment"]
[null,null,null,null,null,null,null,null,null,null,null,null,null,null,null,null,null,null,null,null,null,null,null,null,null,null,null,null,null,null,null,null,null,null,null,null,null,null,null,null,null,null,null,null,null,null,null,null,null,null,null,null,{"$f":"IFERROR($BA$261,0)","v":0},{"$f":"IFERROR($BB$261,0)","v":0},{"$f":"IFERROR($BC$261,0)","v":0}]
[]
[null,null,"Project Type\n(select from list)","Building Type\n(select from list)","Building ID\n(optional for sites with multiple buildings)","Baseline Equipment",null,null,null,null,null,null,null,null,null,null,null,null,null,null,null,null,null,"New Equipment",null,null,null,null,null,null,null,null,null,null,null,null,null,null,null,null,null,null,null,null,null,null,null,null,null,null,null,"Measure\nLife","Total kW\nSavings","Total kWh\nSavings","Estimated\nPayment","EUL\nSystem Type","Early\nRetirement\nConversion","Cooling FL\nEfficiency\nRating\nROB","Cooling PL\nEfficiency\nRating\nROB","Heating\nEfficiency\nRating\nROB","Sum\nkW\nSavings\nROB","Win\nkW\nSavings\nROB","Cooling\nkWh\nSavings\nROB","Heating\nkWh\nSavings\nROB","Total\nkWh\nSavings\nROB","Sum\nkW\nSavings\nER","Win\nkW\nSavings\nER","Cooling\nkWh\nSavings\nER","Heating\nkWh\nSavings\nER","Total\nkWh\nSavings\nER","RUL","ML\nROB","Sum\nWgt\nkW","Win\nWgt\nkW","ACC to WCC Auxillary Equipment Adjustment",null,null,null,null,null,"Wgt\nkW","Wgt\nkWh","Pre-Retrofit Equipment",null,null,null,null,null,null,null,null,null,null,null,null,null,null,null,"Installed Equipment",null,null,null,null,null,null,null,null,null,null,null,"Incentive Rates",null,"Estimated\nPayment"]
[null,null,null,null,null,"Manufacturer","Model #","Tag ID","System\nType","Manf.\nYear","DX AC/HP\nOnly","Chillers\nOnly","PTAC/\nPTHP\nOnly","Cooling\nCapacity/\nUnit","Cooling\nCapacity\nType","Heating\nCapacity/\nUnit","Heating\nCapacity\nType","# of\nUnits","Optional:\nCooling FL\nEfficiency\nRating\n(in EER\nor kW/ton)","Optional:\nCooling PL\nEfficiency\nRating\n(in SEER, IEER,\nor kW/ton)","Optional:\nCooling\nRating\nFormat","Optional:\nHeating\nEfficiency\nRating\n(in HSPF\nor COP)","Optional:\nHeating\nRating\nFormat","Manufacturer","AHRI\nReference #","Model #","Tag ID","System\nType","DX AC/HP\nOnly","Chillers Only",null,null,"VRF HP\nOnly","PTAC/\nPTHP\nOnly","Cooling\nCapacity/\nUnit","Cooling\nCapacity\nType","Heating\nCapacity/\nUnit","Heating\nCapacity\nType","# of\nUnits","Cooling\nFull-Load\nEfficiency\nRating\n(in EER2, EER, kW/ton)","Cooling\nPart-Load\nEfficiency\nRating\n(in SEER2, IEER,\nkW/ton)","Cooling\nRating\nFormat","Heating\nEfficiency\nRating\n(in HSPF2\nor COP)","Heating\nRating\nFormat","Pre\nCapacity/\nUnit\n(Tons)","Post Clg\nCapacity/\nUnit\n(Tons)","Post Htg\nCapacity/\nUnit\n(Tons)","Minimum\nCapacity/\nUnit\n(Tons)","Maximum\nCapacity/\nUnit\n(Tons)","Minimum\nCapacity/\nUnit","Maximum\nCapacity/\nUnit",null,null,null,null,null,null,null,null,null,null,null,null,null,null,null,null,null,null,null,null,null,null,null,"Wgt\nkW\nbefore\nadjustment","kWaux","kWnet","Wgt\nkWh\nbefore\nadjustment","kWhaux","kWhnet",null,null,"System Type\nLookup","Total Pre\nCooling\nCapacity\n(Tons)","Total Base\nCooling\nCapacity\n(Tons)","Existing\nEquipment\nCooling FL\nEfficiency\n(kW/ton)","Existing\nEquipment\nCooling PL\nEfficiency\n(kW/ton)","Existing\nEquipment\nHeating\nEfficiency\n(COP)","Cooling FL\nEfficiency\nRating","Cooling PL\nEfficiency\nRating","Cooling\nRating\nFormat","Total\nHeating\nCapacity\n(Btu/hr)","Heating\nEfficiency\nRating","Heating\nRating\nFormat","DF\nClg","DF\nHtg","EFLH\nClg","EFLH\nHtg","System Type\nLookup","Total\nCooling\nCapacity\n(Tons)","Cooling FL\nEfficiency\nRating","Cooling PL\nEfficiency\nRating","Cooling\nRating\nFormat","Total\nHeating\nCapacity\n(Btu/hr)","Heating\nEfficiency\nRating","Heating\nRating\nFormat","DF\nClg","DF\nHtg","EFLH\nClg","EFLH\nHtg","$/kW","$/kWh",null,null,null,null,null,null,null,null,null,null,null,null,null,null,null,"Weather Zones 1-5"]
[null,null,null,null,null,null,null,null,null,null,"Split/\nPackaged?","Compressor\nType","Std.\nSize?",null,null,null,null,null,null,null,null,null,null,null,null,null,null,null,"Split/\nPackaged?","Path\nA=Full-Load\nB=Part-Load","Compressor\nType","Horsepower\nof auxillary\nequipment","w/ Heat\nRecovery?","Std.\nSize?",null,null,null,null,null,null,null,null,null,null,null,null,null,null,null,null,null,null,null,null,null,null,null,null,null,null,null,null,null,null,null,null,null,null,null,null,null,null,null,null,null,null,null,null,null,null,null,null,null,null,null,null,null,null,null,null,null,null,null,null,null,null,null,null,null,null,null,null,null,null,null,null,null,null,null,null,null,null,null,null,"Demand\nType",null,"System Type","w/ Chiller Type","System Type\nLookup","EUL\nSystem Type","EUL",null,"AllSysTypes","AllSysTypesER",null,null,null,null,"Replace-on-Burnout","Early Retirement","New Construction"]
[null,1,null,null,null,null,null,null,null,null,null,null,null,null,null,null,null,null,null,null,null,null,null,null,null,null,null,null,null,"A",null,null,null,null,null,null,null,null,null,null,null,null,null,null,{"$f":"IF(OR($N10=\"\",$O10=\"\"),0,IF($O10=\"Tons\",$N10,IF($O10=\"Btu/hr\",$N10/12000,\"\")))","v":0},{"$f":"IF(OR($AI10=\"\",$AJ10=\"\"),0,IF($AJ10=\"Tons\",$AI10,IF($AJ10=\"Btu/hr\",$AI10/12000,\"\")))","v":0},{"$f":"IF(OR($AK10=\"\",$AL10=\"\"),0,IF($AL10=\"Tons\",$AK10,IF($AL10=\"Btu/hr\",$AK10/12000,\"\")))","v":0},{"$f":"IF(OR($C10=\"New Construction\",$C10=\"Replace-on-Burnout\",$AJ10=\"\",$AM10=\"\"),0,(0.8*$AS10*$R10)/$AM10)","v":0},{"$f":"IF(OR($C10=\"New Construction\",$C10=\"Replace-on-Burnout\"),999999999,IF(OR($AJ10=\"\",$AM10=\"\"),0,(1.2*$AS10*$R10)/$AM10))","v":0},{"$f":"IF(OR($C10=\"New Construction\",$C10=\"Replace-on-Burnout\",$AJ10=\"\",$AM10=\"\"),0,IF($AJ10=\"Tons\",$AV10,IF($AJ10=\"Btu/hr\",$AV10*12000,0)))","v":0},{"$f":"IF(OR($C10=\"New Construction\",$C10=\"Replace-on-Burnout\",$AJ10=\"\",$AM10=\"\"),999999999,IF($AJ10=\"Tons\",$AW10,IF($AJ10=\"Btu/hr\",$AW10*12000,0)))","v":999999999},{"$f":"IF(OR($AB10=\"\",AND(OR($AB10=\"Air Cooled Chiller\",$AB10=\"Water Cooled Chiller\"),$AE10=\"\")),\"\",IF(OR($AB10=\"Air Cooled Chiller\",$AB10=\"Water Cooled Chiller\"),VLOOKUP(CONCATENATE($AE10,\" \",$AB10),$DN$10:$DQ$22,4,FALSE),VLOOKUP($AB10,$DN$10:$DQ$22,4,FALSE)))","v":""},{"$f":"ROUND(IF($C10=\"Early Retirement\",$CC10,IFERROR(IF(OR($AB10=\"\",$AI10=\"\",$AJ10=\"\",$AM10=\"\",$AN10=\"\",$AP10=\"\",$CQ10=0,$DC10=0,OR($CW10>$CK10,$CX10>$CL10,$DA10<$CO10)),0,IF(OR($AB10=\"DX HP Air Cooled\",$AB10=\"PTHP\"),MAX(($CG10*$CK10*$CQ10)-($CV10*$CW10*$DC10),($CN10/$CO10*$CR10-$CZ10/$DA10*$DD10)/3412),($CG10*$CK10*$CQ10)-($CV10*$CW10*$DC10))),0)),2)","v":0},{"$f":"ROUND(IF($C10=\"Early Retirement\",$CD10,IFERROR(IF(OR($AB10=\"\",$AI10=\"\",$AJ10=\"\",$AM10=\"\",$AN10=\"\",AND(OR($AB10=\"Air Cooled Chiller\",$AB10=\"Water Cooled Chiller\",$AB10=\"DX AC Air Cooled\",$AB10=\"DX HP Air Cooled\"),$AO10=\"\"),$AP10=\"\",AND(OR($AB10=\"DX HP Air Cooled\",$AB10=\"PTHP\"),OR($AQ10=\"\",$AR10=\"\")),$CS10=0,$DE10=0,OR($CW10>$CK10,$CX10>$CL10,$DA10<$CO10)),0,IF(OR($AB10=\"DX HP Air Cooled\",$AB10=\"VRF HP Air Cooled\",$AB10=\"VRF HP Water Cooled\",$AB10=\"PTHP\"),(($CG10*$CL10*$CS10)-($CV10*$CX10*$DE10))+((($CN10*(1/$CO10)*$CT10)-($CZ10*(1/$DA10)*$DF10))*(1/3412)),($CG10*$CL10*$CS10)-($CV10*$CX10*$DE10))),0)),0)","v":0},{"$f":"IFERROR(IF($DI$261>'Utility Admin'!$H$5,$BB10/$BB$5*$BC$261,$DI10),0)","v":0},{"$f":"IF(OR($AB10=\"\",AND(OR($AB10=\"Air Cooled Chiller\",$AB10=\"Water Cooled Chiller\"),$AE10=\"\")),\"\",IF(OR($AB10=\"Air Cooled Chiller\",$AB10=\"Water Cooled Chiller\"),VLOOKUP(CONCATENATE($AE10,\" \",$AB10),$DN$10:$DP$22,3,FALSE),VLOOKUP($AB10,$DN$10:$DP$22,3,FALSE)))","v":""},{"$f":"IF($C10=\"Early Retirement\",\"Replace-on-Burnout\",\"\")","v":""},{"$f":"IF(AND(OR($AB10=\"DX AC Air Cooled\",$AB10=\"DX HP Air Cooled\"),OR(AND($AJ10=\"Btu/hr\",$AI10<65000),AND($AJ10=\"Tons\",$AI10<65000/12000)),$AC10=\"Split\",$AO10>=15.2),MAX(Baselines!$CF254,12/9.8),Baselines!$CF254)","v":0},{"$f":"Baselines!$CG254","v":0},{"$f":"Baselines!$CI254","v":0},{"$f":"IF(OR($D10=\"\",$AB10=\"\",$AI10=\"\",$AJ10=\"\",$AM10=\"\",$AN10=\"\",$AP10=\"\",$BE10=\"\"),0,IFERROR(IF(OR($CQ10=0,$DC10=0),0,($CG10*$BF10*$CQ10)-($CV10*$CW10*$DC10)),0))","v":0},{"$f":"IF(OR($D10=\"\",$AB10=\"\",$AI10=\"\",$AJ10=\"\",$AM10=\"\",$AN10=\"\",$AP10=\"\",$BE10=\"\"),0,IFERROR(IF(OR($CR10=0,$DD10=0),0,($CN10/$BH10*$CR10-$CZ10/$DA10*$DD10)/3412),0))","v":0},{"$f":"IF(OR($D10=\"\",$AB10=\"\",$AI10=\"\",$AJ10=\"\",$AM10=\"\",AND($AB10<>\"PTAC\",$AB10<>\"PTHP\",$AO10=\"\"),AND(OR($AB10=\"PTAC\",$AB10=\"PTHP\"),$AN10=\"\"),$AP10=\"\",$BE10=\"\"),0,IFERROR(IF(OR($CS10=0,$DE10=0),0,($CG10*$BG10*$CS10)-($CV10*$CX10*$DE10)),0))","v":0},{"$f":"IF(OR($D10=\"\",$AB10=\"\",$AK10=\"\",$AL10=\"\",$AM10=\"\",$AQ10=\"\",$AR10=\"\",$BE10=\"\"),0,IFERROR(IF(OR($CT10=0,$DF10=0),0,(($CN10*(1/$BH10)*$CT10)-($CZ10*(1/$DA10)*$DF10))*(1/3412)),0))","v":0},{"$f":"BK10+BL10","v":0},{"$f":"IF(OR($C10<>\"Early Retirement\",$D10=\"\",$J10=\"\",$AB10=\"\",$AI10=\"\",$AJ10=\"\",$AM10=\"\",$AN10=\"\",$AP10=\"\"),0,IF(AND($C10=\"Early Retirement\",OR($AB10=\"PTAC\",$AB10=\"PTHP\"),OR($AH10<>\"Yes\",$AI10>$N10)),$BI10,IFERROR(IF(OR($CQ10=0,$DC10=0),0,($CG10*$CK10*$CQ10)-($CV10*$CW10*$DC10)),0)))","v":0},{"$f":"IF(OR($C10<>\"Early Retirement\",$D10=\"\",$J10=\"\",$AB10=\"\",$AI10=\"\",$AJ10=\"\",$AM10=\"\",$AN10=\"\",$AP10=\"\"),0,IF(AND($C10=\"Early Retirement\",OR($AB10=\"PTAC\",$AB10=\"PTHP\"),OR($AH10<>\"Yes\",$AI10>$N10)),$BJ10,IFERROR(IF(OR($CR10=0,$DD10=0),0,($CN10/$CO10*$CR10-$CZ10/$DA10*$DD10)/3412),0)))","v":0},{"$f":"IF(OR($C10<>\"Early Retirement\",$D10=\"\",$J10=\"\",$AB10=\"\",$AI10=\"\",$AJ10=\"\",$AM10=\"\",AND($AN10=\"\",$AO10=\"\"),$AP10=\"\"),0,IF(AND($C10=\"Early Retirement\",OR($AB10=\"PTAC\",$AB10=\"PTHP\"),OR($AH10<>\"Yes\",$AI10>$N10)),$BK10,IFERROR(IF(OR($CS10=0,$DE10=0),0,($CG10*$CL10*$CS10)-($CV10*$CX10*$DE10)),0)))","v":0},{"$f":"IF(OR($C10<>\"Early Retirement\",$D10=\"\",$J10=\"\",$AB10=\"\",$AK10=\"\",$AL10=\"\",$AM10=\"\",$AQ10=\"\",$AR10=\"\"),0,IF(AND($C10=\"Early Retirement\",OR($AB10=\"PTAC\",$AB10=\"PTHP\"),OR($AH10<>\"Yes\",$AI10>$N10)),$BL10,IFERROR(IF(OR($CT10=0,$DF10=0),0,(($CN10*(1/$CO10)*$CT10)-($CZ10*(1/$DA10)*$DF10))*(1/3412)),0)))","v":0},{"$f":"BP10+BQ10","v":0},{"$f":"IF(OR($C10<>\"Early Retirement\",$J10=\"\"),0,IF(OR($I10=\"DX AC Air Cooled\",$I10=\"DX HP Air Cooled\"),VLOOKUP($J10,'Early Retirement'!$CI$6:$CM$32,2,FALSE),IF(OR($I10=\"PTAC\",$I10=\"PTHP\"),VLOOKUP($J10,'Early Retirement'!$CI$6:$CM$32,3,FALSE),IF(AND(OR($I10=\"Air Cooled Chiller\",$I10=\"Water Cooled Chiller\"),$L10<>\"Centrifugal\"),VLOOKUP($J10,'Early Retirement'!$CI$6:$CM$32,4,FALSE),IF(AND(OR($I10=\"Air Cooled Chiller\",$I10=\"Water Cooled Chiller\"),$L10=\"Centrifugal\"),VLOOKUP($J10,'Early Retirement'!$CI$6:$CM$32,5,FALSE),\"\")))))","v":0},{"$f":"IF(OR($C10<>\"Early Retirement\",$J10=\"\",$AB10=\"\",$AZ10=\"\"),0,$AZ10-$BS10)","v":0},{"$f":"IF(OR($C10<>\"Early Retirement\",$AN10=\"\",AND($AB10<>\"PTAC\",$AB10<>\"PTHP\",$AO10=\"\"),$AP10=\"\"),0,($BN10*$BS10+$BI10*$BT10)/SUM($BS10:$BT10))","v":0},{"$f":"IF(OR($C10<>\"Early Retirement\",$AN10=\"\",AND($AB10<>\"PTAC\",$AB10<>\"PTHP\",$AO10=\"\"),$AP10=\"\"),0,($BO10*$BS10+$BJ10*$BT10)/SUM($BS10:$BT10))","v":0},{"$f":"IF(OR($CW10>$BF10,$CX10>$BG10,$DA10<$BH10),0,MAX(BU10,BV10))","v":0},{"$f":"$AF10*(0.746/0.86)*0.8","v":0},{"$f":"IF($AF10=\"\",0,$BW10-$BX10)","v":0},{"$f":"IF(OR($C10<>\"Early Retirement\",$AN10=\"\",AND($AB10<>\"PTAC\",$AB10<>\"PTHP\",$AO10=\"\"),$AP10=\"\",OR($CW10>$BF10,$CX10>$BG10,$DA10<$BH10)),0,($BR10*$BS10+$BM10*$BT10)/SUM($BS10:$BT10))","v":0},{"$f":"$BX10*8760","v":0},{"$f":"IF($AF10=\"\",0,$BZ10-$CA10)","v":0},{"$f":"IF(OR($CW10>$BF10,$CX10>$BG10,$DA10<$BH10),0,IF(AND($C10=\"Early Retirement\",$I10=\"Air Cooled Chiller\",$AB10=\"Water Cooled Chiller\"),$BY10,MAX(BU10,BV10)))","v":0},{"$f":"IF(OR($C10<>\"Early Retirement\",$AN10=\"\",AND($AB10<>\"PTAC\",$AB10<>\"PTHP\",$AO10=\"\"),$AP10=\"\",OR($CW10>$BF10,$CX10>$BG10,$DA10<$BH10)),0,IF(AND($C10=\"Early Retirement\",$I10=\"Air Cooled Chiller\",$AB10=\"Water Cooled Chiller\"),$CB10,($BR10*$BS10+$BM10*$BT10)/SUM($BS10:$BT10)))","v":0},{"$f":"IF($C10=\"New Construction\",$CU10,IF($I10=\"\",\"\",VLOOKUP($I10,$DM$10:$DO$22,3,FALSE)))","v":""},{"$f":"IF(OR($N10=\"\",$O10=\"\",$R10=\"\"),\"\",IF($O10=\"Btu/hr\",($N10/12000)*$R10,IF($O10=\"Tons\",$N10*$R10,\"\")))","v":""},{"$f":"CV10","v":""},{"$f":"IF($U10=\"EER\",12/$S10,IF($U10=\"kW/ton\",$S10,0))","v":0},{"$f":"IF(AND(OR($I10=\"PTAC\",$I10=\"PTHP\"),$U10=\"EER\"),12/$S10,IF(AND(OR($I10=\"PTAC\",$I10=\"PTHP\"),$U10=\"kW/ton\"),$S10,IF($U10=\"EER\",12/$T10,IF($U10=\"kW/ton\",$T10,0))))","v":0},{"$f":"IF($W10=\"HSPF\",$V10/3.214,IF($W10=\"COP\",$V10,0))","v":0},{"$f":"IF(AND($C10=\"Early Retirement\",$J10<>\"\",$S10<>\"\",$U10<>\"\"),$CH10,IF(AND(OR($AB10=\"DX AC Air Cooled\",$AB10=\"DX HP Air Cooled\"),OR(AND($AJ10=\"Btu/hr\",$AI10<65000),AND($AJ10=\"Tons\",$AI10<65000/12000)),$AC10=\"Split\",$AO10>=15.2),MAX(Baselines!$CF3,12/9.8),Baselines!$CF3))","v":0},{"$f":"IF(AND($C10=\"Early Retirement\",$J10<>\"\",$S10<>\"\",$U10<>\"\"),$CI10,Baselines!$CG3)","v":0},{"$f":"Baselines!$CH3","v":"kW/ton"},{"$f":"CZ10","v":""},{"$f":"IF(AND($C10=\"Early Retirement\",$J10<>\"\",$S10<>\"\",$U10<>\"\"),$CJ10,IF(AND(Baselines!$CI3=0,OR($CU10=\"DX HP\",$CU10=\"PTHP\")),$BH10,Baselines!$CI3))","v":0},"COP",{"$f":"IF(OR($C10=\"Replace-on-Burnout\",$C10=\"New Construction\"),$DC10,IF($CE10=\"\",\"\",IF(OR($CE10=\"DX HP\",$CE10=\"PTHP\"),VLOOKUP($D10,'Factor Tables'!$B$89:$M$105,MATCH(CONCATENATE($CE10,\" Clg\"),'Factor Tables'!$B$88:$M$88,0),FALSE),VLOOKUP($D10,'Factor Tables'!$B$89:$M$105,MATCH($CE10,'Factor Tables'!$B$88:$M$88,0),FALSE))))","v":""},{"$f":"IF(OR($C10=\"Replace-on-Burnout\",$C10=\"New Construction\"),$DD10,IF($CE10=\"\",\"\",IF($CE10=\"DX HP\",VLOOKUP($D10,'Factor Tables'!$B$89:$M$105,MATCH(\"DX HP Htg\",'Factor Tables'!$B$88:$M$88,0),FALSE),0)))","v":""},{"$f":"IF(OR($C10=\"Replace-on-Burnout\",$C10=\"New Construction\"),$DE10,IF($CE10=\"\",\"\",IF($CE10=\"DX HP\",VLOOKUP($D10,'Factor Tables'!$N$89:$Y$105,MATCH(\"DX HP Clg\",'Factor Tables'!$N$88:$Y$88,0),FALSE),IF($CE10=\"PTHP\",VLOOKUP($D10,'Factor Tables'!$N$89:$Y$105,MATCH(\"PTHP Clg\",'Factor Tables'!$N$88:$Y$88,0),FALSE),IF(AND($CE10<>\"DX HP\",$CE10<>\"PTHP\"),VLOOKUP($D10,'Factor Tables'!$N$89:$Y$105,MATCH($CE10,'Factor Tables'!$N$88:$Y$88,0),FALSE),\"\")))))","v":""},{"$f":"IF(OR($C10=\"Replace-on-Burnout\",$C10=\"New Construction\",$CU10=\"DX HP\",$CU10=\"PTHP\"),$DF10,IF($CE10=\"\",\"\",IF($CE10=\"DX HP\",VLOOKUP($D10,'Factor Tables'!$N$89:$Y$105,MATCH(\"DX HP Htg\",'Factor Tables'!$N$88:$Y$88,0),FALSE),IF($CE10=\"PTHP\",VLOOKUP($D10,'Factor Tables'!$N$89:$Y$105,MATCH(\"PTHP Htg\",'Factor Tables'!$N$88:$Y$88,0),FALSE),0))))","v":""},{"$f":"IF($AB10=\"\",\"\",VLOOKUP($AB10,$DM$10:$DO$22,3,FALSE))","v":""},{"$f":"IF(OR($AI10=\"\",$AJ10=\"\",$AM10=\"\"),\"\",IF($AJ10=\"Btu/hr\",($AI10/12000)*$AM10,IF($AJ10=\"Tons\",$AI10*$AM10,\"\")))","v":""},{"$f":"IF($AP10=\"EER\",12/$AN10,IF($AP10=\"kW/ton\",$AN10,0))","v":0},{"$f":"IF(AND(OR($AB10=\"VRF HP Water Cooled\",$AB10=\"PTAC\",$AB10=\"PTHP\"),$AP10=\"EER\"),12/$AN10,IF(AND(OR($AB10=\"VRF HP Water Cooled\",$AB10=\"PTAC\",$AB10=\"PTHP\"),$AP10=\"kW/ton\"),$AN10,IF($AP10=\"EER\",12/$AO10,IF($AP10=\"kW/ton\",$AO10,0))))","v":0},"kW/ton",{"$f":"IF(OR($AK10=\"\",$AL10=\"\",$AM10=\"\"),\"\",IF($AL10=\"Tons\",($AK10*12000)*$AM10,IF($AL10=\"Btu/hr\",$AK10*$AM10,\"\")))","v":""},{"$f":"IF($AR10=\"HSPF\",$AQ10/3.412,IF($AR10=\"COP\",$AQ10,0))","v":0},"COP",{"$f":"IF($CU10=\"\",\"\",IF(OR($CU10=\"DX HP\",$CU10=\"VRF HP\",$CU10=\"PTHP\"),VLOOKUP($D10,'Factor Tables'!$B$89:$M$105,MATCH(CONCATENATE($CU10,\" Clg\"),'Factor Tables'!$B$88:$M$88,0),FALSE),VLOOKUP($D10,'Factor Tables'!$B$89:$M$105,MATCH($CU10,'Factor Tables'!$B$88:$M$88,0),FALSE)))","v":""},{"$f":"IF($CU10=\"\",\"\",IF(OR($CU10=\"DX HP\",$CU10=\"VRF HP\",$CU10=\"PTHP\"),VLOOKUP($D10,'Factor Tables'!$B$89:$M$105,MATCH(CONCATENATE($CU10,\" Htg\"),'Factor Tables'!$B$88:$M$88,0),FALSE),0))","v":""},{"$f":"IF($CU10=\"\",\"\",IF(OR($CU10=\"DX HP\",$CU10=\"VRF HP\",$CU10=\"PTHP\"),VLOOKUP($D10,'Factor Tables'!$N$89:$Y$105,MATCH(CONCATENATE($CU10,\" Clg\"),'Factor Tables'!$N$88:$Y$88,0),FALSE),VLOOKUP($D10,'Factor Tables'!$N$89:$Y$105,MATCH($CU10,'Factor Tables'!$N$88:$Y$88,0),FALSE)))","v":""},{"$f":"IF($CU10=\"\",\"\",IF(OR($CU10=\"DX HP\",$CU10=\"VRF HP\",$CU10=\"PTHP\"),VLOOKUP($D10,'Factor Tables'!$N$89:$Y$105,MATCH(CONCATENATE($CU10,\" Htg\"),'Factor Tables'!$N$88:$Y$88,0),FALSE),0))","v":""},{"$f":"IF($AB10=\"\",0,VLOOKUP($AB10,'Utility Admin'!$E:$G,2,FALSE))","v":0},{"$f":"IF($AB10=\"\",0,VLOOKUP($AB10,'Utility Admin'!$E:$G,3,FALSE))","v":0},{"$f":"IFERROR(IF(ABS(Summary!$F$12)<=ABS(Summary!$E$12)*'Utility Admin'!$I$5,$BA10*$DG10+$BB10*$DH10,$BA10*$DG10+$BA10*'Utility Admin'!$I$5*$DH10),0)","v":0},null,{"$f":"IF(AND($AB10<>\"DX HP Air Cooled\",$AB10<>\"PTHP\"),\"Summer\",IF(AND($C10=\"Early Retirement\",$BV10>$BU10),\"Winter\",IF(AND($C10=\"Early Retirement\",$BV10<=$BU10),\"Summer\",IF((($CN10/$CO10*$CR10-$CZ10/$DA10*$DD10)/3412)>(($CG10*$CK10*$CQ10)-($CV10*$CW10*$DC10)),\"Winter\",\"Summer\"))))","v":"Summer"},null,"DX AC Air Cooled","DX AC Air Cooled","DX AC","DX AC Air Cooled",15,null,"Air Cooled Chiller","Air Cooled Chiller",null,{"$f":"IF(OR('Project Info'!$C$10=\"\",$C10=\"\",$D10=\"\"),\"\",VLOOKUP($D10,$DX$9:$EA$32,MATCH($C10,$DX$9:$EA$9,0),FALSE))","v":""},null,"Assembly","AllSysTypes","AllSysTypesER","AllSysTypes",null,"ERROR: Contact Program Manager. Post Capacity/Unit x Post # of Units must be within +/- 20% of Pre Capacity/Unit x Pre # of Units."]
[null,2,{"$f":"IF($C10=\"\",\"\",$C10)","v":""},{"$f":"IF($D10=\"\",\"\",$D10)","v":""},null,null,null,null,null,null,null,null,null,null,null,null,null,null,null,null,null,null,null,null,null,null,null,null,null,"A",null,null,null,null,null,null,null,null,null,null,null,null,null,null,{"$f":"IF(OR($N11=\"\",$O11=\"\"),0,IF($O11=\"Tons\",$N11,IF($O11=\"Btu/hr\",$N11/12000,\"\")))","v":0},{"$f":"IF(OR($AI11=\"\",$AJ11=\"\"),0,IF($AJ11=\"Tons\",$AI11,IF($AJ11=\"Btu/hr\",$AI11/12000,\"\")))","v":0},{"$f":"IF(OR($AK11=\"\",$AL11=\"\"),0,IF($AL11=\"Tons\",$AK11,IF($AL11=\"Btu/hr\",$AK11/12000,\"\")))","v":0},0,0,0,999999999,"",0,0,{"$f":"IFERROR(IF($DI$261>'Utility Admin'!$H$5,$BB11/$BB$5*$BC$261,$DI11),0)","v":0},"",{"$f":"IF($C11=\"Early Retirement\",\"Replace-on-Burnout\",\"\")","v":""},{"$f":"IF(AND(OR($AB11=\"DX AC Air Cooled\",$AB11=\"DX HP Air Cooled\"),OR(AND($AJ11=\"Btu/hr\",$AI11<65000),AND($AJ11=\"Tons\",$AI11<65000/12000)),$AC11=\"Split\",$AO11>=15.2),MAX(Baselines!$CF255,12/9.8),Baselines!$CF255)","v":0},{"$f":"Baselines!$CG255","v":0},{"$f":"Baselines!$CI255","v":0},0,0,0,0,{"$f":"BK11+BL11","v":0},0,0,0,0,{"$f":"BP11+BQ11","v":0},{"$f":"IF(OR($C11<>\"Early Retirement\",$J11=\"\"),0,IF(OR($I11=\"DX AC Air Cooled\",$I11=\"DX HP Air Cooled\"),VLOOKUP($J11,'Early Retirement'!$CI$6:$CM$32,2,FALSE),IF(OR($I11=\"PTAC\",$I11=\"PTHP\"),VLOOKUP($J11,'Early Retirement'!$CI$6:$CM$32,3,FALSE),IF(AND(OR($I11=\"Air Cooled Chiller\",$I11=\"Water Cooled Chiller\"),$L11<>\"Centrifugal\"),VLOOKUP($J11,'Early Retirement'!$CI$6:$CM$32,4,FALSE),IF(AND(OR($I11=\"Air Cooled Chiller\",$I11=\"Water Cooled Chiller\"),$L11=\"Centrifugal\"),VLOOKUP($J11,'Early Retirement'!$CI$6:$CM$32,5,FALSE),\"\")))))","v":0},0,{"$f":"IF(OR($C11<>\"Early Retirement\",$AN11=\"\",AND($AB11<>\"PTAC\",$AB11<>\"PTHP\",$AO11=\"\"),$AP11=\"\"),0,($BN11*$BS11+$BI11*$BT11)/SUM($BS11:$BT11))","v":0},{"$f":"IF(OR($C11<>\"Early Retirement\",$AN11=\"\",AND($AB11<>\"PTAC\",$AB11<>\"PTHP\",$AO11=\"\"),$AP11=\"\"),0,($BO11*$BS11+$BJ11*$BT11)/SUM($BS11:$BT11))","v":0},0,{"$f":"$AF11*(0.746/0.86)*0.8","v":0},0,{"$f":"IF(OR($C11<>\"Early Retirement\",$AN11=\"\",AND($AB11<>\"PTAC\",$AB11<>\"PTHP\",$AO11=\"\"),$AP11=\"\",OR($CW11>$BF11,$CX11>$BG11,$DA11<$BH11)),0,($BR11*$BS11+$BM11*$BT11)/SUM($BS11:$BT11))","v":0},{"$f":"$BX11*8760","v":0},0,0,{"$f":"IF(OR($C11<>\"Early Retirement\",$AN11=\"\",AND($AB11<>\"PTAC\",$AB11<>\"PTHP\",$AO11=\"\"),$AP11=\"\",OR($CW11>$BF11,$CX11>$BG11,$DA11<$BH11)),0,IF(AND($C11=\"Early Retirement\",$I11=\"Air Cooled Chiller\",$AB11=\"Water Cooled Chiller\"),$CB11,($BR11*$BS11+$BM11*$BT11)/SUM($BS11:$BT11)))","v":0},"",{"$f":"IF(OR($N11=\"\",$O11=\"\",$R11=\"\"),\"\",IF($O11=\"Btu/hr\",($N11/12000)*$R11,IF($O11=\"Tons\",$N11*$R11,\"\")))","v":""},{"$f":"CV11","v":""},{"$f":"IF($U11=\"EER\",12/$S11,IF($U11=\"kW/ton\",$S11,0))","v":0},{"$f":"IF(AND(OR($I11=\"PTAC\",$I11=\"PTHP\"),$U11=\"EER\"),12/$S11,IF(AND(OR($I11=\"PTAC\",$I11=\"PTHP\"),$U11=\"kW/ton\"),$S11,IF($U11=\"EER\",12/$T11,IF($U11=\"kW/ton\",$T11,0))))","v":0},{"$f":"IF($W11=\"HSPF\",$V11/3.214,IF($W11=\"COP\",$V11,0))","v":0},{"$f":"IF(AND($C11=\"Early Retirement\",$J11<>\"\",$S11<>\"\",$U11<>\"\"),$CH11,IF(AND(OR($AB11=\"DX AC Air Cooled\",$AB11=\"DX HP Air Cooled\"),OR(AND($AJ11=\"Btu/hr\",$AI11<65000),AND($AJ11=\"Tons\",$AI11<65000/12000)),$AC11=\"Split\",$AO11>=15.2),MAX(Baselines!$CF4,12/9.8),Baselines!$CF4))","v":0},{"$f":"IF(AND($C11=\"Early Retirement\",$J11<>\"\",$S11<>\"\",$U11<>\"\"),$CI11,Baselines!$CG4)","v":0},{"$f":"Baselines!$CH4","v":"kW/ton"},{"$f":"CZ11","v":""},{"$f":"IF(AND($C11=\"Early Retirement\",$J11<>\"\",$S11<>\"\",$U11<>\"\"),$CJ11,IF(AND(Baselines!$CI4=0,OR($CU11=\"DX HP\",$CU11=\"PTHP\")),$BH11,Baselines!$CI4))","v":0},"COP",{"$f":"IF(OR($C11=\"Replace-on-Burnout\",$C11=\"New Construction\"),$DC11,IF($CE11=\"\",\"\",IF(OR($CE11=\"DX HP\",$CE11=\"PTHP\"),VLOOKUP($D11,'Factor Tables'!$B$89:$M$105,MATCH(CONCATENATE($CE11,\" Clg\"),'Factor Tables'!$B$88:$M$88,0),FALSE),VLOOKUP($D11,'Factor Tables'!$B$89:$M$105,MATCH($CE11,'Factor Tables'!$B$88:$M$88,0),FALSE))))","v":""},{"$f":"IF(OR($C11=\"Replace-on-Burnout\",$C11=\"New Construction\"),$DD11,IF($CE11=\"\",\"\",IF($CE11=\"DX HP\",VLOOKUP($D11,'Factor Tables'!$B$89:$M$105,MATCH(\"DX HP Htg\",'Factor Tables'!$B$88:$M$88,0),FALSE),0)))","v":""},{"$f":"IF(OR($C11=\"Replace-on-Burnout\",$C11=\"New Construction\"),$DE11,IF($CE11=\"\",\"\",IF($CE11=\"DX HP\",VLOOKUP($D11,'Factor Tables'!$N$89:$Y$105,MATCH(\"DX HP Clg\",'Factor Tables'!$N$88:$Y$88,0),FALSE),IF($CE11=\"PTHP\",VLOOKUP($D11,'Factor Tables'!$N$89:$Y$105,MATCH(\"PTHP Clg\",'Factor Tables'!$N$88:$Y$88,0),FALSE),IF(AND($CE11<>\"DX HP\",$CE11<>\"PTHP\"),VLOOKUP($D11,'Factor Tables'!$N$89:$Y$105,MATCH($CE11,'Factor Tables'!$N$88:$Y$88,0),FALSE),\"\")))))","v":""},{"$f":"IF(OR($C11=\"Replace-on-Burnout\",$C11=\"New Construction\",$CU11=\"DX HP\",$CU11=\"PTHP\"),$DF11,IF($CE11=\"\",\"\",IF($CE11=\"DX HP\",VLOOKUP($D11,'Factor Tables'!$N$89:$Y$105,MATCH(\"DX HP Htg\",'Factor Tables'!$N$88:$Y$88,0),FALSE),IF($CE11=\"PTHP\",VLOOKUP($D11,'Factor Tables'!$N$89:$Y$105,MATCH(\"PTHP Htg\",'Factor Tables'!$N$88:$Y$88,0),FALSE),0))))","v":""},"","",{"$f":"IF($AP11=\"EER\",12/$AN11,IF($AP11=\"kW/ton\",$AN11,0))","v":0},{"$f":"IF(AND(OR($AB11=\"VRF HP Water Cooled\",$AB11=\"PTAC\",$AB11=\"PTHP\"),$AP11=\"EER\"),12/$AN11,IF(AND(OR($AB11=\"VRF HP Water Cooled\",$AB11=\"PTAC\",$AB11=\"PTHP\"),$AP11=\"kW/ton\"),$AN11,IF($AP11=\"EER\",12/$AO11,IF($AP11=\"kW/ton\",$AO11,0))))","v":0},"kW/ton","",{"$f":"IF($AR11=\"HSPF\",$AQ11/3.412,IF($AR11=\"COP\",$AQ11,0))","v":0},"COP",{"$f":"IF($CU11=\"\",\"\",IF(OR($CU11=\"DX HP\",$CU11=\"VRF HP\",$CU11=\"PTHP\"),VLOOKUP($D11,'Factor Tables'!$B$89:$M$105,MATCH(CONCATENATE($CU11,\" Clg\"),'Factor Tables'!$B$88:$M$88,0),FALSE),VLOOKUP($D11,'Factor Tables'!$B$89:$M$105,MATCH($CU11,'Factor Tables'!$B$88:$M$88,0),FALSE)))","v":""},{"$f":"IF($CU11=\"\",\"\",IF(OR($CU11=\"DX HP\",$CU11=\"VRF HP\",$CU11=\"PTHP\"),VLOOKUP($D11,'Factor Tables'!$B$89:$M$105,MATCH(CONCATENATE($CU11,\" Htg\"),'Factor Tables'!$B$88:$M$88,0),FALSE),0))","v":""},{"$f":"IF($CU11=\"\",\"\",IF(OR($CU11=\"DX HP\",$CU11=\"VRF HP\",$CU11=\"PTHP\"),VLOOKUP($D11,'Factor Tables'!$N$89:$Y$105,MATCH(CONCATENATE($CU11,\" Clg\"),'Factor Tables'!$N$88:$Y$88,0),FALSE),VLOOKUP($D11,'Factor Tables'!$N$89:$Y$105,MATCH($CU11,'Factor Tables'!$N$88:$Y$88,0),FALSE)))","v":""},{"$f":"IF($CU11=\"\",\"\",IF(OR($CU11=\"DX HP\",$CU11=\"VRF HP\",$CU11=\"PTHP\"),VLOOKUP($D11,'Factor Tables'!$N$89:$Y$105,MATCH(CONCATENATE($CU11,\" Htg\"),'Factor Tables'!$N$88:$Y$88,0),FALSE),0))","v":""},{"$f":"IF($AB11=\"\",0,VLOOKUP($AB11,'Utility Admin'!$E:$G,2,FALSE))","v":0},{"$f":"IF($AB11=\"\",0,VLOOKUP($AB11,'Utility Admin'!$E:$G,3,FALSE))","v":0},{"$f":"IFERROR(IF(ABS(Summary!$F$12)<=ABS(Summary!$E$12)*'Utility Admin'!$I$5,$BA11*$DG11+$BB11*$DH11,$BA11*$DG11+$BA11*'Utility Admin'!$I$5*$DH11),0)","v":0},null,"Summer",null,"DX HP Air Cooled","DX HP Air Cooled","DX HP","DX HP Air Cooled",15,null,"Water Cooled Chiller","Water Cooled Chiller",null,{"$f":"IF(OR('Project Info'!$C$10=\"\",$C11=\"\",$D11=\"\"),\"\",VLOOKUP($D11,$DX$9:$EA$32,MATCH($C11,$DX$9:$EA$9,0),FALSE))","v":""},null,"Lodging","AllSysTypes","AllSysTypesER","AllSysTypes",null,"ERROR: Contact Program Manager. Post Capacity/Unit x Post # of Units must be within +/- 20% of Pre Capacity/Unit x Pre # of Units."]
[null,3,"","",null,null,null,null,null,null,null,null,null,null,null,null,null,null,null,null,null,null,null,null,null,null,null,null,null,"A",null,null,null,null,null,null,null,null,null,null,null,null,null,null,0,0,0,0,0,0,999999999,"",0,0,{"$f":"IFERROR(IF($DI$261>'Utility Admin'!$H$5,$BB12/$BB$5*$BC$261,$DI12),0)","v":0},"","",{"$f":"IF(AND(OR($AB12=\"DX AC Air Cooled\",$AB12=\"DX HP Air Cooled\"),OR(AND($AJ12=\"Btu/hr\",$AI12<65000),AND($AJ12=\"Tons\",$AI12<65000/12000)),$AC12=\"Split\",$AO12>=15.2),MAX(Baselines!$CF256,12/9.8),Baselines!$CF256)","v":0},{"$f":"Baselines!$CG256","v":0},{"$f":"Baselines!$CI256","v":0},0,0,0,0,0,0,0,0,0,0,{"$f":"IF(OR($C12<>\"Early Retirement\",$J12=\"\"),0,IF(OR($I12=\"DX AC Air Cooled\",$I12=\"DX HP Air Cooled\"),VLOOKUP($J12,'Early Retirement'!$CI$6:$CM$32,2,FALSE),IF(OR($I12=\"PTAC\",$I12=\"PTHP\"),VLOOKUP($J12,'Early Retirement'!$CI$6:$CM$32,3,FALSE),IF(AND(OR($I12=\"Air Cooled Chiller\",$I12=\"Water Cooled Chiller\"),$L12<>\"Centrifugal\"),VLOOKUP($J12,'Early Retirement'!$CI$6:$CM$32,4,FALSE),IF(AND(OR($I12=\"Air Cooled Chiller\",$I12=\"Water Cooled Chiller\"),$L12=\"Centrifugal\"),VLOOKUP($J12,'Early Retirement'!$CI$6:$CM$32,5,FALSE),\"\")))))","v":0},0,0,0,0,0,0,0,0,0,0,0,"","","",0,0,0,{"$f":"IF(AND($C12=\"Early Retirement\",$J12<>\"\",$S12<>\"\",$U12<>\"\"),$CH12,IF(AND(OR($AB12=\"DX AC Air Cooled\",$AB12=\"DX HP Air Cooled\"),OR(AND($AJ12=\"Btu/hr\",$AI12<65000),AND($AJ12=\"Tons\",$AI12<65000/12000)),$AC12=\"Split\",$AO12>=15.2),MAX(Baselines!$CF5,12/9.8),Baselines!$CF5))","v":0},{"$f":"IF(AND($C12=\"Early Retirement\",$J12<>\"\",$S12<>\"\",$U12<>\"\"),$CI12,Baselines!$CG5)","v":0},{"$f":"Baselines!$CH5","v":"kW/ton"},"",{"$f":"IF(AND($C12=\"Early Retirement\",$J12<>\"\",$S12<>\"\",$U12<>\"\"),$CJ12,IF(AND(Baselines!$CI5=0,OR($CU12=\"DX HP\",$CU12=\"PTHP\")),$BH12,Baselines!$CI5))","v":0},"COP",{"$f":"IF(OR($C12=\"Replace-on-Burnout\",$C12=\"New Construction\"),$DC12,IF($CE12=\"\",\"\",IF(OR($CE12=\"DX HP\",$CE12=\"PTHP\"),VLOOKUP($D12,'Factor Tables'!$B$89:$M$105,MATCH(CONCATENATE($CE12,\" Clg\"),'Factor Tables'!$B$88:$M$88,0),FALSE),VLOOKUP($D12,'Factor Tables'!$B$89:$M$105,MATCH($CE12,'Factor Tables'!$B$88:$M$88,0),FALSE))))","v":""},{"$f":"IF(OR($C12=\"Replace-on-Burnout\",$C12=\"New Construction\"),$DD12,IF($CE12=\"\",\"\",IF($CE12=\"DX HP\",VLOOKUP($D12,'Factor Tables'!$B$89:$M$105,MATCH(\"DX HP Htg\",'Factor Tables'!$B$88:$M$88,0),FALSE),0)))","v":""},{"$f":"IF(OR($C12=\"Replace-on-Burnout\",$C12=\"New Construction\"),$DE12,IF($CE12=\"\",\"\",IF($CE12=\"DX HP\",VLOOKUP($D12,'Factor Tables'!$N$89:$Y$105,MATCH(\"DX HP Clg\",'Factor Tables'!$N$88:$Y$88,0),FALSE),IF($CE12=\"PTHP\",VLOOKUP($D12,'Factor Tables'!$N$89:$Y$105,MATCH(\"PTHP Clg\",'Factor Tables'!$N$88:$Y$88,0),FALSE),IF(AND($CE12<>\"DX HP\",$CE12<>\"PTHP\"),VLOOKUP($D12,'Factor Tables'!$N$89:$Y$105,MATCH($CE12,'Factor Tables'!$N$88:$Y$88,0),FALSE),\"\")))))","v":""},{"$f":"IF(OR($C12=\"Replace-on-Burnout\",$C12=\"New Construction\",$CU12=\"DX HP\",$CU12=\"PTHP\"),$DF12,IF($CE12=\"\",\"\",IF($CE12=\"DX HP\",VLOOKUP($D12,'Factor Tables'!$N$89:$Y$105,MATCH(\"DX HP Htg\",'Factor Tables'!$N$88:$Y$88,0),FALSE),IF($CE12=\"PTHP\",VLOOKUP($D12,'Factor Tables'!$N$89:$Y$105,MATCH(\"PTHP Htg\",'Factor Tables'!$N$88:$Y$88,0),FALSE),0))))","v":""},"","",0,0,"kW/ton","",0,"COP",{"$f":"IF($CU12=\"\",\"\",IF(OR($CU12=\"DX HP\",$CU12=\"VRF HP\",$CU12=\"PTHP\"),VLOOKUP($D12,'Factor Tables'!$B$89:$M$105,MATCH(CONCATENATE($CU12,\" Clg\"),'Factor Tables'!$B$88:$M$88,0),FALSE),VLOOKUP($D12,'Factor Tables'!$B$89:$M$105,MATCH($CU12,'Factor Tables'!$B$88:$M$88,0),FALSE)))","v":""},{"$f":"IF($CU12=\"\",\"\",IF(OR($CU12=\"DX HP\",$CU12=\"VRF HP\",$CU12=\"PTHP\"),VLOOKUP($D12,'Factor Tables'!$B$89:$M$105,MATCH(CONCATENATE($CU12,\" Htg\"),'Factor Tables'!$B$88:$M$88,0),FALSE),0))","v":""},{"$f":"IF($CU12=\"\",\"\",IF(OR($CU12=\"DX HP\",$CU12=\"VRF HP\",$CU12=\"PTHP\"),VLOOKUP($D12,'Factor Tables'!$N$89:$Y$105,MATCH(CONCATENATE($CU12,\" Clg\"),'Factor Tables'!$N$88:$Y$88,0),FALSE),VLOOKUP($D12,'Factor Tables'!$N$89:$Y$105,MATCH($CU12,'Factor Tables'!$N$88:$Y$88,0),FALSE)))","v":""},{"$f":"IF($CU12=\"\",\"\",IF(OR($CU12=\"DX HP\",$CU12=\"VRF HP\",$CU12=\"PTHP\"),VLOOKUP($D12,'Factor Tables'!$N$89:$Y$105,MATCH(CONCATENATE($CU12,\" Htg\"),'Factor Tables'!$N$88:$Y$88,0),FALSE),0))","v":""},{"$f":"IF($AB12=\"\",0,VLOOKUP($AB12,'Utility Admin'!$E:$G,2,FALSE))","v":0},{"$f":"IF($AB12=\"\",0,VLOOKUP($AB12,'Utility Admin'!$E:$G,3,FALSE))","v":0},{"$f":"IFERROR(IF(ABS(Summary!$F$12)<=ABS(Summary!$E$12)*'Utility Admin'!$I$5,$BA12*$DG12+$BB12*$DH12,$BA12*$DG12+$BA12*'Utility Admin'!$I$5*$DH12),0)","v":0},null,"Summer",null,"VRF AC Air Cooled","VRF AC Air Cooled","VRF AC","VRF AC Air Cooled",15,null,"DX AC Air Cooled","DX AC Air Cooled",null,{"$f":"IF(OR('Project Info'!$C$10=\"\",$C12=\"\",$D12=\"\"),\"\",VLOOKUP($D12,$DX$9:$EA$32,MATCH($C12,$DX$9:$EA$9,0),FALSE))","v":""},null,"Medical (Clinic)","AllSysTypes","AllSysTypesER","AllSysTypes",null,"ERROR: Contact Program Manager. Post Capacity/Unit x Post # of Units must be within +/- 20% of Pre Capacity/Unit x Pre # of Units."]
[null,4,"","",null,null,null,null,null,null,null,null,null,null,null,null,null,null,null,null,null,null,null,null,null,null,null,null,null,"A",null,null,null,null,null,null,null,null,null,null,null,null,null,null,0,0,0,0,0,0,999999999,"",0,0,{"$f":"IFERROR(IF($DI$261>'Utility Admin'!$H$5,$BB13/$BB$5*$BC$261,$DI13),0)","v":0},"","",{"$f":"IF(AND(OR($AB13=\"DX AC Air Cooled\",$AB13=\"DX HP Air Cooled\"),OR(AND($AJ13=\"Btu/hr\",$AI13<65000),AND($AJ13=\"Tons\",$AI13<65000/12000)),$AC13=\"Split\",$AO13>=15.2),MAX(Baselines!$CF257,12/9.8),Baselines!$CF257)","v":0},{"$f":"Baselines!$CG257","v":0},{"$f":"Baselines!$CI257","v":0},0,0,0,0,0,0,0,0,0,0,{"$f":"IF(OR($C13<>\"Early Retirement\",$J13=\"\"),0,IF(OR($I13=\"DX AC Air Cooled\",$I13=\"DX HP Air Cooled\"),VLOOKUP($J13,'Early Retirement'!$CI$6:$CM$32,2,FALSE),IF(OR($I13=\"PTAC\",$I13=\"PTHP\"),VLOOKUP($J13,'Early Retirement'!$CI$6:$CM$32,3,FALSE),IF(AND(OR($I13=\"Air Cooled Chiller\",$I13=\"Water Cooled Chiller\"),$L13<>\"Centrifugal\"),VLOOKUP($J13,'Early Retirement'!$CI$6:$CM$32,4,FALSE),IF(AND(OR($I13=\"Air Cooled Chiller\",$I13=\"Water Cooled Chiller\"),$L13=\"Centrifugal\"),VLOOKUP($J13,'Early Retirement'!$CI$6:$CM$32,5,FALSE),\"\")))))","v":0},0,0,0,0,0,0,0,0,0,0,0,"","","",0,0,0,{"$f":"IF(AND($C13=\"Early Retirement\",$J13<>\"\",$S13<>\"\",$U13<>\"\"),$CH13,IF(AND(OR($AB13=\"DX AC Air Cooled\",$AB13=\"DX HP Air Cooled\"),OR(AND($AJ13=\"Btu/hr\",$AI13<65000),AND($AJ13=\"Tons\",$AI13<65000/12000)),$AC13=\"Split\",$AO13>=15.2),MAX(Baselines!$CF6,12/9.8),Baselines!$CF6))","v":0},{"$f":"IF(AND($C13=\"Early Retirement\",$J13<>\"\",$S13<>\"\",$U13<>\"\"),$CI13,Baselines!$CG6)","v":0},{"$f":"Baselines!$CH6","v":"kW/ton"},"",{"$f":"IF(AND($C13=\"Early Retirement\",$J13<>\"\",$S13<>\"\",$U13<>\"\"),$CJ13,IF(AND(Baselines!$CI6=0,OR($CU13=\"DX HP\",$CU13=\"PTHP\")),$BH13,Baselines!$CI6))","v":0},"COP",{"$f":"IF(OR($C13=\"Replace-on-Burnout\",$C13=\"New Construction\"),$DC13,IF($CE13=\"\",\"\",IF(OR($CE13=\"DX HP\",$CE13=\"PTHP\"),VLOOKUP($D13,'Factor Tables'!$B$89:$M$105,MATCH(CONCATENATE($CE13,\" Clg\"),'Factor Tables'!$B$88:$M$88,0),FALSE),VLOOKUP($D13,'Factor Tables'!$B$89:$M$105,MATCH($CE13,'Factor Tables'!$B$88:$M$88,0),FALSE))))","v":""},{"$f":"IF(OR($C13=\"Replace-on-Burnout\",$C13=\"New Construction\"),$DD13,IF($CE13=\"\",\"\",IF($CE13=\"DX HP\",VLOOKUP($D13,'Factor Tables'!$B$89:$M$105,MATCH(\"DX HP Htg\",'Factor Tables'!$B$88:$M$88,0),FALSE),0)))","v":""},{"$f":"IF(OR($C13=\"Replace-on-Burnout\",$C13=\"New Construction\"),$DE13,IF($CE13=\"\",\"\",IF($CE13=\"DX HP\",VLOOKUP($D13,'Factor Tables'!$N$89:$Y$105,MATCH(\"DX HP Clg\",'Factor Tables'!$N$88:$Y$88,0),FALSE),IF($CE13=\"PTHP\",VLOOKUP($D13,'Factor Tables'!$N$89:$Y$105,MATCH(\"PTHP Clg\",'Factor Tables'!$N$88:$Y$88,0),FALSE),IF(AND($CE13<>\"DX HP\",$CE13<>\"PTHP\"),VLOOKUP($D13,'Factor Tables'!$N$89:$Y$105,MATCH($CE13,'Factor Tables'!$N$88:$Y$88,0),FALSE),\"\")))))","v":""},{"$f":"IF(OR($C13=\"Replace-on-Burnout\",$C13=\"New Construction\",$CU13=\"DX HP\",$CU13=\"PTHP\"),$DF13,IF($CE13=\"\",\"\",IF($CE13=\"DX HP\",VLOOKUP($D13,'Factor Tables'!$N$89:$Y$105,MATCH(\"DX HP Htg\",'Factor Tables'!$N$88:$Y$88,0),FALSE),IF($CE13=\"PTHP\",VLOOKUP($D13,'Factor Tables'!$N$89:$Y$105,MATCH(\"PTHP Htg\",'Factor Tables'!$N$88:$Y$88,0),FALSE),0))))","v":""},"","",0,0,"kW/ton","",0,"COP",{"$f":"IF($CU13=\"\",\"\",IF(OR($CU13=\"DX HP\",$CU13=\"VRF HP\",$CU13=\"PTHP\"),VLOOKUP($D13,'Factor Tables'!$B$89:$M$105,MATCH(CONCATENATE($CU13,\" Clg\"),'Factor Tables'!$B$88:$M$88,0),FALSE),VLOOKUP($D13,'Factor Tables'!$B$89:$M$105,MATCH($CU13,'Factor Tables'!$B$88:$M$88,0),FALSE)))","v":""},{"$f":"IF($CU13=\"\",\"\",IF(OR($CU13=\"DX HP\",$CU13=\"VRF HP\",$CU13=\"PTHP\"),VLOOKUP($D13,'Factor Tables'!$B$89:$M$105,MATCH(CONCATENATE($CU13,\" Htg\"),'Factor Tables'!$B$88:$M$88,0),FALSE),0))","v":""},{"$f":"IF($CU13=\"\",\"\",IF(OR($CU13=\"DX HP\",$CU13=\"VRF HP\",$CU13=\"PTHP\"),VLOOKUP($D13,'Factor Tables'!$N$89:$Y$105,MATCH(CONCATENATE($CU13,\" Clg\"),'Factor Tables'!$N$88:$Y$88,0),FALSE),VLOOKUP($D13,'Factor Tables'!$N$89:$Y$105,MATCH($CU13,'Factor Tables'!$N$88:$Y$88,0),FALSE)))","v":""},{"$f":"IF($CU13=\"\",\"\",IF(OR($CU13=\"DX HP\",$CU13=\"VRF HP\",$CU13=\"PTHP\"),VLOOKUP($D13,'Factor Tables'!$N$89:$Y$105,MATCH(CONCATENATE($CU13,\" Htg\"),'Factor Tables'!$N$88:$Y$88,0),FALSE),0))","v":""},{"$f":"IF($AB13=\"\",0,VLOOKUP($AB13,'Utility Admin'!$E:$G,2,FALSE))","v":0},{"$f":"IF($AB13=\"\",0,VLOOKUP($AB13,'Utility Admin'!$E:$G,3,FALSE))","v":0},{"$f":"IFERROR(IF(ABS(Summary!$F$12)<=ABS(Summary!$E$12)*'Utility Admin'!$I$5,$BA13*$DG13+$BB13*$DH13,$BA13*$DG13+$BA13*'Utility Admin'!$I$5*$DH13),0)","v":0},null,"Summer",null,"VRF HP Air Cooled","VRF HP Air Cooled","VRF HP","VRF HP Air Cooled",15,null,"DX HP Air Cooled","DX HP Air Cooled",null,{"$f":"IF(OR('Project Info'!$C$10=\"\",$C13=\"\",$D13=\"\"),\"\",VLOOKUP($D13,$DX$9:$EA$32,MATCH($C13,$DX$9:$EA$9,0),FALSE))","v":""},null,"Office (Large > 30k SqFt)","AllSysTypes","AllSysTypesER","AllSysTypes",null,"ERROR: Contact Program Manager. Post Capacity/Unit x Post # of Units must be within +/- 20% of Pre Capacity/Unit x Pre # of Units."]
[null,5,"","",null,null,null,null,null,null,null,null,null,null,null,null,null,null,null,null,null,null,null,null,null,null,null,null,null,"A",null,null,null,null,null,null,null,null,null,null,null,null,null,null,0,0,0,0,0,0,999999999,"",0,0,{"$f":"IFERROR(IF($DI$261>'Utility Admin'!$H$5,$BB14/$BB$5*$BC$261,$DI14),0)","v":0},"","",{"$f":"IF(AND(OR($AB14=\"DX AC Air Cooled\",$AB14=\"DX HP Air Cooled\"),OR(AND($AJ14=\"Btu/hr\",$AI14<65000),AND($AJ14=\"Tons\",$AI14<65000/12000)),$AC14=\"Split\",$AO14>=15.2),MAX(Baselines!$CF258,12/9.8),Baselines!$CF258)","v":0},{"$f":"Baselines!$CG258","v":0},{"$f":"Baselines!$CI258","v":0},0,0,0,0,0,0,0,0,0,0,{"$f":"IF(OR($C14<>\"Early Retirement\",$J14=\"\"),0,IF(OR($I14=\"DX AC Air Cooled\",$I14=\"DX HP Air Cooled\"),VLOOKUP($J14,'Early Retirement'!$CI$6:$CM$32,2,FALSE),IF(OR($I14=\"PTAC\",$I14=\"PTHP\"),VLOOKUP($J14,'Early Retirement'!$CI$6:$CM$32,3,FALSE),IF(AND(OR($I14=\"Air Cooled Chiller\",$I14=\"Water Cooled Chiller\"),$L14<>\"Centrifugal\"),VLOOKUP($J14,'Early Retirement'!$CI$6:$CM$32,4,FALSE),IF(AND(OR($I14=\"Air Cooled Chiller\",$I14=\"Water Cooled Chiller\"),$L14=\"Centrifugal\"),VLOOKUP($J14,'Early Retirement'!$CI$6:$CM$32,5,FALSE),\"\")))))","v":0},0,0,0,0,0,0,0,0,0,0,0,"","","",0,0,0,{"$f":"IF(AND($C14=\"Early Retirement\",$J14<>\"\",$S14<>\"\",$U14<>\"\"),$CH14,IF(AND(OR($AB14=\"DX AC Air Cooled\",$AB14=\"DX HP Air Cooled\"),OR(AND($AJ14=\"Btu/hr\",$AI14<65000),AND($AJ14=\"Tons\",$AI14<65000/12000)),$AC14=\"Split\",$AO14>=15.2),MAX(Baselines!$CF7,12/9.8),Baselines!$CF7))","v":0},{"$f":"IF(AND($C14=\"Early Retirement\",$J14<>\"\",$S14<>\"\",$U14<>\"\"),$CI14,Baselines!$CG7)","v":0},{"$f":"Baselines!$CH7","v":"kW/ton"},"",{"$f":"IF(AND($C14=\"Early Retirement\",$J14<>\"\",$S14<>\"\",$U14<>\"\"),$CJ14,IF(AND(Baselines!$CI7=0,OR($CU14=\"DX HP\",$CU14=\"PTHP\")),$BH14,Baselines!$CI7))","v":0},"COP",{"$f":"IF(OR($C14=\"Replace-on-Burnout\",$C14=\"New Construction\"),$DC14,IF($CE14=\"\",\"\",IF(OR($CE14=\"DX HP\",$CE14=\"PTHP\"),VLOOKUP($D14,'Factor Tables'!$B$89:$M$105,MATCH(CONCATENATE($CE14,\" Clg\"),'Factor Tables'!$B$88:$M$88,0),FALSE),VLOOKUP($D14,'Factor Tables'!$B$89:$M$105,MATCH($CE14,'Factor Tables'!$B$88:$M$88,0),FALSE))))","v":""},{"$f":"IF(OR($C14=\"Replace-on-Burnout\",$C14=\"New Construction\"),$DD14,IF($CE14=\"\",\"\",IF($CE14=\"DX HP\",VLOOKUP($D14,'Factor Tables'!$B$89:$M$105,MATCH(\"DX HP Htg\",'Factor Tables'!$B$88:$M$88,0),FALSE),0)))","v":""},{"$f":"IF(OR($C14=\"Replace-on-Burnout\",$C14=\"New Construction\"),$DE14,IF($CE14=\"\",\"\",IF($CE14=\"DX HP\",VLOOKUP($D14,'Factor Tables'!$N$89:$Y$105,MATCH(\"DX HP Clg\",'Factor Tables'!$N$88:$Y$88,0),FALSE),IF($CE14=\"PTHP\",VLOOKUP($D14,'Factor Tables'!$N$89:$Y$105,MATCH(\"PTHP Clg\",'Factor Tables'!$N$88:$Y$88,0),FALSE),IF(AND($CE14<>\"DX HP\",$CE14<>\"PTHP\"),VLOOKUP($D14,'Factor Tables'!$N$89:$Y$105,MATCH($CE14,'Factor Tables'!$N$88:$Y$88,0),FALSE),\"\")))))","v":""},{"$f":"IF(OR($C14=\"Replace-on-Burnout\",$C14=\"New Construction\",$CU14=\"DX HP\",$CU14=\"PTHP\"),$DF14,IF($CE14=\"\",\"\",IF($CE14=\"DX HP\",VLOOKUP($D14,'Factor Tables'!$N$89:$Y$105,MATCH(\"DX HP Htg\",'Factor Tables'!$N$88:$Y$88,0),FALSE),IF($CE14=\"PTHP\",VLOOKUP($D14,'Factor Tables'!$N$89:$Y$105,MATCH(\"PTHP Htg\",'Factor Tables'!$N$88:$Y$88,0),FALSE),0))))","v":""},"","",0,0,"kW/ton","",0,"COP",{"$f":"IF($CU14=\"\",\"\",IF(OR($CU14=\"DX HP\",$CU14=\"VRF HP\",$CU14=\"PTHP\"),VLOOKUP($D14,'Factor Tables'!$B$89:$M$105,MATCH(CONCATENATE($CU14,\" Clg\"),'Factor Tables'!$B$88:$M$88,0),FALSE),VLOOKUP($D14,'Factor Tables'!$B$89:$M$105,MATCH($CU14,'Factor Tables'!$B$88:$M$88,0),FALSE)))","v":""},{"$f":"IF($CU14=\"\",\"\",IF(OR($CU14=\"DX HP\",$CU14=\"VRF HP\",$CU14=\"PTHP\"),VLOOKUP($D14,'Factor Tables'!$B$89:$M$105,MATCH(CONCATENATE($CU14,\" Htg\"),'Factor Tables'!$B$88:$M$88,0),FALSE),0))","v":""},{"$f":"IF($CU14=\"\",\"\",IF(OR($CU14=\"DX HP\",$CU14=\"VRF HP\",$CU14=\"PTHP\"),VLOOKUP($D14,'Factor Tables'!$N$89:$Y$105,MATCH(CONCATENATE($CU14,\" Clg\"),'Factor Tables'!$N$88:$Y$88,0),FALSE),VLOOKUP($D14,'Factor Tables'!$N$89:$Y$105,MATCH($CU14,'Factor Tables'!$N$88:$Y$88,0),FALSE)))","v":""},{"$f":"IF($CU14=\"\",\"\",IF(OR($CU14=\"DX HP\",$CU14=\"VRF HP\",$CU14=\"PTHP\"),VLOOKUP($D14,'Factor Tables'!$N$89:$Y$105,MATCH(CONCATENATE($CU14,\" Htg\"),'Factor Tables'!$N$88:$Y$88,0),FALSE),0))","v":""},{"$f":"IF($AB14=\"\",0,VLOOKUP($AB14,'Utility Admin'!$E:$G,2,FALSE))","v":0},{"$f":"IF($AB14=\"\",0,VLOOKUP($AB14,'Utility Admin'!$E:$G,3,FALSE))","v":0},{"$f":"IFERROR(IF(ABS(Summary!$F$12)<=ABS(Summary!$E$12)*'Utility Admin'!$I$5,$BA14*$DG14+$BB14*$DH14,$BA14*$DG14+$BA14*'Utility Admin'!$I$5*$DH14),0)","v":0},null,"Summer",null,"VRF HP Water Cooled","VRF HP Water Cooled","VRF HP","VRF HP Water Cooled",15,null,"VRF AC Air Cooled","PTAC",null,{"$f":"IF(OR('Project Info'!$C$10=\"\",$C14=\"\",$D14=\"\"),\"\",VLOOKUP($D14,$DX$9:$EA$32,MATCH($C14,$DX$9:$EA$9,0),FALSE))","v":""},null,"Office (Small <= 30k SqFt)","AllSysTypes","AllSysTypesER","AllSysTypes",null,"ERROR: Contact Program Manager. Post Capacity/Unit x Post # of Units must be within +/- 20% of Pre Capacity/Unit x Pre # of Units."]
[null,6,"","",null,null,null,null,null,null,null,null,null,null,null,null,null,null,null,null,null,null,null,null,null,null,null,null,null,"A",null,null,null,null,null,null,null,null,null,null,null,null,null,null,0,0,0,0,0,0,999999999,"",0,0,{"$f":"IFERROR(IF($DI$261>'Utility Admin'!$H$5,$BB15/$BB$5*$BC$261,$DI15),0)","v":0},"","",{"$f":"IF(AND(OR($AB15=\"DX AC Air Cooled\",$AB15=\"DX HP Air Cooled\"),OR(AND($AJ15=\"Btu/hr\",$AI15<65000),AND($AJ15=\"Tons\",$AI15<65000/12000)),$AC15=\"Split\",$AO15>=15.2),MAX(Baselines!$CF259,12/9.8),Baselines!$CF259)","v":0},{"$f":"Baselines!$CG259","v":0},{"$f":"Baselines!$CI259","v":0},0,0,0,0,0,0,0,0,0,0,{"$f":"IF(OR($C15<>\"Early Retirement\",$J15=\"\"),0,IF(OR($I15=\"DX AC Air Cooled\",$I15=\"DX HP Air Cooled\"),VLOOKUP($J15,'Early Retirement'!$CI$6:$CM$32,2,FALSE),IF(OR($I15=\"PTAC\",$I15=\"PTHP\"),VLOOKUP($J15,'Early Retirement'!$CI$6:$CM$32,3,FALSE),IF(AND(OR($I15=\"Air Cooled Chiller\",$I15=\"Water Cooled Chiller\"),$L15<>\"Centrifugal\"),VLOOKUP($J15,'Early Retirement'!$CI$6:$CM$32,4,FALSE),IF(AND(OR($I15=\"Air Cooled Chiller\",$I15=\"Water Cooled Chiller\"),$L15=\"Centrifugal\"),VLOOKUP($J15,'Early Retirement'!$CI$6:$CM$32,5,FALSE),\"\")))))","v":0},0,0,0,0,0,0,0,0,0,0,0,"","","",0,0,0,{"$f":"IF(AND($C15=\"Early Retirement\",$J15<>\"\",$S15<>\"\",$U15<>\"\"),$CH15,IF(AND(OR($AB15=\"DX AC Air Cooled\",$AB15=\"DX HP Air Cooled\"),OR(AND($AJ15=\"Btu/hr\",$AI15<65000),AND($AJ15=\"Tons\",$AI15<65000/12000)),$AC15=\"Split\",$AO15>=15.2),MAX(Baselines!$CF8,12/9.8),Baselines!$CF8))","v":0},{"$f":"IF(AND($C15=\"Early Retirement\",$J15<>\"\",$S15<>\"\",$U15<>\"\"),$CI15,Baselines!$CG8)","v":0},{"$f":"Baselines!$CH8","v":"kW/ton"},"",{"$f":"IF(AND($C15=\"Early Retirement\",$J15<>\"\",$S15<>\"\",$U15<>\"\"),$CJ15,IF(AND(Baselines!$CI8=0,OR($CU15=\"DX HP\",$CU15=\"PTHP\")),$BH15,Baselines!$CI8))","v":0},"COP",{"$f":"IF(OR($C15=\"Replace-on-Burnout\",$C15=\"New Construction\"),$DC15,IF($CE15=\"\",\"\",IF(OR($CE15=\"DX HP\",$CE15=\"PTHP\"),VLOOKUP($D15,'Factor Tables'!$B$89:$M$105,MATCH(CONCATENATE($CE15,\" Clg\"),'Factor Tables'!$B$88:$M$88,0),FALSE),VLOOKUP($D15,'Factor Tables'!$B$89:$M$105,MATCH($CE15,'Factor Tables'!$B$88:$M$88,0),FALSE))))","v":""},{"$f":"IF(OR($C15=\"Replace-on-Burnout\",$C15=\"New Construction\"),$DD15,IF($CE15=\"\",\"\",IF($CE15=\"DX HP\",VLOOKUP($D15,'Factor Tables'!$B$89:$M$105,MATCH(\"DX HP Htg\",'Factor Tables'!$B$88:$M$88,0),FALSE),0)))","v":""},{"$f":"IF(OR($C15=\"Replace-on-Burnout\",$C15=\"New Construction\"),$DE15,IF($CE15=\"\",\"\",IF($CE15=\"DX HP\",VLOOKUP($D15,'Factor Tables'!$N$89:$Y$105,MATCH(\"DX HP Clg\",'Factor Tables'!$N$88:$Y$88,0),FALSE),IF($CE15=\"PTHP\",VLOOKUP($D15,'Factor Tables'!$N$89:$Y$105,MATCH(\"PTHP Clg\",'Factor Tables'!$N$88:$Y$88,0),FALSE),IF(AND($CE15<>\"DX HP\",$CE15<>\"PTHP\"),VLOOKUP($D15,'Factor Tables'!$N$89:$Y$105,MATCH($CE15,'Factor Tables'!$N$88:$Y$88,0),FALSE),\"\")))))","v":""},{"$f":"IF(OR($C15=\"Replace-on-Burnout\",$C15=\"New Construction\",$CU15=\"DX HP\",$CU15=\"PTHP\"),$DF15,IF($CE15=\"\",\"\",IF($CE15=\"DX HP\",VLOOKUP($D15,'Factor Tables'!$N$89:$Y$105,MATCH(\"DX HP Htg\",'Factor Tables'!$N$88:$Y$88,0),FALSE),IF($CE15=\"PTHP\",VLOOKUP($D15,'Factor Tables'!$N$89:$Y$105,MATCH(\"PTHP Htg\",'Factor Tables'!$N$88:$Y$88,0),FALSE),0))))","v":""},"","",0,0,"kW/ton","",0,"COP",{"$f":"IF($CU15=\"\",\"\",IF(OR($CU15=\"DX HP\",$CU15=\"VRF HP\",$CU15=\"PTHP\"),VLOOKUP($D15,'Factor Tables'!$B$89:$M$105,MATCH(CONCATENATE($CU15,\" Clg\"),'Factor Tables'!$B$88:$M$88,0),FALSE),VLOOKUP($D15,'Factor Tables'!$B$89:$M$105,MATCH($CU15,'Factor Tables'!$B$88:$M$88,0),FALSE)))","v":""},{"$f":"IF($CU15=\"\",\"\",IF(OR($CU15=\"DX HP\",$CU15=\"VRF HP\",$CU15=\"PTHP\"),VLOOKUP($D15,'Factor Tables'!$B$89:$M$105,MATCH(CONCATENATE($CU15,\" Htg\"),'Factor Tables'!$B$88:$M$88,0),FALSE),0))","v":""},{"$f":"IF($CU15=\"\",\"\",IF(OR($CU15=\"DX HP\",$CU15=\"VRF HP\",$CU15=\"PTHP\"),VLOOKUP($D15,'Factor Tables'!$N$89:$Y$105,MATCH(CONCATENATE($CU15,\" Clg\"),'Factor Tables'!$N$88:$Y$88,0),FALSE),VLOOKUP($D15,'Factor Tables'!$N$89:$Y$105,MATCH($CU15,'Factor Tables'!$N$88:$Y$88,0),FALSE)))","v":""},{"$f":"IF($CU15=\"\",\"\",IF(OR($CU15=\"DX HP\",$CU15=\"VRF HP\",$CU15=\"PTHP\"),VLOOKUP($D15,'Factor Tables'!$N$89:$Y$105,MATCH(CONCATENATE($CU15,\" Htg\"),'Factor Tables'!$N$88:$Y$88,0),FALSE),0))","v":""},{"$f":"IF($AB15=\"\",0,VLOOKUP($AB15,'Utility Admin'!$E:$G,2,FALSE))","v":0},{"$f":"IF($AB15=\"\",0,VLOOKUP($AB15,'Utility Admin'!$E:$G,3,FALSE))","v":0},{"$f":"IFERROR(IF(ABS(Summary!$F$12)<=ABS(Summary!$E$12)*'Utility Admin'!$I$5,$BA15*$DG15+$BB15*$DH15,$BA15*$DG15+$BA15*'Utility Admin'!$I$5*$DH15),0)","v":0},null,"Summer",null,"PTAC","PTAC","PTAC","PTAC",10,null,"VRF HP Air Cooled","PTHP",null,{"$f":"IF(OR('Project Info'!$C$10=\"\",$C15=\"\",$D15=\"\"),\"\",VLOOKUP($D15,$DX$9:$EA$32,MATCH($C15,$DX$9:$EA$9,0),FALSE))","v":""},null,"Religious Worship","AllSysTypes","AllSysTypesER","AllSysTypes",null,"ERROR: Contact Program Manager. Post Capacity/Unit x Post # of Units must be within +/- 20% of Pre Capacity/Unit x Pre # of Units."]
[null,7,"","",null,null,null,null,null,null,null,null,null,null,null,null,null,null,null,null,null,null,null,null,null,null,null,null,null,"A",null,null,null,null,null,null,null,null,null,null,null,null,null,null,0,0,0,0,0,0,999999999,"",0,0,{"$f":"IFERROR(IF($DI$261>'Utility Admin'!$H$5,$BB16/$BB$5*$BC$261,$DI16),0)","v":0},"","",{"$f":"IF(AND(OR($AB16=\"DX AC Air Cooled\",$AB16=\"DX HP Air Cooled\"),OR(AND($AJ16=\"Btu/hr\",$AI16<65000),AND($AJ16=\"Tons\",$AI16<65000/12000)),$AC16=\"Split\",$AO16>=15.2),MAX(Baselines!$CF260,12/9.8),Baselines!$CF260)","v":0},{"$f":"Baselines!$CG260","v":0},{"$f":"Baselines!$CI260","v":0},0,0,0,0,0,0,0,0,0,0,{"$f":"IF(OR($C16<>\"Early Retirement\",$J16=\"\"),0,IF(OR($I16=\"DX AC Air Cooled\",$I16=\"DX HP Air Cooled\"),VLOOKUP($J16,'Early Retirement'!$CI$6:$CM$32,2,FALSE),IF(OR($I16=\"PTAC\",$I16=\"PTHP\"),VLOOKUP($J16,'Early Retirement'!$CI$6:$CM$32,3,FALSE),IF(AND(OR($I16=\"Air Cooled Chiller\",$I16=\"Water Cooled Chiller\"),$L16<>\"Centrifugal\"),VLOOKUP($J16,'Early Retirement'!$CI$6:$CM$32,4,FALSE),IF(AND(OR($I16=\"Air Cooled Chiller\",$I16=\"Water Cooled Chiller\"),$L16=\"Centrifugal\"),VLOOKUP($J16,'Early Retirement'!$CI$6:$CM$32,5,FALSE),\"\")))))","v":0},0,0,0,0,0,0,0,0,0,0,0,"","","",0,0,0,{"$f":"IF(AND($C16=\"Early Retirement\",$J16<>\"\",$S16<>\"\",$U16<>\"\"),$CH16,IF(AND(OR($AB16=\"DX AC Air Cooled\",$AB16=\"DX HP Air Cooled\"),OR(AND($AJ16=\"Btu/hr\",$AI16<65000),AND($AJ16=\"Tons\",$AI16<65000/12000)),$AC16=\"Split\",$AO16>=15.2),MAX(Baselines!$CF9,12/9.8),Baselines!$CF9))","v":0},{"$f":"IF(AND($C16=\"Early Retirement\",$J16<>\"\",$S16<>\"\",$U16<>\"\"),$CI16,Baselines!$CG9)","v":0},{"$f":"Baselines!$CH9","v":"kW/ton"},"",{"$f":"IF(AND($C16=\"Early Retirement\",$J16<>\"\",$S16<>\"\",$U16<>\"\"),$CJ16,IF(AND(Baselines!$CI9=0,OR($CU16=\"DX HP\",$CU16=\"PTHP\")),$BH16,Baselines!$CI9))","v":0},"COP",{"$f":"IF(OR($C16=\"Replace-on-Burnout\",$C16=\"New Construction\"),$DC16,IF($CE16=\"\",\"\",IF(OR($CE16=\"DX HP\",$CE16=\"PTHP\"),VLOOKUP($D16,'Factor Tables'!$B$89:$M$105,MATCH(CONCATENATE($CE16,\" Clg\"),'Factor Tables'!$B$88:$M$88,0),FALSE),VLOOKUP($D16,'Factor Tables'!$B$89:$M$105,MATCH($CE16,'Factor Tables'!$B$88:$M$88,0),FALSE))))","v":""},{"$f":"IF(OR($C16=\"Replace-on-Burnout\",$C16=\"New Construction\"),$DD16,IF($CE16=\"\",\"\",IF($CE16=\"DX HP\",VLOOKUP($D16,'Factor Tables'!$B$89:$M$105,MATCH(\"DX HP Htg\",'Factor Tables'!$B$88:$M$88,0),FALSE),0)))","v":""},{"$f":"IF(OR($C16=\"Replace-on-Burnout\",$C16=\"New Construction\"),$DE16,IF($CE16=\"\",\"\",IF($CE16=\"DX HP\",VLOOKUP($D16,'Factor Tables'!$N$89:$Y$105,MATCH(\"DX HP Clg\",'Factor Tables'!$N$88:$Y$88,0),FALSE),IF($CE16=\"PTHP\",VLOOKUP($D16,'Factor Tables'!$N$89:$Y$105,MATCH(\"PTHP Clg\",'Factor Tables'!$N$88:$Y$88,0),FALSE),IF(AND($CE16<>\"DX HP\",$CE16<>\"PTHP\"),VLOOKUP($D16,'Factor Tables'!$N$89:$Y$105,MATCH($CE16,'Factor Tables'!$N$88:$Y$88,0),FALSE),\"\")))))","v":""},{"$f":"IF(OR($C16=\"Replace-on-Burnout\",$C16=\"New Construction\",$CU16=\"DX HP\",$CU16=\"PTHP\"),$DF16,IF($CE16=\"\",\"\",IF($CE16=\"DX HP\",VLOOKUP($D16,'Factor Tables'!$N$89:$Y$105,MATCH(\"DX HP Htg\",'Factor Tables'!$N$88:$Y$88,0),FALSE),IF($CE16=\"PTHP\",VLOOKUP($D16,'Factor Tables'!$N$89:$Y$105,MATCH(\"PTHP Htg\",'Factor Tables'!$N$88:$Y$88,0),FALSE),0))))","v":""},"","",0,0,"kW/ton","",0,"COP",{"$f":"IF($CU16=\"\",\"\",IF(OR($CU16=\"DX HP\",$CU16=\"VRF HP\",$CU16=\"PTHP\"),VLOOKUP($D16,'Factor Tables'!$B$89:$M$105,MATCH(CONCATENATE($CU16,\" Clg\"),'Factor Tables'!$B$88:$M$88,0),FALSE),VLOOKUP($D16,'Factor Tables'!$B$89:$M$105,MATCH($CU16,'Factor Tables'!$B$88:$M$88,0),FALSE)))","v":""},{"$f":"IF($CU16=\"\",\"\",IF(OR($CU16=\"DX HP\",$CU16=\"VRF HP\",$CU16=\"PTHP\"),VLOOKUP($D16,'Factor Tables'!$B$89:$M$105,MATCH(CONCATENATE($CU16,\" Htg\"),'Factor Tables'!$B$88:$M$88,0),FALSE),0))","v":""},{"$f":"IF($CU16=\"\",\"\",IF(OR($CU16=\"DX HP\",$CU16=\"VRF HP\",$CU16=\"PTHP\"),VLOOKUP($D16,'Factor Tables'!$N$89:$Y$105,MATCH(CONCATENATE($CU16,\" Clg\"),'Factor Tables'!$N$88:$Y$88,0),FALSE),VLOOKUP($D16,'Factor Tables'!$N$89:$Y$105,MATCH($CU16,'Factor Tables'!$N$88:$Y$88,0),FALSE)))","v":""},{"$f":"IF($CU16=\"\",\"\",IF(OR($CU16=\"DX HP\",$CU16=\"VRF HP\",$CU16=\"PTHP\"),VLOOKUP($D16,'Factor Tables'!$N$89:$Y$105,MATCH(CONCATENATE($CU16,\" Htg\"),'Factor Tables'!$N$88:$Y$88,0),FALSE),0))","v":""},{"$f":"IF($AB16=\"\",0,VLOOKUP($AB16,'Utility Admin'!$E:$G,2,FALSE))","v":0},{"$f":"IF($AB16=\"\",0,VLOOKUP($AB16,'Utility Admin'!$E:$G,3,FALSE))","v":0},{"$f":"IFERROR(IF(ABS(Summary!$F$12)<=ABS(Summary!$E$12)*'Utility Admin'!$I$5,$BA16*$DG16+$BB16*$DH16,$BA16*$DG16+$BA16*'Utility Admin'!$I$5*$DH16),0)","v":0},null,"Summer",null,"PTHP","PTHP","PTHP","PTHP",10,null,"VRF HP Water Cooled",null,null,{"$f":"IF(OR('Project Info'!$C$10=\"\",$C16=\"\",$D16=\"\"),\"\",VLOOKUP($D16,$DX$9:$EA$32,MATCH($C16,$DX$9:$EA$9,0),FALSE))","v":""},null,"Restaurant (Full Service)","AllSysTypes","AllSysTypesER","AllSysTypes",null,"ERROR: Contact Program Manager. Post Capacity/Unit x Post # of Units must be within +/- 20% of Pre Capacity/Unit x Pre # of Units."]
[null,8,"","",null,null,null,null,null,null,null,null,null,null,null,null,null,null,null,null,null,null,null,null,null,null,null,null,null,"A",null,null,null,null,null,null,null,null,null,null,null,null,null,null,0,0,0,0,0,0,999999999,"",0,0,{"$f":"IFERROR(IF($DI$261>'Utility Admin'!$H$5,$BB17/$BB$5*$BC$261,$DI17),0)","v":0},"","",{"$f":"IF(AND(OR($AB17=\"DX AC Air Cooled\",$AB17=\"DX HP Air Cooled\"),OR(AND($AJ17=\"Btu/hr\",$AI17<65000),AND($AJ17=\"Tons\",$AI17<65000/12000)),$AC17=\"Split\",$AO17>=15.2),MAX(Baselines!$CF261,12/9.8),Baselines!$CF261)","v":0},{"$f":"Baselines!$CG261","v":0},{"$f":"Baselines!$CI261","v":0},0,0,0,0,0,0,0,0,0,0,{"$f":"IF(OR($C17<>\"Early Retirement\",$J17=\"\"),0,IF(OR($I17=\"DX AC Air Cooled\",$I17=\"DX HP Air Cooled\"),VLOOKUP($J17,'Early Retirement'!$CI$6:$CM$32,2,FALSE),IF(OR($I17=\"PTAC\",$I17=\"PTHP\"),VLOOKUP($J17,'Early Retirement'!$CI$6:$CM$32,3,FALSE),IF(AND(OR($I17=\"Air Cooled Chiller\",$I17=\"Water Cooled Chiller\"),$L17<>\"Centrifugal\"),VLOOKUP($J17,'Early Retirement'!$CI$6:$CM$32,4,FALSE),IF(AND(OR($I17=\"Air Cooled Chiller\",$I17=\"Water Cooled Chiller\"),$L17=\"Centrifugal\"),VLOOKUP($J17,'Early Retirement'!$CI$6:$CM$32,5,FALSE),\"\")))))","v":0},0,0,0,0,0,0,0,0,0,0,0,"","","",0,0,0,{"$f":"IF(AND($C17=\"Early Retirement\",$J17<>\"\",$S17<>\"\",$U17<>\"\"),$CH17,IF(AND(OR($AB17=\"DX AC Air Cooled\",$AB17=\"DX HP Air Cooled\"),OR(AND($AJ17=\"Btu/hr\",$AI17<65000),AND($AJ17=\"Tons\",$AI17<65000/12000)),$AC17=\"Split\",$AO17>=15.2),MAX(Baselines!$CF10,12/9.8),Baselines!$CF10))","v":0},{"$f":"IF(AND($C17=\"Early Retirement\",$J17<>\"\",$S17<>\"\",$U17<>\"\"),$CI17,Baselines!$CG10)","v":0},{"$f":"Baselines!$CH10","v":"kW/ton"},"",{"$f":"IF(AND($C17=\"Early Retirement\",$J17<>\"\",$S17<>\"\",$U17<>\"\"),$CJ17,IF(AND(Baselines!$CI10=0,OR($CU17=\"DX HP\",$CU17=\"PTHP\")),$BH17,Baselines!$CI10))","v":0},"COP",{"$f":"IF(OR($C17=\"Replace-on-Burnout\",$C17=\"New Construction\"),$DC17,IF($CE17=\"\",\"\",IF(OR($CE17=\"DX HP\",$CE17=\"PTHP\"),VLOOKUP($D17,'Factor Tables'!$B$89:$M$105,MATCH(CONCATENATE($CE17,\" Clg\"),'Factor Tables'!$B$88:$M$88,0),FALSE),VLOOKUP($D17,'Factor Tables'!$B$89:$M$105,MATCH($CE17,'Factor Tables'!$B$88:$M$88,0),FALSE))))","v":""},{"$f":"IF(OR($C17=\"Replace-on-Burnout\",$C17=\"New Construction\"),$DD17,IF($CE17=\"\",\"\",IF($CE17=\"DX HP\",VLOOKUP($D17,'Factor Tables'!$B$89:$M$105,MATCH(\"DX HP Htg\",'Factor Tables'!$B$88:$M$88,0),FALSE),0)))","v":""},{"$f":"IF(OR($C17=\"Replace-on-Burnout\",$C17=\"New Construction\"),$DE17,IF($CE17=\"\",\"\",IF($CE17=\"DX HP\",VLOOKUP($D17,'Factor Tables'!$N$89:$Y$105,MATCH(\"DX HP Clg\",'Factor Tables'!$N$88:$Y$88,0),FALSE),IF($CE17=\"PTHP\",VLOOKUP($D17,'Factor Tables'!$N$89:$Y$105,MATCH(\"PTHP Clg\",'Factor Tables'!$N$88:$Y$88,0),FALSE),IF(AND($CE17<>\"DX HP\",$CE17<>\"PTHP\"),VLOOKUP($D17,'Factor Tables'!$N$89:$Y$105,MATCH($CE17,'Factor Tables'!$N$88:$Y$88,0),FALSE),\"\")))))","v":""},{"$f":"IF(OR($C17=\"Replace-on-Burnout\",$C17=\"New Construction\",$CU17=\"DX HP\",$CU17=\"PTHP\"),$DF17,IF($CE17=\"\",\"\",IF($CE17=\"DX HP\",VLOOKUP($D17,'Factor Tables'!$N$89:$Y$105,MATCH(\"DX HP Htg\",'Factor Tables'!$N$88:$Y$88,0),FALSE),IF($CE17=\"PTHP\",VLOOKUP($D17,'Factor Tables'!$N$89:$Y$105,MATCH(\"PTHP Htg\",'Factor Tables'!$N$88:$Y$88,0),FALSE),0))))","v":""},"","",0,0,"kW/ton","",0,"COP",{"$f":"IF($CU17=\"\",\"\",IF(OR($CU17=\"DX HP\",$CU17=\"VRF HP\",$CU17=\"PTHP\"),VLOOKUP($D17,'Factor Tables'!$B$89:$M$105,MATCH(CONCATENATE($CU17,\" Clg\"),'Factor Tables'!$B$88:$M$88,0),FALSE),VLOOKUP($D17,'Factor Tables'!$B$89:$M$105,MATCH($CU17,'Factor Tables'!$B$88:$M$88,0),FALSE)))","v":""},{"$f":"IF($CU17=\"\",\"\",IF(OR($CU17=\"DX HP\",$CU17=\"VRF HP\",$CU17=\"PTHP\"),VLOOKUP($D17,'Factor Tables'!$B$89:$M$105,MATCH(CONCATENATE($CU17,\" Htg\"),'Factor Tables'!$B$88:$M$88,0),FALSE),0))","v":""},{"$f":"IF($CU17=\"\",\"\",IF(OR($CU17=\"DX HP\",$CU17=\"VRF HP\",$CU17=\"PTHP\"),VLOOKUP($D17,'Factor Tables'!$N$89:$Y$105,MATCH(CONCATENATE($CU17,\" Clg\"),'Factor Tables'!$N$88:$Y$88,0),FALSE),VLOOKUP($D17,'Factor Tables'!$N$89:$Y$105,MATCH($CU17,'Factor Tables'!$N$88:$Y$88,0),FALSE)))","v":""},{"$f":"IF($CU17=\"\",\"\",IF(OR($CU17=\"DX HP\",$CU17=\"VRF HP\",$CU17=\"PTHP\"),VLOOKUP($D17,'Factor Tables'!$N$89:$Y$105,MATCH(CONCATENATE($CU17,\" Htg\"),'Factor Tables'!$N$88:$Y$88,0),FALSE),0))","v":""},{"$f":"IF($AB17=\"\",0,VLOOKUP($AB17,'Utility Admin'!$E:$G,2,FALSE))","v":0},{"$f":"IF($AB17=\"\",0,VLOOKUP($AB17,'Utility Admin'!$E:$G,3,FALSE))","v":0},{"$f":"IFERROR(IF(ABS(Summary!$F$12)<=ABS(Summary!$E$12)*'Utility Admin'!$I$5,$BA17*$DG17+$BB17*$DH17,$BA17*$DG17+$BA17*'Utility Admin'!$I$5*$DH17),0)","v":0},null,"Summer",null,"Air Cooled Chiller","Screw Air Cooled Chiller","Air Cooled\nChiller","Screw Chiller",20,null,"PTAC",null,null,{"$f":"IF(OR('Project Info'!$C$10=\"\",$C17=\"\",$D17=\"\"),\"\",VLOOKUP($D17,$DX$9:$EA$32,MATCH($C17,$DX$9:$EA$9,0),FALSE))","v":""},null,"Restaurant (Quick Service)","AllSysTypes","AllSysTypesER","AllSysTypes",null,"ERROR: Contact Program Manager. Post Capacity/Unit x Post # of Units must be within +/- 20% of Pre Capacity/Unit x Pre # of Units."]
[null,9,"","",null,null,null,null,null,null,null,null,null,null,null,null,null,null,null,null,null,null,null,null,null,null,null,null,null,"A",null,null,null,null,null,null,null,null,null,null,null,null,null,null,0,0,0,0,0,0,999999999,"",0,0,{"$f":"IFERROR(IF($DI$261>'Utility Admin'!$H$5,$BB18/$BB$5*$BC$261,$DI18),0)","v":0},"","",{"$f":"IF(AND(OR($AB18=\"DX AC Air Cooled\",$AB18=\"DX HP Air Cooled\"),OR(AND($AJ18=\"Btu/hr\",$AI18<65000),AND($AJ18=\"Tons\",$AI18<65000/12000)),$AC18=\"Split\",$AO18>=15.2),MAX(Baselines!$CF262,12/9.8),Baselines!$CF262)","v":0},{"$f":"Baselines!$CG262","v":0},{"$f":"Baselines!$CI262","v":0},0,0,0,0,0,0,0,0,0,0,{"$f":"IF(OR($C18<>\"Early Retirement\",$J18=\"\"),0,IF(OR($I18=\"DX AC Air Cooled\",$I18=\"DX HP Air Cooled\"),VLOOKUP($J18,'Early Retirement'!$CI$6:$CM$32,2,FALSE),IF(OR($I18=\"PTAC\",$I18=\"PTHP\"),VLOOKUP($J18,'Early Retirement'!$CI$6:$CM$32,3,FALSE),IF(AND(OR($I18=\"Air Cooled Chiller\",$I18=\"Water Cooled Chiller\"),$L18<>\"Centrifugal\"),VLOOKUP($J18,'Early Retirement'!$CI$6:$CM$32,4,FALSE),IF(AND(OR($I18=\"Air Cooled Chiller\",$I18=\"Water Cooled Chiller\"),$L18=\"Centrifugal\"),VLOOKUP($J18,'Early Retirement'!$CI$6:$CM$32,5,FALSE),\"\")))))","v":0},0,0,0,0,0,0,0,0,0,0,0,"","","",0,0,0,{"$f":"IF(AND($C18=\"Early Retirement\",$J18<>\"\",$S18<>\"\",$U18<>\"\"),$CH18,IF(AND(OR($AB18=\"DX AC Air Cooled\",$AB18=\"DX HP Air Cooled\"),OR(AND($AJ18=\"Btu/hr\",$AI18<65000),AND($AJ18=\"Tons\",$AI18<65000/12000)),$AC18=\"Split\",$AO18>=15.2),MAX(Baselines!$CF11,12/9.8),Baselines!$CF11))","v":0},{"$f":"IF(AND($C18=\"Early Retirement\",$J18<>\"\",$S18<>\"\",$U18<>\"\"),$CI18,Baselines!$CG11)","v":0},{"$f":"Baselines!$CH11","v":"kW/ton"},"",{"$f":"IF(AND($C18=\"Early Retirement\",$J18<>\"\",$S18<>\"\",$U18<>\"\"),$CJ18,IF(AND(Baselines!$CI11=0,OR($CU18=\"DX HP\",$CU18=\"PTHP\")),$BH18,Baselines!$CI11))","v":0},"COP",{"$f":"IF(OR($C18=\"Replace-on-Burnout\",$C18=\"New Construction\"),$DC18,IF($CE18=\"\",\"\",IF(OR($CE18=\"DX HP\",$CE18=\"PTHP\"),VLOOKUP($D18,'Factor Tables'!$B$89:$M$105,MATCH(CONCATENATE($CE18,\" Clg\"),'Factor Tables'!$B$88:$M$88,0),FALSE),VLOOKUP($D18,'Factor Tables'!$B$89:$M$105,MATCH($CE18,'Factor Tables'!$B$88:$M$88,0),FALSE))))","v":""},{"$f":"IF(OR($C18=\"Replace-on-Burnout\",$C18=\"New Construction\"),$DD18,IF($CE18=\"\",\"\",IF($CE18=\"DX HP\",VLOOKUP($D18,'Factor Tables'!$B$89:$M$105,MATCH(\"DX HP Htg\",'Factor Tables'!$B$88:$M$88,0),FALSE),0)))","v":""},{"$f":"IF(OR($C18=\"Replace-on-Burnout\",$C18=\"New Construction\"),$DE18,IF($CE18=\"\",\"\",IF($CE18=\"DX HP\",VLOOKUP($D18,'Factor Tables'!$N$89:$Y$105,MATCH(\"DX HP Clg\",'Factor Tables'!$N$88:$Y$88,0),FALSE),IF($CE18=\"PTHP\",VLOOKUP($D18,'Factor Tables'!$N$89:$Y$105,MATCH(\"PTHP Clg\",'Factor Tables'!$N$88:$Y$88,0),FALSE),IF(AND($CE18<>\"DX HP\",$CE18<>\"PTHP\"),VLOOKUP($D18,'Factor Tables'!$N$89:$Y$105,MATCH($CE18,'Factor Tables'!$N$88:$Y$88,0),FALSE),\"\")))))","v":""},{"$f":"IF(OR($C18=\"Replace-on-Burnout\",$C18=\"New Construction\",$CU18=\"DX HP\",$CU18=\"PTHP\"),$DF18,IF($CE18=\"\",\"\",IF($CE18=\"DX HP\",VLOOKUP($D18,'Factor Tables'!$N$89:$Y$105,MATCH(\"DX HP Htg\",'Factor Tables'!$N$88:$Y$88,0),FALSE),IF($CE18=\"PTHP\",VLOOKUP($D18,'Factor Tables'!$N$89:$Y$105,MATCH(\"PTHP Htg\",'Factor Tables'!$N$88:$Y$88,0),FALSE),0))))","v":""},"","",0,0,"kW/ton","",0,"COP",{"$f":"IF($CU18=\"\",\"\",IF(OR($CU18=\"DX HP\",$CU18=\"VRF HP\",$CU18=\"PTHP\"),VLOOKUP($D18,'Factor Tables'!$B$89:$M$105,MATCH(CONCATENATE($CU18,\" Clg\"),'Factor Tables'!$B$88:$M$88,0),FALSE),VLOOKUP($D18,'Factor Tables'!$B$89:$M$105,MATCH($CU18,'Factor Tables'!$B$88:$M$88,0),FALSE)))","v":""},{"$f":"IF($CU18=\"\",\"\",IF(OR($CU18=\"DX HP\",$CU18=\"VRF HP\",$CU18=\"PTHP\"),VLOOKUP($D18,'Factor Tables'!$B$89:$M$105,MATCH(CONCATENATE($CU18,\" Htg\"),'Factor Tables'!$B$88:$M$88,0),FALSE),0))","v":""},{"$f":"IF($CU18=\"\",\"\",IF(OR($CU18=\"DX HP\",$CU18=\"VRF HP\",$CU18=\"PTHP\"),VLOOKUP($D18,'Factor Tables'!$N$89:$Y$105,MATCH(CONCATENATE($CU18,\" Clg\"),'Factor Tables'!$N$88:$Y$88,0),FALSE),VLOOKUP($D18,'Factor Tables'!$N$89:$Y$105,MATCH($CU18,'Factor Tables'!$N$88:$Y$88,0),FALSE)))","v":""},{"$f":"IF($CU18=\"\",\"\",IF(OR($CU18=\"DX HP\",$CU18=\"VRF HP\",$CU18=\"PTHP\"),VLOOKUP($D18,'Factor Tables'!$N$89:$Y$105,MATCH(CONCATENATE($CU18,\" Htg\"),'Factor Tables'!$N$88:$Y$88,0),FALSE),0))","v":""},{"$f":"IF($AB18=\"\",0,VLOOKUP($AB18,'Utility Admin'!$E:$G,2,FALSE))","v":0},{"$f":"IF($AB18=\"\",0,VLOOKUP($AB18,'Utility Admin'!$E:$G,3,FALSE))","v":0},{"$f":"IFERROR(IF(ABS(Summary!$F$12)<=ABS(Summary!$E$12)*'Utility Admin'!$I$5,$BA18*$DG18+$BB18*$DH18,$BA18*$DG18+$BA18*'Utility Admin'!$I$5*$DH18),0)","v":0},null,"Summer",null,"Air Cooled Chiller","Scroll Air Cooled Chiller","Air Cooled\nChiller","Scroll Chiller",20,null,"PTHP",null,null,{"$f":"IF(OR('Project Info'!$C$10=\"\",$C18=\"\",$D18=\"\"),\"\",VLOOKUP($D18,$DX$9:$EA$32,MATCH($C18,$DX$9:$EA$9,0),FALSE))","v":""},null,"Retail (All Other)","AllSysTypes","AllSysTypesER","AllSysTypes",null,"ERROR: Contact Program Manager. Post Capacity/Unit x Post # of Units must be within +/- 20% of Pre Capacity/Unit x Pre # of Units."]
[null,10,"","",null,null,null,null,null,null,null,null,null,null,null,null,null,null,null,null,null,null,null,null,null,null,null,null,null,"A",null,null,null,null,null,null,null,null,null,null,null,null,null,null,0,0,0,0,0,0,999999999,"",0,0,{"$f":"IFERROR(IF($DI$261>'Utility Admin'!$H$5,$BB19/$BB$5*$BC$261,$DI19),0)","v":0},"","",{"$f":"IF(AND(OR($AB19=\"DX AC Air Cooled\",$AB19=\"DX HP Air Cooled\"),OR(AND($AJ19=\"Btu/hr\",$AI19<65000),AND($AJ19=\"Tons\",$AI19<65000/12000)),$AC19=\"Split\",$AO19>=15.2),MAX(Baselines!$CF263,12/9.8),Baselines!$CF263)","v":0},{"$f":"Baselines!$CG263","v":0},{"$f":"Baselines!$CI263","v":0},0,0,0,0,0,0,0,0,0,0,{"$f":"IF(OR($C19<>\"Early Retirement\",$J19=\"\"),0,IF(OR($I19=\"DX AC Air Cooled\",$I19=\"DX HP Air Cooled\"),VLOOKUP($J19,'Early Retirement'!$CI$6:$CM$32,2,FALSE),IF(OR($I19=\"PTAC\",$I19=\"PTHP\"),VLOOKUP($J19,'Early Retirement'!$CI$6:$CM$32,3,FALSE),IF(AND(OR($I19=\"Air Cooled Chiller\",$I19=\"Water Cooled Chiller\"),$L19<>\"Centrifugal\"),VLOOKUP($J19,'Early Retirement'!$CI$6:$CM$32,4,FALSE),IF(AND(OR($I19=\"Air Cooled Chiller\",$I19=\"Water Cooled Chiller\"),$L19=\"Centrifugal\"),VLOOKUP($J19,'Early Retirement'!$CI$6:$CM$32,5,FALSE),\"\")))))","v":0},0,0,0,0,0,0,0,0,0,0,0,"","","",0,0,0,{"$f":"IF(AND($C19=\"Early Retirement\",$J19<>\"\",$S19<>\"\",$U19<>\"\"),$CH19,IF(AND(OR($AB19=\"DX AC Air Cooled\",$AB19=\"DX HP Air Cooled\"),OR(AND($AJ19=\"Btu/hr\",$AI19<65000),AND($AJ19=\"Tons\",$AI19<65000/12000)),$AC19=\"Split\",$AO19>=15.2),MAX(Baselines!$CF12,12/9.8),Baselines!$CF12))","v":0},{"$f":"IF(AND($C19=\"Early Retirement\",$J19<>\"\",$S19<>\"\",$U19<>\"\"),$CI19,Baselines!$CG12)","v":0},{"$f":"Baselines!$CH12","v":"kW/ton"},"",{"$f":"IF(AND($C19=\"Early Retirement\",$J19<>\"\",$S19<>\"\",$U19<>\"\"),$CJ19,IF(AND(Baselines!$CI12=0,OR($CU19=\"DX HP\",$CU19=\"PTHP\")),$BH19,Baselines!$CI12))","v":0},"COP",{"$f":"IF(OR($C19=\"Replace-on-Burnout\",$C19=\"New Construction\"),$DC19,IF($CE19=\"\",\"\",IF(OR($CE19=\"DX HP\",$CE19=\"PTHP\"),VLOOKUP($D19,'Factor Tables'!$B$89:$M$105,MATCH(CONCATENATE($CE19,\" Clg\"),'Factor Tables'!$B$88:$M$88,0),FALSE),VLOOKUP($D19,'Factor Tables'!$B$89:$M$105,MATCH($CE19,'Factor Tables'!$B$88:$M$88,0),FALSE))))","v":""},{"$f":"IF(OR($C19=\"Replace-on-Burnout\",$C19=\"New Construction\"),$DD19,IF($CE19=\"\",\"\",IF($CE19=\"DX HP\",VLOOKUP($D19,'Factor Tables'!$B$89:$M$105,MATCH(\"DX HP Htg\",'Factor Tables'!$B$88:$M$88,0),FALSE),0)))","v":""},{"$f":"IF(OR($C19=\"Replace-on-Burnout\",$C19=\"New Construction\"),$DE19,IF($CE19=\"\",\"\",IF($CE19=\"DX HP\",VLOOKUP($D19,'Factor Tables'!$N$89:$Y$105,MATCH(\"DX HP Clg\",'Factor Tables'!$N$88:$Y$88,0),FALSE),IF($CE19=\"PTHP\",VLOOKUP($D19,'Factor Tables'!$N$89:$Y$105,MATCH(\"PTHP Clg\",'Factor Tables'!$N$88:$Y$88,0),FALSE),IF(AND($CE19<>\"DX HP\",$CE19<>\"PTHP\"),VLOOKUP($D19,'Factor Tables'!$N$89:$Y$105,MATCH($CE19,'Factor Tables'!$N$88:$Y$88,0),FALSE),\"\")))))","v":""},{"$f":"IF(OR($C19=\"Replace-on-Burnout\",$C19=\"New Construction\",$CU19=\"DX HP\",$CU19=\"PTHP\"),$DF19,IF($CE19=\"\",\"\",IF($CE19=\"DX HP\",VLOOKUP($D19,'Factor Tables'!$N$89:$Y$105,MATCH(\"DX HP Htg\",'Factor Tables'!$N$88:$Y$88,0),FALSE),IF($CE19=\"PTHP\",VLOOKUP($D19,'Factor Tables'!$N$89:$Y$105,MATCH(\"PTHP Htg\",'Factor Tables'!$N$88:$Y$88,0),FALSE),0))))","v":""},"","",0,0,"kW/ton","",0,"COP",{"$f":"IF($CU19=\"\",\"\",IF(OR($CU19=\"DX HP\",$CU19=\"VRF HP\",$CU19=\"PTHP\"),VLOOKUP($D19,'Factor Tables'!$B$89:$M$105,MATCH(CONCATENATE($CU19,\" Clg\"),'Factor Tables'!$B$88:$M$88,0),FALSE),VLOOKUP($D19,'Factor Tables'!$B$89:$M$105,MATCH($CU19,'Factor Tables'!$B$88:$M$88,0),FALSE)))","v":""},{"$f":"IF($CU19=\"\",\"\",IF(OR($CU19=\"DX HP\",$CU19=\"VRF HP\",$CU19=\"PTHP\"),VLOOKUP($D19,'Factor Tables'!$B$89:$M$105,MATCH(CONCATENATE($CU19,\" Htg\"),'Factor Tables'!$B$88:$M$88,0),FALSE),0))","v":""},{"$f":"IF($CU19=\"\",\"\",IF(OR($CU19=\"DX HP\",$CU19=\"VRF HP\",$CU19=\"PTHP\"),VLOOKUP($D19,'Factor Tables'!$N$89:$Y$105,MATCH(CONCATENATE($CU19,\" Clg\"),'Factor Tables'!$N$88:$Y$88,0),FALSE),VLOOKUP($D19,'Factor Tables'!$N$89:$Y$105,MATCH($CU19,'Factor Tables'!$N$88:$Y$88,0),FALSE)))","v":""},{"$f":"IF($CU19=\"\",\"\",IF(OR($CU19=\"DX HP\",$CU19=\"VRF HP\",$CU19=\"PTHP\"),VLOOKUP($D19,'Factor Tables'!$N$89:$Y$105,MATCH(CONCATENATE($CU19,\" Htg\"),'Factor Tables'!$N$88:$Y$88,0),FALSE),0))","v":""},{"$f":"IF($AB19=\"\",0,VLOOKUP($AB19,'Utility Admin'!$E:$G,2,FALSE))","v":0},{"$f":"IF($AB19=\"\",0,VLOOKUP($AB19,'Utility Admin'!$E:$G,3,FALSE))","v":0},{"$f":"IFERROR(IF(ABS(Summary!$F$12)<=ABS(Summary!$E$12)*'Utility Admin'!$I$5,$BA19*$DG19+$BB19*$DH19,$BA19*$DG19+$BA19*'Utility Admin'!$I$5*$DH19),0)","v":0},null,"Summer",null,"Air Cooled Chiller","Centrifugal Air Cooled Chiller","Air Cooled\nChiller","Centrifugal Chiller",25,null,null,null,null,{"$f":"IF(OR('Project Info'!$C$10=\"\",$C19=\"\",$D19=\"\"),\"\",VLOOKUP($D19,$DX$9:$EA$32,MATCH($C19,$DX$9:$EA$9,0),FALSE))","v":""},null,"Retail (Supermarket)","AllSysTypes","AllSysTypesER","AllSysTypes",null,"ERROR: Contact Program Manager. Post Capacity/Unit x Post # of Units must be within +/- 20% of Pre Capacity/Unit x Pre # of Units."]
[null,11,"","",null,null,null,null,null,null,null,null,null,null,null,null,null,null,null,null,null,null,null,null,null,null,null,null,null,"A",null,null,null,null,null,null,null,null,null,null,null,null,null,null,0,0,0,0,0,0,999999999,"",0,0,{"$f":"IFERROR(IF($DI$261>'Utility Admin'!$H$5,$BB20/$BB$5*$BC$261,$DI20),0)","v":0},"","",{"$f":"IF(AND(OR($AB20=\"DX AC Air Cooled\",$AB20=\"DX HP Air Cooled\"),OR(AND($AJ20=\"Btu/hr\",$AI20<65000),AND($AJ20=\"Tons\",$AI20<65000/12000)),$AC20=\"Split\",$AO20>=15.2),MAX(Baselines!$CF264,12/9.8),Baselines!$CF264)","v":0},{"$f":"Baselines!$CG264","v":0},{"$f":"Baselines!$CI264","v":0},0,0,0,0,0,0,0,0,0,0,{"$f":"IF(OR($C20<>\"Early Retirement\",$J20=\"\"),0,IF(OR($I20=\"DX AC Air Cooled\",$I20=\"DX HP Air Cooled\"),VLOOKUP($J20,'Early Retirement'!$CI$6:$CM$32,2,FALSE),IF(OR($I20=\"PTAC\",$I20=\"PTHP\"),VLOOKUP($J20,'Early Retirement'!$CI$6:$CM$32,3,FALSE),IF(AND(OR($I20=\"Air Cooled Chiller\",$I20=\"Water Cooled Chiller\"),$L20<>\"Centrifugal\"),VLOOKUP($J20,'Early Retirement'!$CI$6:$CM$32,4,FALSE),IF(AND(OR($I20=\"Air Cooled Chiller\",$I20=\"Water Cooled Chiller\"),$L20=\"Centrifugal\"),VLOOKUP($J20,'Early Retirement'!$CI$6:$CM$32,5,FALSE),\"\")))))","v":0},0,0,0,0,0,0,0,0,0,0,0,"","","",0,0,0,{"$f":"IF(AND($C20=\"Early Retirement\",$J20<>\"\",$S20<>\"\",$U20<>\"\"),$CH20,IF(AND(OR($AB20=\"DX AC Air Cooled\",$AB20=\"DX HP Air Cooled\"),OR(AND($AJ20=\"Btu/hr\",$AI20<65000),AND($AJ20=\"Tons\",$AI20<65000/12000)),$AC20=\"Split\",$AO20>=15.2),MAX(Baselines!$CF13,12/9.8),Baselines!$CF13))","v":0},{"$f":"IF(AND($C20=\"Early Retirement\",$J20<>\"\",$S20<>\"\",$U20<>\"\"),$CI20,Baselines!$CG13)","v":0},{"$f":"Baselines!$CH13","v":"kW/ton"},"",{"$f":"IF(AND($C20=\"Early Retirement\",$J20<>\"\",$S20<>\"\",$U20<>\"\"),$CJ20,IF(AND(Baselines!$CI13=0,OR($CU20=\"DX HP\",$CU20=\"PTHP\")),$BH20,Baselines!$CI13))","v":0},"COP",{"$f":"IF(OR($C20=\"Replace-on-Burnout\",$C20=\"New Construction\"),$DC20,IF($CE20=\"\",\"\",IF(OR($CE20=\"DX HP\",$CE20=\"PTHP\"),VLOOKUP($D20,'Factor Tables'!$B$89:$M$105,MATCH(CONCATENATE($CE20,\" Clg\"),'Factor Tables'!$B$88:$M$88,0),FALSE),VLOOKUP($D20,'Factor Tables'!$B$89:$M$105,MATCH($CE20,'Factor Tables'!$B$88:$M$88,0),FALSE))))","v":""},{"$f":"IF(OR($C20=\"Replace-on-Burnout\",$C20=\"New Construction\"),$DD20,IF($CE20=\"\",\"\",IF($CE20=\"DX HP\",VLOOKUP($D20,'Factor Tables'!$B$89:$M$105,MATCH(\"DX HP Htg\",'Factor Tables'!$B$88:$M$88,0),FALSE),0)))","v":""},{"$f":"IF(OR($C20=\"Replace-on-Burnout\",$C20=\"New Construction\"),$DE20,IF($CE20=\"\",\"\",IF($CE20=\"DX HP\",VLOOKUP($D20,'Factor Tables'!$N$89:$Y$105,MATCH(\"DX HP Clg\",'Factor Tables'!$N$88:$Y$88,0),FALSE),IF($CE20=\"PTHP\",VLOOKUP($D20,'Factor Tables'!$N$89:$Y$105,MATCH(\"PTHP Clg\",'Factor Tables'!$N$88:$Y$88,0),FALSE),IF(AND($CE20<>\"DX HP\",$CE20<>\"PTHP\"),VLOOKUP($D20,'Factor Tables'!$N$89:$Y$105,MATCH($CE20,'Factor Tables'!$N$88:$Y$88,0),FALSE),\"\")))))","v":""},{"$f":"IF(OR($C20=\"Replace-on-Burnout\",$C20=\"New Construction\",$CU20=\"DX HP\",$CU20=\"PTHP\"),$DF20,IF($CE20=\"\",\"\",IF($CE20=\"DX HP\",VLOOKUP($D20,'Factor Tables'!$N$89:$Y$105,MATCH(\"DX HP Htg\",'Factor Tables'!$N$88:$Y$88,0),FALSE),IF($CE20=\"PTHP\",VLOOKUP($D20,'Factor Tables'!$N$89:$Y$105,MATCH(\"PTHP Htg\",'Factor Tables'!$N$88:$Y$88,0),FALSE),0))))","v":""},"","",0,0,"kW/ton","",0,"COP",{"$f":"IF($CU20=\"\",\"\",IF(OR($CU20=\"DX HP\",$CU20=\"VRF HP\",$CU20=\"PTHP\"),VLOOKUP($D20,'Factor Tables'!$B$89:$M$105,MATCH(CONCATENATE($CU20,\" Clg\"),'Factor Tables'!$B$88:$M$88,0),FALSE),VLOOKUP($D20,'Factor Tables'!$B$89:$M$105,MATCH($CU20,'Factor Tables'!$B$88:$M$88,0),FALSE)))","v":""},{"$f":"IF($CU20=\"\",\"\",IF(OR($CU20=\"DX HP\",$CU20=\"VRF HP\",$CU20=\"PTHP\"),VLOOKUP($D20,'Factor Tables'!$B$89:$M$105,MATCH(CONCATENATE($CU20,\" Htg\"),'Factor Tables'!$B$88:$M$88,0),FALSE),0))","v":""},{"$f":"IF($CU20=\"\",\"\",IF(OR($CU20=\"DX HP\",$CU20=\"VRF HP\",$CU20=\"PTHP\"),VLOOKUP($D20,'Factor Tables'!$N$89:$Y$105,MATCH(CONCATENATE($CU20,\" Clg\"),'Factor Tables'!$N$88:$Y$88,0),FALSE),VLOOKUP($D20,'Factor Tables'!$N$89:$Y$105,MATCH($CU20,'Factor Tables'!$N$88:$Y$88,0),FALSE)))","v":""},{"$f":"IF($CU20=\"\",\"\",IF(OR($CU20=\"DX HP\",$CU20=\"VRF HP\",$CU20=\"PTHP\"),VLOOKUP($D20,'Factor Tables'!$N$89:$Y$105,MATCH(CONCATENATE($CU20,\" Htg\"),'Factor Tables'!$N$88:$Y$88,0),FALSE),0))","v":""},{"$f":"IF($AB20=\"\",0,VLOOKUP($AB20,'Utility Admin'!$E:$G,2,FALSE))","v":0},{"$f":"IF($AB20=\"\",0,VLOOKUP($AB20,'Utility Admin'!$E:$G,3,FALSE))","v":0},{"$f":"IFERROR(IF(ABS(Summary!$F$12)<=ABS(Summary!$E$12)*'Utility Admin'!$I$5,$BA20*$DG20+$BB20*$DH20,$BA20*$DG20+$BA20*'Utility Admin'!$I$5*$DH20),0)","v":0},null,"Summer",null,"Water Cooled Chiller","Screw Water Cooled Chiller","Water Cooled\nChiller","Screw Chiller",20,null,null,null,null,{"$f":"IF(OR('Project Info'!$C$10=\"\",$C20=\"\",$D20=\"\"),\"\",VLOOKUP($D20,$DX$9:$EA$32,MATCH($C20,$DX$9:$EA$9,0),FALSE))","v":""},null,"School (Primary/Secondary)","AllSysTypes","AllSysTypesER","AllSysTypes",null,"ERROR: Contact Program Manager. Post Capacity/Unit x Post # of Units must be within +/- 20% of Pre Capacity/Unit x Pre # of Units."]
[null,12,"","",null,null,null,null,null,null,null,null,null,null,null,null,null,null,null,null,null,null,null,null,null,null,null,null,null,"A",null,null,null,null,null,null,null,null,null,null,null,null,null,null,0,0,0,0,0,0,999999999,"",0,0,{"$f":"IFERROR(IF($DI$261>'Utility Admin'!$H$5,$BB21/$BB$5*$BC$261,$DI21),0)","v":0},"","",{"$f":"IF(AND(OR($AB21=\"DX AC Air Cooled\",$AB21=\"DX HP Air Cooled\"),OR(AND($AJ21=\"Btu/hr\",$AI21<65000),AND($AJ21=\"Tons\",$AI21<65000/12000)),$AC21=\"Split\",$AO21>=15.2),MAX(Baselines!$CF265,12/9.8),Baselines!$CF265)","v":0},{"$f":"Baselines!$CG265","v":0},{"$f":"Baselines!$CI265","v":0},0,0,0,0,0,0,0,0,0,0,{"$f":"IF(OR($C21<>\"Early Retirement\",$J21=\"\"),0,IF(OR($I21=\"DX AC Air Cooled\",$I21=\"DX HP Air Cooled\"),VLOOKUP($J21,'Early Retirement'!$CI$6:$CM$32,2,FALSE),IF(OR($I21=\"PTAC\",$I21=\"PTHP\"),VLOOKUP($J21,'Early Retirement'!$CI$6:$CM$32,3,FALSE),IF(AND(OR($I21=\"Air Cooled Chiller\",$I21=\"Water Cooled Chiller\"),$L21<>\"Centrifugal\"),VLOOKUP($J21,'Early Retirement'!$CI$6:$CM$32,4,FALSE),IF(AND(OR($I21=\"Air Cooled Chiller\",$I21=\"Water Cooled Chiller\"),$L21=\"Centrifugal\"),VLOOKUP($J21,'Early Retirement'!$CI$6:$CM$32,5,FALSE),\"\")))))","v":0},0,0,0,0,0,0,0,0,0,0,0,"","","",0,0,0,{"$f":"IF(AND($C21=\"Early Retirement\",$J21<>\"\",$S21<>\"\",$U21<>\"\"),$CH21,IF(AND(OR($AB21=\"DX AC Air Cooled\",$AB21=\"DX HP Air Cooled\"),OR(AND($AJ21=\"Btu/hr\",$AI21<65000),AND($AJ21=\"Tons\",$AI21<65000/12000)),$AC21=\"Split\",$AO21>=15.2),MAX(Baselines!$CF14,12/9.8),Baselines!$CF14))","v":0},{"$f":"IF(AND($C21=\"Early Retirement\",$J21<>\"\",$S21<>\"\",$U21<>\"\"),$CI21,Baselines!$CG14)","v":0},{"$f":"Baselines!$CH14","v":"kW/ton"},"",{"$f":"IF(AND($C21=\"Early Retirement\",$J21<>\"\",$S21<>\"\",$U21<>\"\"),$CJ21,IF(AND(Baselines!$CI14=0,OR($CU21=\"DX HP\",$CU21=\"PTHP\")),$BH21,Baselines!$CI14))","v":0},"COP",{"$f":"IF(OR($C21=\"Replace-on-Burnout\",$C21=\"New Construction\"),$DC21,IF($CE21=\"\",\"\",IF(OR($CE21=\"DX HP\",$CE21=\"PTHP\"),VLOOKUP($D21,'Factor Tables'!$B$89:$M$105,MATCH(CONCATENATE($CE21,\" Clg\"),'Factor Tables'!$B$88:$M$88,0),FALSE),VLOOKUP($D21,'Factor Tables'!$B$89:$M$105,MATCH($CE21,'Factor Tables'!$B$88:$M$88,0),FALSE))))","v":""},{"$f":"IF(OR($C21=\"Replace-on-Burnout\",$C21=\"New Construction\"),$DD21,IF($CE21=\"\",\"\",IF($CE21=\"DX HP\",VLOOKUP($D21,'Factor Tables'!$B$89:$M$105,MATCH(\"DX HP Htg\",'Factor Tables'!$B$88:$M$88,0),FALSE),0)))","v":""},{"$f":"IF(OR($C21=\"Replace-on-Burnout\",$C21=\"New Construction\"),$DE21,IF($CE21=\"\",\"\",IF($CE21=\"DX HP\",VLOOKUP($D21,'Factor Tables'!$N$89:$Y$105,MATCH(\"DX HP Clg\",'Factor Tables'!$N$88:$Y$88,0),FALSE),IF($CE21=\"PTHP\",VLOOKUP($D21,'Factor Tables'!$N$89:$Y$105,MATCH(\"PTHP Clg\",'Factor Tables'!$N$88:$Y$88,0),FALSE),IF(AND($CE21<>\"DX HP\",$CE21<>\"PTHP\"),VLOOKUP($D21,'Factor Tables'!$N$89:$Y$105,MATCH($CE21,'Factor Tables'!$N$88:$Y$88,0),FALSE),\"\")))))","v":""},{"$f":"IF(OR($C21=\"Replace-on-Burnout\",$C21=\"New Construction\",$CU21=\"DX HP\",$CU21=\"PTHP\"),$DF21,IF($CE21=\"\",\"\",IF($CE21=\"DX HP\",VLOOKUP($D21,'Factor Tables'!$N$89:$Y$105,MATCH(\"DX HP Htg\",'Factor Tables'!$N$88:$Y$88,0),FALSE),IF($CE21=\"PTHP\",VLOOKUP($D21,'Factor Tables'!$N$89:$Y$105,MATCH(\"PTHP Htg\",'Factor Tables'!$N$88:$Y$88,0),FALSE),0))))","v":""},"","",0,0,"kW/ton","",0,"COP",{"$f":"IF($CU21=\"\",\"\",IF(OR($CU21=\"DX HP\",$CU21=\"VRF HP\",$CU21=\"PTHP\"),VLOOKUP($D21,'Factor Tables'!$B$89:$M$105,MATCH(CONCATENATE($CU21,\" Clg\"),'Factor Tables'!$B$88:$M$88,0),FALSE),VLOOKUP($D21,'Factor Tables'!$B$89:$M$105,MATCH($CU21,'Factor Tables'!$B$88:$M$88,0),FALSE)))","v":""},{"$f":"IF($CU21=\"\",\"\",IF(OR($CU21=\"DX HP\",$CU21=\"VRF HP\",$CU21=\"PTHP\"),VLOOKUP($D21,'Factor Tables'!$B$89:$M$105,MATCH(CONCATENATE($CU21,\" Htg\"),'Factor Tables'!$B$88:$M$88,0),FALSE),0))","v":""},{"$f":"IF($CU21=\"\",\"\",IF(OR($CU21=\"DX HP\",$CU21=\"VRF HP\",$CU21=\"PTHP\"),VLOOKUP($D21,'Factor Tables'!$N$89:$Y$105,MATCH(CONCATENATE($CU21,\" Clg\"),'Factor Tables'!$N$88:$Y$88,0),FALSE),VLOOKUP($D21,'Factor Tables'!$N$89:$Y$105,MATCH($CU21,'Factor Tables'!$N$88:$Y$88,0),FALSE)))","v":""},{"$f":"IF($CU21=\"\",\"\",IF(OR($CU21=\"DX HP\",$CU21=\"VRF HP\",$CU21=\"PTHP\"),VLOOKUP($D21,'Factor Tables'!$N$89:$Y$105,MATCH(CONCATENATE($CU21,\" Htg\"),'Factor Tables'!$N$88:$Y$88,0),FALSE),0))","v":""},{"$f":"IF($AB21=\"\",0,VLOOKUP($AB21,'Utility Admin'!$E:$G,2,FALSE))","v":0},{"$f":"IF($AB21=\"\",0,VLOOKUP($AB21,'Utility Admin'!$E:$G,3,FALSE))","v":0},{"$f":"IFERROR(IF(ABS(Summary!$F$12)<=ABS(Summary!$E$12)*'Utility Admin'!$I$5,$BA21*$DG21+$BB21*$DH21,$BA21*$DG21+$BA21*'Utility Admin'!$I$5*$DH21),0)","v":0},null,"Summer",null,"Water Cooled Chiller","Scroll Water Cooled Chiller","Water Cooled\nChiller","Scroll Chiller",20,null,null,null,null,{"$f":"IF(OR('Project Info'!$C$10=\"\",$C21=\"\",$D21=\"\"),\"\",VLOOKUP($D21,$DX$9:$EA$32,MATCH($C21,$DX$9:$EA$9,0),FALSE))","v":""},null,"School (University/College)","AllSysTypes","AllSysTypesER","AllSysTypes",null,"ERROR: Contact Program Manager. Post Capacity/Unit x Post # of Units must be within +/- 20% of Pre Capacity/Unit x Pre # of Units."]
[null,13,"","",null,null,null,null,null,null,null,null,null,null,null,null,null,null,null,null,null,null,null,null,null,null,null,null,null,"A",null,null,null,null,null,null,null,null,null,null,null,null,null,null,0,0,0,0,0,0,999999999,"",0,0,{"$f":"IFERROR(IF($DI$261>'Utility Admin'!$H$5,$BB22/$BB$5*$BC$261,$DI22),0)","v":0},"","",{"$f":"IF(AND(OR($AB22=\"DX AC Air Cooled\",$AB22=\"DX HP Air Cooled\"),OR(AND($AJ22=\"Btu/hr\",$AI22<65000),AND($AJ22=\"Tons\",$AI22<65000/12000)),$AC22=\"Split\",$AO22>=15.2),MAX(Baselines!$CF266,12/9.8),Baselines!$CF266)","v":0},{"$f":"Baselines!$CG266","v":0},{"$f":"Baselines!$CI266","v":0},0,0,0,0,0,0,0,0,0,0,{"$f":"IF(OR($C22<>\"Early Retirement\",$J22=\"\"),0,IF(OR($I22=\"DX AC Air Cooled\",$I22=\"DX HP Air Cooled\"),VLOOKUP($J22,'Early Retirement'!$CI$6:$CM$32,2,FALSE),IF(OR($I22=\"PTAC\",$I22=\"PTHP\"),VLOOKUP($J22,'Early Retirement'!$CI$6:$CM$32,3,FALSE),IF(AND(OR($I22=\"Air Cooled Chiller\",$I22=\"Water Cooled Chiller\"),$L22<>\"Centrifugal\"),VLOOKUP($J22,'Early Retirement'!$CI$6:$CM$32,4,FALSE),IF(AND(OR($I22=\"Air Cooled Chiller\",$I22=\"Water Cooled Chiller\"),$L22=\"Centrifugal\"),VLOOKUP($J22,'Early Retirement'!$CI$6:$CM$32,5,FALSE),\"\")))))","v":0},0,0,0,0,0,0,0,0,0,0,0,"","","",0,0,0,{"$f":"IF(AND($C22=\"Early Retirement\",$J22<>\"\",$S22<>\"\",$U22<>\"\"),$CH22,IF(AND(OR($AB22=\"DX AC Air Cooled\",$AB22=\"DX HP Air Cooled\"),OR(AND($AJ22=\"Btu/hr\",$AI22<65000),AND($AJ22=\"Tons\",$AI22<65000/12000)),$AC22=\"Split\",$AO22>=15.2),MAX(Baselines!$CF15,12/9.8),Baselines!$CF15))","v":0},{"$f":"IF(AND($C22=\"Early Retirement\",$J22<>\"\",$S22<>\"\",$U22<>\"\"),$CI22,Baselines!$CG15)","v":0},{"$f":"Baselines!$CH15","v":"kW/ton"},"",{"$f":"IF(AND($C22=\"Early Retirement\",$J22<>\"\",$S22<>\"\",$U22<>\"\"),$CJ22,IF(AND(Baselines!$CI15=0,OR($CU22=\"DX HP\",$CU22=\"PTHP\")),$BH22,Baselines!$CI15))","v":0},"COP",{"$f":"IF(OR($C22=\"Replace-on-Burnout\",$C22=\"New Construction\"),$DC22,IF($CE22=\"\",\"\",IF(OR($CE22=\"DX HP\",$CE22=\"PTHP\"),VLOOKUP($D22,'Factor Tables'!$B$89:$M$105,MATCH(CONCATENATE($CE22,\" Clg\"),'Factor Tables'!$B$88:$M$88,0),FALSE),VLOOKUP($D22,'Factor Tables'!$B$89:$M$105,MATCH($CE22,'Factor Tables'!$B$88:$M$88,0),FALSE))))","v":""},{"$f":"IF(OR($C22=\"Replace-on-Burnout\",$C22=\"New Construction\"),$DD22,IF($CE22=\"\",\"\",IF($CE22=\"DX HP\",VLOOKUP($D22,'Factor Tables'!$B$89:$M$105,MATCH(\"DX HP Htg\",'Factor Tables'!$B$88:$M$88,0),FALSE),0)))","v":""},{"$f":"IF(OR($C22=\"Replace-on-Burnout\",$C22=\"New Construction\"),$DE22,IF($CE22=\"\",\"\",IF($CE22=\"DX HP\",VLOOKUP($D22,'Factor Tables'!$N$89:$Y$105,MATCH(\"DX HP Clg\",'Factor Tables'!$N$88:$Y$88,0),FALSE),IF($CE22=\"PTHP\",VLOOKUP($D22,'Factor Tables'!$N$89:$Y$105,MATCH(\"PTHP Clg\",'Factor Tables'!$N$88:$Y$88,0),FALSE),IF(AND($CE22<>\"DX HP\",$CE22<>\"PTHP\"),VLOOKUP($D22,'Factor Tables'!$N$89:$Y$105,MATCH($CE22,'Factor Tables'!$N$88:$Y$88,0),FALSE),\"\")))))","v":""},{"$f":"IF(OR($C22=\"Replace-on-Burnout\",$C22=\"New Construction\",$CU22=\"DX HP\",$CU22=\"PTHP\"),$DF22,IF($CE22=\"\",\"\",IF($CE22=\"DX HP\",VLOOKUP($D22,'Factor Tables'!$N$89:$Y$105,MATCH(\"DX HP Htg\",'Factor Tables'!$N$88:$Y$88,0),FALSE),IF($CE22=\"PTHP\",VLOOKUP($D22,'Factor Tables'!$N$89:$Y$105,MATCH(\"PTHP Htg\",'Factor Tables'!$N$88:$Y$88,0),FALSE),0))))","v":""},"","",0,0,"kW/ton","",0,"COP",{"$f":"IF($CU22=\"\",\"\",IF(OR($CU22=\"DX HP\",$CU22=\"VRF HP\",$CU22=\"PTHP\"),VLOOKUP($D22,'Factor Tables'!$B$89:$M$105,MATCH(CONCATENATE($CU22,\" Clg\"),'Factor Tables'!$B$88:$M$88,0),FALSE),VLOOKUP($D22,'Factor Tables'!$B$89:$M$105,MATCH($CU22,'Factor Tables'!$B$88:$M$88,0),FALSE)))","v":""},{"$f":"IF($CU22=\"\",\"\",IF(OR($CU22=\"DX HP\",$CU22=\"VRF HP\",$CU22=\"PTHP\"),VLOOKUP($D22,'Factor Tables'!$B$89:$M$105,MATCH(CONCATENATE($CU22,\" Htg\"),'Factor Tables'!$B$88:$M$88,0),FALSE),0))","v":""},{"$f":"IF($CU22=\"\",\"\",IF(OR($CU22=\"DX HP\",$CU22=\"VRF HP\",$CU22=\"PTHP\"),VLOOKUP($D22,'Factor Tables'!$N$89:$Y$105,MATCH(CONCATENATE($CU22,\" Clg\"),'Factor Tables'!$N$88:$Y$88,0),FALSE),VLOOKUP($D22,'Factor Tables'!$N$89:$Y$105,MATCH($CU22,'Factor Tables'!$N$88:$Y$88,0),FALSE)))","v":""},{"$f":"IF($CU22=\"\",\"\",IF(OR($CU22=\"DX HP\",$CU22=\"VRF HP\",$CU22=\"PTHP\"),VLOOKUP($D22,'Factor Tables'!$N$89:$Y$105,MATCH(CONCATENATE($CU22,\" Htg\"),'Factor Tables'!$N$88:$Y$88,0),FALSE),0))","v":""},{"$f":"IF($AB22=\"\",0,VLOOKUP($AB22,'Utility Admin'!$E:$G,2,FALSE))","v":0},{"$f":"IF($AB22=\"\",0,VLOOKUP($AB22,'Utility Admin'!$E:$G,3,FALSE))","v":0},{"$f":"IFERROR(IF(ABS(Summary!$F$12)<=ABS(Summary!$E$12)*'Utility Admin'!$I$5,$BA22*$DG22+$BB22*$DH22,$BA22*$DG22+$BA22*'Utility Admin'!$I$5*$DH22),0)","v":0},null,"Summer",null,"Water Cooled Chiller","Centrifugal Water Cooled Chiller","Water Cooled\nChiller","Centrifugal Chiller",25,null,null,null,null,{"$f":"IF(OR('Project Info'!$C$10=\"\",$C22=\"\",$D22=\"\"),\"\",VLOOKUP($D22,$DX$9:$EA$32,MATCH($C22,$DX$9:$EA$9,0),FALSE))","v":""},null,"Custom - Type 1","AllSysTypes","AllSysTypesER","AllSysTypes",null,"ERROR: Contact Program Manager. Post Capacity/Unit x Post # of Units must be within +/- 20% of Pre Capacity/Unit x Pre # of Units."]
[null,14,"","",null,null,null,null,null,null,null,null,null,null,null,null,null,null,null,null,null,null,null,null,null,null,null,null,null,"A",null,null,null,null,null,null,null,null,null,null,null,null,null,null,0,0,0,0,0,0,999999999,"",0,0,{"$f":"IFERROR(IF($DI$261>'Utility Admin'!$H$5,$BB23/$BB$5*$BC$261,$DI23),0)","v":0},"","",{"$f":"IF(AND(OR($AB23=\"DX AC Air Cooled\",$AB23=\"DX HP Air Cooled\"),OR(AND($AJ23=\"Btu/hr\",$AI23<65000),AND($AJ23=\"Tons\",$AI23<65000/12000)),$AC23=\"Split\",$AO23>=15.2),MAX(Baselines!$CF267,12/9.8),Baselines!$CF267)","v":0},{"$f":"Baselines!$CG267","v":0},{"$f":"Baselines!$CI267","v":0},0,0,0,0,0,0,0,0,0,0,{"$f":"IF(OR($C23<>\"Early Retirement\",$J23=\"\"),0,IF(OR($I23=\"DX AC Air Cooled\",$I23=\"DX HP Air Cooled\"),VLOOKUP($J23,'Early Retirement'!$CI$6:$CM$32,2,FALSE),IF(OR($I23=\"PTAC\",$I23=\"PTHP\"),VLOOKUP($J23,'Early Retirement'!$CI$6:$CM$32,3,FALSE),IF(AND(OR($I23=\"Air Cooled Chiller\",$I23=\"Water Cooled Chiller\"),$L23<>\"Centrifugal\"),VLOOKUP($J23,'Early Retirement'!$CI$6:$CM$32,4,FALSE),IF(AND(OR($I23=\"Air Cooled Chiller\",$I23=\"Water Cooled Chiller\"),$L23=\"Centrifugal\"),VLOOKUP($J23,'Early Retirement'!$CI$6:$CM$32,5,FALSE),\"\")))))","v":0},0,0,0,0,0,0,0,0,0,0,0,"","","",0,0,0,{"$f":"IF(AND($C23=\"Early Retirement\",$J23<>\"\",$S23<>\"\",$U23<>\"\"),$CH23,IF(AND(OR($AB23=\"DX AC Air Cooled\",$AB23=\"DX HP Air Cooled\"),OR(AND($AJ23=\"Btu/hr\",$AI23<65000),AND($AJ23=\"Tons\",$AI23<65000/12000)),$AC23=\"Split\",$AO23>=15.2),MAX(Baselines!$CF16,12/9.8),Baselines!$CF16))","v":0},{"$f":"IF(AND($C23=\"Early Retirement\",$J23<>\"\",$S23<>\"\",$U23<>\"\"),$CI23,Baselines!$CG16)","v":0},{"$f":"Baselines!$CH16","v":"kW/ton"},"",{"$f":"IF(AND($C23=\"Early Retirement\",$J23<>\"\",$S23<>\"\",$U23<>\"\"),$CJ23,IF(AND(Baselines!$CI16=0,OR($CU23=\"DX HP\",$CU23=\"PTHP\")),$BH23,Baselines!$CI16))","v":0},"COP",{"$f":"IF(OR($C23=\"Replace-on-Burnout\",$C23=\"New Construction\"),$DC23,IF($CE23=\"\",\"\",IF(OR($CE23=\"DX HP\",$CE23=\"PTHP\"),VLOOKUP($D23,'Factor Tables'!$B$89:$M$105,MATCH(CONCATENATE($CE23,\" Clg\"),'Factor Tables'!$B$88:$M$88,0),FALSE),VLOOKUP($D23,'Factor Tables'!$B$89:$M$105,MATCH($CE23,'Factor Tables'!$B$88:$M$88,0),FALSE))))","v":""},{"$f":"IF(OR($C23=\"Replace-on-Burnout\",$C23=\"New Construction\"),$DD23,IF($CE23=\"\",\"\",IF($CE23=\"DX HP\",VLOOKUP($D23,'Factor Tables'!$B$89:$M$105,MATCH(\"DX HP Htg\",'Factor Tables'!$B$88:$M$88,0),FALSE),0)))","v":""},{"$f":"IF(OR($C23=\"Replace-on-Burnout\",$C23=\"New Construction\"),$DE23,IF($CE23=\"\",\"\",IF($CE23=\"DX HP\",VLOOKUP($D23,'Factor Tables'!$N$89:$Y$105,MATCH(\"DX HP Clg\",'Factor Tables'!$N$88:$Y$88,0),FALSE),IF($CE23=\"PTHP\",VLOOKUP($D23,'Factor Tables'!$N$89:$Y$105,MATCH(\"PTHP Clg\",'Factor Tables'!$N$88:$Y$88,0),FALSE),IF(AND($CE23<>\"DX HP\",$CE23<>\"PTHP\"),VLOOKUP($D23,'Factor Tables'!$N$89:$Y$105,MATCH($CE23,'Factor Tables'!$N$88:$Y$88,0),FALSE),\"\")))))","v":""},{"$f":"IF(OR($C23=\"Replace-on-Burnout\",$C23=\"New Construction\",$CU23=\"DX HP\",$CU23=\"PTHP\"),$DF23,IF($CE23=\"\",\"\",IF($CE23=\"DX HP\",VLOOKUP($D23,'Factor Tables'!$N$89:$Y$105,MATCH(\"DX HP Htg\",'Factor Tables'!$N$88:$Y$88,0),FALSE),IF($CE23=\"PTHP\",VLOOKUP($D23,'Factor Tables'!$N$89:$Y$105,MATCH(\"PTHP Htg\",'Factor Tables'!$N$88:$Y$88,0),FALSE),0))))","v":""},"","",0,0,"kW/ton","",0,"COP",{"$f":"IF($CU23=\"\",\"\",IF(OR($CU23=\"DX HP\",$CU23=\"VRF HP\",$CU23=\"PTHP\"),VLOOKUP($D23,'Factor Tables'!$B$89:$M$105,MATCH(CONCATENATE($CU23,\" Clg\"),'Factor Tables'!$B$88:$M$88,0),FALSE),VLOOKUP($D23,'Factor Tables'!$B$89:$M$105,MATCH($CU23,'Factor Tables'!$B$88:$M$88,0),FALSE)))","v":""},{"$f":"IF($CU23=\"\",\"\",IF(OR($CU23=\"DX HP\",$CU23=\"VRF HP\",$CU23=\"PTHP\"),VLOOKUP($D23,'Factor Tables'!$B$89:$M$105,MATCH(CONCATENATE($CU23,\" Htg\"),'Factor Tables'!$B$88:$M$88,0),FALSE),0))","v":""},{"$f":"IF($CU23=\"\",\"\",IF(OR($CU23=\"DX HP\",$CU23=\"VRF HP\",$CU23=\"PTHP\"),VLOOKUP($D23,'Factor Tables'!$N$89:$Y$105,MATCH(CONCATENATE($CU23,\" Clg\"),'Factor Tables'!$N$88:$Y$88,0),FALSE),VLOOKUP($D23,'Factor Tables'!$N$89:$Y$105,MATCH($CU23,'Factor Tables'!$N$88:$Y$88,0),FALSE)))","v":""},{"$f":"IF($CU23=\"\",\"\",IF(OR($CU23=\"DX HP\",$CU23=\"VRF HP\",$CU23=\"PTHP\"),VLOOKUP($D23,'Factor Tables'!$N$89:$Y$105,MATCH(CONCATENATE($CU23,\" Htg\"),'Factor Tables'!$N$88:$Y$88,0),FALSE),0))","v":""},{"$f":"IF($AB23=\"\",0,VLOOKUP($AB23,'Utility Admin'!$E:$G,2,FALSE))","v":0},{"$f":"IF($AB23=\"\",0,VLOOKUP($AB23,'Utility Admin'!$E:$G,3,FALSE))","v":0},{"$f":"IFERROR(IF(ABS(Summary!$F$12)<=ABS(Summary!$E$12)*'Utility Admin'!$I$5,$BA23*$DG23+$BB23*$DH23,$BA23*$DG23+$BA23*'Utility Admin'!$I$5*$DH23),0)","v":0},null,"Summer",null,null,null,null,null,null,null,null,null,null,{"$f":"IF(OR('Project Info'!$C$10=\"\",$C23=\"\",$D23=\"\"),\"\",VLOOKUP($D23,$DX$9:$EA$32,MATCH($C23,$DX$9:$EA$9,0),FALSE))","v":""},null,"Custom - Type 2","AllSysTypes","AllSysTypesER","AllSysTypes",null,"ERROR: Contact Program Manager. Post Capacity/Unit x Post # of Units must be within +/- 20% of Pre Capacity/Unit x Pre # of Units."]
[null,15,"","",null,null,null,null,null,null,null,null,null,null,null,null,null,null,null,null,null,null,null,null,null,null,null,null,null,"A",null,null,null,null,null,null,null,null,null,null,null,null,null,null,0,0,0,0,0,0,999999999,"",0,0,{"$f":"IFERROR(IF($DI$261>'Utility Admin'!$H$5,$BB24/$BB$5*$BC$261,$DI24),0)","v":0},"","",{"$f":"IF(AND(OR($AB24=\"DX AC Air Cooled\",$AB24=\"DX HP Air Cooled\"),OR(AND($AJ24=\"Btu/hr\",$AI24<65000),AND($AJ24=\"Tons\",$AI24<65000/12000)),$AC24=\"Split\",$AO24>=15.2),MAX(Baselines!$CF268,12/9.8),Baselines!$CF268)","v":0},{"$f":"Baselines!$CG268","v":0},{"$f":"Baselines!$CI268","v":0},0,0,0,0,0,0,0,0,0,0,{"$f":"IF(OR($C24<>\"Early Retirement\",$J24=\"\"),0,IF(OR($I24=\"DX AC Air Cooled\",$I24=\"DX HP Air Cooled\"),VLOOKUP($J24,'Early Retirement'!$CI$6:$CM$32,2,FALSE),IF(OR($I24=\"PTAC\",$I24=\"PTHP\"),VLOOKUP($J24,'Early Retirement'!$CI$6:$CM$32,3,FALSE),IF(AND(OR($I24=\"Air Cooled Chiller\",$I24=\"Water Cooled Chiller\"),$L24<>\"Centrifugal\"),VLOOKUP($J24,'Early Retirement'!$CI$6:$CM$32,4,FALSE),IF(AND(OR($I24=\"Air Cooled Chiller\",$I24=\"Water Cooled Chiller\"),$L24=\"Centrifugal\"),VLOOKUP($J24,'Early Retirement'!$CI$6:$CM$32,5,FALSE),\"\")))))","v":0},0,0,0,0,0,0,0,0,0,0,0,"","","",0,0,0,{"$f":"IF(AND($C24=\"Early Retirement\",$J24<>\"\",$S24<>\"\",$U24<>\"\"),$CH24,IF(AND(OR($AB24=\"DX AC Air Cooled\",$AB24=\"DX HP Air Cooled\"),OR(AND($AJ24=\"Btu/hr\",$AI24<65000),AND($AJ24=\"Tons\",$AI24<65000/12000)),$AC24=\"Split\",$AO24>=15.2),MAX(Baselines!$CF17,12/9.8),Baselines!$CF17))","v":0},{"$f":"IF(AND($C24=\"Early Retirement\",$J24<>\"\",$S24<>\"\",$U24<>\"\"),$CI24,Baselines!$CG17)","v":0},{"$f":"Baselines!$CH17","v":"kW/ton"},"",{"$f":"IF(AND($C24=\"Early Retirement\",$J24<>\"\",$S24<>\"\",$U24<>\"\"),$CJ24,IF(AND(Baselines!$CI17=0,OR($CU24=\"DX HP\",$CU24=\"PTHP\")),$BH24,Baselines!$CI17))","v":0},"COP",{"$f":"IF(OR($C24=\"Replace-on-Burnout\",$C24=\"New Construction\"),$DC24,IF($CE24=\"\",\"\",IF(OR($CE24=\"DX HP\",$CE24=\"PTHP\"),VLOOKUP($D24,'Factor Tables'!$B$89:$M$105,MATCH(CONCATENATE($CE24,\" Clg\"),'Factor Tables'!$B$88:$M$88,0),FALSE),VLOOKUP($D24,'Factor Tables'!$B$89:$M$105,MATCH($CE24,'Factor Tables'!$B$88:$M$88,0),FALSE))))","v":""},{"$f":"IF(OR($C24=\"Replace-on-Burnout\",$C24=\"New Construction\"),$DD24,IF($CE24=\"\",\"\",IF($CE24=\"DX HP\",VLOOKUP($D24,'Factor Tables'!$B$89:$M$105,MATCH(\"DX HP Htg\",'Factor Tables'!$B$88:$M$88,0),FALSE),0)))","v":""},{"$f":"IF(OR($C24=\"Replace-on-Burnout\",$C24=\"New Construction\"),$DE24,IF($CE24=\"\",\"\",IF($CE24=\"DX HP\",VLOOKUP($D24,'Factor Tables'!$N$89:$Y$105,MATCH(\"DX HP Clg\",'Factor Tables'!$N$88:$Y$88,0),FALSE),IF($CE24=\"PTHP\",VLOOKUP($D24,'Factor Tables'!$N$89:$Y$105,MATCH(\"PTHP Clg\",'Factor Tables'!$N$88:$Y$88,0),FALSE),IF(AND($CE24<>\"DX HP\",$CE24<>\"PTHP\"),VLOOKUP($D24,'Factor Tables'!$N$89:$Y$105,MATCH($CE24,'Factor Tables'!$N$88:$Y$88,0),FALSE),\"\")))))","v":""},{"$f":"IF(OR($C24=\"Replace-on-Burnout\",$C24=\"New Construction\",$CU24=\"DX HP\",$CU24=\"PTHP\"),$DF24,IF($CE24=\"\",\"\",IF($CE24=\"DX HP\",VLOOKUP($D24,'Factor Tables'!$N$89:$Y$105,MATCH(\"DX HP Htg\",'Factor Tables'!$N$88:$Y$88,0),FALSE),IF($CE24=\"PTHP\",VLOOKUP($D24,'Factor Tables'!$N$89:$Y$105,MATCH(\"PTHP Htg\",'Factor Tables'!$N$88:$Y$88,0),FALSE),0))))","v":""},"","",0,0,"kW/ton","",0,"COP",{"$f":"IF($CU24=\"\",\"\",IF(OR($CU24=\"DX HP\",$CU24=\"VRF HP\",$CU24=\"PTHP\"),VLOOKUP($D24,'Factor Tables'!$B$89:$M$105,MATCH(CONCATENATE($CU24,\" Clg\"),'Factor Tables'!$B$88:$M$88,0),FALSE),VLOOKUP($D24,'Factor Tables'!$B$89:$M$105,MATCH($CU24,'Factor Tables'!$B$88:$M$88,0),FALSE)))","v":""},{"$f":"IF($CU24=\"\",\"\",IF(OR($CU24=\"DX HP\",$CU24=\"VRF HP\",$CU24=\"PTHP\"),VLOOKUP($D24,'Factor Tables'!$B$89:$M$105,MATCH(CONCATENATE($CU24,\" Htg\"),'Factor Tables'!$B$88:$M$88,0),FALSE),0))","v":""},{"$f":"IF($CU24=\"\",\"\",IF(OR($CU24=\"DX HP\",$CU24=\"VRF HP\",$CU24=\"PTHP\"),VLOOKUP($D24,'Factor Tables'!$N$89:$Y$105,MATCH(CONCATENATE($CU24,\" Clg\"),'Factor Tables'!$N$88:$Y$88,0),FALSE),VLOOKUP($D24,'Factor Tables'!$N$89:$Y$105,MATCH($CU24,'Factor Tables'!$N$88:$Y$88,0),FALSE)))","v":""},{"$f":"IF($CU24=\"\",\"\",IF(OR($CU24=\"DX HP\",$CU24=\"VRF HP\",$CU24=\"PTHP\"),VLOOKUP($D24,'Factor Tables'!$N$89:$Y$105,MATCH(CONCATENATE($CU24,\" Htg\"),'Factor Tables'!$N$88:$Y$88,0),FALSE),0))","v":""},{"$f":"IF($AB24=\"\",0,VLOOKUP($AB24,'Utility Admin'!$E:$G,2,FALSE))","v":0},{"$f":"IF($AB24=\"\",0,VLOOKUP($AB24,'Utility Admin'!$E:$G,3,FALSE))","v":0},{"$f":"IFERROR(IF(ABS(Summary!$F$12)<=ABS(Summary!$E$12)*'Utility Admin'!$I$5,$BA24*$DG24+$BB24*$DH24,$BA24*$DG24+$BA24*'Utility Admin'!$I$5*$DH24),0)","v":0},null,"Summer",null,null,null,null,null,null,null,null,null,null,{"$f":"IF(OR('Project Info'!$C$10=\"\",$C24=\"\",$D24=\"\"),\"\",VLOOKUP($D24,$DX$9:$EA$32,MATCH($C24,$DX$9:$EA$9,0),FALSE))","v":""},null,"Custom - Type 3","AllSysTypes","AllSysTypesER","AllSysTypes",null,"ERROR: Contact Program Manager. Post Capacity/Unit x Post # of Units must be within +/- 20% of Pre Capacity/Unit x Pre # of Units."]
[null,16,"","",null,null,null,null,null,null,null,null,null,null,null,null,null,null,null,null,null,null,null,null,null,null,null,null,null,"A",null,null,null,null,null,null,null,null,null,null,null,null,null,null,0,0,0,0,0,0,999999999,"",0,0,{"$f":"IFERROR(IF($DI$261>'Utility Admin'!$H$5,$BB25/$BB$5*$BC$261,$DI25),0)","v":0},"","",{"$f":"IF(AND(OR($AB25=\"DX AC Air Cooled\",$AB25=\"DX HP Air Cooled\"),OR(AND($AJ25=\"Btu/hr\",$AI25<65000),AND($AJ25=\"Tons\",$AI25<65000/12000)),$AC25=\"Split\",$AO25>=15.2),MAX(Baselines!$CF269,12/9.8),Baselines!$CF269)","v":0},{"$f":"Baselines!$CG269","v":0},{"$f":"Baselines!$CI269","v":0},0,0,0,0,0,0,0,0,0,0,{"$f":"IF(OR($C25<>\"Early Retirement\",$J25=\"\"),0,IF(OR($I25=\"DX AC Air Cooled\",$I25=\"DX HP Air Cooled\"),VLOOKUP($J25,'Early Retirement'!$CI$6:$CM$32,2,FALSE),IF(OR($I25=\"PTAC\",$I25=\"PTHP\"),VLOOKUP($J25,'Early Retirement'!$CI$6:$CM$32,3,FALSE),IF(AND(OR($I25=\"Air Cooled Chiller\",$I25=\"Water Cooled Chiller\"),$L25<>\"Centrifugal\"),VLOOKUP($J25,'Early Retirement'!$CI$6:$CM$32,4,FALSE),IF(AND(OR($I25=\"Air Cooled Chiller\",$I25=\"Water Cooled Chiller\"),$L25=\"Centrifugal\"),VLOOKUP($J25,'Early Retirement'!$CI$6:$CM$32,5,FALSE),\"\")))))","v":0},0,0,0,0,0,0,0,0,0,0,0,"","","",0,0,0,{"$f":"IF(AND($C25=\"Early Retirement\",$J25<>\"\",$S25<>\"\",$U25<>\"\"),$CH25,IF(AND(OR($AB25=\"DX AC Air Cooled\",$AB25=\"DX HP Air Cooled\"),OR(AND($AJ25=\"Btu/hr\",$AI25<65000),AND($AJ25=\"Tons\",$AI25<65000/12000)),$AC25=\"Split\",$AO25>=15.2),MAX(Baselines!$CF18,12/9.8),Baselines!$CF18))","v":0},{"$f":"IF(AND($C25=\"Early Retirement\",$J25<>\"\",$S25<>\"\",$U25<>\"\"),$CI25,Baselines!$CG18)","v":0},{"$f":"Baselines!$CH18","v":"kW/ton"},"",{"$f":"IF(AND($C25=\"Early Retirement\",$J25<>\"\",$S25<>\"\",$U25<>\"\"),$CJ25,IF(AND(Baselines!$CI18=0,OR($CU25=\"DX HP\",$CU25=\"PTHP\")),$BH25,Baselines!$CI18))","v":0},"COP",{"$f":"IF(OR($C25=\"Replace-on-Burnout\",$C25=\"New Construction\"),$DC25,IF($CE25=\"\",\"\",IF(OR($CE25=\"DX HP\",$CE25=\"PTHP\"),VLOOKUP($D25,'Factor Tables'!$B$89:$M$105,MATCH(CONCATENATE($CE25,\" Clg\"),'Factor Tables'!$B$88:$M$88,0),FALSE),VLOOKUP($D25,'Factor Tables'!$B$89:$M$105,MATCH($CE25,'Factor Tables'!$B$88:$M$88,0),FALSE))))","v":""},{"$f":"IF(OR($C25=\"Replace-on-Burnout\",$C25=\"New Construction\"),$DD25,IF($CE25=\"\",\"\",IF($CE25=\"DX HP\",VLOOKUP($D25,'Factor Tables'!$B$89:$M$105,MATCH(\"DX HP Htg\",'Factor Tables'!$B$88:$M$88,0),FALSE),0)))","v":""},{"$f":"IF(OR($C25=\"Replace-on-Burnout\",$C25=\"New Construction\"),$DE25,IF($CE25=\"\",\"\",IF($CE25=\"DX HP\",VLOOKUP($D25,'Factor Tables'!$N$89:$Y$105,MATCH(\"DX HP Clg\",'Factor Tables'!$N$88:$Y$88,0),FALSE),IF($CE25=\"PTHP\",VLOOKUP($D25,'Factor Tables'!$N$89:$Y$105,MATCH(\"PTHP Clg\",'Factor Tables'!$N$88:$Y$88,0),FALSE),IF(AND($CE25<>\"DX HP\",$CE25<>\"PTHP\"),VLOOKUP($D25,'Factor Tables'!$N$89:$Y$105,MATCH($CE25,'Factor Tables'!$N$88:$Y$88,0),FALSE),\"\")))))","v":""},{"$f":"IF(OR($C25=\"Replace-on-Burnout\",$C25=\"New Construction\",$CU25=\"DX HP\",$CU25=\"PTHP\"),$DF25,IF($CE25=\"\",\"\",IF($CE25=\"DX HP\",VLOOKUP($D25,'Factor Tables'!$N$89:$Y$105,MATCH(\"DX HP Htg\",'Factor Tables'!$N$88:$Y$88,0),FALSE),IF($CE25=\"PTHP\",VLOOKUP($D25,'Factor Tables'!$N$89:$Y$105,MATCH(\"PTHP Htg\",'Factor Tables'!$N$88:$Y$88,0),FALSE),0))))","v":""},"","",0,0,"kW/ton","",0,"COP",{"$f":"IF($CU25=\"\",\"\",IF(OR($CU25=\"DX HP\",$CU25=\"VRF HP\",$CU25=\"PTHP\"),VLOOKUP($D25,'Factor Tables'!$B$89:$M$105,MATCH(CONCATENATE($CU25,\" Clg\"),'Factor Tables'!$B$88:$M$88,0),FALSE),VLOOKUP($D25,'Factor Tables'!$B$89:$M$105,MATCH($CU25,'Factor Tables'!$B$88:$M$88,0),FALSE)))","v":""},{"$f":"IF($CU25=\"\",\"\",IF(OR($CU25=\"DX HP\",$CU25=\"VRF HP\",$CU25=\"PTHP\"),VLOOKUP($D25,'Factor Tables'!$B$89:$M$105,MATCH(CONCATENATE($CU25,\" Htg\"),'Factor Tables'!$B$88:$M$88,0),FALSE),0))","v":""},{"$f":"IF($CU25=\"\",\"\",IF(OR($CU25=\"DX HP\",$CU25=\"VRF HP\",$CU25=\"PTHP\"),VLOOKUP($D25,'Factor Tables'!$N$89:$Y$105,MATCH(CONCATENATE($CU25,\" Clg\"),'Factor Tables'!$N$88:$Y$88,0),FALSE),VLOOKUP($D25,'Factor Tables'!$N$89:$Y$105,MATCH($CU25,'Factor Tables'!$N$88:$Y$88,0),FALSE)))","v":""},{"$f":"IF($CU25=\"\",\"\",IF(OR($CU25=\"DX HP\",$CU25=\"VRF HP\",$CU25=\"PTHP\"),VLOOKUP($D25,'Factor Tables'!$N$89:$Y$105,MATCH(CONCATENATE($CU25,\" Htg\"),'Factor Tables'!$N$88:$Y$88,0),FALSE),0))","v":""},{"$f":"IF($AB25=\"\",0,VLOOKUP($AB25,'Utility Admin'!$E:$G,2,FALSE))","v":0},{"$f":"IF($AB25=\"\",0,VLOOKUP($AB25,'Utility Admin'!$E:$G,3,FALSE))","v":0},{"$f":"IFERROR(IF(ABS(Summary!$F$12)<=ABS(Summary!$E$12)*'Utility Admin'!$I$5,$BA25*$DG25+$BB25*$DH25,$BA25*$DG25+$BA25*'Utility Admin'!$I$5*$DH25),0)","v":0},null,"Summer",null,null,null,null,null,null,null,null,null,null,{"$f":"IF(OR('Project Info'!$C$10=\"\",$C25=\"\",$D25=\"\"),\"\",VLOOKUP($D25,$DX$9:$EA$32,MATCH($C25,$DX$9:$EA$9,0),FALSE))","v":""},null,"Custom - Type 4","AllSysTypes","AllSysTypesER","AllSysTypes",null,"ERROR: Contact Program Manager. Post Capacity/Unit x Post # of Units must be within +/- 20% of Pre Capacity/Unit x Pre # of Units."]
[null,17,"","",null,null,null,null,null,null,null,null,null,null,null,null,null,null,null,null,null,null,null,null,null,null,null,null,null,"A",null,null,null,null,null,null,null,null,null,null,null,null,null,null,0,0,0,0,0,0,999999999,"",0,0,{"$f":"IFERROR(IF($DI$261>'Utility Admin'!$H$5,$BB26/$BB$5*$BC$261,$DI26),0)","v":0},"","",{"$f":"IF(AND(OR($AB26=\"DX AC Air Cooled\",$AB26=\"DX HP Air Cooled\"),OR(AND($AJ26=\"Btu/hr\",$AI26<65000),AND($AJ26=\"Tons\",$AI26<65000/12000)),$AC26=\"Split\",$AO26>=15.2),MAX(Baselines!$CF270,12/9.8),Baselines!$CF270)","v":0},{"$f":"Baselines!$CG270","v":0},{"$f":"Baselines!$CI270","v":0},0,0,0,0,0,0,0,0,0,0,{"$f":"IF(OR($C26<>\"Early Retirement\",$J26=\"\"),0,IF(OR($I26=\"DX AC Air Cooled\",$I26=\"DX HP Air Cooled\"),VLOOKUP($J26,'Early Retirement'!$CI$6:$CM$32,2,FALSE),IF(OR($I26=\"PTAC\",$I26=\"PTHP\"),VLOOKUP($J26,'Early Retirement'!$CI$6:$CM$32,3,FALSE),IF(AND(OR($I26=\"Air Cooled Chiller\",$I26=\"Water Cooled Chiller\"),$L26<>\"Centrifugal\"),VLOOKUP($J26,'Early Retirement'!$CI$6:$CM$32,4,FALSE),IF(AND(OR($I26=\"Air Cooled Chiller\",$I26=\"Water Cooled Chiller\"),$L26=\"Centrifugal\"),VLOOKUP($J26,'Early Retirement'!$CI$6:$CM$32,5,FALSE),\"\")))))","v":0},0,0,0,0,0,0,0,0,0,0,0,"","","",0,0,0,{"$f":"IF(AND($C26=\"Early Retirement\",$J26<>\"\",$S26<>\"\",$U26<>\"\"),$CH26,IF(AND(OR($AB26=\"DX AC Air Cooled\",$AB26=\"DX HP Air Cooled\"),OR(AND($AJ26=\"Btu/hr\",$AI26<65000),AND($AJ26=\"Tons\",$AI26<65000/12000)),$AC26=\"Split\",$AO26>=15.2),MAX(Baselines!$CF19,12/9.8),Baselines!$CF19))","v":0},{"$f":"IF(AND($C26=\"Early Retirement\",$J26<>\"\",$S26<>\"\",$U26<>\"\"),$CI26,Baselines!$CG19)","v":0},{"$f":"Baselines!$CH19","v":"kW/ton"},"",{"$f":"IF(AND($C26=\"Early Retirement\",$J26<>\"\",$S26<>\"\",$U26<>\"\"),$CJ26,IF(AND(Baselines!$CI19=0,OR($CU26=\"DX HP\",$CU26=\"PTHP\")),$BH26,Baselines!$CI19))","v":0},"COP",{"$f":"IF(OR($C26=\"Replace-on-Burnout\",$C26=\"New Construction\"),$DC26,IF($CE26=\"\",\"\",IF(OR($CE26=\"DX HP\",$CE26=\"PTHP\"),VLOOKUP($D26,'Factor Tables'!$B$89:$M$105,MATCH(CONCATENATE($CE26,\" Clg\"),'Factor Tables'!$B$88:$M$88,0),FALSE),VLOOKUP($D26,'Factor Tables'!$B$89:$M$105,MATCH($CE26,'Factor Tables'!$B$88:$M$88,0),FALSE))))","v":""},{"$f":"IF(OR($C26=\"Replace-on-Burnout\",$C26=\"New Construction\"),$DD26,IF($CE26=\"\",\"\",IF($CE26=\"DX HP\",VLOOKUP($D26,'Factor Tables'!$B$89:$M$105,MATCH(\"DX HP Htg\",'Factor Tables'!$B$88:$M$88,0),FALSE),0)))","v":""},{"$f":"IF(OR($C26=\"Replace-on-Burnout\",$C26=\"New Construction\"),$DE26,IF($CE26=\"\",\"\",IF($CE26=\"DX HP\",VLOOKUP($D26,'Factor Tables'!$N$89:$Y$105,MATCH(\"DX HP Clg\",'Factor Tables'!$N$88:$Y$88,0),FALSE),IF($CE26=\"PTHP\",VLOOKUP($D26,'Factor Tables'!$N$89:$Y$105,MATCH(\"PTHP Clg\",'Factor Tables'!$N$88:$Y$88,0),FALSE),IF(AND($CE26<>\"DX HP\",$CE26<>\"PTHP\"),VLOOKUP($D26,'Factor Tables'!$N$89:$Y$105,MATCH($CE26,'Factor Tables'!$N$88:$Y$88,0),FALSE),\"\")))))","v":""},{"$f":"IF(OR($C26=\"Replace-on-Burnout\",$C26=\"New Construction\",$CU26=\"DX HP\",$CU26=\"PTHP\"),$DF26,IF($CE26=\"\",\"\",IF($CE26=\"DX HP\",VLOOKUP($D26,'Factor Tables'!$N$89:$Y$105,MATCH(\"DX HP Htg\",'Factor Tables'!$N$88:$Y$88,0),FALSE),IF($CE26=\"PTHP\",VLOOKUP($D26,'Factor Tables'!$N$89:$Y$105,MATCH(\"PTHP Htg\",'Factor Tables'!$N$88:$Y$88,0),FALSE),0))))","v":""},"","",0,0,"kW/ton","",0,"COP",{"$f":"IF($CU26=\"\",\"\",IF(OR($CU26=\"DX HP\",$CU26=\"VRF HP\",$CU26=\"PTHP\"),VLOOKUP($D26,'Factor Tables'!$B$89:$M$105,MATCH(CONCATENATE($CU26,\" Clg\"),'Factor Tables'!$B$88:$M$88,0),FALSE),VLOOKUP($D26,'Factor Tables'!$B$89:$M$105,MATCH($CU26,'Factor Tables'!$B$88:$M$88,0),FALSE)))","v":""},{"$f":"IF($CU26=\"\",\"\",IF(OR($CU26=\"DX HP\",$CU26=\"VRF HP\",$CU26=\"PTHP\"),VLOOKUP($D26,'Factor Tables'!$B$89:$M$105,MATCH(CONCATENATE($CU26,\" Htg\"),'Factor Tables'!$B$88:$M$88,0),FALSE),0))","v":""},{"$f":"IF($CU26=\"\",\"\",IF(OR($CU26=\"DX HP\",$CU26=\"VRF HP\",$CU26=\"PTHP\"),VLOOKUP($D26,'Factor Tables'!$N$89:$Y$105,MATCH(CONCATENATE($CU26,\" Clg\"),'Factor Tables'!$N$88:$Y$88,0),FALSE),VLOOKUP($D26,'Factor Tables'!$N$89:$Y$105,MATCH($CU26,'Factor Tables'!$N$88:$Y$88,0),FALSE)))","v":""},{"$f":"IF($CU26=\"\",\"\",IF(OR($CU26=\"DX HP\",$CU26=\"VRF HP\",$CU26=\"PTHP\"),VLOOKUP($D26,'Factor Tables'!$N$89:$Y$105,MATCH(CONCATENATE($CU26,\" Htg\"),'Factor Tables'!$N$88:$Y$88,0),FALSE),0))","v":""},{"$f":"IF($AB26=\"\",0,VLOOKUP($AB26,'Utility Admin'!$E:$G,2,FALSE))","v":0},{"$f":"IF($AB26=\"\",0,VLOOKUP($AB26,'Utility Admin'!$E:$G,3,FALSE))","v":0},{"$f":"IFERROR(IF(ABS(Summary!$F$12)<=ABS(Summary!$E$12)*'Utility Admin'!$I$5,$BA26*$DG26+$BB26*$DH26,$BA26*$DG26+$BA26*'Utility Admin'!$I$5*$DH26),0)","v":0},null,"Summer",null,null,null,null,null,null,null,null,null,null,{"$f":"IF(OR('Project Info'!$C$10=\"\",$C26=\"\",$D26=\"\"),\"\",VLOOKUP($D26,$DX$9:$EA$32,MATCH($C26,$DX$9:$EA$9,0),FALSE))","v":""},null,"Custom - Type 5","AllSysTypes","AllSysTypesER","AllSysTypes",null,"ERROR: Contact Program Manager. Post Capacity/Unit x Post # of Units must be within +/- 20% of Pre Capacity/Unit x Pre # of Units."]
[null,18,"","",null,null,null,null,null,null,null,null,null,null,null,null,null,null,null,null,null,null,null,null,null,null,null,null,null,"A",null,null,null,null,null,null,null,null,null,null,null,null,null,null,0,0,0,0,0,0,999999999,"",0,0,{"$f":"IFERROR(IF($DI$261>'Utility Admin'!$H$5,$BB27/$BB$5*$BC$261,$DI27),0)","v":0},"","",{"$f":"IF(AND(OR($AB27=\"DX AC Air Cooled\",$AB27=\"DX HP Air Cooled\"),OR(AND($AJ27=\"Btu/hr\",$AI27<65000),AND($AJ27=\"Tons\",$AI27<65000/12000)),$AC27=\"Split\",$AO27>=15.2),MAX(Baselines!$CF271,12/9.8),Baselines!$CF271)","v":0},{"$f":"Baselines!$CG271","v":0},{"$f":"Baselines!$CI271","v":0},0,0,0,0,0,0,0,0,0,0,{"$f":"IF(OR($C27<>\"Early Retirement\",$J27=\"\"),0,IF(OR($I27=\"DX AC Air Cooled\",$I27=\"DX HP Air Cooled\"),VLOOKUP($J27,'Early Retirement'!$CI$6:$CM$32,2,FALSE),IF(OR($I27=\"PTAC\",$I27=\"PTHP\"),VLOOKUP($J27,'Early Retirement'!$CI$6:$CM$32,3,FALSE),IF(AND(OR($I27=\"Air Cooled Chiller\",$I27=\"Water Cooled Chiller\"),$L27<>\"Centrifugal\"),VLOOKUP($J27,'Early Retirement'!$CI$6:$CM$32,4,FALSE),IF(AND(OR($I27=\"Air Cooled Chiller\",$I27=\"Water Cooled Chiller\"),$L27=\"Centrifugal\"),VLOOKUP($J27,'Early Retirement'!$CI$6:$CM$32,5,FALSE),\"\")))))","v":0},0,0,0,0,0,0,0,0,0,0,0,"","","",0,0,0,{"$f":"IF(AND($C27=\"Early Retirement\",$J27<>\"\",$S27<>\"\",$U27<>\"\"),$CH27,IF(AND(OR($AB27=\"DX AC Air Cooled\",$AB27=\"DX HP Air Cooled\"),OR(AND($AJ27=\"Btu/hr\",$AI27<65000),AND($AJ27=\"Tons\",$AI27<65000/12000)),$AC27=\"Split\",$AO27>=15.2),MAX(Baselines!$CF20,12/9.8),Baselines!$CF20))","v":0},{"$f":"IF(AND($C27=\"Early Retirement\",$J27<>\"\",$S27<>\"\",$U27<>\"\"),$CI27,Baselines!$CG20)","v":0},{"$f":"Baselines!$CH20","v":"kW/ton"},"",{"$f":"IF(AND($C27=\"Early Retirement\",$J27<>\"\",$S27<>\"\",$U27<>\"\"),$CJ27,IF(AND(Baselines!$CI20=0,OR($CU27=\"DX HP\",$CU27=\"PTHP\")),$BH27,Baselines!$CI20))","v":0},"COP",{"$f":"IF(OR($C27=\"Replace-on-Burnout\",$C27=\"New Construction\"),$DC27,IF($CE27=\"\",\"\",IF(OR($CE27=\"DX HP\",$CE27=\"PTHP\"),VLOOKUP($D27,'Factor Tables'!$B$89:$M$105,MATCH(CONCATENATE($CE27,\" Clg\"),'Factor Tables'!$B$88:$M$88,0),FALSE),VLOOKUP($D27,'Factor Tables'!$B$89:$M$105,MATCH($CE27,'Factor Tables'!$B$88:$M$88,0),FALSE))))","v":""},{"$f":"IF(OR($C27=\"Replace-on-Burnout\",$C27=\"New Construction\"),$DD27,IF($CE27=\"\",\"\",IF($CE27=\"DX HP\",VLOOKUP($D27,'Factor Tables'!$B$89:$M$105,MATCH(\"DX HP Htg\",'Factor Tables'!$B$88:$M$88,0),FALSE),0)))","v":""},{"$f":"IF(OR($C27=\"Replace-on-Burnout\",$C27=\"New Construction\"),$DE27,IF($CE27=\"\",\"\",IF($CE27=\"DX HP\",VLOOKUP($D27,'Factor Tables'!$N$89:$Y$105,MATCH(\"DX HP Clg\",'Factor Tables'!$N$88:$Y$88,0),FALSE),IF($CE27=\"PTHP\",VLOOKUP($D27,'Factor Tables'!$N$89:$Y$105,MATCH(\"PTHP Clg\",'Factor Tables'!$N$88:$Y$88,0),FALSE),IF(AND($CE27<>\"DX HP\",$CE27<>\"PTHP\"),VLOOKUP($D27,'Factor Tables'!$N$89:$Y$105,MATCH($CE27,'Factor Tables'!$N$88:$Y$88,0),FALSE),\"\")))))","v":""},{"$f":"IF(OR($C27=\"Replace-on-Burnout\",$C27=\"New Construction\",$CU27=\"DX HP\",$CU27=\"PTHP\"),$DF27,IF($CE27=\"\",\"\",IF($CE27=\"DX HP\",VLOOKUP($D27,'Factor Tables'!$N$89:$Y$105,MATCH(\"DX HP Htg\",'Factor Tables'!$N$88:$Y$88,0),FALSE),IF($CE27=\"PTHP\",VLOOKUP($D27,'Factor Tables'!$N$89:$Y$105,MATCH(\"PTHP Htg\",'Factor Tables'!$N$88:$Y$88,0),FALSE),0))))","v":""},"","",0,0,"kW/ton","",0,"COP",{"$f":"IF($CU27=\"\",\"\",IF(OR($CU27=\"DX HP\",$CU27=\"VRF HP\",$CU27=\"PTHP\"),VLOOKUP($D27,'Factor Tables'!$B$89:$M$105,MATCH(CONCATENATE($CU27,\" Clg\"),'Factor Tables'!$B$88:$M$88,0),FALSE),VLOOKUP($D27,'Factor Tables'!$B$89:$M$105,MATCH($CU27,'Factor Tables'!$B$88:$M$88,0),FALSE)))","v":""},{"$f":"IF($CU27=\"\",\"\",IF(OR($CU27=\"DX HP\",$CU27=\"VRF HP\",$CU27=\"PTHP\"),VLOOKUP($D27,'Factor Tables'!$B$89:$M$105,MATCH(CONCATENATE($CU27,\" Htg\"),'Factor Tables'!$B$88:$M$88,0),FALSE),0))","v":""},{"$f":"IF($CU27=\"\",\"\",IF(OR($CU27=\"DX HP\",$CU27=\"VRF HP\",$CU27=\"PTHP\"),VLOOKUP($D27,'Factor Tables'!$N$89:$Y$105,MATCH(CONCATENATE($CU27,\" Clg\"),'Factor Tables'!$N$88:$Y$88,0),FALSE),VLOOKUP($D27,'Factor Tables'!$N$89:$Y$105,MATCH($CU27,'Factor Tables'!$N$88:$Y$88,0),FALSE)))","v":""},{"$f":"IF($CU27=\"\",\"\",IF(OR($CU27=\"DX HP\",$CU27=\"VRF HP\",$CU27=\"PTHP\"),VLOOKUP($D27,'Factor Tables'!$N$89:$Y$105,MATCH(CONCATENATE($CU27,\" Htg\"),'Factor Tables'!$N$88:$Y$88,0),FALSE),0))","v":""},{"$f":"IF($AB27=\"\",0,VLOOKUP($AB27,'Utility Admin'!$E:$G,2,FALSE))","v":0},{"$f":"IF($AB27=\"\",0,VLOOKUP($AB27,'Utility Admin'!$E:$G,3,FALSE))","v":0},{"$f":"IFERROR(IF(ABS(Summary!$F$12)<=ABS(Summary!$E$12)*'Utility Admin'!$I$5,$BA27*$DG27+$BB27*$DH27,$BA27*$DG27+$BA27*'Utility Admin'!$I$5*$DH27),0)","v":0},null,"Summer",null,null,null,null,null,null,null,null,null,null,{"$f":"IF(OR('Project Info'!$C$10=\"\",$C27=\"\",$D27=\"\"),\"\",VLOOKUP($D27,$DX$9:$EA$32,MATCH($C27,$DX$9:$EA$9,0),FALSE))","v":""},null,null,null,null,null,null,"ERROR: Contact Program Manager. Post Capacity/Unit x Post # of Units must be within +/- 20% of Pre Capacity/Unit x Pre # of Units."]
[null,19,"","",null,null,null,null,null,null,null,null,null,null,null,null,null,null,null,null,null,null,null,null,null,null,null,null,null,"A",null,null,null,null,null,null,null,null,null,null,null,null,null,null,0,0,0,0,0,0,999999999,"",0,0,{"$f":"IFERROR(IF($DI$261>'Utility Admin'!$H$5,$BB28/$BB$5*$BC$261,$DI28),0)","v":0},"","",{"$f":"IF(AND(OR($AB28=\"DX AC Air Cooled\",$AB28=\"DX HP Air Cooled\"),OR(AND($AJ28=\"Btu/hr\",$AI28<65000),AND($AJ28=\"Tons\",$AI28<65000/12000)),$AC28=\"Split\",$AO28>=15.2),MAX(Baselines!$CF272,12/9.8),Baselines!$CF272)","v":0},{"$f":"Baselines!$CG272","v":0},{"$f":"Baselines!$CI272","v":0},0,0,0,0,0,0,0,0,0,0,{"$f":"IF(OR($C28<>\"Early Retirement\",$J28=\"\"),0,IF(OR($I28=\"DX AC Air Cooled\",$I28=\"DX HP Air Cooled\"),VLOOKUP($J28,'Early Retirement'!$CI$6:$CM$32,2,FALSE),IF(OR($I28=\"PTAC\",$I28=\"PTHP\"),VLOOKUP($J28,'Early Retirement'!$CI$6:$CM$32,3,FALSE),IF(AND(OR($I28=\"Air Cooled Chiller\",$I28=\"Water Cooled Chiller\"),$L28<>\"Centrifugal\"),VLOOKUP($J28,'Early Retirement'!$CI$6:$CM$32,4,FALSE),IF(AND(OR($I28=\"Air Cooled Chiller\",$I28=\"Water Cooled Chiller\"),$L28=\"Centrifugal\"),VLOOKUP($J28,'Early Retirement'!$CI$6:$CM$32,5,FALSE),\"\")))))","v":0},0,0,0,0,0,0,0,0,0,0,0,"","","",0,0,0,{"$f":"IF(AND($C28=\"Early Retirement\",$J28<>\"\",$S28<>\"\",$U28<>\"\"),$CH28,IF(AND(OR($AB28=\"DX AC Air Cooled\",$AB28=\"DX HP Air Cooled\"),OR(AND($AJ28=\"Btu/hr\",$AI28<65000),AND($AJ28=\"Tons\",$AI28<65000/12000)),$AC28=\"Split\",$AO28>=15.2),MAX(Baselines!$CF21,12/9.8),Baselines!$CF21))","v":0},{"$f":"IF(AND($C28=\"Early Retirement\",$J28<>\"\",$S28<>\"\",$U28<>\"\"),$CI28,Baselines!$CG21)","v":0},{"$f":"Baselines!$CH21","v":"kW/ton"},"",{"$f":"IF(AND($C28=\"Early Retirement\",$J28<>\"\",$S28<>\"\",$U28<>\"\"),$CJ28,IF(AND(Baselines!$CI21=0,OR($CU28=\"DX HP\",$CU28=\"PTHP\")),$BH28,Baselines!$CI21))","v":0},"COP",{"$f":"IF(OR($C28=\"Replace-on-Burnout\",$C28=\"New Construction\"),$DC28,IF($CE28=\"\",\"\",IF(OR($CE28=\"DX HP\",$CE28=\"PTHP\"),VLOOKUP($D28,'Factor Tables'!$B$89:$M$105,MATCH(CONCATENATE($CE28,\" Clg\"),'Factor Tables'!$B$88:$M$88,0),FALSE),VLOOKUP($D28,'Factor Tables'!$B$89:$M$105,MATCH($CE28,'Factor Tables'!$B$88:$M$88,0),FALSE))))","v":""},{"$f":"IF(OR($C28=\"Replace-on-Burnout\",$C28=\"New Construction\"),$DD28,IF($CE28=\"\",\"\",IF($CE28=\"DX HP\",VLOOKUP($D28,'Factor Tables'!$B$89:$M$105,MATCH(\"DX HP Htg\",'Factor Tables'!$B$88:$M$88,0),FALSE),0)))","v":""},{"$f":"IF(OR($C28=\"Replace-on-Burnout\",$C28=\"New Construction\"),$DE28,IF($CE28=\"\",\"\",IF($CE28=\"DX HP\",VLOOKUP($D28,'Factor Tables'!$N$89:$Y$105,MATCH(\"DX HP Clg\",'Factor Tables'!$N$88:$Y$88,0),FALSE),IF($CE28=\"PTHP\",VLOOKUP($D28,'Factor Tables'!$N$89:$Y$105,MATCH(\"PTHP Clg\",'Factor Tables'!$N$88:$Y$88,0),FALSE),IF(AND($CE28<>\"DX HP\",$CE28<>\"PTHP\"),VLOOKUP($D28,'Factor Tables'!$N$89:$Y$105,MATCH($CE28,'Factor Tables'!$N$88:$Y$88,0),FALSE),\"\")))))","v":""},{"$f":"IF(OR($C28=\"Replace-on-Burnout\",$C28=\"New Construction\",$CU28=\"DX HP\",$CU28=\"PTHP\"),$DF28,IF($CE28=\"\",\"\",IF($CE28=\"DX HP\",VLOOKUP($D28,'Factor Tables'!$N$89:$Y$105,MATCH(\"DX HP Htg\",'Factor Tables'!$N$88:$Y$88,0),FALSE),IF($CE28=\"PTHP\",VLOOKUP($D28,'Factor Tables'!$N$89:$Y$105,MATCH(\"PTHP Htg\",'Factor Tables'!$N$88:$Y$88,0),FALSE),0))))","v":""},"","",0,0,"kW/ton","",0,"COP",{"$f":"IF($CU28=\"\",\"\",IF(OR($CU28=\"DX HP\",$CU28=\"VRF HP\",$CU28=\"PTHP\"),VLOOKUP($D28,'Factor Tables'!$B$89:$M$105,MATCH(CONCATENATE($CU28,\" Clg\"),'Factor Tables'!$B$88:$M$88,0),FALSE),VLOOKUP($D28,'Factor Tables'!$B$89:$M$105,MATCH($CU28,'Factor Tables'!$B$88:$M$88,0),FALSE)))","v":""},{"$f":"IF($CU28=\"\",\"\",IF(OR($CU28=\"DX HP\",$CU28=\"VRF HP\",$CU28=\"PTHP\"),VLOOKUP($D28,'Factor Tables'!$B$89:$M$105,MATCH(CONCATENATE($CU28,\" Htg\"),'Factor Tables'!$B$88:$M$88,0),FALSE),0))","v":""},{"$f":"IF($CU28=\"\",\"\",IF(OR($CU28=\"DX HP\",$CU28=\"VRF HP\",$CU28=\"PTHP\"),VLOOKUP($D28,'Factor Tables'!$N$89:$Y$105,MATCH(CONCATENATE($CU28,\" Clg\"),'Factor Tables'!$N$88:$Y$88,0),FALSE),VLOOKUP($D28,'Factor Tables'!$N$89:$Y$105,MATCH($CU28,'Factor Tables'!$N$88:$Y$88,0),FALSE)))","v":""},{"$f":"IF($CU28=\"\",\"\",IF(OR($CU28=\"DX HP\",$CU28=\"VRF HP\",$CU28=\"PTHP\"),VLOOKUP($D28,'Factor Tables'!$N$89:$Y$105,MATCH(CONCATENATE($CU28,\" Htg\"),'Factor Tables'!$N$88:$Y$88,0),FALSE),0))","v":""},{"$f":"IF($AB28=\"\",0,VLOOKUP($AB28,'Utility Admin'!$E:$G,2,FALSE))","v":0},{"$f":"IF($AB28=\"\",0,VLOOKUP($AB28,'Utility Admin'!$E:$G,3,FALSE))","v":0},{"$f":"IFERROR(IF(ABS(Summary!$F$12)<=ABS(Summary!$E$12)*'Utility Admin'!$I$5,$BA28*$DG28+$BB28*$DH28,$BA28*$DG28+$BA28*'Utility Admin'!$I$5*$DH28),0)","v":0},null,"Summer",null,null,null,null,null,null,null,null,null,null,{"$f":"IF(OR('Project Info'!$C$10=\"\",$C28=\"\",$D28=\"\"),\"\",VLOOKUP($D28,$DX$9:$EA$32,MATCH($C28,$DX$9:$EA$9,0),FALSE))","v":""},null,null,null,null,null,null,"ERROR: Contact Program Manager. Post Capacity/Unit x Post # of Units must be within +/- 20% of Pre Capacity/Unit x Pre # of Units."]
[null,20,"","",null,null,null,null,null,null,null,null,null,null,null,null,null,null,null,null,null,null,null,null,null,null,null,null,null,"A",null,null,null,null,null,null,null,null,null,null,null,null,null,null,0,0,0,0,0,0,999999999,"",0,0,{"$f":"IFERROR(IF($DI$261>'Utility Admin'!$H$5,$BB29/$BB$5*$BC$261,$DI29),0)","v":0},"","",{"$f":"IF(AND(OR($AB29=\"DX AC Air Cooled\",$AB29=\"DX HP Air Cooled\"),OR(AND($AJ29=\"Btu/hr\",$AI29<65000),AND($AJ29=\"Tons\",$AI29<65000/12000)),$AC29=\"Split\",$AO29>=15.2),MAX(Baselines!$CF273,12/9.8),Baselines!$CF273)","v":0},{"$f":"Baselines!$CG273","v":0},{"$f":"Baselines!$CI273","v":0},0,0,0,0,0,0,0,0,0,0,{"$f":"IF(OR($C29<>\"Early Retirement\",$J29=\"\"),0,IF(OR($I29=\"DX AC Air Cooled\",$I29=\"DX HP Air Cooled\"),VLOOKUP($J29,'Early Retirement'!$CI$6:$CM$32,2,FALSE),IF(OR($I29=\"PTAC\",$I29=\"PTHP\"),VLOOKUP($J29,'Early Retirement'!$CI$6:$CM$32,3,FALSE),IF(AND(OR($I29=\"Air Cooled Chiller\",$I29=\"Water Cooled Chiller\"),$L29<>\"Centrifugal\"),VLOOKUP($J29,'Early Retirement'!$CI$6:$CM$32,4,FALSE),IF(AND(OR($I29=\"Air Cooled Chiller\",$I29=\"Water Cooled Chiller\"),$L29=\"Centrifugal\"),VLOOKUP($J29,'Early Retirement'!$CI$6:$CM$32,5,FALSE),\"\")))))","v":0},0,0,0,0,0,0,0,0,0,0,0,"","","",0,0,0,{"$f":"IF(AND($C29=\"Early Retirement\",$J29<>\"\",$S29<>\"\",$U29<>\"\"),$CH29,IF(AND(OR($AB29=\"DX AC Air Cooled\",$AB29=\"DX HP Air Cooled\"),OR(AND($AJ29=\"Btu/hr\",$AI29<65000),AND($AJ29=\"Tons\",$AI29<65000/12000)),$AC29=\"Split\",$AO29>=15.2),MAX(Baselines!$CF22,12/9.8),Baselines!$CF22))","v":0},{"$f":"IF(AND($C29=\"Early Retirement\",$J29<>\"\",$S29<>\"\",$U29<>\"\"),$CI29,Baselines!$CG22)","v":0},{"$f":"Baselines!$CH22","v":"kW/ton"},"",{"$f":"IF(AND($C29=\"Early Retirement\",$J29<>\"\",$S29<>\"\",$U29<>\"\"),$CJ29,IF(AND(Baselines!$CI22=0,OR($CU29=\"DX HP\",$CU29=\"PTHP\")),$BH29,Baselines!$CI22))","v":0},"COP",{"$f":"IF(OR($C29=\"Replace-on-Burnout\",$C29=\"New Construction\"),$DC29,IF($CE29=\"\",\"\",IF(OR($CE29=\"DX HP\",$CE29=\"PTHP\"),VLOOKUP($D29,'Factor Tables'!$B$89:$M$105,MATCH(CONCATENATE($CE29,\" Clg\"),'Factor Tables'!$B$88:$M$88,0),FALSE),VLOOKUP($D29,'Factor Tables'!$B$89:$M$105,MATCH($CE29,'Factor Tables'!$B$88:$M$88,0),FALSE))))","v":""},{"$f":"IF(OR($C29=\"Replace-on-Burnout\",$C29=\"New Construction\"),$DD29,IF($CE29=\"\",\"\",IF($CE29=\"DX HP\",VLOOKUP($D29,'Factor Tables'!$B$89:$M$105,MATCH(\"DX HP Htg\",'Factor Tables'!$B$88:$M$88,0),FALSE),0)))","v":""},{"$f":"IF(OR($C29=\"Replace-on-Burnout\",$C29=\"New Construction\"),$DE29,IF($CE29=\"\",\"\",IF($CE29=\"DX HP\",VLOOKUP($D29,'Factor Tables'!$N$89:$Y$105,MATCH(\"DX HP Clg\",'Factor Tables'!$N$88:$Y$88,0),FALSE),IF($CE29=\"PTHP\",VLOOKUP($D29,'Factor Tables'!$N$89:$Y$105,MATCH(\"PTHP Clg\",'Factor Tables'!$N$88:$Y$88,0),FALSE),IF(AND($CE29<>\"DX HP\",$CE29<>\"PTHP\"),VLOOKUP($D29,'Factor Tables'!$N$89:$Y$105,MATCH($CE29,'Factor Tables'!$N$88:$Y$88,0),FALSE),\"\")))))","v":""},{"$f":"IF(OR($C29=\"Replace-on-Burnout\",$C29=\"New Construction\",$CU29=\"DX HP\",$CU29=\"PTHP\"),$DF29,IF($CE29=\"\",\"\",IF($CE29=\"DX HP\",VLOOKUP($D29,'Factor Tables'!$N$89:$Y$105,MATCH(\"DX HP Htg\",'Factor Tables'!$N$88:$Y$88,0),FALSE),IF($CE29=\"PTHP\",VLOOKUP($D29,'Factor Tables'!$N$89:$Y$105,MATCH(\"PTHP Htg\",'Factor Tables'!$N$88:$Y$88,0),FALSE),0))))","v":""},"","",0,0,"kW/ton","",0,"COP",{"$f":"IF($CU29=\"\",\"\",IF(OR($CU29=\"DX HP\",$CU29=\"VRF HP\",$CU29=\"PTHP\"),VLOOKUP($D29,'Factor Tables'!$B$89:$M$105,MATCH(CONCATENATE($CU29,\" Clg\"),'Factor Tables'!$B$88:$M$88,0),FALSE),VLOOKUP($D29,'Factor Tables'!$B$89:$M$105,MATCH($CU29,'Factor Tables'!$B$88:$M$88,0),FALSE)))","v":""},{"$f":"IF($CU29=\"\",\"\",IF(OR($CU29=\"DX HP\",$CU29=\"VRF HP\",$CU29=\"PTHP\"),VLOOKUP($D29,'Factor Tables'!$B$89:$M$105,MATCH(CONCATENATE($CU29,\" Htg\"),'Factor Tables'!$B$88:$M$88,0),FALSE),0))","v":""},{"$f":"IF($CU29=\"\",\"\",IF(OR($CU29=\"DX HP\",$CU29=\"VRF HP\",$CU29=\"PTHP\"),VLOOKUP($D29,'Factor Tables'!$N$89:$Y$105,MATCH(CONCATENATE($CU29,\" Clg\"),'Factor Tables'!$N$88:$Y$88,0),FALSE),VLOOKUP($D29,'Factor Tables'!$N$89:$Y$105,MATCH($CU29,'Factor Tables'!$N$88:$Y$88,0),FALSE)))","v":""},{"$f":"IF($CU29=\"\",\"\",IF(OR($CU29=\"DX HP\",$CU29=\"VRF HP\",$CU29=\"PTHP\"),VLOOKUP($D29,'Factor Tables'!$N$89:$Y$105,MATCH(CONCATENATE($CU29,\" Htg\"),'Factor Tables'!$N$88:$Y$88,0),FALSE),0))","v":""},{"$f":"IF($AB29=\"\",0,VLOOKUP($AB29,'Utility Admin'!$E:$G,2,FALSE))","v":0},{"$f":"IF($AB29=\"\",0,VLOOKUP($AB29,'Utility Admin'!$E:$G,3,FALSE))","v":0},{"$f":"IFERROR(IF(ABS(Summary!$F$12)<=ABS(Summary!$E$12)*'Utility Admin'!$I$5,$BA29*$DG29+$BB29*$DH29,$BA29*$DG29+$BA29*'Utility Admin'!$I$5*$DH29),0)","v":0},null,"Summer",null,null,null,null,null,null,null,null,null,null,{"$f":"IF(OR('Project Info'!$C$10=\"\",$C29=\"\",$D29=\"\"),\"\",VLOOKUP($D29,$DX$9:$EA$32,MATCH($C29,$DX$9:$EA$9,0),FALSE))","v":""},null,null,null,null,null,null,"ERROR: Contact Program Manager. Post Capacity/Unit x Post # of Units must be within +/- 20% of Pre Capacity/Unit x Pre # of Units."]
[null,21,"","",null,null,null,null,null,null,null,null,null,null,null,null,null,null,null,null,null,null,null,null,null,null,null,null,null,"A",null,null,null,null,null,null,null,null,null,null,null,null,null,null,0,0,0,0,0,0,999999999,"",0,0,{"$f":"IFERROR(IF($DI$261>'Utility Admin'!$H$5,$BB30/$BB$5*$BC$261,$DI30),0)","v":0},"","",{"$f":"IF(AND(OR($AB30=\"DX AC Air Cooled\",$AB30=\"DX HP Air Cooled\"),OR(AND($AJ30=\"Btu/hr\",$AI30<65000),AND($AJ30=\"Tons\",$AI30<65000/12000)),$AC30=\"Split\",$AO30>=15.2),MAX(Baselines!$CF274,12/9.8),Baselines!$CF274)","v":0},{"$f":"Baselines!$CG274","v":0},{"$f":"Baselines!$CI274","v":0},0,0,0,0,0,0,0,0,0,0,{"$f":"IF(OR($C30<>\"Early Retirement\",$J30=\"\"),0,IF(OR($I30=\"DX AC Air Cooled\",$I30=\"DX HP Air Cooled\"),VLOOKUP($J30,'Early Retirement'!$CI$6:$CM$32,2,FALSE),IF(OR($I30=\"PTAC\",$I30=\"PTHP\"),VLOOKUP($J30,'Early Retirement'!$CI$6:$CM$32,3,FALSE),IF(AND(OR($I30=\"Air Cooled Chiller\",$I30=\"Water Cooled Chiller\"),$L30<>\"Centrifugal\"),VLOOKUP($J30,'Early Retirement'!$CI$6:$CM$32,4,FALSE),IF(AND(OR($I30=\"Air Cooled Chiller\",$I30=\"Water Cooled Chiller\"),$L30=\"Centrifugal\"),VLOOKUP($J30,'Early Retirement'!$CI$6:$CM$32,5,FALSE),\"\")))))","v":0},0,0,0,0,0,0,0,0,0,0,0,"","","",0,0,0,{"$f":"IF(AND($C30=\"Early Retirement\",$J30<>\"\",$S30<>\"\",$U30<>\"\"),$CH30,IF(AND(OR($AB30=\"DX AC Air Cooled\",$AB30=\"DX HP Air Cooled\"),OR(AND($AJ30=\"Btu/hr\",$AI30<65000),AND($AJ30=\"Tons\",$AI30<65000/12000)),$AC30=\"Split\",$AO30>=15.2),MAX(Baselines!$CF23,12/9.8),Baselines!$CF23))","v":0},{"$f":"IF(AND($C30=\"Early Retirement\",$J30<>\"\",$S30<>\"\",$U30<>\"\"),$CI30,Baselines!$CG23)","v":0},{"$f":"Baselines!$CH23","v":"kW/ton"},"",{"$f":"IF(AND($C30=\"Early Retirement\",$J30<>\"\",$S30<>\"\",$U30<>\"\"),$CJ30,IF(AND(Baselines!$CI23=0,OR($CU30=\"DX HP\",$CU30=\"PTHP\")),$BH30,Baselines!$CI23))","v":0},"COP",{"$f":"IF(OR($C30=\"Replace-on-Burnout\",$C30=\"New Construction\"),$DC30,IF($CE30=\"\",\"\",IF(OR($CE30=\"DX HP\",$CE30=\"PTHP\"),VLOOKUP($D30,'Factor Tables'!$B$89:$M$105,MATCH(CONCATENATE($CE30,\" Clg\"),'Factor Tables'!$B$88:$M$88,0),FALSE),VLOOKUP($D30,'Factor Tables'!$B$89:$M$105,MATCH($CE30,'Factor Tables'!$B$88:$M$88,0),FALSE))))","v":""},{"$f":"IF(OR($C30=\"Replace-on-Burnout\",$C30=\"New Construction\"),$DD30,IF($CE30=\"\",\"\",IF($CE30=\"DX HP\",VLOOKUP($D30,'Factor Tables'!$B$89:$M$105,MATCH(\"DX HP Htg\",'Factor Tables'!$B$88:$M$88,0),FALSE),0)))","v":""},{"$f":"IF(OR($C30=\"Replace-on-Burnout\",$C30=\"New Construction\"),$DE30,IF($CE30=\"\",\"\",IF($CE30=\"DX HP\",VLOOKUP($D30,'Factor Tables'!$N$89:$Y$105,MATCH(\"DX HP Clg\",'Factor Tables'!$N$88:$Y$88,0),FALSE),IF($CE30=\"PTHP\",VLOOKUP($D30,'Factor Tables'!$N$89:$Y$105,MATCH(\"PTHP Clg\",'Factor Tables'!$N$88:$Y$88,0),FALSE),IF(AND($CE30<>\"DX HP\",$CE30<>\"PTHP\"),VLOOKUP($D30,'Factor Tables'!$N$89:$Y$105,MATCH($CE30,'Factor Tables'!$N$88:$Y$88,0),FALSE),\"\")))))","v":""},{"$f":"IF(OR($C30=\"Replace-on-Burnout\",$C30=\"New Construction\",$CU30=\"DX HP\",$CU30=\"PTHP\"),$DF30,IF($CE30=\"\",\"\",IF($CE30=\"DX HP\",VLOOKUP($D30,'Factor Tables'!$N$89:$Y$105,MATCH(\"DX HP Htg\",'Factor Tables'!$N$88:$Y$88,0),FALSE),IF($CE30=\"PTHP\",VLOOKUP($D30,'Factor Tables'!$N$89:$Y$105,MATCH(\"PTHP Htg\",'Factor Tables'!$N$88:$Y$88,0),FALSE),0))))","v":""},"","",0,0,"kW/ton","",0,"COP",{"$f":"IF($CU30=\"\",\"\",IF(OR($CU30=\"DX HP\",$CU30=\"VRF HP\",$CU30=\"PTHP\"),VLOOKUP($D30,'Factor Tables'!$B$89:$M$105,MATCH(CONCATENATE($CU30,\" Clg\"),'Factor Tables'!$B$88:$M$88,0),FALSE),VLOOKUP($D30,'Factor Tables'!$B$89:$M$105,MATCH($CU30,'Factor Tables'!$B$88:$M$88,0),FALSE)))","v":""},{"$f":"IF($CU30=\"\",\"\",IF(OR($CU30=\"DX HP\",$CU30=\"VRF HP\",$CU30=\"PTHP\"),VLOOKUP($D30,'Factor Tables'!$B$89:$M$105,MATCH(CONCATENATE($CU30,\" Htg\"),'Factor Tables'!$B$88:$M$88,0),FALSE),0))","v":""},{"$f":"IF($CU30=\"\",\"\",IF(OR($CU30=\"DX HP\",$CU30=\"VRF HP\",$CU30=\"PTHP\"),VLOOKUP($D30,'Factor Tables'!$N$89:$Y$105,MATCH(CONCATENATE($CU30,\" Clg\"),'Factor Tables'!$N$88:$Y$88,0),FALSE),VLOOKUP($D30,'Factor Tables'!$N$89:$Y$105,MATCH($CU30,'Factor Tables'!$N$88:$Y$88,0),FALSE)))","v":""},{"$f":"IF($CU30=\"\",\"\",IF(OR($CU30=\"DX HP\",$CU30=\"VRF HP\",$CU30=\"PTHP\"),VLOOKUP($D30,'Factor Tables'!$N$89:$Y$105,MATCH(CONCATENATE($CU30,\" Htg\"),'Factor Tables'!$N$88:$Y$88,0),FALSE),0))","v":""},{"$f":"IF($AB30=\"\",0,VLOOKUP($AB30,'Utility Admin'!$E:$G,2,FALSE))","v":0},{"$f":"IF($AB30=\"\",0,VLOOKUP($AB30,'Utility Admin'!$E:$G,3,FALSE))","v":0},{"$f":"IFERROR(IF(ABS(Summary!$F$12)<=ABS(Summary!$E$12)*'Utility Admin'!$I$5,$BA30*$DG30+$BB30*$DH30,$BA30*$DG30+$BA30*'Utility Admin'!$I$5*$DH30),0)","v":0},null,"Summer",null,null,null,null,null,null,null,null,null,null,{"$f":"IF(OR('Project Info'!$C$10=\"\",$C30=\"\",$D30=\"\"),\"\",VLOOKUP($D30,$DX$9:$EA$32,MATCH($C30,$DX$9:$EA$9,0),FALSE))","v":""},null,null,null,null,null,null,"ERROR: Contact Program Manager. Post Capacity/Unit x Post # of Units must be within +/- 20% of Pre Capacity/Unit x Pre # of Units."]
[null,22,"","",null,null,null,null,null,null,null,null,null,null,null,null,null,null,null,null,null,null,null,null,null,null,null,null,null,"A",null,null,null,null,null,null,null,null,null,null,null,null,null,null,0,0,0,0,0,0,999999999,"",0,0,{"$f":"IFERROR(IF($DI$261>'Utility Admin'!$H$5,$BB31/$BB$5*$BC$261,$DI31),0)","v":0},"","",{"$f":"IF(AND(OR($AB31=\"DX AC Air Cooled\",$AB31=\"DX HP Air Cooled\"),OR(AND($AJ31=\"Btu/hr\",$AI31<65000),AND($AJ31=\"Tons\",$AI31<65000/12000)),$AC31=\"Split\",$AO31>=15.2),MAX(Baselines!$CF275,12/9.8),Baselines!$CF275)","v":0},{"$f":"Baselines!$CG275","v":0},{"$f":"Baselines!$CI275","v":0},0,0,0,0,0,0,0,0,0,0,{"$f":"IF(OR($C31<>\"Early Retirement\",$J31=\"\"),0,IF(OR($I31=\"DX AC Air Cooled\",$I31=\"DX HP Air Cooled\"),VLOOKUP($J31,'Early Retirement'!$CI$6:$CM$32,2,FALSE),IF(OR($I31=\"PTAC\",$I31=\"PTHP\"),VLOOKUP($J31,'Early Retirement'!$CI$6:$CM$32,3,FALSE),IF(AND(OR($I31=\"Air Cooled Chiller\",$I31=\"Water Cooled Chiller\"),$L31<>\"Centrifugal\"),VLOOKUP($J31,'Early Retirement'!$CI$6:$CM$32,4,FALSE),IF(AND(OR($I31=\"Air Cooled Chiller\",$I31=\"Water Cooled Chiller\"),$L31=\"Centrifugal\"),VLOOKUP($J31,'Early Retirement'!$CI$6:$CM$32,5,FALSE),\"\")))))","v":0},0,0,0,0,0,0,0,0,0,0,0,"","","",0,0,0,{"$f":"IF(AND($C31=\"Early Retirement\",$J31<>\"\",$S31<>\"\",$U31<>\"\"),$CH31,IF(AND(OR($AB31=\"DX AC Air Cooled\",$AB31=\"DX HP Air Cooled\"),OR(AND($AJ31=\"Btu/hr\",$AI31<65000),AND($AJ31=\"Tons\",$AI31<65000/12000)),$AC31=\"Split\",$AO31>=15.2),MAX(Baselines!$CF24,12/9.8),Baselines!$CF24))","v":0},{"$f":"IF(AND($C31=\"Early Retirement\",$J31<>\"\",$S31<>\"\",$U31<>\"\"),$CI31,Baselines!$CG24)","v":0},{"$f":"Baselines!$CH24","v":"kW/ton"},"",{"$f":"IF(AND($C31=\"Early Retirement\",$J31<>\"\",$S31<>\"\",$U31<>\"\"),$CJ31,IF(AND(Baselines!$CI24=0,OR($CU31=\"DX HP\",$CU31=\"PTHP\")),$BH31,Baselines!$CI24))","v":0},"COP",{"$f":"IF(OR($C31=\"Replace-on-Burnout\",$C31=\"New Construction\"),$DC31,IF($CE31=\"\",\"\",IF(OR($CE31=\"DX HP\",$CE31=\"PTHP\"),VLOOKUP($D31,'Factor Tables'!$B$89:$M$105,MATCH(CONCATENATE($CE31,\" Clg\"),'Factor Tables'!$B$88:$M$88,0),FALSE),VLOOKUP($D31,'Factor Tables'!$B$89:$M$105,MATCH($CE31,'Factor Tables'!$B$88:$M$88,0),FALSE))))","v":""},{"$f":"IF(OR($C31=\"Replace-on-Burnout\",$C31=\"New Construction\"),$DD31,IF($CE31=\"\",\"\",IF($CE31=\"DX HP\",VLOOKUP($D31,'Factor Tables'!$B$89:$M$105,MATCH(\"DX HP Htg\",'Factor Tables'!$B$88:$M$88,0),FALSE),0)))","v":""},{"$f":"IF(OR($C31=\"Replace-on-Burnout\",$C31=\"New Construction\"),$DE31,IF($CE31=\"\",\"\",IF($CE31=\"DX HP\",VLOOKUP($D31,'Factor Tables'!$N$89:$Y$105,MATCH(\"DX HP Clg\",'Factor Tables'!$N$88:$Y$88,0),FALSE),IF($CE31=\"PTHP\",VLOOKUP($D31,'Factor Tables'!$N$89:$Y$105,MATCH(\"PTHP Clg\",'Factor Tables'!$N$88:$Y$88,0),FALSE),IF(AND($CE31<>\"DX HP\",$CE31<>\"PTHP\"),VLOOKUP($D31,'Factor Tables'!$N$89:$Y$105,MATCH($CE31,'Factor Tables'!$N$88:$Y$88,0),FALSE),\"\")))))","v":""},{"$f":"IF(OR($C31=\"Replace-on-Burnout\",$C31=\"New Construction\",$CU31=\"DX HP\",$CU31=\"PTHP\"),$DF31,IF($CE31=\"\",\"\",IF($CE31=\"DX HP\",VLOOKUP($D31,'Factor Tables'!$N$89:$Y$105,MATCH(\"DX HP Htg\",'Factor Tables'!$N$88:$Y$88,0),FALSE),IF($CE31=\"PTHP\",VLOOKUP($D31,'Factor Tables'!$N$89:$Y$105,MATCH(\"PTHP Htg\",'Factor Tables'!$N$88:$Y$88,0),FALSE),0))))","v":""},"","",0,0,"kW/ton","",0,"COP",{"$f":"IF($CU31=\"\",\"\",IF(OR($CU31=\"DX HP\",$CU31=\"VRF HP\",$CU31=\"PTHP\"),VLOOKUP($D31,'Factor Tables'!$B$89:$M$105,MATCH(CONCATENATE($CU31,\" Clg\"),'Factor Tables'!$B$88:$M$88,0),FALSE),VLOOKUP($D31,'Factor Tables'!$B$89:$M$105,MATCH($CU31,'Factor Tables'!$B$88:$M$88,0),FALSE)))","v":""},{"$f":"IF($CU31=\"\",\"\",IF(OR($CU31=\"DX HP\",$CU31=\"VRF HP\",$CU31=\"PTHP\"),VLOOKUP($D31,'Factor Tables'!$B$89:$M$105,MATCH(CONCATENATE($CU31,\" Htg\"),'Factor Tables'!$B$88:$M$88,0),FALSE),0))","v":""},{"$f":"IF($CU31=\"\",\"\",IF(OR($CU31=\"DX HP\",$CU31=\"VRF HP\",$CU31=\"PTHP\"),VLOOKUP($D31,'Factor Tables'!$N$89:$Y$105,MATCH(CONCATENATE($CU31,\" Clg\"),'Factor Tables'!$N$88:$Y$88,0),FALSE),VLOOKUP($D31,'Factor Tables'!$N$89:$Y$105,MATCH($CU31,'Factor Tables'!$N$88:$Y$88,0),FALSE)))","v":""},{"$f":"IF($CU31=\"\",\"\",IF(OR($CU31=\"DX HP\",$CU31=\"VRF HP\",$CU31=\"PTHP\"),VLOOKUP($D31,'Factor Tables'!$N$89:$Y$105,MATCH(CONCATENATE($CU31,\" Htg\"),'Factor Tables'!$N$88:$Y$88,0),FALSE),0))","v":""},{"$f":"IF($AB31=\"\",0,VLOOKUP($AB31,'Utility Admin'!$E:$G,2,FALSE))","v":0},{"$f":"IF($AB31=\"\",0,VLOOKUP($AB31,'Utility Admin'!$E:$G,3,FALSE))","v":0},{"$f":"IFERROR(IF(ABS(Summary!$F$12)<=ABS(Summary!$E$12)*'Utility Admin'!$I$5,$BA31*$DG31+$BB31*$DH31,$BA31*$DG31+$BA31*'Utility Admin'!$I$5*$DH31),0)","v":0},null,"Summer",null,null,null,null,null,null,null,null,null,null,{"$f":"IF(OR('Project Info'!$C$10=\"\",$C31=\"\",$D31=\"\"),\"\",VLOOKUP($D31,$DX$9:$EA$32,MATCH($C31,$DX$9:$EA$9,0),FALSE))","v":""},null,null,null,null,null,null,"ERROR: Contact Program Manager. Post Capacity/Unit x Post # of Units must be within +/- 20% of Pre Capacity/Unit x Pre # of Units."]
[null,23,"","",null,null,null,null,null,null,null,null,null,null,null,null,null,null,null,null,null,null,null,null,null,null,null,null,null,"A",null,null,null,null,null,null,null,null,null,null,null,null,null,null,0,0,0,0,0,0,999999999,"",0,0,{"$f":"IFERROR(IF($DI$261>'Utility Admin'!$H$5,$BB32/$BB$5*$BC$261,$DI32),0)","v":0},"","",{"$f":"IF(AND(OR($AB32=\"DX AC Air Cooled\",$AB32=\"DX HP Air Cooled\"),OR(AND($AJ32=\"Btu/hr\",$AI32<65000),AND($AJ32=\"Tons\",$AI32<65000/12000)),$AC32=\"Split\",$AO32>=15.2),MAX(Baselines!$CF276,12/9.8),Baselines!$CF276)","v":0},{"$f":"Baselines!$CG276","v":0},{"$f":"Baselines!$CI276","v":0},0,0,0,0,0,0,0,0,0,0,{"$f":"IF(OR($C32<>\"Early Retirement\",$J32=\"\"),0,IF(OR($I32=\"DX AC Air Cooled\",$I32=\"DX HP Air Cooled\"),VLOOKUP($J32,'Early Retirement'!$CI$6:$CM$32,2,FALSE),IF(OR($I32=\"PTAC\",$I32=\"PTHP\"),VLOOKUP($J32,'Early Retirement'!$CI$6:$CM$32,3,FALSE),IF(AND(OR($I32=\"Air Cooled Chiller\",$I32=\"Water Cooled Chiller\"),$L32<>\"Centrifugal\"),VLOOKUP($J32,'Early Retirement'!$CI$6:$CM$32,4,FALSE),IF(AND(OR($I32=\"Air Cooled Chiller\",$I32=\"Water Cooled Chiller\"),$L32=\"Centrifugal\"),VLOOKUP($J32,'Early Retirement'!$CI$6:$CM$32,5,FALSE),\"\")))))","v":0},0,0,0,0,0,0,0,0,0,0,0,"","","",0,0,0,{"$f":"IF(AND($C32=\"Early Retirement\",$J32<>\"\",$S32<>\"\",$U32<>\"\"),$CH32,IF(AND(OR($AB32=\"DX AC Air Cooled\",$AB32=\"DX HP Air Cooled\"),OR(AND($AJ32=\"Btu/hr\",$AI32<65000),AND($AJ32=\"Tons\",$AI32<65000/12000)),$AC32=\"Split\",$AO32>=15.2),MAX(Baselines!$CF25,12/9.8),Baselines!$CF25))","v":0},{"$f":"IF(AND($C32=\"Early Retirement\",$J32<>\"\",$S32<>\"\",$U32<>\"\"),$CI32,Baselines!$CG25)","v":0},{"$f":"Baselines!$CH25","v":"kW/ton"},"",{"$f":"IF(AND($C32=\"Early Retirement\",$J32<>\"\",$S32<>\"\",$U32<>\"\"),$CJ32,IF(AND(Baselines!$CI25=0,OR($CU32=\"DX HP\",$CU32=\"PTHP\")),$BH32,Baselines!$CI25))","v":0},"COP",{"$f":"IF(OR($C32=\"Replace-on-Burnout\",$C32=\"New Construction\"),$DC32,IF($CE32=\"\",\"\",IF(OR($CE32=\"DX HP\",$CE32=\"PTHP\"),VLOOKUP($D32,'Factor Tables'!$B$89:$M$105,MATCH(CONCATENATE($CE32,\" Clg\"),'Factor Tables'!$B$88:$M$88,0),FALSE),VLOOKUP($D32,'Factor Tables'!$B$89:$M$105,MATCH($CE32,'Factor Tables'!$B$88:$M$88,0),FALSE))))","v":""},{"$f":"IF(OR($C32=\"Replace-on-Burnout\",$C32=\"New Construction\"),$DD32,IF($CE32=\"\",\"\",IF($CE32=\"DX HP\",VLOOKUP($D32,'Factor Tables'!$B$89:$M$105,MATCH(\"DX HP Htg\",'Factor Tables'!$B$88:$M$88,0),FALSE),0)))","v":""},{"$f":"IF(OR($C32=\"Replace-on-Burnout\",$C32=\"New Construction\"),$DE32,IF($CE32=\"\",\"\",IF($CE32=\"DX HP\",VLOOKUP($D32,'Factor Tables'!$N$89:$Y$105,MATCH(\"DX HP Clg\",'Factor Tables'!$N$88:$Y$88,0),FALSE),IF($CE32=\"PTHP\",VLOOKUP($D32,'Factor Tables'!$N$89:$Y$105,MATCH(\"PTHP Clg\",'Factor Tables'!$N$88:$Y$88,0),FALSE),IF(AND($CE32<>\"DX HP\",$CE32<>\"PTHP\"),VLOOKUP($D32,'Factor Tables'!$N$89:$Y$105,MATCH($CE32,'Factor Tables'!$N$88:$Y$88,0),FALSE),\"\")))))","v":""},{"$f":"IF(OR($C32=\"Replace-on-Burnout\",$C32=\"New Construction\",$CU32=\"DX HP\",$CU32=\"PTHP\"),$DF32,IF($CE32=\"\",\"\",IF($CE32=\"DX HP\",VLOOKUP($D32,'Factor Tables'!$N$89:$Y$105,MATCH(\"DX HP Htg\",'Factor Tables'!$N$88:$Y$88,0),FALSE),IF($CE32=\"PTHP\",VLOOKUP($D32,'Factor Tables'!$N$89:$Y$105,MATCH(\"PTHP Htg\",'Factor Tables'!$N$88:$Y$88,0),FALSE),0))))","v":""},"","",0,0,"kW/ton","",0,"COP",{"$f":"IF($CU32=\"\",\"\",IF(OR($CU32=\"DX HP\",$CU32=\"VRF HP\",$CU32=\"PTHP\"),VLOOKUP($D32,'Factor Tables'!$B$89:$M$105,MATCH(CONCATENATE($CU32,\" Clg\"),'Factor Tables'!$B$88:$M$88,0),FALSE),VLOOKUP($D32,'Factor Tables'!$B$89:$M$105,MATCH($CU32,'Factor Tables'!$B$88:$M$88,0),FALSE)))","v":""},{"$f":"IF($CU32=\"\",\"\",IF(OR($CU32=\"DX HP\",$CU32=\"VRF HP\",$CU32=\"PTHP\"),VLOOKUP($D32,'Factor Tables'!$B$89:$M$105,MATCH(CONCATENATE($CU32,\" Htg\"),'Factor Tables'!$B$88:$M$88,0),FALSE),0))","v":""},{"$f":"IF($CU32=\"\",\"\",IF(OR($CU32=\"DX HP\",$CU32=\"VRF HP\",$CU32=\"PTHP\"),VLOOKUP($D32,'Factor Tables'!$N$89:$Y$105,MATCH(CONCATENATE($CU32,\" Clg\"),'Factor Tables'!$N$88:$Y$88,0),FALSE),VLOOKUP($D32,'Factor Tables'!$N$89:$Y$105,MATCH($CU32,'Factor Tables'!$N$88:$Y$88,0),FALSE)))","v":""},{"$f":"IF($CU32=\"\",\"\",IF(OR($CU32=\"DX HP\",$CU32=\"VRF HP\",$CU32=\"PTHP\"),VLOOKUP($D32,'Factor Tables'!$N$89:$Y$105,MATCH(CONCATENATE($CU32,\" Htg\"),'Factor Tables'!$N$88:$Y$88,0),FALSE),0))","v":""},{"$f":"IF($AB32=\"\",0,VLOOKUP($AB32,'Utility Admin'!$E:$G,2,FALSE))","v":0},{"$f":"IF($AB32=\"\",0,VLOOKUP($AB32,'Utility Admin'!$E:$G,3,FALSE))","v":0},{"$f":"IFERROR(IF(ABS(Summary!$F$12)<=ABS(Summary!$E$12)*'Utility Admin'!$I$5,$BA32*$DG32+$BB32*$DH32,$BA32*$DG32+$BA32*'Utility Admin'!$I$5*$DH32),0)","v":0},null,"Summer",null,null,null,null,null,null,null,null,null,null,{"$f":"IF(OR('Project Info'!$C$10=\"\",$C32=\"\",$D32=\"\"),\"\",VLOOKUP($D32,$DX$9:$EA$32,MATCH($C32,$DX$9:$EA$9,0),FALSE))","v":""},null,null,null,null,null,null,"ERROR: Contact Program Manager. Post Capacity/Unit x Post # of Units must be within +/- 20% of Pre Capacity/Unit x Pre # of Units."]
[null,24,"","",null,null,null,null,null,null,null,null,null,null,null,null,null,null,null,null,null,null,null,null,null,null,null,null,null,"A",null,null,null,null,null,null,null,null,null,null,null,null,null,null,{"$f":"IF(OR($N33=\"\",$O33=\"\"),0,IF($O33=\"Tons\",$N33,IF($O33=\"Btu/hr\",$N33/12000,\"\")))","v":0},0,0,0,0,0,999999999,"",0,0,{"$f":"IFERROR(IF($DI$261>'Utility Admin'!$H$5,$BB33/$BB$5*$BC$261,$DI33),0)","v":0},"","",{"$f":"IF(AND(OR($AB33=\"DX AC Air Cooled\",$AB33=\"DX HP Air Cooled\"),OR(AND($AJ33=\"Btu/hr\",$AI33<65000),AND($AJ33=\"Tons\",$AI33<65000/12000)),$AC33=\"Split\",$AO33>=15.2),MAX(Baselines!$CF277,12/9.8),Baselines!$CF277)","v":0},{"$f":"Baselines!$CG277","v":0},{"$f":"Baselines!$CI277","v":0},0,0,0,0,0,0,0,0,0,0,{"$f":"IF(OR($C33<>\"Early Retirement\",$J33=\"\"),0,IF(OR($I33=\"DX AC Air Cooled\",$I33=\"DX HP Air Cooled\"),VLOOKUP($J33,'Early Retirement'!$CI$6:$CM$32,2,FALSE),IF(OR($I33=\"PTAC\",$I33=\"PTHP\"),VLOOKUP($J33,'Early Retirement'!$CI$6:$CM$32,3,FALSE),IF(AND(OR($I33=\"Air Cooled Chiller\",$I33=\"Water Cooled Chiller\"),$L33<>\"Centrifugal\"),VLOOKUP($J33,'Early Retirement'!$CI$6:$CM$32,4,FALSE),IF(AND(OR($I33=\"Air Cooled Chiller\",$I33=\"Water Cooled Chiller\"),$L33=\"Centrifugal\"),VLOOKUP($J33,'Early Retirement'!$CI$6:$CM$32,5,FALSE),\"\")))))","v":0},0,{"$f":"IF(OR($C33<>\"Early Retirement\",$AN33=\"\",AND($AB33<>\"PTAC\",$AB33<>\"PTHP\",$AO33=\"\"),$AP33=\"\"),0,($BN33*$BS33+$BI33*$BT33)/SUM($BS33:$BT33))","v":0},0,0,0,0,0,0,0,0,0,"","","",0,0,0,{"$f":"IF(AND($C33=\"Early Retirement\",$J33<>\"\",$S33<>\"\",$U33<>\"\"),$CH33,IF(AND(OR($AB33=\"DX AC Air Cooled\",$AB33=\"DX HP Air Cooled\"),OR(AND($AJ33=\"Btu/hr\",$AI33<65000),AND($AJ33=\"Tons\",$AI33<65000/12000)),$AC33=\"Split\",$AO33>=15.2),MAX(Baselines!$CF26,12/9.8),Baselines!$CF26))","v":0},{"$f":"IF(AND($C33=\"Early Retirement\",$J33<>\"\",$S33<>\"\",$U33<>\"\"),$CI33,Baselines!$CG26)","v":0},{"$f":"Baselines!$CH26","v":"kW/ton"},"",{"$f":"IF(AND($C33=\"Early Retirement\",$J33<>\"\",$S33<>\"\",$U33<>\"\"),$CJ33,IF(AND(Baselines!$CI26=0,OR($CU33=\"DX HP\",$CU33=\"PTHP\")),$BH33,Baselines!$CI26))","v":0},"COP",{"$f":"IF(OR($C33=\"Replace-on-Burnout\",$C33=\"New Construction\"),$DC33,IF($CE33=\"\",\"\",IF(OR($CE33=\"DX HP\",$CE33=\"PTHP\"),VLOOKUP($D33,'Factor Tables'!$B$89:$M$105,MATCH(CONCATENATE($CE33,\" Clg\"),'Factor Tables'!$B$88:$M$88,0),FALSE),VLOOKUP($D33,'Factor Tables'!$B$89:$M$105,MATCH($CE33,'Factor Tables'!$B$88:$M$88,0),FALSE))))","v":""},{"$f":"IF(OR($C33=\"Replace-on-Burnout\",$C33=\"New Construction\"),$DD33,IF($CE33=\"\",\"\",IF($CE33=\"DX HP\",VLOOKUP($D33,'Factor Tables'!$B$89:$M$105,MATCH(\"DX HP Htg\",'Factor Tables'!$B$88:$M$88,0),FALSE),0)))","v":""},{"$f":"IF(OR($C33=\"Replace-on-Burnout\",$C33=\"New Construction\"),$DE33,IF($CE33=\"\",\"\",IF($CE33=\"DX HP\",VLOOKUP($D33,'Factor Tables'!$N$89:$Y$105,MATCH(\"DX HP Clg\",'Factor Tables'!$N$88:$Y$88,0),FALSE),IF($CE33=\"PTHP\",VLOOKUP($D33,'Factor Tables'!$N$89:$Y$105,MATCH(\"PTHP Clg\",'Factor Tables'!$N$88:$Y$88,0),FALSE),IF(AND($CE33<>\"DX HP\",$CE33<>\"PTHP\"),VLOOKUP($D33,'Factor Tables'!$N$89:$Y$105,MATCH($CE33,'Factor Tables'!$N$88:$Y$88,0),FALSE),\"\")))))","v":""},{"$f":"IF(OR($C33=\"Replace-on-Burnout\",$C33=\"New Construction\",$CU33=\"DX HP\",$CU33=\"PTHP\"),$DF33,IF($CE33=\"\",\"\",IF($CE33=\"DX HP\",VLOOKUP($D33,'Factor Tables'!$N$89:$Y$105,MATCH(\"DX HP Htg\",'Factor Tables'!$N$88:$Y$88,0),FALSE),IF($CE33=\"PTHP\",VLOOKUP($D33,'Factor Tables'!$N$89:$Y$105,MATCH(\"PTHP Htg\",'Factor Tables'!$N$88:$Y$88,0),FALSE),0))))","v":""},"","",0,0,"kW/ton","",0,"COP",{"$f":"IF($CU33=\"\",\"\",IF(OR($CU33=\"DX HP\",$CU33=\"VRF HP\",$CU33=\"PTHP\"),VLOOKUP($D33,'Factor Tables'!$B$89:$M$105,MATCH(CONCATENATE($CU33,\" Clg\"),'Factor Tables'!$B$88:$M$88,0),FALSE),VLOOKUP($D33,'Factor Tables'!$B$89:$M$105,MATCH($CU33,'Factor Tables'!$B$88:$M$88,0),FALSE)))","v":""},{"$f":"IF($CU33=\"\",\"\",IF(OR($CU33=\"DX HP\",$CU33=\"VRF HP\",$CU33=\"PTHP\"),VLOOKUP($D33,'Factor Tables'!$B$89:$M$105,MATCH(CONCATENATE($CU33,\" Htg\"),'Factor Tables'!$B$88:$M$88,0),FALSE),0))","v":""},{"$f":"IF($CU33=\"\",\"\",IF(OR($CU33=\"DX HP\",$CU33=\"VRF HP\",$CU33=\"PTHP\"),VLOOKUP($D33,'Factor Tables'!$N$89:$Y$105,MATCH(CONCATENATE($CU33,\" Clg\"),'Factor Tables'!$N$88:$Y$88,0),FALSE),VLOOKUP($D33,'Factor Tables'!$N$89:$Y$105,MATCH($CU33,'Factor Tables'!$N$88:$Y$88,0),FALSE)))","v":""},{"$f":"IF($CU33=\"\",\"\",IF(OR($CU33=\"DX HP\",$CU33=\"VRF HP\",$CU33=\"PTHP\"),VLOOKUP($D33,'Factor Tables'!$N$89:$Y$105,MATCH(CONCATENATE($CU33,\" Htg\"),'Factor Tables'!$N$88:$Y$88,0),FALSE),0))","v":""},{"$f":"IF($AB33=\"\",0,VLOOKUP($AB33,'Utility Admin'!$E:$G,2,FALSE))","v":0},{"$f":"IF($AB33=\"\",0,VLOOKUP($AB33,'Utility Admin'!$E:$G,3,FALSE))","v":0},{"$f":"IFERROR(IF(ABS(Summary!$F$12)<=ABS(Summary!$E$12)*'Utility Admin'!$I$5,$BA33*$DG33+$BB33*$DH33,$BA33*$DG33+$BA33*'Utility Admin'!$I$5*$DH33),0)","v":0},null,"Summer",null,null,null,null,null,null,null,null,null,null,{"$f":"IF(OR('Project Info'!$C$10=\"\",$C33=\"\",$D33=\"\"),\"\",VLOOKUP($D33,$DX$9:$EA$32,MATCH($C33,$DX$9:$EA$9,0),FALSE))","v":""},null,null,null,null,null,null,"ERROR: Contact Program Manager. Post Capacity/Unit x Post # of Units must be within +/- 20% of Pre Capacity/Unit x Pre # of Units."]
[null,25,"","",null,null,null,null,null,null,null,null,null,null,null,null,null,null,null,null,null,null,null,null,null,null,null,null,null,"A",null,null,null,null,null,null,null,null,null,null,null,null,null,null,0,0,0,0,0,0,999999999,"",0,0,{"$f":"IFERROR(IF($DI$261>'Utility Admin'!$H$5,$BB34/$BB$5*$BC$261,$DI34),0)","v":0},"","",{"$f":"IF(AND(OR($AB34=\"DX AC Air Cooled\",$AB34=\"DX HP Air Cooled\"),OR(AND($AJ34=\"Btu/hr\",$AI34<65000),AND($AJ34=\"Tons\",$AI34<65000/12000)),$AC34=\"Split\",$AO34>=15.2),MAX(Baselines!$CF278,12/9.8),Baselines!$CF278)","v":0},{"$f":"Baselines!$CG278","v":0},{"$f":"Baselines!$CI278","v":0},0,0,0,0,0,0,0,0,0,0,{"$f":"IF(OR($C34<>\"Early Retirement\",$J34=\"\"),0,IF(OR($I34=\"DX AC Air Cooled\",$I34=\"DX HP Air Cooled\"),VLOOKUP($J34,'Early Retirement'!$CI$6:$CM$32,2,FALSE),IF(OR($I34=\"PTAC\",$I34=\"PTHP\"),VLOOKUP($J34,'Early Retirement'!$CI$6:$CM$32,3,FALSE),IF(AND(OR($I34=\"Air Cooled Chiller\",$I34=\"Water Cooled Chiller\"),$L34<>\"Centrifugal\"),VLOOKUP($J34,'Early Retirement'!$CI$6:$CM$32,4,FALSE),IF(AND(OR($I34=\"Air Cooled Chiller\",$I34=\"Water Cooled Chiller\"),$L34=\"Centrifugal\"),VLOOKUP($J34,'Early Retirement'!$CI$6:$CM$32,5,FALSE),\"\")))))","v":0},0,0,0,0,0,0,0,0,0,0,0,"","","",0,0,0,{"$f":"IF(AND($C34=\"Early Retirement\",$J34<>\"\",$S34<>\"\",$U34<>\"\"),$CH34,IF(AND(OR($AB34=\"DX AC Air Cooled\",$AB34=\"DX HP Air Cooled\"),OR(AND($AJ34=\"Btu/hr\",$AI34<65000),AND($AJ34=\"Tons\",$AI34<65000/12000)),$AC34=\"Split\",$AO34>=15.2),MAX(Baselines!$CF27,12/9.8),Baselines!$CF27))","v":0},{"$f":"IF(AND($C34=\"Early Retirement\",$J34<>\"\",$S34<>\"\",$U34<>\"\"),$CI34,Baselines!$CG27)","v":0},{"$f":"Baselines!$CH27","v":"kW/ton"},"",{"$f":"IF(AND($C34=\"Early Retirement\",$J34<>\"\",$S34<>\"\",$U34<>\"\"),$CJ34,IF(AND(Baselines!$CI27=0,OR($CU34=\"DX HP\",$CU34=\"PTHP\")),$BH34,Baselines!$CI27))","v":0},"COP",{"$f":"IF(OR($C34=\"Replace-on-Burnout\",$C34=\"New Construction\"),$DC34,IF($CE34=\"\",\"\",IF(OR($CE34=\"DX HP\",$CE34=\"PTHP\"),VLOOKUP($D34,'Factor Tables'!$B$89:$M$105,MATCH(CONCATENATE($CE34,\" Clg\"),'Factor Tables'!$B$88:$M$88,0),FALSE),VLOOKUP($D34,'Factor Tables'!$B$89:$M$105,MATCH($CE34,'Factor Tables'!$B$88:$M$88,0),FALSE))))","v":""},{"$f":"IF(OR($C34=\"Replace-on-Burnout\",$C34=\"New Construction\"),$DD34,IF($CE34=\"\",\"\",IF($CE34=\"DX HP\",VLOOKUP($D34,'Factor Tables'!$B$89:$M$105,MATCH(\"DX HP Htg\",'Factor Tables'!$B$88:$M$88,0),FALSE),0)))","v":""},{"$f":"IF(OR($C34=\"Replace-on-Burnout\",$C34=\"New Construction\"),$DE34,IF($CE34=\"\",\"\",IF($CE34=\"DX HP\",VLOOKUP($D34,'Factor Tables'!$N$89:$Y$105,MATCH(\"DX HP Clg\",'Factor Tables'!$N$88:$Y$88,0),FALSE),IF($CE34=\"PTHP\",VLOOKUP($D34,'Factor Tables'!$N$89:$Y$105,MATCH(\"PTHP Clg\",'Factor Tables'!$N$88:$Y$88,0),FALSE),IF(AND($CE34<>\"DX HP\",$CE34<>\"PTHP\"),VLOOKUP($D34,'Factor Tables'!$N$89:$Y$105,MATCH($CE34,'Factor Tables'!$N$88:$Y$88,0),FALSE),\"\")))))","v":""},{"$f":"IF(OR($C34=\"Replace-on-Burnout\",$C34=\"New Construction\",$CU34=\"DX HP\",$CU34=\"PTHP\"),$DF34,IF($CE34=\"\",\"\",IF($CE34=\"DX HP\",VLOOKUP($D34,'Factor Tables'!$N$89:$Y$105,MATCH(\"DX HP Htg\",'Factor Tables'!$N$88:$Y$88,0),FALSE),IF($CE34=\"PTHP\",VLOOKUP($D34,'Factor Tables'!$N$89:$Y$105,MATCH(\"PTHP Htg\",'Factor Tables'!$N$88:$Y$88,0),FALSE),0))))","v":""},"","",0,0,"kW/ton","",0,"COP",{"$f":"IF($CU34=\"\",\"\",IF(OR($CU34=\"DX HP\",$CU34=\"VRF HP\",$CU34=\"PTHP\"),VLOOKUP($D34,'Factor Tables'!$B$89:$M$105,MATCH(CONCATENATE($CU34,\" Clg\"),'Factor Tables'!$B$88:$M$88,0),FALSE),VLOOKUP($D34,'Factor Tables'!$B$89:$M$105,MATCH($CU34,'Factor Tables'!$B$88:$M$88,0),FALSE)))","v":""},{"$f":"IF($CU34=\"\",\"\",IF(OR($CU34=\"DX HP\",$CU34=\"VRF HP\",$CU34=\"PTHP\"),VLOOKUP($D34,'Factor Tables'!$B$89:$M$105,MATCH(CONCATENATE($CU34,\" Htg\"),'Factor Tables'!$B$88:$M$88,0),FALSE),0))","v":""},{"$f":"IF($CU34=\"\",\"\",IF(OR($CU34=\"DX HP\",$CU34=\"VRF HP\",$CU34=\"PTHP\"),VLOOKUP($D34,'Factor Tables'!$N$89:$Y$105,MATCH(CONCATENATE($CU34,\" Clg\"),'Factor Tables'!$N$88:$Y$88,0),FALSE),VLOOKUP($D34,'Factor Tables'!$N$89:$Y$105,MATCH($CU34,'Factor Tables'!$N$88:$Y$88,0),FALSE)))","v":""},{"$f":"IF($CU34=\"\",\"\",IF(OR($CU34=\"DX HP\",$CU34=\"VRF HP\",$CU34=\"PTHP\"),VLOOKUP($D34,'Factor Tables'!$N$89:$Y$105,MATCH(CONCATENATE($CU34,\" Htg\"),'Factor Tables'!$N$88:$Y$88,0),FALSE),0))","v":""},{"$f":"IF($AB34=\"\",0,VLOOKUP($AB34,'Utility Admin'!$E:$G,2,FALSE))","v":0},{"$f":"IF($AB34=\"\",0,VLOOKUP($AB34,'Utility Admin'!$E:$G,3,FALSE))","v":0},{"$f":"IFERROR(IF(ABS(Summary!$F$12)<=ABS(Summary!$E$12)*'Utility Admin'!$I$5,$BA34*$DG34+$BB34*$DH34,$BA34*$DG34+$BA34*'Utility Admin'!$I$5*$DH34),0)","v":0},null,"Summer",null,null,null,null,null,null,null,null,null,null,{"$f":"IF(OR('Project Info'!$C$10=\"\",$C34=\"\",$D34=\"\"),\"\",VLOOKUP($D34,$DX$9:$EA$32,MATCH($C34,$DX$9:$EA$9,0),FALSE))","v":""},null,null,null,null,null,null,"ERROR: Contact Program Manager. Post Capacity/Unit x Post # of Units must be within +/- 20% of Pre Capacity/Unit x Pre # of Units."]
[null,26,"","",null,null,null,null,null,null,null,null,null,null,null,null,null,null,null,null,null,null,null,null,null,null,null,null,null,"A",null,null,null,null,null,null,null,null,null,null,null,null,null,null,0,0,0,0,0,0,999999999,"",0,0,{"$f":"IFERROR(IF($DI$261>'Utility Admin'!$H$5,$BB35/$BB$5*$BC$261,$DI35),0)","v":0},"","",{"$f":"IF(AND(OR($AB35=\"DX AC Air Cooled\",$AB35=\"DX HP Air Cooled\"),OR(AND($AJ35=\"Btu/hr\",$AI35<65000),AND($AJ35=\"Tons\",$AI35<65000/12000)),$AC35=\"Split\",$AO35>=15.2),MAX(Baselines!$CF279,12/9.8),Baselines!$CF279)","v":0},{"$f":"Baselines!$CG279","v":0},{"$f":"Baselines!$CI279","v":0},0,0,0,0,0,0,0,0,0,0,{"$f":"IF(OR($C35<>\"Early Retirement\",$J35=\"\"),0,IF(OR($I35=\"DX AC Air Cooled\",$I35=\"DX HP Air Cooled\"),VLOOKUP($J35,'Early Retirement'!$CI$6:$CM$32,2,FALSE),IF(OR($I35=\"PTAC\",$I35=\"PTHP\"),VLOOKUP($J35,'Early Retirement'!$CI$6:$CM$32,3,FALSE),IF(AND(OR($I35=\"Air Cooled Chiller\",$I35=\"Water Cooled Chiller\"),$L35<>\"Centrifugal\"),VLOOKUP($J35,'Early Retirement'!$CI$6:$CM$32,4,FALSE),IF(AND(OR($I35=\"Air Cooled Chiller\",$I35=\"Water Cooled Chiller\"),$L35=\"Centrifugal\"),VLOOKUP($J35,'Early Retirement'!$CI$6:$CM$32,5,FALSE),\"\")))))","v":0},0,0,0,0,0,0,0,0,0,0,0,"","","",0,0,0,{"$f":"IF(AND($C35=\"Early Retirement\",$J35<>\"\",$S35<>\"\",$U35<>\"\"),$CH35,IF(AND(OR($AB35=\"DX AC Air Cooled\",$AB35=\"DX HP Air Cooled\"),OR(AND($AJ35=\"Btu/hr\",$AI35<65000),AND($AJ35=\"Tons\",$AI35<65000/12000)),$AC35=\"Split\",$AO35>=15.2),MAX(Baselines!$CF28,12/9.8),Baselines!$CF28))","v":0},{"$f":"IF(AND($C35=\"Early Retirement\",$J35<>\"\",$S35<>\"\",$U35<>\"\"),$CI35,Baselines!$CG28)","v":0},{"$f":"Baselines!$CH28","v":"kW/ton"},"",{"$f":"IF(AND($C35=\"Early Retirement\",$J35<>\"\",$S35<>\"\",$U35<>\"\"),$CJ35,IF(AND(Baselines!$CI28=0,OR($CU35=\"DX HP\",$CU35=\"PTHP\")),$BH35,Baselines!$CI28))","v":0},"COP",{"$f":"IF(OR($C35=\"Replace-on-Burnout\",$C35=\"New Construction\"),$DC35,IF($CE35=\"\",\"\",IF(OR($CE35=\"DX HP\",$CE35=\"PTHP\"),VLOOKUP($D35,'Factor Tables'!$B$89:$M$105,MATCH(CONCATENATE($CE35,\" Clg\"),'Factor Tables'!$B$88:$M$88,0),FALSE),VLOOKUP($D35,'Factor Tables'!$B$89:$M$105,MATCH($CE35,'Factor Tables'!$B$88:$M$88,0),FALSE))))","v":""},{"$f":"IF(OR($C35=\"Replace-on-Burnout\",$C35=\"New Construction\"),$DD35,IF($CE35=\"\",\"\",IF($CE35=\"DX HP\",VLOOKUP($D35,'Factor Tables'!$B$89:$M$105,MATCH(\"DX HP Htg\",'Factor Tables'!$B$88:$M$88,0),FALSE),0)))","v":""},{"$f":"IF(OR($C35=\"Replace-on-Burnout\",$C35=\"New Construction\"),$DE35,IF($CE35=\"\",\"\",IF($CE35=\"DX HP\",VLOOKUP($D35,'Factor Tables'!$N$89:$Y$105,MATCH(\"DX HP Clg\",'Factor Tables'!$N$88:$Y$88,0),FALSE),IF($CE35=\"PTHP\",VLOOKUP($D35,'Factor Tables'!$N$89:$Y$105,MATCH(\"PTHP Clg\",'Factor Tables'!$N$88:$Y$88,0),FALSE),IF(AND($CE35<>\"DX HP\",$CE35<>\"PTHP\"),VLOOKUP($D35,'Factor Tables'!$N$89:$Y$105,MATCH($CE35,'Factor Tables'!$N$88:$Y$88,0),FALSE),\"\")))))","v":""},{"$f":"IF(OR($C35=\"Replace-on-Burnout\",$C35=\"New Construction\",$CU35=\"DX HP\",$CU35=\"PTHP\"),$DF35,IF($CE35=\"\",\"\",IF($CE35=\"DX HP\",VLOOKUP($D35,'Factor Tables'!$N$89:$Y$105,MATCH(\"DX HP Htg\",'Factor Tables'!$N$88:$Y$88,0),FALSE),IF($CE35=\"PTHP\",VLOOKUP($D35,'Factor Tables'!$N$89:$Y$105,MATCH(\"PTHP Htg\",'Factor Tables'!$N$88:$Y$88,0),FALSE),0))))","v":""},"","",0,0,"kW/ton","",0,"COP",{"$f":"IF($CU35=\"\",\"\",IF(OR($CU35=\"DX HP\",$CU35=\"VRF HP\",$CU35=\"PTHP\"),VLOOKUP($D35,'Factor Tables'!$B$89:$M$105,MATCH(CONCATENATE($CU35,\" Clg\"),'Factor Tables'!$B$88:$M$88,0),FALSE),VLOOKUP($D35,'Factor Tables'!$B$89:$M$105,MATCH($CU35,'Factor Tables'!$B$88:$M$88,0),FALSE)))","v":""},{"$f":"IF($CU35=\"\",\"\",IF(OR($CU35=\"DX HP\",$CU35=\"VRF HP\",$CU35=\"PTHP\"),VLOOKUP($D35,'Factor Tables'!$B$89:$M$105,MATCH(CONCATENATE($CU35,\" Htg\"),'Factor Tables'!$B$88:$M$88,0),FALSE),0))","v":""},{"$f":"IF($CU35=\"\",\"\",IF(OR($CU35=\"DX HP\",$CU35=\"VRF HP\",$CU35=\"PTHP\"),VLOOKUP($D35,'Factor Tables'!$N$89:$Y$105,MATCH(CONCATENATE($CU35,\" Clg\"),'Factor Tables'!$N$88:$Y$88,0),FALSE),VLOOKUP($D35,'Factor Tables'!$N$89:$Y$105,MATCH($CU35,'Factor Tables'!$N$88:$Y$88,0),FALSE)))","v":""},{"$f":"IF($CU35=\"\",\"\",IF(OR($CU35=\"DX HP\",$CU35=\"VRF HP\",$CU35=\"PTHP\"),VLOOKUP($D35,'Factor Tables'!$N$89:$Y$105,MATCH(CONCATENATE($CU35,\" Htg\"),'Factor Tables'!$N$88:$Y$88,0),FALSE),0))","v":""},{"$f":"IF($AB35=\"\",0,VLOOKUP($AB35,'Utility Admin'!$E:$G,2,FALSE))","v":0},{"$f":"IF($AB35=\"\",0,VLOOKUP($AB35,'Utility Admin'!$E:$G,3,FALSE))","v":0},{"$f":"IFERROR(IF(ABS(Summary!$F$12)<=ABS(Summary!$E$12)*'Utility Admin'!$I$5,$BA35*$DG35+$BB35*$DH35,$BA35*$DG35+$BA35*'Utility Admin'!$I$5*$DH35),0)","v":0},null,"Summer",null,null,null,null,null,null,null,null,null,null,{"$f":"IF(OR('Project Info'!$C$10=\"\",$C35=\"\",$D35=\"\"),\"\",VLOOKUP($D35,$DX$9:$EA$32,MATCH($C35,$DX$9:$EA$9,0),FALSE))","v":""},null,null,null,null,null,null,"ERROR: Contact Program Manager. Post Capacity/Unit x Post # of Units must be within +/- 20% of Pre Capacity/Unit x Pre # of Units."]
[null,27,"","",null,null,null,null,null,null,null,null,null,null,null,null,null,null,null,null,null,null,null,null,null,null,null,null,null,"A",null,null,null,null,null,null,null,null,null,null,null,null,null,null,0,0,0,0,0,0,999999999,"",0,0,{"$f":"IFERROR(IF($DI$261>'Utility Admin'!$H$5,$BB36/$BB$5*$BC$261,$DI36),0)","v":0},"","",{"$f":"IF(AND(OR($AB36=\"DX AC Air Cooled\",$AB36=\"DX HP Air Cooled\"),OR(AND($AJ36=\"Btu/hr\",$AI36<65000),AND($AJ36=\"Tons\",$AI36<65000/12000)),$AC36=\"Split\",$AO36>=15.2),MAX(Baselines!$CF280,12/9.8),Baselines!$CF280)","v":0},{"$f":"Baselines!$CG280","v":0},{"$f":"Baselines!$CI280","v":0},0,0,0,0,0,0,0,0,0,0,{"$f":"IF(OR($C36<>\"Early Retirement\",$J36=\"\"),0,IF(OR($I36=\"DX AC Air Cooled\",$I36=\"DX HP Air Cooled\"),VLOOKUP($J36,'Early Retirement'!$CI$6:$CM$32,2,FALSE),IF(OR($I36=\"PTAC\",$I36=\"PTHP\"),VLOOKUP($J36,'Early Retirement'!$CI$6:$CM$32,3,FALSE),IF(AND(OR($I36=\"Air Cooled Chiller\",$I36=\"Water Cooled Chiller\"),$L36<>\"Centrifugal\"),VLOOKUP($J36,'Early Retirement'!$CI$6:$CM$32,4,FALSE),IF(AND(OR($I36=\"Air Cooled Chiller\",$I36=\"Water Cooled Chiller\"),$L36=\"Centrifugal\"),VLOOKUP($J36,'Early Retirement'!$CI$6:$CM$32,5,FALSE),\"\")))))","v":0},0,0,0,0,0,0,0,0,0,0,0,"","","",0,0,0,{"$f":"IF(AND($C36=\"Early Retirement\",$J36<>\"\",$S36<>\"\",$U36<>\"\"),$CH36,IF(AND(OR($AB36=\"DX AC Air Cooled\",$AB36=\"DX HP Air Cooled\"),OR(AND($AJ36=\"Btu/hr\",$AI36<65000),AND($AJ36=\"Tons\",$AI36<65000/12000)),$AC36=\"Split\",$AO36>=15.2),MAX(Baselines!$CF29,12/9.8),Baselines!$CF29))","v":0},{"$f":"IF(AND($C36=\"Early Retirement\",$J36<>\"\",$S36<>\"\",$U36<>\"\"),$CI36,Baselines!$CG29)","v":0},{"$f":"Baselines!$CH29","v":"kW/ton"},"",{"$f":"IF(AND($C36=\"Early Retirement\",$J36<>\"\",$S36<>\"\",$U36<>\"\"),$CJ36,IF(AND(Baselines!$CI29=0,OR($CU36=\"DX HP\",$CU36=\"PTHP\")),$BH36,Baselines!$CI29))","v":0},"COP",{"$f":"IF(OR($C36=\"Replace-on-Burnout\",$C36=\"New Construction\"),$DC36,IF($CE36=\"\",\"\",IF(OR($CE36=\"DX HP\",$CE36=\"PTHP\"),VLOOKUP($D36,'Factor Tables'!$B$89:$M$105,MATCH(CONCATENATE($CE36,\" Clg\"),'Factor Tables'!$B$88:$M$88,0),FALSE),VLOOKUP($D36,'Factor Tables'!$B$89:$M$105,MATCH($CE36,'Factor Tables'!$B$88:$M$88,0),FALSE))))","v":""},{"$f":"IF(OR($C36=\"Replace-on-Burnout\",$C36=\"New Construction\"),$DD36,IF($CE36=\"\",\"\",IF($CE36=\"DX HP\",VLOOKUP($D36,'Factor Tables'!$B$89:$M$105,MATCH(\"DX HP Htg\",'Factor Tables'!$B$88:$M$88,0),FALSE),0)))","v":""},{"$f":"IF(OR($C36=\"Replace-on-Burnout\",$C36=\"New Construction\"),$DE36,IF($CE36=\"\",\"\",IF($CE36=\"DX HP\",VLOOKUP($D36,'Factor Tables'!$N$89:$Y$105,MATCH(\"DX HP Clg\",'Factor Tables'!$N$88:$Y$88,0),FALSE),IF($CE36=\"PTHP\",VLOOKUP($D36,'Factor Tables'!$N$89:$Y$105,MATCH(\"PTHP Clg\",'Factor Tables'!$N$88:$Y$88,0),FALSE),IF(AND($CE36<>\"DX HP\",$CE36<>\"PTHP\"),VLOOKUP($D36,'Factor Tables'!$N$89:$Y$105,MATCH($CE36,'Factor Tables'!$N$88:$Y$88,0),FALSE),\"\")))))","v":""},{"$f":"IF(OR($C36=\"Replace-on-Burnout\",$C36=\"New Construction\",$CU36=\"DX HP\",$CU36=\"PTHP\"),$DF36,IF($CE36=\"\",\"\",IF($CE36=\"DX HP\",VLOOKUP($D36,'Factor Tables'!$N$89:$Y$105,MATCH(\"DX HP Htg\",'Factor Tables'!$N$88:$Y$88,0),FALSE),IF($CE36=\"PTHP\",VLOOKUP($D36,'Factor Tables'!$N$89:$Y$105,MATCH(\"PTHP Htg\",'Factor Tables'!$N$88:$Y$88,0),FALSE),0))))","v":""},"","",0,0,"kW/ton","",0,"COP",{"$f":"IF($CU36=\"\",\"\",IF(OR($CU36=\"DX HP\",$CU36=\"VRF HP\",$CU36=\"PTHP\"),VLOOKUP($D36,'Factor Tables'!$B$89:$M$105,MATCH(CONCATENATE($CU36,\" Clg\"),'Factor Tables'!$B$88:$M$88,0),FALSE),VLOOKUP($D36,'Factor Tables'!$B$89:$M$105,MATCH($CU36,'Factor Tables'!$B$88:$M$88,0),FALSE)))","v":""},{"$f":"IF($CU36=\"\",\"\",IF(OR($CU36=\"DX HP\",$CU36=\"VRF HP\",$CU36=\"PTHP\"),VLOOKUP($D36,'Factor Tables'!$B$89:$M$105,MATCH(CONCATENATE($CU36,\" Htg\"),'Factor Tables'!$B$88:$M$88,0),FALSE),0))","v":""},{"$f":"IF($CU36=\"\",\"\",IF(OR($CU36=\"DX HP\",$CU36=\"VRF HP\",$CU36=\"PTHP\"),VLOOKUP($D36,'Factor Tables'!$N$89:$Y$105,MATCH(CONCATENATE($CU36,\" Clg\"),'Factor Tables'!$N$88:$Y$88,0),FALSE),VLOOKUP($D36,'Factor Tables'!$N$89:$Y$105,MATCH($CU36,'Factor Tables'!$N$88:$Y$88,0),FALSE)))","v":""},{"$f":"IF($CU36=\"\",\"\",IF(OR($CU36=\"DX HP\",$CU36=\"VRF HP\",$CU36=\"PTHP\"),VLOOKUP($D36,'Factor Tables'!$N$89:$Y$105,MATCH(CONCATENATE($CU36,\" Htg\"),'Factor Tables'!$N$88:$Y$88,0),FALSE),0))","v":""},{"$f":"IF($AB36=\"\",0,VLOOKUP($AB36,'Utility Admin'!$E:$G,2,FALSE))","v":0},{"$f":"IF($AB36=\"\",0,VLOOKUP($AB36,'Utility Admin'!$E:$G,3,FALSE))","v":0},{"$f":"IFERROR(IF(ABS(Summary!$F$12)<=ABS(Summary!$E$12)*'Utility Admin'!$I$5,$BA36*$DG36+$BB36*$DH36,$BA36*$DG36+$BA36*'Utility Admin'!$I$5*$DH36),0)","v":0},null,"Summer",null,null,null,null,null,null,null,null,null,null,{"$f":"IF(OR('Project Info'!$C$10=\"\",$C36=\"\",$D36=\"\"),\"\",VLOOKUP($D36,$DX$9:$EA$32,MATCH($C36,$DX$9:$EA$9,0),FALSE))","v":""},null,null,null,null,null,null,"ERROR: Contact Program Manager. Post Capacity/Unit x Post # of Units must be within +/- 20% of Pre Capacity/Unit x Pre # of Units."]
[null,28,"","",null,null,null,null,null,null,null,null,null,null,null,null,null,null,null,null,null,null,null,null,null,null,null,null,null,"A",null,null,null,null,null,null,null,null,null,null,null,null,null,null,0,0,0,0,0,0,999999999,"",0,0,{"$f":"IFERROR(IF($DI$261>'Utility Admin'!$H$5,$BB37/$BB$5*$BC$261,$DI37),0)","v":0},"","",{"$f":"IF(AND(OR($AB37=\"DX AC Air Cooled\",$AB37=\"DX HP Air Cooled\"),OR(AND($AJ37=\"Btu/hr\",$AI37<65000),AND($AJ37=\"Tons\",$AI37<65000/12000)),$AC37=\"Split\",$AO37>=15.2),MAX(Baselines!$CF281,12/9.8),Baselines!$CF281)","v":0},{"$f":"Baselines!$CG281","v":0},{"$f":"Baselines!$CI281","v":0},0,0,0,0,0,0,0,0,0,0,{"$f":"IF(OR($C37<>\"Early Retirement\",$J37=\"\"),0,IF(OR($I37=\"DX AC Air Cooled\",$I37=\"DX HP Air Cooled\"),VLOOKUP($J37,'Early Retirement'!$CI$6:$CM$32,2,FALSE),IF(OR($I37=\"PTAC\",$I37=\"PTHP\"),VLOOKUP($J37,'Early Retirement'!$CI$6:$CM$32,3,FALSE),IF(AND(OR($I37=\"Air Cooled Chiller\",$I37=\"Water Cooled Chiller\"),$L37<>\"Centrifugal\"),VLOOKUP($J37,'Early Retirement'!$CI$6:$CM$32,4,FALSE),IF(AND(OR($I37=\"Air Cooled Chiller\",$I37=\"Water Cooled Chiller\"),$L37=\"Centrifugal\"),VLOOKUP($J37,'Early Retirement'!$CI$6:$CM$32,5,FALSE),\"\")))))","v":0},0,0,0,0,0,0,0,0,0,0,0,"","","",0,0,0,{"$f":"IF(AND($C37=\"Early Retirement\",$J37<>\"\",$S37<>\"\",$U37<>\"\"),$CH37,IF(AND(OR($AB37=\"DX AC Air Cooled\",$AB37=\"DX HP Air Cooled\"),OR(AND($AJ37=\"Btu/hr\",$AI37<65000),AND($AJ37=\"Tons\",$AI37<65000/12000)),$AC37=\"Split\",$AO37>=15.2),MAX(Baselines!$CF30,12/9.8),Baselines!$CF30))","v":0},{"$f":"IF(AND($C37=\"Early Retirement\",$J37<>\"\",$S37<>\"\",$U37<>\"\"),$CI37,Baselines!$CG30)","v":0},{"$f":"Baselines!$CH30","v":"kW/ton"},"",{"$f":"IF(AND($C37=\"Early Retirement\",$J37<>\"\",$S37<>\"\",$U37<>\"\"),$CJ37,IF(AND(Baselines!$CI30=0,OR($CU37=\"DX HP\",$CU37=\"PTHP\")),$BH37,Baselines!$CI30))","v":0},"COP",{"$f":"IF(OR($C37=\"Replace-on-Burnout\",$C37=\"New Construction\"),$DC37,IF($CE37=\"\",\"\",IF(OR($CE37=\"DX HP\",$CE37=\"PTHP\"),VLOOKUP($D37,'Factor Tables'!$B$89:$M$105,MATCH(CONCATENATE($CE37,\" Clg\"),'Factor Tables'!$B$88:$M$88,0),FALSE),VLOOKUP($D37,'Factor Tables'!$B$89:$M$105,MATCH($CE37,'Factor Tables'!$B$88:$M$88,0),FALSE))))","v":""},{"$f":"IF(OR($C37=\"Replace-on-Burnout\",$C37=\"New Construction\"),$DD37,IF($CE37=\"\",\"\",IF($CE37=\"DX HP\",VLOOKUP($D37,'Factor Tables'!$B$89:$M$105,MATCH(\"DX HP Htg\",'Factor Tables'!$B$88:$M$88,0),FALSE),0)))","v":""},{"$f":"IF(OR($C37=\"Replace-on-Burnout\",$C37=\"New Construction\"),$DE37,IF($CE37=\"\",\"\",IF($CE37=\"DX HP\",VLOOKUP($D37,'Factor Tables'!$N$89:$Y$105,MATCH(\"DX HP Clg\",'Factor Tables'!$N$88:$Y$88,0),FALSE),IF($CE37=\"PTHP\",VLOOKUP($D37,'Factor Tables'!$N$89:$Y$105,MATCH(\"PTHP Clg\",'Factor Tables'!$N$88:$Y$88,0),FALSE),IF(AND($CE37<>\"DX HP\",$CE37<>\"PTHP\"),VLOOKUP($D37,'Factor Tables'!$N$89:$Y$105,MATCH($CE37,'Factor Tables'!$N$88:$Y$88,0),FALSE),\"\")))))","v":""},{"$f":"IF(OR($C37=\"Replace-on-Burnout\",$C37=\"New Construction\",$CU37=\"DX HP\",$CU37=\"PTHP\"),$DF37,IF($CE37=\"\",\"\",IF($CE37=\"DX HP\",VLOOKUP($D37,'Factor Tables'!$N$89:$Y$105,MATCH(\"DX HP Htg\",'Factor Tables'!$N$88:$Y$88,0),FALSE),IF($CE37=\"PTHP\",VLOOKUP($D37,'Factor Tables'!$N$89:$Y$105,MATCH(\"PTHP Htg\",'Factor Tables'!$N$88:$Y$88,0),FALSE),0))))","v":""},"","",0,0,"kW/ton","",0,"COP",{"$f":"IF($CU37=\"\",\"\",IF(OR($CU37=\"DX HP\",$CU37=\"VRF HP\",$CU37=\"PTHP\"),VLOOKUP($D37,'Factor Tables'!$B$89:$M$105,MATCH(CONCATENATE($CU37,\" Clg\"),'Factor Tables'!$B$88:$M$88,0),FALSE),VLOOKUP($D37,'Factor Tables'!$B$89:$M$105,MATCH($CU37,'Factor Tables'!$B$88:$M$88,0),FALSE)))","v":""},{"$f":"IF($CU37=\"\",\"\",IF(OR($CU37=\"DX HP\",$CU37=\"VRF HP\",$CU37=\"PTHP\"),VLOOKUP($D37,'Factor Tables'!$B$89:$M$105,MATCH(CONCATENATE($CU37,\" Htg\"),'Factor Tables'!$B$88:$M$88,0),FALSE),0))","v":""},{"$f":"IF($CU37=\"\",\"\",IF(OR($CU37=\"DX HP\",$CU37=\"VRF HP\",$CU37=\"PTHP\"),VLOOKUP($D37,'Factor Tables'!$N$89:$Y$105,MATCH(CONCATENATE($CU37,\" Clg\"),'Factor Tables'!$N$88:$Y$88,0),FALSE),VLOOKUP($D37,'Factor Tables'!$N$89:$Y$105,MATCH($CU37,'Factor Tables'!$N$88:$Y$88,0),FALSE)))","v":""},{"$f":"IF($CU37=\"\",\"\",IF(OR($CU37=\"DX HP\",$CU37=\"VRF HP\",$CU37=\"PTHP\"),VLOOKUP($D37,'Factor Tables'!$N$89:$Y$105,MATCH(CONCATENATE($CU37,\" Htg\"),'Factor Tables'!$N$88:$Y$88,0),FALSE),0))","v":""},{"$f":"IF($AB37=\"\",0,VLOOKUP($AB37,'Utility Admin'!$E:$G,2,FALSE))","v":0},{"$f":"IF($AB37=\"\",0,VLOOKUP($AB37,'Utility Admin'!$E:$G,3,FALSE))","v":0},{"$f":"IFERROR(IF(ABS(Summary!$F$12)<=ABS(Summary!$E$12)*'Utility Admin'!$I$5,$BA37*$DG37+$BB37*$DH37,$BA37*$DG37+$BA37*'Utility Admin'!$I$5*$DH37),0)","v":0},null,"Summer",null,null,null,null,null,null,null,null,null,null,{"$f":"IF(OR('Project Info'!$C$10=\"\",$C37=\"\",$D37=\"\"),\"\",VLOOKUP($D37,$DX$9:$EA$32,MATCH($C37,$DX$9:$EA$9,0),FALSE))","v":""},null,null,null,null,null,null,"ERROR: Contact Program Manager. Post Capacity/Unit x Post # of Units must be within +/- 20% of Pre Capacity/Unit x Pre # of Units."]
[null,29,"","",null,null,null,null,null,null,null,null,null,null,null,null,null,null,null,null,null,null,null,null,null,null,null,null,null,"A",null,null,null,null,null,null,null,null,null,null,null,null,null,null,0,0,0,0,0,0,999999999,"",0,0,{"$f":"IFERROR(IF($DI$261>'Utility Admin'!$H$5,$BB38/$BB$5*$BC$261,$DI38),0)","v":0},"","",{"$f":"IF(AND(OR($AB38=\"DX AC Air Cooled\",$AB38=\"DX HP Air Cooled\"),OR(AND($AJ38=\"Btu/hr\",$AI38<65000),AND($AJ38=\"Tons\",$AI38<65000/12000)),$AC38=\"Split\",$AO38>=15.2),MAX(Baselines!$CF282,12/9.8),Baselines!$CF282)","v":0},{"$f":"Baselines!$CG282","v":0},{"$f":"Baselines!$CI282","v":0},0,0,0,0,0,0,0,0,0,0,{"$f":"IF(OR($C38<>\"Early Retirement\",$J38=\"\"),0,IF(OR($I38=\"DX AC Air Cooled\",$I38=\"DX HP Air Cooled\"),VLOOKUP($J38,'Early Retirement'!$CI$6:$CM$32,2,FALSE),IF(OR($I38=\"PTAC\",$I38=\"PTHP\"),VLOOKUP($J38,'Early Retirement'!$CI$6:$CM$32,3,FALSE),IF(AND(OR($I38=\"Air Cooled Chiller\",$I38=\"Water Cooled Chiller\"),$L38<>\"Centrifugal\"),VLOOKUP($J38,'Early Retirement'!$CI$6:$CM$32,4,FALSE),IF(AND(OR($I38=\"Air Cooled Chiller\",$I38=\"Water Cooled Chiller\"),$L38=\"Centrifugal\"),VLOOKUP($J38,'Early Retirement'!$CI$6:$CM$32,5,FALSE),\"\")))))","v":0},0,0,0,0,0,0,0,0,0,0,0,"","","",0,0,0,{"$f":"IF(AND($C38=\"Early Retirement\",$J38<>\"\",$S38<>\"\",$U38<>\"\"),$CH38,IF(AND(OR($AB38=\"DX AC Air Cooled\",$AB38=\"DX HP Air Cooled\"),OR(AND($AJ38=\"Btu/hr\",$AI38<65000),AND($AJ38=\"Tons\",$AI38<65000/12000)),$AC38=\"Split\",$AO38>=15.2),MAX(Baselines!$CF31,12/9.8),Baselines!$CF31))","v":0},{"$f":"IF(AND($C38=\"Early Retirement\",$J38<>\"\",$S38<>\"\",$U38<>\"\"),$CI38,Baselines!$CG31)","v":0},{"$f":"Baselines!$CH31","v":"kW/ton"},"",{"$f":"IF(AND($C38=\"Early Retirement\",$J38<>\"\",$S38<>\"\",$U38<>\"\"),$CJ38,IF(AND(Baselines!$CI31=0,OR($CU38=\"DX HP\",$CU38=\"PTHP\")),$BH38,Baselines!$CI31))","v":0},"COP",{"$f":"IF(OR($C38=\"Replace-on-Burnout\",$C38=\"New Construction\"),$DC38,IF($CE38=\"\",\"\",IF(OR($CE38=\"DX HP\",$CE38=\"PTHP\"),VLOOKUP($D38,'Factor Tables'!$B$89:$M$105,MATCH(CONCATENATE($CE38,\" Clg\"),'Factor Tables'!$B$88:$M$88,0),FALSE),VLOOKUP($D38,'Factor Tables'!$B$89:$M$105,MATCH($CE38,'Factor Tables'!$B$88:$M$88,0),FALSE))))","v":""},{"$f":"IF(OR($C38=\"Replace-on-Burnout\",$C38=\"New Construction\"),$DD38,IF($CE38=\"\",\"\",IF($CE38=\"DX HP\",VLOOKUP($D38,'Factor Tables'!$B$89:$M$105,MATCH(\"DX HP Htg\",'Factor Tables'!$B$88:$M$88,0),FALSE),0)))","v":""},{"$f":"IF(OR($C38=\"Replace-on-Burnout\",$C38=\"New Construction\"),$DE38,IF($CE38=\"\",\"\",IF($CE38=\"DX HP\",VLOOKUP($D38,'Factor Tables'!$N$89:$Y$105,MATCH(\"DX HP Clg\",'Factor Tables'!$N$88:$Y$88,0),FALSE),IF($CE38=\"PTHP\",VLOOKUP($D38,'Factor Tables'!$N$89:$Y$105,MATCH(\"PTHP Clg\",'Factor Tables'!$N$88:$Y$88,0),FALSE),IF(AND($CE38<>\"DX HP\",$CE38<>\"PTHP\"),VLOOKUP($D38,'Factor Tables'!$N$89:$Y$105,MATCH($CE38,'Factor Tables'!$N$88:$Y$88,0),FALSE),\"\")))))","v":""},{"$f":"IF(OR($C38=\"Replace-on-Burnout\",$C38=\"New Construction\",$CU38=\"DX HP\",$CU38=\"PTHP\"),$DF38,IF($CE38=\"\",\"\",IF($CE38=\"DX HP\",VLOOKUP($D38,'Factor Tables'!$N$89:$Y$105,MATCH(\"DX HP Htg\",'Factor Tables'!$N$88:$Y$88,0),FALSE),IF($CE38=\"PTHP\",VLOOKUP($D38,'Factor Tables'!$N$89:$Y$105,MATCH(\"PTHP Htg\",'Factor Tables'!$N$88:$Y$88,0),FALSE),0))))","v":""},"","",0,0,"kW/ton","",0,"COP",{"$f":"IF($CU38=\"\",\"\",IF(OR($CU38=\"DX HP\",$CU38=\"VRF HP\",$CU38=\"PTHP\"),VLOOKUP($D38,'Factor Tables'!$B$89:$M$105,MATCH(CONCATENATE($CU38,\" Clg\"),'Factor Tables'!$B$88:$M$88,0),FALSE),VLOOKUP($D38,'Factor Tables'!$B$89:$M$105,MATCH($CU38,'Factor Tables'!$B$88:$M$88,0),FALSE)))","v":""},{"$f":"IF($CU38=\"\",\"\",IF(OR($CU38=\"DX HP\",$CU38=\"VRF HP\",$CU38=\"PTHP\"),VLOOKUP($D38,'Factor Tables'!$B$89:$M$105,MATCH(CONCATENATE($CU38,\" Htg\"),'Factor Tables'!$B$88:$M$88,0),FALSE),0))","v":""},{"$f":"IF($CU38=\"\",\"\",IF(OR($CU38=\"DX HP\",$CU38=\"VRF HP\",$CU38=\"PTHP\"),VLOOKUP($D38,'Factor Tables'!$N$89:$Y$105,MATCH(CONCATENATE($CU38,\" Clg\"),'Factor Tables'!$N$88:$Y$88,0),FALSE),VLOOKUP($D38,'Factor Tables'!$N$89:$Y$105,MATCH($CU38,'Factor Tables'!$N$88:$Y$88,0),FALSE)))","v":""},{"$f":"IF($CU38=\"\",\"\",IF(OR($CU38=\"DX HP\",$CU38=\"VRF HP\",$CU38=\"PTHP\"),VLOOKUP($D38,'Factor Tables'!$N$89:$Y$105,MATCH(CONCATENATE($CU38,\" Htg\"),'Factor Tables'!$N$88:$Y$88,0),FALSE),0))","v":""},{"$f":"IF($AB38=\"\",0,VLOOKUP($AB38,'Utility Admin'!$E:$G,2,FALSE))","v":0},{"$f":"IF($AB38=\"\",0,VLOOKUP($AB38,'Utility Admin'!$E:$G,3,FALSE))","v":0},{"$f":"IFERROR(IF(ABS(Summary!$F$12)<=ABS(Summary!$E$12)*'Utility Admin'!$I$5,$BA38*$DG38+$BB38*$DH38,$BA38*$DG38+$BA38*'Utility Admin'!$I$5*$DH38),0)","v":0},null,"Summer",null,null,null,null,null,null,null,null,null,null,{"$f":"IF(OR('Project Info'!$C$10=\"\",$C38=\"\",$D38=\"\"),\"\",VLOOKUP($D38,$DX$9:$EA$32,MATCH($C38,$DX$9:$EA$9,0),FALSE))","v":""},null,null,null,null,null,null,"ERROR: Contact Program Manager. Post Capacity/Unit x Post # of Units must be within +/- 20% of Pre Capacity/Unit x Pre # of Units."]
[null,30,"","",null,null,null,null,null,null,null,null,null,null,null,null,null,null,null,null,null,null,null,null,null,null,null,null,null,"A",null,null,null,null,null,null,null,null,null,null,null,null,null,null,0,0,0,0,0,0,999999999,"",0,0,{"$f":"IFERROR(IF($DI$261>'Utility Admin'!$H$5,$BB39/$BB$5*$BC$261,$DI39),0)","v":0},"","",{"$f":"IF(AND(OR($AB39=\"DX AC Air Cooled\",$AB39=\"DX HP Air Cooled\"),OR(AND($AJ39=\"Btu/hr\",$AI39<65000),AND($AJ39=\"Tons\",$AI39<65000/12000)),$AC39=\"Split\",$AO39>=15.2),MAX(Baselines!$CF283,12/9.8),Baselines!$CF283)","v":0},{"$f":"Baselines!$CG283","v":0},{"$f":"Baselines!$CI283","v":0},0,0,0,0,0,0,0,0,0,0,{"$f":"IF(OR($C39<>\"Early Retirement\",$J39=\"\"),0,IF(OR($I39=\"DX AC Air Cooled\",$I39=\"DX HP Air Cooled\"),VLOOKUP($J39,'Early Retirement'!$CI$6:$CM$32,2,FALSE),IF(OR($I39=\"PTAC\",$I39=\"PTHP\"),VLOOKUP($J39,'Early Retirement'!$CI$6:$CM$32,3,FALSE),IF(AND(OR($I39=\"Air Cooled Chiller\",$I39=\"Water Cooled Chiller\"),$L39<>\"Centrifugal\"),VLOOKUP($J39,'Early Retirement'!$CI$6:$CM$32,4,FALSE),IF(AND(OR($I39=\"Air Cooled Chiller\",$I39=\"Water Cooled Chiller\"),$L39=\"Centrifugal\"),VLOOKUP($J39,'Early Retirement'!$CI$6:$CM$32,5,FALSE),\"\")))))","v":0},0,0,0,0,0,0,0,0,0,0,0,"","","",0,0,0,{"$f":"IF(AND($C39=\"Early Retirement\",$J39<>\"\",$S39<>\"\",$U39<>\"\"),$CH39,IF(AND(OR($AB39=\"DX AC Air Cooled\",$AB39=\"DX HP Air Cooled\"),OR(AND($AJ39=\"Btu/hr\",$AI39<65000),AND($AJ39=\"Tons\",$AI39<65000/12000)),$AC39=\"Split\",$AO39>=15.2),MAX(Baselines!$CF32,12/9.8),Baselines!$CF32))","v":0},{"$f":"IF(AND($C39=\"Early Retirement\",$J39<>\"\",$S39<>\"\",$U39<>\"\"),$CI39,Baselines!$CG32)","v":0},{"$f":"Baselines!$CH32","v":"kW/ton"},"",{"$f":"IF(AND($C39=\"Early Retirement\",$J39<>\"\",$S39<>\"\",$U39<>\"\"),$CJ39,IF(AND(Baselines!$CI32=0,OR($CU39=\"DX HP\",$CU39=\"PTHP\")),$BH39,Baselines!$CI32))","v":0},"COP",{"$f":"IF(OR($C39=\"Replace-on-Burnout\",$C39=\"New Construction\"),$DC39,IF($CE39=\"\",\"\",IF(OR($CE39=\"DX HP\",$CE39=\"PTHP\"),VLOOKUP($D39,'Factor Tables'!$B$89:$M$105,MATCH(CONCATENATE($CE39,\" Clg\"),'Factor Tables'!$B$88:$M$88,0),FALSE),VLOOKUP($D39,'Factor Tables'!$B$89:$M$105,MATCH($CE39,'Factor Tables'!$B$88:$M$88,0),FALSE))))","v":""},{"$f":"IF(OR($C39=\"Replace-on-Burnout\",$C39=\"New Construction\"),$DD39,IF($CE39=\"\",\"\",IF($CE39=\"DX HP\",VLOOKUP($D39,'Factor Tables'!$B$89:$M$105,MATCH(\"DX HP Htg\",'Factor Tables'!$B$88:$M$88,0),FALSE),0)))","v":""},{"$f":"IF(OR($C39=\"Replace-on-Burnout\",$C39=\"New Construction\"),$DE39,IF($CE39=\"\",\"\",IF($CE39=\"DX HP\",VLOOKUP($D39,'Factor Tables'!$N$89:$Y$105,MATCH(\"DX HP Clg\",'Factor Tables'!$N$88:$Y$88,0),FALSE),IF($CE39=\"PTHP\",VLOOKUP($D39,'Factor Tables'!$N$89:$Y$105,MATCH(\"PTHP Clg\",'Factor Tables'!$N$88:$Y$88,0),FALSE),IF(AND($CE39<>\"DX HP\",$CE39<>\"PTHP\"),VLOOKUP($D39,'Factor Tables'!$N$89:$Y$105,MATCH($CE39,'Factor Tables'!$N$88:$Y$88,0),FALSE),\"\")))))","v":""},{"$f":"IF(OR($C39=\"Replace-on-Burnout\",$C39=\"New Construction\",$CU39=\"DX HP\",$CU39=\"PTHP\"),$DF39,IF($CE39=\"\",\"\",IF($CE39=\"DX HP\",VLOOKUP($D39,'Factor Tables'!$N$89:$Y$105,MATCH(\"DX HP Htg\",'Factor Tables'!$N$88:$Y$88,0),FALSE),IF($CE39=\"PTHP\",VLOOKUP($D39,'Factor Tables'!$N$89:$Y$105,MATCH(\"PTHP Htg\",'Factor Tables'!$N$88:$Y$88,0),FALSE),0))))","v":""},"","",0,0,"kW/ton","",0,"COP",{"$f":"IF($CU39=\"\",\"\",IF(OR($CU39=\"DX HP\",$CU39=\"VRF HP\",$CU39=\"PTHP\"),VLOOKUP($D39,'Factor Tables'!$B$89:$M$105,MATCH(CONCATENATE($CU39,\" Clg\"),'Factor Tables'!$B$88:$M$88,0),FALSE),VLOOKUP($D39,'Factor Tables'!$B$89:$M$105,MATCH($CU39,'Factor Tables'!$B$88:$M$88,0),FALSE)))","v":""},{"$f":"IF($CU39=\"\",\"\",IF(OR($CU39=\"DX HP\",$CU39=\"VRF HP\",$CU39=\"PTHP\"),VLOOKUP($D39,'Factor Tables'!$B$89:$M$105,MATCH(CONCATENATE($CU39,\" Htg\"),'Factor Tables'!$B$88:$M$88,0),FALSE),0))","v":""},{"$f":"IF($CU39=\"\",\"\",IF(OR($CU39=\"DX HP\",$CU39=\"VRF HP\",$CU39=\"PTHP\"),VLOOKUP($D39,'Factor Tables'!$N$89:$Y$105,MATCH(CONCATENATE($CU39,\" Clg\"),'Factor Tables'!$N$88:$Y$88,0),FALSE),VLOOKUP($D39,'Factor Tables'!$N$89:$Y$105,MATCH($CU39,'Factor Tables'!$N$88:$Y$88,0),FALSE)))","v":""},{"$f":"IF($CU39=\"\",\"\",IF(OR($CU39=\"DX HP\",$CU39=\"VRF HP\",$CU39=\"PTHP\"),VLOOKUP($D39,'Factor Tables'!$N$89:$Y$105,MATCH(CONCATENATE($CU39,\" Htg\"),'Factor Tables'!$N$88:$Y$88,0),FALSE),0))","v":""},{"$f":"IF($AB39=\"\",0,VLOOKUP($AB39,'Utility Admin'!$E:$G,2,FALSE))","v":0},{"$f":"IF($AB39=\"\",0,VLOOKUP($AB39,'Utility Admin'!$E:$G,3,FALSE))","v":0},{"$f":"IFERROR(IF(ABS(Summary!$F$12)<=ABS(Summary!$E$12)*'Utility Admin'!$I$5,$BA39*$DG39+$BB39*$DH39,$BA39*$DG39+$BA39*'Utility Admin'!$I$5*$DH39),0)","v":0},null,"Summer",null,null,null,null,null,null,null,null,null,null,{"$f":"IF(OR('Project Info'!$C$10=\"\",$C39=\"\",$D39=\"\"),\"\",VLOOKUP($D39,$DX$9:$EA$32,MATCH($C39,$DX$9:$EA$9,0),FALSE))","v":""},null,null,null,null,null,null,"ERROR: Contact Program Manager. Post Capacity/Unit x Post # of Units must be within +/- 20% of Pre Capacity/Unit x Pre # of Units."]
[null,31,"","",null,null,null,null,null,null,null,null,null,null,null,null,null,null,null,null,null,null,null,null,null,null,null,null,null,"A",null,null,null,null,null,null,null,null,null,null,null,null,null,null,0,0,0,0,0,0,999999999,"",0,0,{"$f":"IFERROR(IF($DI$261>'Utility Admin'!$H$5,$BB40/$BB$5*$BC$261,$DI40),0)","v":0},"","",{"$f":"IF(AND(OR($AB40=\"DX AC Air Cooled\",$AB40=\"DX HP Air Cooled\"),OR(AND($AJ40=\"Btu/hr\",$AI40<65000),AND($AJ40=\"Tons\",$AI40<65000/12000)),$AC40=\"Split\",$AO40>=15.2),MAX(Baselines!$CF284,12/9.8),Baselines!$CF284)","v":0},{"$f":"Baselines!$CG284","v":0},{"$f":"Baselines!$CI284","v":0},0,0,0,0,0,0,0,0,0,0,{"$f":"IF(OR($C40<>\"Early Retirement\",$J40=\"\"),0,IF(OR($I40=\"DX AC Air Cooled\",$I40=\"DX HP Air Cooled\"),VLOOKUP($J40,'Early Retirement'!$CI$6:$CM$32,2,FALSE),IF(OR($I40=\"PTAC\",$I40=\"PTHP\"),VLOOKUP($J40,'Early Retirement'!$CI$6:$CM$32,3,FALSE),IF(AND(OR($I40=\"Air Cooled Chiller\",$I40=\"Water Cooled Chiller\"),$L40<>\"Centrifugal\"),VLOOKUP($J40,'Early Retirement'!$CI$6:$CM$32,4,FALSE),IF(AND(OR($I40=\"Air Cooled Chiller\",$I40=\"Water Cooled Chiller\"),$L40=\"Centrifugal\"),VLOOKUP($J40,'Early Retirement'!$CI$6:$CM$32,5,FALSE),\"\")))))","v":0},0,0,0,0,0,0,0,0,0,0,0,"","","",0,0,0,{"$f":"IF(AND($C40=\"Early Retirement\",$J40<>\"\",$S40<>\"\",$U40<>\"\"),$CH40,IF(AND(OR($AB40=\"DX AC Air Cooled\",$AB40=\"DX HP Air Cooled\"),OR(AND($AJ40=\"Btu/hr\",$AI40<65000),AND($AJ40=\"Tons\",$AI40<65000/12000)),$AC40=\"Split\",$AO40>=15.2),MAX(Baselines!$CF33,12/9.8),Baselines!$CF33))","v":0},{"$f":"IF(AND($C40=\"Early Retirement\",$J40<>\"\",$S40<>\"\",$U40<>\"\"),$CI40,Baselines!$CG33)","v":0},{"$f":"Baselines!$CH33","v":"kW/ton"},"",{"$f":"IF(AND($C40=\"Early Retirement\",$J40<>\"\",$S40<>\"\",$U40<>\"\"),$CJ40,IF(AND(Baselines!$CI33=0,OR($CU40=\"DX HP\",$CU40=\"PTHP\")),$BH40,Baselines!$CI33))","v":0},"COP",{"$f":"IF(OR($C40=\"Replace-on-Burnout\",$C40=\"New Construction\"),$DC40,IF($CE40=\"\",\"\",IF(OR($CE40=\"DX HP\",$CE40=\"PTHP\"),VLOOKUP($D40,'Factor Tables'!$B$89:$M$105,MATCH(CONCATENATE($CE40,\" Clg\"),'Factor Tables'!$B$88:$M$88,0),FALSE),VLOOKUP($D40,'Factor Tables'!$B$89:$M$105,MATCH($CE40,'Factor Tables'!$B$88:$M$88,0),FALSE))))","v":""},{"$f":"IF(OR($C40=\"Replace-on-Burnout\",$C40=\"New Construction\"),$DD40,IF($CE40=\"\",\"\",IF($CE40=\"DX HP\",VLOOKUP($D40,'Factor Tables'!$B$89:$M$105,MATCH(\"DX HP Htg\",'Factor Tables'!$B$88:$M$88,0),FALSE),0)))","v":""},{"$f":"IF(OR($C40=\"Replace-on-Burnout\",$C40=\"New Construction\"),$DE40,IF($CE40=\"\",\"\",IF($CE40=\"DX HP\",VLOOKUP($D40,'Factor Tables'!$N$89:$Y$105,MATCH(\"DX HP Clg\",'Factor Tables'!$N$88:$Y$88,0),FALSE),IF($CE40=\"PTHP\",VLOOKUP($D40,'Factor Tables'!$N$89:$Y$105,MATCH(\"PTHP Clg\",'Factor Tables'!$N$88:$Y$88,0),FALSE),IF(AND($CE40<>\"DX HP\",$CE40<>\"PTHP\"),VLOOKUP($D40,'Factor Tables'!$N$89:$Y$105,MATCH($CE40,'Factor Tables'!$N$88:$Y$88,0),FALSE),\"\")))))","v":""},{"$f":"IF(OR($C40=\"Replace-on-Burnout\",$C40=\"New Construction\",$CU40=\"DX HP\",$CU40=\"PTHP\"),$DF40,IF($CE40=\"\",\"\",IF($CE40=\"DX HP\",VLOOKUP($D40,'Factor Tables'!$N$89:$Y$105,MATCH(\"DX HP Htg\",'Factor Tables'!$N$88:$Y$88,0),FALSE),IF($CE40=\"PTHP\",VLOOKUP($D40,'Factor Tables'!$N$89:$Y$105,MATCH(\"PTHP Htg\",'Factor Tables'!$N$88:$Y$88,0),FALSE),0))))","v":""},"","",0,0,"kW/ton","",0,"COP",{"$f":"IF($CU40=\"\",\"\",IF(OR($CU40=\"DX HP\",$CU40=\"VRF HP\",$CU40=\"PTHP\"),VLOOKUP($D40,'Factor Tables'!$B$89:$M$105,MATCH(CONCATENATE($CU40,\" Clg\"),'Factor Tables'!$B$88:$M$88,0),FALSE),VLOOKUP($D40,'Factor Tables'!$B$89:$M$105,MATCH($CU40,'Factor Tables'!$B$88:$M$88,0),FALSE)))","v":""},{"$f":"IF($CU40=\"\",\"\",IF(OR($CU40=\"DX HP\",$CU40=\"VRF HP\",$CU40=\"PTHP\"),VLOOKUP($D40,'Factor Tables'!$B$89:$M$105,MATCH(CONCATENATE($CU40,\" Htg\"),'Factor Tables'!$B$88:$M$88,0),FALSE),0))","v":""},{"$f":"IF($CU40=\"\",\"\",IF(OR($CU40=\"DX HP\",$CU40=\"VRF HP\",$CU40=\"PTHP\"),VLOOKUP($D40,'Factor Tables'!$N$89:$Y$105,MATCH(CONCATENATE($CU40,\" Clg\"),'Factor Tables'!$N$88:$Y$88,0),FALSE),VLOOKUP($D40,'Factor Tables'!$N$89:$Y$105,MATCH($CU40,'Factor Tables'!$N$88:$Y$88,0),FALSE)))","v":""},{"$f":"IF($CU40=\"\",\"\",IF(OR($CU40=\"DX HP\",$CU40=\"VRF HP\",$CU40=\"PTHP\"),VLOOKUP($D40,'Factor Tables'!$N$89:$Y$105,MATCH(CONCATENATE($CU40,\" Htg\"),'Factor Tables'!$N$88:$Y$88,0),FALSE),0))","v":""},{"$f":"IF($AB40=\"\",0,VLOOKUP($AB40,'Utility Admin'!$E:$G,2,FALSE))","v":0},{"$f":"IF($AB40=\"\",0,VLOOKUP($AB40,'Utility Admin'!$E:$G,3,FALSE))","v":0},{"$f":"IFERROR(IF(ABS(Summary!$F$12)<=ABS(Summary!$E$12)*'Utility Admin'!$I$5,$BA40*$DG40+$BB40*$DH40,$BA40*$DG40+$BA40*'Utility Admin'!$I$5*$DH40),0)","v":0},null,"Summer",null,null,null,null,null,null,null,null,null,null,{"$f":"IF(OR('Project Info'!$C$10=\"\",$C40=\"\",$D40=\"\"),\"\",VLOOKUP($D40,$DX$9:$EA$32,MATCH($C40,$DX$9:$EA$9,0),FALSE))","v":""},null,null,null,null,null,null,"ERROR: Contact Program Manager. Post Capacity/Unit x Post # of Units must be within +/- 20% of Pre Capacity/Unit x Pre # of Units."]
[null,32,"","",null,null,null,null,null,null,null,null,null,null,null,null,null,null,null,null,null,null,null,null,null,null,null,null,null,"A",null,null,null,null,null,null,null,null,null,null,null,null,null,null,0,0,0,0,0,0,999999999,"",0,0,{"$f":"IFERROR(IF($DI$261>'Utility Admin'!$H$5,$BB41/$BB$5*$BC$261,$DI41),0)","v":0},"","",{"$f":"IF(AND(OR($AB41=\"DX AC Air Cooled\",$AB41=\"DX HP Air Cooled\"),OR(AND($AJ41=\"Btu/hr\",$AI41<65000),AND($AJ41=\"Tons\",$AI41<65000/12000)),$AC41=\"Split\",$AO41>=15.2),MAX(Baselines!$CF285,12/9.8),Baselines!$CF285)","v":0},{"$f":"Baselines!$CG285","v":0},{"$f":"Baselines!$CI285","v":0},0,0,0,0,0,0,0,0,0,0,{"$f":"IF(OR($C41<>\"Early Retirement\",$J41=\"\"),0,IF(OR($I41=\"DX AC Air Cooled\",$I41=\"DX HP Air Cooled\"),VLOOKUP($J41,'Early Retirement'!$CI$6:$CM$32,2,FALSE),IF(OR($I41=\"PTAC\",$I41=\"PTHP\"),VLOOKUP($J41,'Early Retirement'!$CI$6:$CM$32,3,FALSE),IF(AND(OR($I41=\"Air Cooled Chiller\",$I41=\"Water Cooled Chiller\"),$L41<>\"Centrifugal\"),VLOOKUP($J41,'Early Retirement'!$CI$6:$CM$32,4,FALSE),IF(AND(OR($I41=\"Air Cooled Chiller\",$I41=\"Water Cooled Chiller\"),$L41=\"Centrifugal\"),VLOOKUP($J41,'Early Retirement'!$CI$6:$CM$32,5,FALSE),\"\")))))","v":0},0,0,0,0,0,0,0,0,0,0,0,"","","",0,0,0,{"$f":"IF(AND($C41=\"Early Retirement\",$J41<>\"\",$S41<>\"\",$U41<>\"\"),$CH41,IF(AND(OR($AB41=\"DX AC Air Cooled\",$AB41=\"DX HP Air Cooled\"),OR(AND($AJ41=\"Btu/hr\",$AI41<65000),AND($AJ41=\"Tons\",$AI41<65000/12000)),$AC41=\"Split\",$AO41>=15.2),MAX(Baselines!$CF34,12/9.8),Baselines!$CF34))","v":0},{"$f":"IF(AND($C41=\"Early Retirement\",$J41<>\"\",$S41<>\"\",$U41<>\"\"),$CI41,Baselines!$CG34)","v":0},{"$f":"Baselines!$CH34","v":"kW/ton"},"",{"$f":"IF(AND($C41=\"Early Retirement\",$J41<>\"\",$S41<>\"\",$U41<>\"\"),$CJ41,IF(AND(Baselines!$CI34=0,OR($CU41=\"DX HP\",$CU41=\"PTHP\")),$BH41,Baselines!$CI34))","v":0},"COP",{"$f":"IF(OR($C41=\"Replace-on-Burnout\",$C41=\"New Construction\"),$DC41,IF($CE41=\"\",\"\",IF(OR($CE41=\"DX HP\",$CE41=\"PTHP\"),VLOOKUP($D41,'Factor Tables'!$B$89:$M$105,MATCH(CONCATENATE($CE41,\" Clg\"),'Factor Tables'!$B$88:$M$88,0),FALSE),VLOOKUP($D41,'Factor Tables'!$B$89:$M$105,MATCH($CE41,'Factor Tables'!$B$88:$M$88,0),FALSE))))","v":""},{"$f":"IF(OR($C41=\"Replace-on-Burnout\",$C41=\"New Construction\"),$DD41,IF($CE41=\"\",\"\",IF($CE41=\"DX HP\",VLOOKUP($D41,'Factor Tables'!$B$89:$M$105,MATCH(\"DX HP Htg\",'Factor Tables'!$B$88:$M$88,0),FALSE),0)))","v":""},{"$f":"IF(OR($C41=\"Replace-on-Burnout\",$C41=\"New Construction\"),$DE41,IF($CE41=\"\",\"\",IF($CE41=\"DX HP\",VLOOKUP($D41,'Factor Tables'!$N$89:$Y$105,MATCH(\"DX HP Clg\",'Factor Tables'!$N$88:$Y$88,0),FALSE),IF($CE41=\"PTHP\",VLOOKUP($D41,'Factor Tables'!$N$89:$Y$105,MATCH(\"PTHP Clg\",'Factor Tables'!$N$88:$Y$88,0),FALSE),IF(AND($CE41<>\"DX HP\",$CE41<>\"PTHP\"),VLOOKUP($D41,'Factor Tables'!$N$89:$Y$105,MATCH($CE41,'Factor Tables'!$N$88:$Y$88,0),FALSE),\"\")))))","v":""},{"$f":"IF(OR($C41=\"Replace-on-Burnout\",$C41=\"New Construction\",$CU41=\"DX HP\",$CU41=\"PTHP\"),$DF41,IF($CE41=\"\",\"\",IF($CE41=\"DX HP\",VLOOKUP($D41,'Factor Tables'!$N$89:$Y$105,MATCH(\"DX HP Htg\",'Factor Tables'!$N$88:$Y$88,0),FALSE),IF($CE41=\"PTHP\",VLOOKUP($D41,'Factor Tables'!$N$89:$Y$105,MATCH(\"PTHP Htg\",'Factor Tables'!$N$88:$Y$88,0),FALSE),0))))","v":""},"","",0,0,"kW/ton","",0,"COP",{"$f":"IF($CU41=\"\",\"\",IF(OR($CU41=\"DX HP\",$CU41=\"VRF HP\",$CU41=\"PTHP\"),VLOOKUP($D41,'Factor Tables'!$B$89:$M$105,MATCH(CONCATENATE($CU41,\" Clg\"),'Factor Tables'!$B$88:$M$88,0),FALSE),VLOOKUP($D41,'Factor Tables'!$B$89:$M$105,MATCH($CU41,'Factor Tables'!$B$88:$M$88,0),FALSE)))","v":""},{"$f":"IF($CU41=\"\",\"\",IF(OR($CU41=\"DX HP\",$CU41=\"VRF HP\",$CU41=\"PTHP\"),VLOOKUP($D41,'Factor Tables'!$B$89:$M$105,MATCH(CONCATENATE($CU41,\" Htg\"),'Factor Tables'!$B$88:$M$88,0),FALSE),0))","v":""},{"$f":"IF($CU41=\"\",\"\",IF(OR($CU41=\"DX HP\",$CU41=\"VRF HP\",$CU41=\"PTHP\"),VLOOKUP($D41,'Factor Tables'!$N$89:$Y$105,MATCH(CONCATENATE($CU41,\" Clg\"),'Factor Tables'!$N$88:$Y$88,0),FALSE),VLOOKUP($D41,'Factor Tables'!$N$89:$Y$105,MATCH($CU41,'Factor Tables'!$N$88:$Y$88,0),FALSE)))","v":""},{"$f":"IF($CU41=\"\",\"\",IF(OR($CU41=\"DX HP\",$CU41=\"VRF HP\",$CU41=\"PTHP\"),VLOOKUP($D41,'Factor Tables'!$N$89:$Y$105,MATCH(CONCATENATE($CU41,\" Htg\"),'Factor Tables'!$N$88:$Y$88,0),FALSE),0))","v":""},{"$f":"IF($AB41=\"\",0,VLOOKUP($AB41,'Utility Admin'!$E:$G,2,FALSE))","v":0},{"$f":"IF($AB41=\"\",0,VLOOKUP($AB41,'Utility Admin'!$E:$G,3,FALSE))","v":0},{"$f":"IFERROR(IF(ABS(Summary!$F$12)<=ABS(Summary!$E$12)*'Utility Admin'!$I$5,$BA41*$DG41+$BB41*$DH41,$BA41*$DG41+$BA41*'Utility Admin'!$I$5*$DH41),0)","v":0},null,"Summer",null,null,null,null,null,null,null,null,null,null,{"$f":"IF(OR('Project Info'!$C$10=\"\",$C41=\"\",$D41=\"\"),\"\",VLOOKUP($D41,$DX$9:$EA$32,MATCH($C41,$DX$9:$EA$9,0),FALSE))","v":""},null,null,null,null,null,null,"ERROR: Contact Program Manager. Post Capacity/Unit x Post # of Units must be within +/- 20% of Pre Capacity/Unit x Pre # of Units."]
[null,33,"","",null,null,null,null,null,null,null,null,null,null,null,null,null,null,null,null,null,null,null,null,null,null,null,null,null,"A",null,null,null,null,null,null,null,null,null,null,null,null,null,null,0,0,0,0,0,0,999999999,"",0,0,{"$f":"IFERROR(IF($DI$261>'Utility Admin'!$H$5,$BB42/$BB$5*$BC$261,$DI42),0)","v":0},"","",{"$f":"IF(AND(OR($AB42=\"DX AC Air Cooled\",$AB42=\"DX HP Air Cooled\"),OR(AND($AJ42=\"Btu/hr\",$AI42<65000),AND($AJ42=\"Tons\",$AI42<65000/12000)),$AC42=\"Split\",$AO42>=15.2),MAX(Baselines!$CF286,12/9.8),Baselines!$CF286)","v":0},{"$f":"Baselines!$CG286","v":0},{"$f":"Baselines!$CI286","v":0},0,0,0,0,0,0,0,0,0,0,{"$f":"IF(OR($C42<>\"Early Retirement\",$J42=\"\"),0,IF(OR($I42=\"DX AC Air Cooled\",$I42=\"DX HP Air Cooled\"),VLOOKUP($J42,'Early Retirement'!$CI$6:$CM$32,2,FALSE),IF(OR($I42=\"PTAC\",$I42=\"PTHP\"),VLOOKUP($J42,'Early Retirement'!$CI$6:$CM$32,3,FALSE),IF(AND(OR($I42=\"Air Cooled Chiller\",$I42=\"Water Cooled Chiller\"),$L42<>\"Centrifugal\"),VLOOKUP($J42,'Early Retirement'!$CI$6:$CM$32,4,FALSE),IF(AND(OR($I42=\"Air Cooled Chiller\",$I42=\"Water Cooled Chiller\"),$L42=\"Centrifugal\"),VLOOKUP($J42,'Early Retirement'!$CI$6:$CM$32,5,FALSE),\"\")))))","v":0},0,0,0,0,0,0,0,0,0,0,0,"","","",0,0,0,{"$f":"IF(AND($C42=\"Early Retirement\",$J42<>\"\",$S42<>\"\",$U42<>\"\"),$CH42,IF(AND(OR($AB42=\"DX AC Air Cooled\",$AB42=\"DX HP Air Cooled\"),OR(AND($AJ42=\"Btu/hr\",$AI42<65000),AND($AJ42=\"Tons\",$AI42<65000/12000)),$AC42=\"Split\",$AO42>=15.2),MAX(Baselines!$CF35,12/9.8),Baselines!$CF35))","v":0},{"$f":"IF(AND($C42=\"Early Retirement\",$J42<>\"\",$S42<>\"\",$U42<>\"\"),$CI42,Baselines!$CG35)","v":0},{"$f":"Baselines!$CH35","v":"kW/ton"},"",{"$f":"IF(AND($C42=\"Early Retirement\",$J42<>\"\",$S42<>\"\",$U42<>\"\"),$CJ42,IF(AND(Baselines!$CI35=0,OR($CU42=\"DX HP\",$CU42=\"PTHP\")),$BH42,Baselines!$CI35))","v":0},"COP",{"$f":"IF(OR($C42=\"Replace-on-Burnout\",$C42=\"New Construction\"),$DC42,IF($CE42=\"\",\"\",IF(OR($CE42=\"DX HP\",$CE42=\"PTHP\"),VLOOKUP($D42,'Factor Tables'!$B$89:$M$105,MATCH(CONCATENATE($CE42,\" Clg\"),'Factor Tables'!$B$88:$M$88,0),FALSE),VLOOKUP($D42,'Factor Tables'!$B$89:$M$105,MATCH($CE42,'Factor Tables'!$B$88:$M$88,0),FALSE))))","v":""},{"$f":"IF(OR($C42=\"Replace-on-Burnout\",$C42=\"New Construction\"),$DD42,IF($CE42=\"\",\"\",IF($CE42=\"DX HP\",VLOOKUP($D42,'Factor Tables'!$B$89:$M$105,MATCH(\"DX HP Htg\",'Factor Tables'!$B$88:$M$88,0),FALSE),0)))","v":""},{"$f":"IF(OR($C42=\"Replace-on-Burnout\",$C42=\"New Construction\"),$DE42,IF($CE42=\"\",\"\",IF($CE42=\"DX HP\",VLOOKUP($D42,'Factor Tables'!$N$89:$Y$105,MATCH(\"DX HP Clg\",'Factor Tables'!$N$88:$Y$88,0),FALSE),IF($CE42=\"PTHP\",VLOOKUP($D42,'Factor Tables'!$N$89:$Y$105,MATCH(\"PTHP Clg\",'Factor Tables'!$N$88:$Y$88,0),FALSE),IF(AND($CE42<>\"DX HP\",$CE42<>\"PTHP\"),VLOOKUP($D42,'Factor Tables'!$N$89:$Y$105,MATCH($CE42,'Factor Tables'!$N$88:$Y$88,0),FALSE),\"\")))))","v":""},{"$f":"IF(OR($C42=\"Replace-on-Burnout\",$C42=\"New Construction\",$CU42=\"DX HP\",$CU42=\"PTHP\"),$DF42,IF($CE42=\"\",\"\",IF($CE42=\"DX HP\",VLOOKUP($D42,'Factor Tables'!$N$89:$Y$105,MATCH(\"DX HP Htg\",'Factor Tables'!$N$88:$Y$88,0),FALSE),IF($CE42=\"PTHP\",VLOOKUP($D42,'Factor Tables'!$N$89:$Y$105,MATCH(\"PTHP Htg\",'Factor Tables'!$N$88:$Y$88,0),FALSE),0))))","v":""},"","",0,0,"kW/ton","",0,"COP",{"$f":"IF($CU42=\"\",\"\",IF(OR($CU42=\"DX HP\",$CU42=\"VRF HP\",$CU42=\"PTHP\"),VLOOKUP($D42,'Factor Tables'!$B$89:$M$105,MATCH(CONCATENATE($CU42,\" Clg\"),'Factor Tables'!$B$88:$M$88,0),FALSE),VLOOKUP($D42,'Factor Tables'!$B$89:$M$105,MATCH($CU42,'Factor Tables'!$B$88:$M$88,0),FALSE)))","v":""},{"$f":"IF($CU42=\"\",\"\",IF(OR($CU42=\"DX HP\",$CU42=\"VRF HP\",$CU42=\"PTHP\"),VLOOKUP($D42,'Factor Tables'!$B$89:$M$105,MATCH(CONCATENATE($CU42,\" Htg\"),'Factor Tables'!$B$88:$M$88,0),FALSE),0))","v":""},{"$f":"IF($CU42=\"\",\"\",IF(OR($CU42=\"DX HP\",$CU42=\"VRF HP\",$CU42=\"PTHP\"),VLOOKUP($D42,'Factor Tables'!$N$89:$Y$105,MATCH(CONCATENATE($CU42,\" Clg\"),'Factor Tables'!$N$88:$Y$88,0),FALSE),VLOOKUP($D42,'Factor Tables'!$N$89:$Y$105,MATCH($CU42,'Factor Tables'!$N$88:$Y$88,0),FALSE)))","v":""},{"$f":"IF($CU42=\"\",\"\",IF(OR($CU42=\"DX HP\",$CU42=\"VRF HP\",$CU42=\"PTHP\"),VLOOKUP($D42,'Factor Tables'!$N$89:$Y$105,MATCH(CONCATENATE($CU42,\" Htg\"),'Factor Tables'!$N$88:$Y$88,0),FALSE),0))","v":""},{"$f":"IF($AB42=\"\",0,VLOOKUP($AB42,'Utility Admin'!$E:$G,2,FALSE))","v":0},{"$f":"IF($AB42=\"\",0,VLOOKUP($AB42,'Utility Admin'!$E:$G,3,FALSE))","v":0},{"$f":"IFERROR(IF(ABS(Summary!$F$12)<=ABS(Summary!$E$12)*'Utility Admin'!$I$5,$BA42*$DG42+$BB42*$DH42,$BA42*$DG42+$BA42*'Utility Admin'!$I$5*$DH42),0)","v":0},null,"Summer",null,null,null,null,null,null,null,null,null,null,{"$f":"IF(OR('Project Info'!$C$10=\"\",$C42=\"\",$D42=\"\"),\"\",VLOOKUP($D42,$DX$9:$EA$32,MATCH($C42,$DX$9:$EA$9,0),FALSE))","v":""},null,null,null,null,null,null,"ERROR: Contact Program Manager. Post Capacity/Unit x Post # of Units must be within +/- 20% of Pre Capacity/Unit x Pre # of Units."]
[null,34,"","",null,null,null,null,null,null,null,null,null,null,null,null,null,null,null,null,null,null,null,null,null,null,null,null,null,"A",null,null,null,null,null,null,null,null,null,null,null,null,null,null,0,0,0,0,0,0,999999999,"",0,0,{"$f":"IFERROR(IF($DI$261>'Utility Admin'!$H$5,$BB43/$BB$5*$BC$261,$DI43),0)","v":0},"","",{"$f":"IF(AND(OR($AB43=\"DX AC Air Cooled\",$AB43=\"DX HP Air Cooled\"),OR(AND($AJ43=\"Btu/hr\",$AI43<65000),AND($AJ43=\"Tons\",$AI43<65000/12000)),$AC43=\"Split\",$AO43>=15.2),MAX(Baselines!$CF287,12/9.8),Baselines!$CF287)","v":0},{"$f":"Baselines!$CG287","v":0},{"$f":"Baselines!$CI287","v":0},0,0,0,0,0,0,0,0,0,0,{"$f":"IF(OR($C43<>\"Early Retirement\",$J43=\"\"),0,IF(OR($I43=\"DX AC Air Cooled\",$I43=\"DX HP Air Cooled\"),VLOOKUP($J43,'Early Retirement'!$CI$6:$CM$32,2,FALSE),IF(OR($I43=\"PTAC\",$I43=\"PTHP\"),VLOOKUP($J43,'Early Retirement'!$CI$6:$CM$32,3,FALSE),IF(AND(OR($I43=\"Air Cooled Chiller\",$I43=\"Water Cooled Chiller\"),$L43<>\"Centrifugal\"),VLOOKUP($J43,'Early Retirement'!$CI$6:$CM$32,4,FALSE),IF(AND(OR($I43=\"Air Cooled Chiller\",$I43=\"Water Cooled Chiller\"),$L43=\"Centrifugal\"),VLOOKUP($J43,'Early Retirement'!$CI$6:$CM$32,5,FALSE),\"\")))))","v":0},0,0,0,0,0,0,0,0,0,0,0,"","","",0,0,0,{"$f":"IF(AND($C43=\"Early Retirement\",$J43<>\"\",$S43<>\"\",$U43<>\"\"),$CH43,IF(AND(OR($AB43=\"DX AC Air Cooled\",$AB43=\"DX HP Air Cooled\"),OR(AND($AJ43=\"Btu/hr\",$AI43<65000),AND($AJ43=\"Tons\",$AI43<65000/12000)),$AC43=\"Split\",$AO43>=15.2),MAX(Baselines!$CF36,12/9.8),Baselines!$CF36))","v":0},{"$f":"IF(AND($C43=\"Early Retirement\",$J43<>\"\",$S43<>\"\",$U43<>\"\"),$CI43,Baselines!$CG36)","v":0},{"$f":"Baselines!$CH36","v":"kW/ton"},"",{"$f":"IF(AND($C43=\"Early Retirement\",$J43<>\"\",$S43<>\"\",$U43<>\"\"),$CJ43,IF(AND(Baselines!$CI36=0,OR($CU43=\"DX HP\",$CU43=\"PTHP\")),$BH43,Baselines!$CI36))","v":0},"COP",{"$f":"IF(OR($C43=\"Replace-on-Burnout\",$C43=\"New Construction\"),$DC43,IF($CE43=\"\",\"\",IF(OR($CE43=\"DX HP\",$CE43=\"PTHP\"),VLOOKUP($D43,'Factor Tables'!$B$89:$M$105,MATCH(CONCATENATE($CE43,\" Clg\"),'Factor Tables'!$B$88:$M$88,0),FALSE),VLOOKUP($D43,'Factor Tables'!$B$89:$M$105,MATCH($CE43,'Factor Tables'!$B$88:$M$88,0),FALSE))))","v":""},{"$f":"IF(OR($C43=\"Replace-on-Burnout\",$C43=\"New Construction\"),$DD43,IF($CE43=\"\",\"\",IF($CE43=\"DX HP\",VLOOKUP($D43,'Factor Tables'!$B$89:$M$105,MATCH(\"DX HP Htg\",'Factor Tables'!$B$88:$M$88,0),FALSE),0)))","v":""},{"$f":"IF(OR($C43=\"Replace-on-Burnout\",$C43=\"New Construction\"),$DE43,IF($CE43=\"\",\"\",IF($CE43=\"DX HP\",VLOOKUP($D43,'Factor Tables'!$N$89:$Y$105,MATCH(\"DX HP Clg\",'Factor Tables'!$N$88:$Y$88,0),FALSE),IF($CE43=\"PTHP\",VLOOKUP($D43,'Factor Tables'!$N$89:$Y$105,MATCH(\"PTHP Clg\",'Factor Tables'!$N$88:$Y$88,0),FALSE),IF(AND($CE43<>\"DX HP\",$CE43<>\"PTHP\"),VLOOKUP($D43,'Factor Tables'!$N$89:$Y$105,MATCH($CE43,'Factor Tables'!$N$88:$Y$88,0),FALSE),\"\")))))","v":""},{"$f":"IF(OR($C43=\"Replace-on-Burnout\",$C43=\"New Construction\",$CU43=\"DX HP\",$CU43=\"PTHP\"),$DF43,IF($CE43=\"\",\"\",IF($CE43=\"DX HP\",VLOOKUP($D43,'Factor Tables'!$N$89:$Y$105,MATCH(\"DX HP Htg\",'Factor Tables'!$N$88:$Y$88,0),FALSE),IF($CE43=\"PTHP\",VLOOKUP($D43,'Factor Tables'!$N$89:$Y$105,MATCH(\"PTHP Htg\",'Factor Tables'!$N$88:$Y$88,0),FALSE),0))))","v":""},"","",0,0,"kW/ton","",0,"COP",{"$f":"IF($CU43=\"\",\"\",IF(OR($CU43=\"DX HP\",$CU43=\"VRF HP\",$CU43=\"PTHP\"),VLOOKUP($D43,'Factor Tables'!$B$89:$M$105,MATCH(CONCATENATE($CU43,\" Clg\"),'Factor Tables'!$B$88:$M$88,0),FALSE),VLOOKUP($D43,'Factor Tables'!$B$89:$M$105,MATCH($CU43,'Factor Tables'!$B$88:$M$88,0),FALSE)))","v":""},{"$f":"IF($CU43=\"\",\"\",IF(OR($CU43=\"DX HP\",$CU43=\"VRF HP\",$CU43=\"PTHP\"),VLOOKUP($D43,'Factor Tables'!$B$89:$M$105,MATCH(CONCATENATE($CU43,\" Htg\"),'Factor Tables'!$B$88:$M$88,0),FALSE),0))","v":""},{"$f":"IF($CU43=\"\",\"\",IF(OR($CU43=\"DX HP\",$CU43=\"VRF HP\",$CU43=\"PTHP\"),VLOOKUP($D43,'Factor Tables'!$N$89:$Y$105,MATCH(CONCATENATE($CU43,\" Clg\"),'Factor Tables'!$N$88:$Y$88,0),FALSE),VLOOKUP($D43,'Factor Tables'!$N$89:$Y$105,MATCH($CU43,'Factor Tables'!$N$88:$Y$88,0),FALSE)))","v":""},{"$f":"IF($CU43=\"\",\"\",IF(OR($CU43=\"DX HP\",$CU43=\"VRF HP\",$CU43=\"PTHP\"),VLOOKUP($D43,'Factor Tables'!$N$89:$Y$105,MATCH(CONCATENATE($CU43,\" Htg\"),'Factor Tables'!$N$88:$Y$88,0),FALSE),0))","v":""},{"$f":"IF($AB43=\"\",0,VLOOKUP($AB43,'Utility Admin'!$E:$G,2,FALSE))","v":0},{"$f":"IF($AB43=\"\",0,VLOOKUP($AB43,'Utility Admin'!$E:$G,3,FALSE))","v":0},{"$f":"IFERROR(IF(ABS(Summary!$F$12)<=ABS(Summary!$E$12)*'Utility Admin'!$I$5,$BA43*$DG43+$BB43*$DH43,$BA43*$DG43+$BA43*'Utility Admin'!$I$5*$DH43),0)","v":0},null,"Summer",null,null,null,null,null,null,null,null,null,null,{"$f":"IF(OR('Project Info'!$C$10=\"\",$C43=\"\",$D43=\"\"),\"\",VLOOKUP($D43,$DX$9:$EA$32,MATCH($C43,$DX$9:$EA$9,0),FALSE))","v":""},null,null,null,null,null,null,"ERROR: Contact Program Manager. Post Capacity/Unit x Post # of Units must be within +/- 20% of Pre Capacity/Unit x Pre # of Units."]
[null,35,"","",null,null,null,null,null,null,null,null,null,null,null,null,null,null,null,null,null,null,null,null,null,null,null,null,null,"A",null,null,null,null,null,null,null,null,null,null,null,null,null,null,0,0,0,0,0,0,999999999,"",0,0,{"$f":"IFERROR(IF($DI$261>'Utility Admin'!$H$5,$BB44/$BB$5*$BC$261,$DI44),0)","v":0},"","",{"$f":"IF(AND(OR($AB44=\"DX AC Air Cooled\",$AB44=\"DX HP Air Cooled\"),OR(AND($AJ44=\"Btu/hr\",$AI44<65000),AND($AJ44=\"Tons\",$AI44<65000/12000)),$AC44=\"Split\",$AO44>=15.2),MAX(Baselines!$CF288,12/9.8),Baselines!$CF288)","v":0},{"$f":"Baselines!$CG288","v":0},{"$f":"Baselines!$CI288","v":0},0,0,0,0,0,0,0,0,0,0,{"$f":"IF(OR($C44<>\"Early Retirement\",$J44=\"\"),0,IF(OR($I44=\"DX AC Air Cooled\",$I44=\"DX HP Air Cooled\"),VLOOKUP($J44,'Early Retirement'!$CI$6:$CM$32,2,FALSE),IF(OR($I44=\"PTAC\",$I44=\"PTHP\"),VLOOKUP($J44,'Early Retirement'!$CI$6:$CM$32,3,FALSE),IF(AND(OR($I44=\"Air Cooled Chiller\",$I44=\"Water Cooled Chiller\"),$L44<>\"Centrifugal\"),VLOOKUP($J44,'Early Retirement'!$CI$6:$CM$32,4,FALSE),IF(AND(OR($I44=\"Air Cooled Chiller\",$I44=\"Water Cooled Chiller\"),$L44=\"Centrifugal\"),VLOOKUP($J44,'Early Retirement'!$CI$6:$CM$32,5,FALSE),\"\")))))","v":0},0,0,0,0,0,0,0,0,0,0,0,"","","",0,0,0,{"$f":"IF(AND($C44=\"Early Retirement\",$J44<>\"\",$S44<>\"\",$U44<>\"\"),$CH44,IF(AND(OR($AB44=\"DX AC Air Cooled\",$AB44=\"DX HP Air Cooled\"),OR(AND($AJ44=\"Btu/hr\",$AI44<65000),AND($AJ44=\"Tons\",$AI44<65000/12000)),$AC44=\"Split\",$AO44>=15.2),MAX(Baselines!$CF37,12/9.8),Baselines!$CF37))","v":0},{"$f":"IF(AND($C44=\"Early Retirement\",$J44<>\"\",$S44<>\"\",$U44<>\"\"),$CI44,Baselines!$CG37)","v":0},{"$f":"Baselines!$CH37","v":"kW/ton"},"",{"$f":"IF(AND($C44=\"Early Retirement\",$J44<>\"\",$S44<>\"\",$U44<>\"\"),$CJ44,IF(AND(Baselines!$CI37=0,OR($CU44=\"DX HP\",$CU44=\"PTHP\")),$BH44,Baselines!$CI37))","v":0},"COP",{"$f":"IF(OR($C44=\"Replace-on-Burnout\",$C44=\"New Construction\"),$DC44,IF($CE44=\"\",\"\",IF(OR($CE44=\"DX HP\",$CE44=\"PTHP\"),VLOOKUP($D44,'Factor Tables'!$B$89:$M$105,MATCH(CONCATENATE($CE44,\" Clg\"),'Factor Tables'!$B$88:$M$88,0),FALSE),VLOOKUP($D44,'Factor Tables'!$B$89:$M$105,MATCH($CE44,'Factor Tables'!$B$88:$M$88,0),FALSE))))","v":""},{"$f":"IF(OR($C44=\"Replace-on-Burnout\",$C44=\"New Construction\"),$DD44,IF($CE44=\"\",\"\",IF($CE44=\"DX HP\",VLOOKUP($D44,'Factor Tables'!$B$89:$M$105,MATCH(\"DX HP Htg\",'Factor Tables'!$B$88:$M$88,0),FALSE),0)))","v":""},{"$f":"IF(OR($C44=\"Replace-on-Burnout\",$C44=\"New Construction\"),$DE44,IF($CE44=\"\",\"\",IF($CE44=\"DX HP\",VLOOKUP($D44,'Factor Tables'!$N$89:$Y$105,MATCH(\"DX HP Clg\",'Factor Tables'!$N$88:$Y$88,0),FALSE),IF($CE44=\"PTHP\",VLOOKUP($D44,'Factor Tables'!$N$89:$Y$105,MATCH(\"PTHP Clg\",'Factor Tables'!$N$88:$Y$88,0),FALSE),IF(AND($CE44<>\"DX HP\",$CE44<>\"PTHP\"),VLOOKUP($D44,'Factor Tables'!$N$89:$Y$105,MATCH($CE44,'Factor Tables'!$N$88:$Y$88,0),FALSE),\"\")))))","v":""},{"$f":"IF(OR($C44=\"Replace-on-Burnout\",$C44=\"New Construction\",$CU44=\"DX HP\",$CU44=\"PTHP\"),$DF44,IF($CE44=\"\",\"\",IF($CE44=\"DX HP\",VLOOKUP($D44,'Factor Tables'!$N$89:$Y$105,MATCH(\"DX HP Htg\",'Factor Tables'!$N$88:$Y$88,0),FALSE),IF($CE44=\"PTHP\",VLOOKUP($D44,'Factor Tables'!$N$89:$Y$105,MATCH(\"PTHP Htg\",'Factor Tables'!$N$88:$Y$88,0),FALSE),0))))","v":""},"","",0,0,"kW/ton","",0,"COP",{"$f":"IF($CU44=\"\",\"\",IF(OR($CU44=\"DX HP\",$CU44=\"VRF HP\",$CU44=\"PTHP\"),VLOOKUP($D44,'Factor Tables'!$B$89:$M$105,MATCH(CONCATENATE($CU44,\" Clg\"),'Factor Tables'!$B$88:$M$88,0),FALSE),VLOOKUP($D44,'Factor Tables'!$B$89:$M$105,MATCH($CU44,'Factor Tables'!$B$88:$M$88,0),FALSE)))","v":""},{"$f":"IF($CU44=\"\",\"\",IF(OR($CU44=\"DX HP\",$CU44=\"VRF HP\",$CU44=\"PTHP\"),VLOOKUP($D44,'Factor Tables'!$B$89:$M$105,MATCH(CONCATENATE($CU44,\" Htg\"),'Factor Tables'!$B$88:$M$88,0),FALSE),0))","v":""},{"$f":"IF($CU44=\"\",\"\",IF(OR($CU44=\"DX HP\",$CU44=\"VRF HP\",$CU44=\"PTHP\"),VLOOKUP($D44,'Factor Tables'!$N$89:$Y$105,MATCH(CONCATENATE($CU44,\" Clg\"),'Factor Tables'!$N$88:$Y$88,0),FALSE),VLOOKUP($D44,'Factor Tables'!$N$89:$Y$105,MATCH($CU44,'Factor Tables'!$N$88:$Y$88,0),FALSE)))","v":""},{"$f":"IF($CU44=\"\",\"\",IF(OR($CU44=\"DX HP\",$CU44=\"VRF HP\",$CU44=\"PTHP\"),VLOOKUP($D44,'Factor Tables'!$N$89:$Y$105,MATCH(CONCATENATE($CU44,\" Htg\"),'Factor Tables'!$N$88:$Y$88,0),FALSE),0))","v":""},{"$f":"IF($AB44=\"\",0,VLOOKUP($AB44,'Utility Admin'!$E:$G,2,FALSE))","v":0},{"$f":"IF($AB44=\"\",0,VLOOKUP($AB44,'Utility Admin'!$E:$G,3,FALSE))","v":0},{"$f":"IFERROR(IF(ABS(Summary!$F$12)<=ABS(Summary!$E$12)*'Utility Admin'!$I$5,$BA44*$DG44+$BB44*$DH44,$BA44*$DG44+$BA44*'Utility Admin'!$I$5*$DH44),0)","v":0},null,"Summer",null,null,null,null,null,null,null,null,null,null,{"$f":"IF(OR('Project Info'!$C$10=\"\",$C44=\"\",$D44=\"\"),\"\",VLOOKUP($D44,$DX$9:$EA$32,MATCH($C44,$DX$9:$EA$9,0),FALSE))","v":""},null,null,null,null,null,null,"ERROR: Contact Program Manager. Post Capacity/Unit x Post # of Units must be within +/- 20% of Pre Capacity/Unit x Pre # of Units."]
[null,36,"","",null,null,null,null,null,null,null,null,null,null,null,null,null,null,null,null,null,null,null,null,null,null,null,null,null,"A",null,null,null,null,null,null,null,null,null,null,null,null,null,null,0,0,0,0,0,0,999999999,"",0,0,{"$f":"IFERROR(IF($DI$261>'Utility Admin'!$H$5,$BB45/$BB$5*$BC$261,$DI45),0)","v":0},"","",{"$f":"IF(AND(OR($AB45=\"DX AC Air Cooled\",$AB45=\"DX HP Air Cooled\"),OR(AND($AJ45=\"Btu/hr\",$AI45<65000),AND($AJ45=\"Tons\",$AI45<65000/12000)),$AC45=\"Split\",$AO45>=15.2),MAX(Baselines!$CF289,12/9.8),Baselines!$CF289)","v":0},{"$f":"Baselines!$CG289","v":0},{"$f":"Baselines!$CI289","v":0},0,0,0,0,0,0,0,0,0,0,{"$f":"IF(OR($C45<>\"Early Retirement\",$J45=\"\"),0,IF(OR($I45=\"DX AC Air Cooled\",$I45=\"DX HP Air Cooled\"),VLOOKUP($J45,'Early Retirement'!$CI$6:$CM$32,2,FALSE),IF(OR($I45=\"PTAC\",$I45=\"PTHP\"),VLOOKUP($J45,'Early Retirement'!$CI$6:$CM$32,3,FALSE),IF(AND(OR($I45=\"Air Cooled Chiller\",$I45=\"Water Cooled Chiller\"),$L45<>\"Centrifugal\"),VLOOKUP($J45,'Early Retirement'!$CI$6:$CM$32,4,FALSE),IF(AND(OR($I45=\"Air Cooled Chiller\",$I45=\"Water Cooled Chiller\"),$L45=\"Centrifugal\"),VLOOKUP($J45,'Early Retirement'!$CI$6:$CM$32,5,FALSE),\"\")))))","v":0},0,0,0,0,0,0,0,0,0,0,0,"","","",0,0,0,{"$f":"IF(AND($C45=\"Early Retirement\",$J45<>\"\",$S45<>\"\",$U45<>\"\"),$CH45,IF(AND(OR($AB45=\"DX AC Air Cooled\",$AB45=\"DX HP Air Cooled\"),OR(AND($AJ45=\"Btu/hr\",$AI45<65000),AND($AJ45=\"Tons\",$AI45<65000/12000)),$AC45=\"Split\",$AO45>=15.2),MAX(Baselines!$CF38,12/9.8),Baselines!$CF38))","v":0},{"$f":"IF(AND($C45=\"Early Retirement\",$J45<>\"\",$S45<>\"\",$U45<>\"\"),$CI45,Baselines!$CG38)","v":0},{"$f":"Baselines!$CH38","v":"kW/ton"},"",{"$f":"IF(AND($C45=\"Early Retirement\",$J45<>\"\",$S45<>\"\",$U45<>\"\"),$CJ45,IF(AND(Baselines!$CI38=0,OR($CU45=\"DX HP\",$CU45=\"PTHP\")),$BH45,Baselines!$CI38))","v":0},"COP",{"$f":"IF(OR($C45=\"Replace-on-Burnout\",$C45=\"New Construction\"),$DC45,IF($CE45=\"\",\"\",IF(OR($CE45=\"DX HP\",$CE45=\"PTHP\"),VLOOKUP($D45,'Factor Tables'!$B$89:$M$105,MATCH(CONCATENATE($CE45,\" Clg\"),'Factor Tables'!$B$88:$M$88,0),FALSE),VLOOKUP($D45,'Factor Tables'!$B$89:$M$105,MATCH($CE45,'Factor Tables'!$B$88:$M$88,0),FALSE))))","v":""},{"$f":"IF(OR($C45=\"Replace-on-Burnout\",$C45=\"New Construction\"),$DD45,IF($CE45=\"\",\"\",IF($CE45=\"DX HP\",VLOOKUP($D45,'Factor Tables'!$B$89:$M$105,MATCH(\"DX HP Htg\",'Factor Tables'!$B$88:$M$88,0),FALSE),0)))","v":""},{"$f":"IF(OR($C45=\"Replace-on-Burnout\",$C45=\"New Construction\"),$DE45,IF($CE45=\"\",\"\",IF($CE45=\"DX HP\",VLOOKUP($D45,'Factor Tables'!$N$89:$Y$105,MATCH(\"DX HP Clg\",'Factor Tables'!$N$88:$Y$88,0),FALSE),IF($CE45=\"PTHP\",VLOOKUP($D45,'Factor Tables'!$N$89:$Y$105,MATCH(\"PTHP Clg\",'Factor Tables'!$N$88:$Y$88,0),FALSE),IF(AND($CE45<>\"DX HP\",$CE45<>\"PTHP\"),VLOOKUP($D45,'Factor Tables'!$N$89:$Y$105,MATCH($CE45,'Factor Tables'!$N$88:$Y$88,0),FALSE),\"\")))))","v":""},{"$f":"IF(OR($C45=\"Replace-on-Burnout\",$C45=\"New Construction\",$CU45=\"DX HP\",$CU45=\"PTHP\"),$DF45,IF($CE45=\"\",\"\",IF($CE45=\"DX HP\",VLOOKUP($D45,'Factor Tables'!$N$89:$Y$105,MATCH(\"DX HP Htg\",'Factor Tables'!$N$88:$Y$88,0),FALSE),IF($CE45=\"PTHP\",VLOOKUP($D45,'Factor Tables'!$N$89:$Y$105,MATCH(\"PTHP Htg\",'Factor Tables'!$N$88:$Y$88,0),FALSE),0))))","v":""},"","",0,0,"kW/ton","",0,"COP",{"$f":"IF($CU45=\"\",\"\",IF(OR($CU45=\"DX HP\",$CU45=\"VRF HP\",$CU45=\"PTHP\"),VLOOKUP($D45,'Factor Tables'!$B$89:$M$105,MATCH(CONCATENATE($CU45,\" Clg\"),'Factor Tables'!$B$88:$M$88,0),FALSE),VLOOKUP($D45,'Factor Tables'!$B$89:$M$105,MATCH($CU45,'Factor Tables'!$B$88:$M$88,0),FALSE)))","v":""},{"$f":"IF($CU45=\"\",\"\",IF(OR($CU45=\"DX HP\",$CU45=\"VRF HP\",$CU45=\"PTHP\"),VLOOKUP($D45,'Factor Tables'!$B$89:$M$105,MATCH(CONCATENATE($CU45,\" Htg\"),'Factor Tables'!$B$88:$M$88,0),FALSE),0))","v":""},{"$f":"IF($CU45=\"\",\"\",IF(OR($CU45=\"DX HP\",$CU45=\"VRF HP\",$CU45=\"PTHP\"),VLOOKUP($D45,'Factor Tables'!$N$89:$Y$105,MATCH(CONCATENATE($CU45,\" Clg\"),'Factor Tables'!$N$88:$Y$88,0),FALSE),VLOOKUP($D45,'Factor Tables'!$N$89:$Y$105,MATCH($CU45,'Factor Tables'!$N$88:$Y$88,0),FALSE)))","v":""},{"$f":"IF($CU45=\"\",\"\",IF(OR($CU45=\"DX HP\",$CU45=\"VRF HP\",$CU45=\"PTHP\"),VLOOKUP($D45,'Factor Tables'!$N$89:$Y$105,MATCH(CONCATENATE($CU45,\" Htg\"),'Factor Tables'!$N$88:$Y$88,0),FALSE),0))","v":""},{"$f":"IF($AB45=\"\",0,VLOOKUP($AB45,'Utility Admin'!$E:$G,2,FALSE))","v":0},{"$f":"IF($AB45=\"\",0,VLOOKUP($AB45,'Utility Admin'!$E:$G,3,FALSE))","v":0},{"$f":"IFERROR(IF(ABS(Summary!$F$12)<=ABS(Summary!$E$12)*'Utility Admin'!$I$5,$BA45*$DG45+$BB45*$DH45,$BA45*$DG45+$BA45*'Utility Admin'!$I$5*$DH45),0)","v":0},null,"Summer",null,null,null,null,null,null,null,null,null,null,{"$f":"IF(OR('Project Info'!$C$10=\"\",$C45=\"\",$D45=\"\"),\"\",VLOOKUP($D45,$DX$9:$EA$32,MATCH($C45,$DX$9:$EA$9,0),FALSE))","v":""},null,null,null,null,null,null,"ERROR: Contact Program Manager. Post Capacity/Unit x Post # of Units must be within +/- 20% of Pre Capacity/Unit x Pre # of Units."]
[null,37,"","",null,null,null,null,null,null,null,null,null,null,null,null,null,null,null,null,null,null,null,null,null,null,null,null,null,"A",null,null,null,null,null,null,null,null,null,null,null,null,null,null,0,0,0,0,0,0,999999999,"",0,0,{"$f":"IFERROR(IF($DI$261>'Utility Admin'!$H$5,$BB46/$BB$5*$BC$261,$DI46),0)","v":0},"","",{"$f":"IF(AND(OR($AB46=\"DX AC Air Cooled\",$AB46=\"DX HP Air Cooled\"),OR(AND($AJ46=\"Btu/hr\",$AI46<65000),AND($AJ46=\"Tons\",$AI46<65000/12000)),$AC46=\"Split\",$AO46>=15.2),MAX(Baselines!$CF290,12/9.8),Baselines!$CF290)","v":0},{"$f":"Baselines!$CG290","v":0},{"$f":"Baselines!$CI290","v":0},0,0,0,0,0,0,0,0,0,0,{"$f":"IF(OR($C46<>\"Early Retirement\",$J46=\"\"),0,IF(OR($I46=\"DX AC Air Cooled\",$I46=\"DX HP Air Cooled\"),VLOOKUP($J46,'Early Retirement'!$CI$6:$CM$32,2,FALSE),IF(OR($I46=\"PTAC\",$I46=\"PTHP\"),VLOOKUP($J46,'Early Retirement'!$CI$6:$CM$32,3,FALSE),IF(AND(OR($I46=\"Air Cooled Chiller\",$I46=\"Water Cooled Chiller\"),$L46<>\"Centrifugal\"),VLOOKUP($J46,'Early Retirement'!$CI$6:$CM$32,4,FALSE),IF(AND(OR($I46=\"Air Cooled Chiller\",$I46=\"Water Cooled Chiller\"),$L46=\"Centrifugal\"),VLOOKUP($J46,'Early Retirement'!$CI$6:$CM$32,5,FALSE),\"\")))))","v":0},0,0,0,0,0,0,0,0,0,0,0,"","","",0,0,0,{"$f":"IF(AND($C46=\"Early Retirement\",$J46<>\"\",$S46<>\"\",$U46<>\"\"),$CH46,IF(AND(OR($AB46=\"DX AC Air Cooled\",$AB46=\"DX HP Air Cooled\"),OR(AND($AJ46=\"Btu/hr\",$AI46<65000),AND($AJ46=\"Tons\",$AI46<65000/12000)),$AC46=\"Split\",$AO46>=15.2),MAX(Baselines!$CF39,12/9.8),Baselines!$CF39))","v":0},{"$f":"IF(AND($C46=\"Early Retirement\",$J46<>\"\",$S46<>\"\",$U46<>\"\"),$CI46,Baselines!$CG39)","v":0},{"$f":"Baselines!$CH39","v":"kW/ton"},"",{"$f":"IF(AND($C46=\"Early Retirement\",$J46<>\"\",$S46<>\"\",$U46<>\"\"),$CJ46,IF(AND(Baselines!$CI39=0,OR($CU46=\"DX HP\",$CU46=\"PTHP\")),$BH46,Baselines!$CI39))","v":0},"COP",{"$f":"IF(OR($C46=\"Replace-on-Burnout\",$C46=\"New Construction\"),$DC46,IF($CE46=\"\",\"\",IF(OR($CE46=\"DX HP\",$CE46=\"PTHP\"),VLOOKUP($D46,'Factor Tables'!$B$89:$M$105,MATCH(CONCATENATE($CE46,\" Clg\"),'Factor Tables'!$B$88:$M$88,0),FALSE),VLOOKUP($D46,'Factor Tables'!$B$89:$M$105,MATCH($CE46,'Factor Tables'!$B$88:$M$88,0),FALSE))))","v":""},{"$f":"IF(OR($C46=\"Replace-on-Burnout\",$C46=\"New Construction\"),$DD46,IF($CE46=\"\",\"\",IF($CE46=\"DX HP\",VLOOKUP($D46,'Factor Tables'!$B$89:$M$105,MATCH(\"DX HP Htg\",'Factor Tables'!$B$88:$M$88,0),FALSE),0)))","v":""},{"$f":"IF(OR($C46=\"Replace-on-Burnout\",$C46=\"New Construction\"),$DE46,IF($CE46=\"\",\"\",IF($CE46=\"DX HP\",VLOOKUP($D46,'Factor Tables'!$N$89:$Y$105,MATCH(\"DX HP Clg\",'Factor Tables'!$N$88:$Y$88,0),FALSE),IF($CE46=\"PTHP\",VLOOKUP($D46,'Factor Tables'!$N$89:$Y$105,MATCH(\"PTHP Clg\",'Factor Tables'!$N$88:$Y$88,0),FALSE),IF(AND($CE46<>\"DX HP\",$CE46<>\"PTHP\"),VLOOKUP($D46,'Factor Tables'!$N$89:$Y$105,MATCH($CE46,'Factor Tables'!$N$88:$Y$88,0),FALSE),\"\")))))","v":""},{"$f":"IF(OR($C46=\"Replace-on-Burnout\",$C46=\"New Construction\",$CU46=\"DX HP\",$CU46=\"PTHP\"),$DF46,IF($CE46=\"\",\"\",IF($CE46=\"DX HP\",VLOOKUP($D46,'Factor Tables'!$N$89:$Y$105,MATCH(\"DX HP Htg\",'Factor Tables'!$N$88:$Y$88,0),FALSE),IF($CE46=\"PTHP\",VLOOKUP($D46,'Factor Tables'!$N$89:$Y$105,MATCH(\"PTHP Htg\",'Factor Tables'!$N$88:$Y$88,0),FALSE),0))))","v":""},"","",0,0,"kW/ton","",0,"COP",{"$f":"IF($CU46=\"\",\"\",IF(OR($CU46=\"DX HP\",$CU46=\"VRF HP\",$CU46=\"PTHP\"),VLOOKUP($D46,'Factor Tables'!$B$89:$M$105,MATCH(CONCATENATE($CU46,\" Clg\"),'Factor Tables'!$B$88:$M$88,0),FALSE),VLOOKUP($D46,'Factor Tables'!$B$89:$M$105,MATCH($CU46,'Factor Tables'!$B$88:$M$88,0),FALSE)))","v":""},{"$f":"IF($CU46=\"\",\"\",IF(OR($CU46=\"DX HP\",$CU46=\"VRF HP\",$CU46=\"PTHP\"),VLOOKUP($D46,'Factor Tables'!$B$89:$M$105,MATCH(CONCATENATE($CU46,\" Htg\"),'Factor Tables'!$B$88:$M$88,0),FALSE),0))","v":""},{"$f":"IF($CU46=\"\",\"\",IF(OR($CU46=\"DX HP\",$CU46=\"VRF HP\",$CU46=\"PTHP\"),VLOOKUP($D46,'Factor Tables'!$N$89:$Y$105,MATCH(CONCATENATE($CU46,\" Clg\"),'Factor Tables'!$N$88:$Y$88,0),FALSE),VLOOKUP($D46,'Factor Tables'!$N$89:$Y$105,MATCH($CU46,'Factor Tables'!$N$88:$Y$88,0),FALSE)))","v":""},{"$f":"IF($CU46=\"\",\"\",IF(OR($CU46=\"DX HP\",$CU46=\"VRF HP\",$CU46=\"PTHP\"),VLOOKUP($D46,'Factor Tables'!$N$89:$Y$105,MATCH(CONCATENATE($CU46,\" Htg\"),'Factor Tables'!$N$88:$Y$88,0),FALSE),0))","v":""},{"$f":"IF($AB46=\"\",0,VLOOKUP($AB46,'Utility Admin'!$E:$G,2,FALSE))","v":0},{"$f":"IF($AB46=\"\",0,VLOOKUP($AB46,'Utility Admin'!$E:$G,3,FALSE))","v":0},{"$f":"IFERROR(IF(ABS(Summary!$F$12)<=ABS(Summary!$E$12)*'Utility Admin'!$I$5,$BA46*$DG46+$BB46*$DH46,$BA46*$DG46+$BA46*'Utility Admin'!$I$5*$DH46),0)","v":0},null,"Summer",null,null,null,null,null,null,null,null,null,null,{"$f":"IF(OR('Project Info'!$C$10=\"\",$C46=\"\",$D46=\"\"),\"\",VLOOKUP($D46,$DX$9:$EA$32,MATCH($C46,$DX$9:$EA$9,0),FALSE))","v":""},null,null,null,null,null,null,"ERROR: Contact Program Manager. Post Capacity/Unit x Post # of Units must be within +/- 20% of Pre Capacity/Unit x Pre # of Units."]
[null,38,"","",null,null,null,null,null,null,null,null,null,null,null,null,null,null,null,null,null,null,null,null,null,null,null,null,null,"A",null,null,null,null,null,null,null,null,null,null,null,null,null,null,0,0,0,0,0,0,999999999,"",0,0,{"$f":"IFERROR(IF($DI$261>'Utility Admin'!$H$5,$BB47/$BB$5*$BC$261,$DI47),0)","v":0},"","",{"$f":"IF(AND(OR($AB47=\"DX AC Air Cooled\",$AB47=\"DX HP Air Cooled\"),OR(AND($AJ47=\"Btu/hr\",$AI47<65000),AND($AJ47=\"Tons\",$AI47<65000/12000)),$AC47=\"Split\",$AO47>=15.2),MAX(Baselines!$CF291,12/9.8),Baselines!$CF291)","v":0},{"$f":"Baselines!$CG291","v":0},{"$f":"Baselines!$CI291","v":0},0,0,0,0,0,0,0,0,0,0,{"$f":"IF(OR($C47<>\"Early Retirement\",$J47=\"\"),0,IF(OR($I47=\"DX AC Air Cooled\",$I47=\"DX HP Air Cooled\"),VLOOKUP($J47,'Early Retirement'!$CI$6:$CM$32,2,FALSE),IF(OR($I47=\"PTAC\",$I47=\"PTHP\"),VLOOKUP($J47,'Early Retirement'!$CI$6:$CM$32,3,FALSE),IF(AND(OR($I47=\"Air Cooled Chiller\",$I47=\"Water Cooled Chiller\"),$L47<>\"Centrifugal\"),VLOOKUP($J47,'Early Retirement'!$CI$6:$CM$32,4,FALSE),IF(AND(OR($I47=\"Air Cooled Chiller\",$I47=\"Water Cooled Chiller\"),$L47=\"Centrifugal\"),VLOOKUP($J47,'Early Retirement'!$CI$6:$CM$32,5,FALSE),\"\")))))","v":0},0,0,0,0,0,0,0,0,0,0,0,"","","",0,0,0,{"$f":"IF(AND($C47=\"Early Retirement\",$J47<>\"\",$S47<>\"\",$U47<>\"\"),$CH47,IF(AND(OR($AB47=\"DX AC Air Cooled\",$AB47=\"DX HP Air Cooled\"),OR(AND($AJ47=\"Btu/hr\",$AI47<65000),AND($AJ47=\"Tons\",$AI47<65000/12000)),$AC47=\"Split\",$AO47>=15.2),MAX(Baselines!$CF40,12/9.8),Baselines!$CF40))","v":0},{"$f":"IF(AND($C47=\"Early Retirement\",$J47<>\"\",$S47<>\"\",$U47<>\"\"),$CI47,Baselines!$CG40)","v":0},{"$f":"Baselines!$CH40","v":"kW/ton"},"",{"$f":"IF(AND($C47=\"Early Retirement\",$J47<>\"\",$S47<>\"\",$U47<>\"\"),$CJ47,IF(AND(Baselines!$CI40=0,OR($CU47=\"DX HP\",$CU47=\"PTHP\")),$BH47,Baselines!$CI40))","v":0},"COP",{"$f":"IF(OR($C47=\"Replace-on-Burnout\",$C47=\"New Construction\"),$DC47,IF($CE47=\"\",\"\",IF(OR($CE47=\"DX HP\",$CE47=\"PTHP\"),VLOOKUP($D47,'Factor Tables'!$B$89:$M$105,MATCH(CONCATENATE($CE47,\" Clg\"),'Factor Tables'!$B$88:$M$88,0),FALSE),VLOOKUP($D47,'Factor Tables'!$B$89:$M$105,MATCH($CE47,'Factor Tables'!$B$88:$M$88,0),FALSE))))","v":""},{"$f":"IF(OR($C47=\"Replace-on-Burnout\",$C47=\"New Construction\"),$DD47,IF($CE47=\"\",\"\",IF($CE47=\"DX HP\",VLOOKUP($D47,'Factor Tables'!$B$89:$M$105,MATCH(\"DX HP Htg\",'Factor Tables'!$B$88:$M$88,0),FALSE),0)))","v":""},{"$f":"IF(OR($C47=\"Replace-on-Burnout\",$C47=\"New Construction\"),$DE47,IF($CE47=\"\",\"\",IF($CE47=\"DX HP\",VLOOKUP($D47,'Factor Tables'!$N$89:$Y$105,MATCH(\"DX HP Clg\",'Factor Tables'!$N$88:$Y$88,0),FALSE),IF($CE47=\"PTHP\",VLOOKUP($D47,'Factor Tables'!$N$89:$Y$105,MATCH(\"PTHP Clg\",'Factor Tables'!$N$88:$Y$88,0),FALSE),IF(AND($CE47<>\"DX HP\",$CE47<>\"PTHP\"),VLOOKUP($D47,'Factor Tables'!$N$89:$Y$105,MATCH($CE47,'Factor Tables'!$N$88:$Y$88,0),FALSE),\"\")))))","v":""},{"$f":"IF(OR($C47=\"Replace-on-Burnout\",$C47=\"New Construction\",$CU47=\"DX HP\",$CU47=\"PTHP\"),$DF47,IF($CE47=\"\",\"\",IF($CE47=\"DX HP\",VLOOKUP($D47,'Factor Tables'!$N$89:$Y$105,MATCH(\"DX HP Htg\",'Factor Tables'!$N$88:$Y$88,0),FALSE),IF($CE47=\"PTHP\",VLOOKUP($D47,'Factor Tables'!$N$89:$Y$105,MATCH(\"PTHP Htg\",'Factor Tables'!$N$88:$Y$88,0),FALSE),0))))","v":""},"","",0,0,"kW/ton","",0,"COP",{"$f":"IF($CU47=\"\",\"\",IF(OR($CU47=\"DX HP\",$CU47=\"VRF HP\",$CU47=\"PTHP\"),VLOOKUP($D47,'Factor Tables'!$B$89:$M$105,MATCH(CONCATENATE($CU47,\" Clg\"),'Factor Tables'!$B$88:$M$88,0),FALSE),VLOOKUP($D47,'Factor Tables'!$B$89:$M$105,MATCH($CU47,'Factor Tables'!$B$88:$M$88,0),FALSE)))","v":""},{"$f":"IF($CU47=\"\",\"\",IF(OR($CU47=\"DX HP\",$CU47=\"VRF HP\",$CU47=\"PTHP\"),VLOOKUP($D47,'Factor Tables'!$B$89:$M$105,MATCH(CONCATENATE($CU47,\" Htg\"),'Factor Tables'!$B$88:$M$88,0),FALSE),0))","v":""},{"$f":"IF($CU47=\"\",\"\",IF(OR($CU47=\"DX HP\",$CU47=\"VRF HP\",$CU47=\"PTHP\"),VLOOKUP($D47,'Factor Tables'!$N$89:$Y$105,MATCH(CONCATENATE($CU47,\" Clg\"),'Factor Tables'!$N$88:$Y$88,0),FALSE),VLOOKUP($D47,'Factor Tables'!$N$89:$Y$105,MATCH($CU47,'Factor Tables'!$N$88:$Y$88,0),FALSE)))","v":""},{"$f":"IF($CU47=\"\",\"\",IF(OR($CU47=\"DX HP\",$CU47=\"VRF HP\",$CU47=\"PTHP\"),VLOOKUP($D47,'Factor Tables'!$N$89:$Y$105,MATCH(CONCATENATE($CU47,\" Htg\"),'Factor Tables'!$N$88:$Y$88,0),FALSE),0))","v":""},{"$f":"IF($AB47=\"\",0,VLOOKUP($AB47,'Utility Admin'!$E:$G,2,FALSE))","v":0},{"$f":"IF($AB47=\"\",0,VLOOKUP($AB47,'Utility Admin'!$E:$G,3,FALSE))","v":0},{"$f":"IFERROR(IF(ABS(Summary!$F$12)<=ABS(Summary!$E$12)*'Utility Admin'!$I$5,$BA47*$DG47+$BB47*$DH47,$BA47*$DG47+$BA47*'Utility Admin'!$I$5*$DH47),0)","v":0},null,"Summer",null,null,null,null,null,null,null,null,null,null,{"$f":"IF(OR('Project Info'!$C$10=\"\",$C47=\"\",$D47=\"\"),\"\",VLOOKUP($D47,$DX$9:$EA$32,MATCH($C47,$DX$9:$EA$9,0),FALSE))","v":""},null,null,null,null,null,null,"ERROR: Contact Program Manager. Post Capacity/Unit x Post # of Units must be within +/- 20% of Pre Capacity/Unit x Pre # of Units."]
[null,39,"","",null,null,null,null,null,null,null,null,null,null,null,null,null,null,null,null,null,null,null,null,null,null,null,null,null,"A",null,null,null,null,null,null,null,null,null,null,null,null,null,null,0,0,0,0,0,0,999999999,"",0,0,{"$f":"IFERROR(IF($DI$261>'Utility Admin'!$H$5,$BB48/$BB$5*$BC$261,$DI48),0)","v":0},"","",{"$f":"IF(AND(OR($AB48=\"DX AC Air Cooled\",$AB48=\"DX HP Air Cooled\"),OR(AND($AJ48=\"Btu/hr\",$AI48<65000),AND($AJ48=\"Tons\",$AI48<65000/12000)),$AC48=\"Split\",$AO48>=15.2),MAX(Baselines!$CF292,12/9.8),Baselines!$CF292)","v":0},{"$f":"Baselines!$CG292","v":0},{"$f":"Baselines!$CI292","v":0},0,0,0,0,0,0,0,0,0,0,{"$f":"IF(OR($C48<>\"Early Retirement\",$J48=\"\"),0,IF(OR($I48=\"DX AC Air Cooled\",$I48=\"DX HP Air Cooled\"),VLOOKUP($J48,'Early Retirement'!$CI$6:$CM$32,2,FALSE),IF(OR($I48=\"PTAC\",$I48=\"PTHP\"),VLOOKUP($J48,'Early Retirement'!$CI$6:$CM$32,3,FALSE),IF(AND(OR($I48=\"Air Cooled Chiller\",$I48=\"Water Cooled Chiller\"),$L48<>\"Centrifugal\"),VLOOKUP($J48,'Early Retirement'!$CI$6:$CM$32,4,FALSE),IF(AND(OR($I48=\"Air Cooled Chiller\",$I48=\"Water Cooled Chiller\"),$L48=\"Centrifugal\"),VLOOKUP($J48,'Early Retirement'!$CI$6:$CM$32,5,FALSE),\"\")))))","v":0},0,0,0,0,0,0,0,0,0,0,0,"","","",0,0,0,{"$f":"IF(AND($C48=\"Early Retirement\",$J48<>\"\",$S48<>\"\",$U48<>\"\"),$CH48,IF(AND(OR($AB48=\"DX AC Air Cooled\",$AB48=\"DX HP Air Cooled\"),OR(AND($AJ48=\"Btu/hr\",$AI48<65000),AND($AJ48=\"Tons\",$AI48<65000/12000)),$AC48=\"Split\",$AO48>=15.2),MAX(Baselines!$CF41,12/9.8),Baselines!$CF41))","v":0},{"$f":"IF(AND($C48=\"Early Retirement\",$J48<>\"\",$S48<>\"\",$U48<>\"\"),$CI48,Baselines!$CG41)","v":0},{"$f":"Baselines!$CH41","v":"kW/ton"},"",{"$f":"IF(AND($C48=\"Early Retirement\",$J48<>\"\",$S48<>\"\",$U48<>\"\"),$CJ48,IF(AND(Baselines!$CI41=0,OR($CU48=\"DX HP\",$CU48=\"PTHP\")),$BH48,Baselines!$CI41))","v":0},"COP",{"$f":"IF(OR($C48=\"Replace-on-Burnout\",$C48=\"New Construction\"),$DC48,IF($CE48=\"\",\"\",IF(OR($CE48=\"DX HP\",$CE48=\"PTHP\"),VLOOKUP($D48,'Factor Tables'!$B$89:$M$105,MATCH(CONCATENATE($CE48,\" Clg\"),'Factor Tables'!$B$88:$M$88,0),FALSE),VLOOKUP($D48,'Factor Tables'!$B$89:$M$105,MATCH($CE48,'Factor Tables'!$B$88:$M$88,0),FALSE))))","v":""},{"$f":"IF(OR($C48=\"Replace-on-Burnout\",$C48=\"New Construction\"),$DD48,IF($CE48=\"\",\"\",IF($CE48=\"DX HP\",VLOOKUP($D48,'Factor Tables'!$B$89:$M$105,MATCH(\"DX HP Htg\",'Factor Tables'!$B$88:$M$88,0),FALSE),0)))","v":""},{"$f":"IF(OR($C48=\"Replace-on-Burnout\",$C48=\"New Construction\"),$DE48,IF($CE48=\"\",\"\",IF($CE48=\"DX HP\",VLOOKUP($D48,'Factor Tables'!$N$89:$Y$105,MATCH(\"DX HP Clg\",'Factor Tables'!$N$88:$Y$88,0),FALSE),IF($CE48=\"PTHP\",VLOOKUP($D48,'Factor Tables'!$N$89:$Y$105,MATCH(\"PTHP Clg\",'Factor Tables'!$N$88:$Y$88,0),FALSE),IF(AND($CE48<>\"DX HP\",$CE48<>\"PTHP\"),VLOOKUP($D48,'Factor Tables'!$N$89:$Y$105,MATCH($CE48,'Factor Tables'!$N$88:$Y$88,0),FALSE),\"\")))))","v":""},{"$f":"IF(OR($C48=\"Replace-on-Burnout\",$C48=\"New Construction\",$CU48=\"DX HP\",$CU48=\"PTHP\"),$DF48,IF($CE48=\"\",\"\",IF($CE48=\"DX HP\",VLOOKUP($D48,'Factor Tables'!$N$89:$Y$105,MATCH(\"DX HP Htg\",'Factor Tables'!$N$88:$Y$88,0),FALSE),IF($CE48=\"PTHP\",VLOOKUP($D48,'Factor Tables'!$N$89:$Y$105,MATCH(\"PTHP Htg\",'Factor Tables'!$N$88:$Y$88,0),FALSE),0))))","v":""},"","",0,0,"kW/ton","",0,"COP",{"$f":"IF($CU48=\"\",\"\",IF(OR($CU48=\"DX HP\",$CU48=\"VRF HP\",$CU48=\"PTHP\"),VLOOKUP($D48,'Factor Tables'!$B$89:$M$105,MATCH(CONCATENATE($CU48,\" Clg\"),'Factor Tables'!$B$88:$M$88,0),FALSE),VLOOKUP($D48,'Factor Tables'!$B$89:$M$105,MATCH($CU48,'Factor Tables'!$B$88:$M$88,0),FALSE)))","v":""},{"$f":"IF($CU48=\"\",\"\",IF(OR($CU48=\"DX HP\",$CU48=\"VRF HP\",$CU48=\"PTHP\"),VLOOKUP($D48,'Factor Tables'!$B$89:$M$105,MATCH(CONCATENATE($CU48,\" Htg\"),'Factor Tables'!$B$88:$M$88,0),FALSE),0))","v":""},{"$f":"IF($CU48=\"\",\"\",IF(OR($CU48=\"DX HP\",$CU48=\"VRF HP\",$CU48=\"PTHP\"),VLOOKUP($D48,'Factor Tables'!$N$89:$Y$105,MATCH(CONCATENATE($CU48,\" Clg\"),'Factor Tables'!$N$88:$Y$88,0),FALSE),VLOOKUP($D48,'Factor Tables'!$N$89:$Y$105,MATCH($CU48,'Factor Tables'!$N$88:$Y$88,0),FALSE)))","v":""},{"$f":"IF($CU48=\"\",\"\",IF(OR($CU48=\"DX HP\",$CU48=\"VRF HP\",$CU48=\"PTHP\"),VLOOKUP($D48,'Factor Tables'!$N$89:$Y$105,MATCH(CONCATENATE($CU48,\" Htg\"),'Factor Tables'!$N$88:$Y$88,0),FALSE),0))","v":""},{"$f":"IF($AB48=\"\",0,VLOOKUP($AB48,'Utility Admin'!$E:$G,2,FALSE))","v":0},{"$f":"IF($AB48=\"\",0,VLOOKUP($AB48,'Utility Admin'!$E:$G,3,FALSE))","v":0},{"$f":"IFERROR(IF(ABS(Summary!$F$12)<=ABS(Summary!$E$12)*'Utility Admin'!$I$5,$BA48*$DG48+$BB48*$DH48,$BA48*$DG48+$BA48*'Utility Admin'!$I$5*$DH48),0)","v":0},null,"Summer",null,null,null,null,null,null,null,null,null,null,{"$f":"IF(OR('Project Info'!$C$10=\"\",$C48=\"\",$D48=\"\"),\"\",VLOOKUP($D48,$DX$9:$EA$32,MATCH($C48,$DX$9:$EA$9,0),FALSE))","v":""},null,null,null,null,null,null,"ERROR: Contact Program Manager. Post Capacity/Unit x Post # of Units must be within +/- 20% of Pre Capacity/Unit x Pre # of Units."]
[null,40,"","",null,null,null,null,null,null,null,null,null,null,null,null,null,null,null,null,null,null,null,null,null,null,null,null,null,"A",null,null,null,null,null,null,null,null,null,null,null,null,null,null,0,0,0,0,0,0,999999999,"",0,0,{"$f":"IFERROR(IF($DI$261>'Utility Admin'!$H$5,$BB49/$BB$5*$BC$261,$DI49),0)","v":0},"","",{"$f":"IF(AND(OR($AB49=\"DX AC Air Cooled\",$AB49=\"DX HP Air Cooled\"),OR(AND($AJ49=\"Btu/hr\",$AI49<65000),AND($AJ49=\"Tons\",$AI49<65000/12000)),$AC49=\"Split\",$AO49>=15.2),MAX(Baselines!$CF293,12/9.8),Baselines!$CF293)","v":0},{"$f":"Baselines!$CG293","v":0},{"$f":"Baselines!$CI293","v":0},0,0,0,0,0,0,0,0,0,0,{"$f":"IF(OR($C49<>\"Early Retirement\",$J49=\"\"),0,IF(OR($I49=\"DX AC Air Cooled\",$I49=\"DX HP Air Cooled\"),VLOOKUP($J49,'Early Retirement'!$CI$6:$CM$32,2,FALSE),IF(OR($I49=\"PTAC\",$I49=\"PTHP\"),VLOOKUP($J49,'Early Retirement'!$CI$6:$CM$32,3,FALSE),IF(AND(OR($I49=\"Air Cooled Chiller\",$I49=\"Water Cooled Chiller\"),$L49<>\"Centrifugal\"),VLOOKUP($J49,'Early Retirement'!$CI$6:$CM$32,4,FALSE),IF(AND(OR($I49=\"Air Cooled Chiller\",$I49=\"Water Cooled Chiller\"),$L49=\"Centrifugal\"),VLOOKUP($J49,'Early Retirement'!$CI$6:$CM$32,5,FALSE),\"\")))))","v":0},0,0,0,0,0,0,0,0,0,0,0,"","","",0,0,0,{"$f":"IF(AND($C49=\"Early Retirement\",$J49<>\"\",$S49<>\"\",$U49<>\"\"),$CH49,IF(AND(OR($AB49=\"DX AC Air Cooled\",$AB49=\"DX HP Air Cooled\"),OR(AND($AJ49=\"Btu/hr\",$AI49<65000),AND($AJ49=\"Tons\",$AI49<65000/12000)),$AC49=\"Split\",$AO49>=15.2),MAX(Baselines!$CF42,12/9.8),Baselines!$CF42))","v":0},{"$f":"IF(AND($C49=\"Early Retirement\",$J49<>\"\",$S49<>\"\",$U49<>\"\"),$CI49,Baselines!$CG42)","v":0},{"$f":"Baselines!$CH42","v":"kW/ton"},"",{"$f":"IF(AND($C49=\"Early Retirement\",$J49<>\"\",$S49<>\"\",$U49<>\"\"),$CJ49,IF(AND(Baselines!$CI42=0,OR($CU49=\"DX HP\",$CU49=\"PTHP\")),$BH49,Baselines!$CI42))","v":0},"COP",{"$f":"IF(OR($C49=\"Replace-on-Burnout\",$C49=\"New Construction\"),$DC49,IF($CE49=\"\",\"\",IF(OR($CE49=\"DX HP\",$CE49=\"PTHP\"),VLOOKUP($D49,'Factor Tables'!$B$89:$M$105,MATCH(CONCATENATE($CE49,\" Clg\"),'Factor Tables'!$B$88:$M$88,0),FALSE),VLOOKUP($D49,'Factor Tables'!$B$89:$M$105,MATCH($CE49,'Factor Tables'!$B$88:$M$88,0),FALSE))))","v":""},{"$f":"IF(OR($C49=\"Replace-on-Burnout\",$C49=\"New Construction\"),$DD49,IF($CE49=\"\",\"\",IF($CE49=\"DX HP\",VLOOKUP($D49,'Factor Tables'!$B$89:$M$105,MATCH(\"DX HP Htg\",'Factor Tables'!$B$88:$M$88,0),FALSE),0)))","v":""},{"$f":"IF(OR($C49=\"Replace-on-Burnout\",$C49=\"New Construction\"),$DE49,IF($CE49=\"\",\"\",IF($CE49=\"DX HP\",VLOOKUP($D49,'Factor Tables'!$N$89:$Y$105,MATCH(\"DX HP Clg\",'Factor Tables'!$N$88:$Y$88,0),FALSE),IF($CE49=\"PTHP\",VLOOKUP($D49,'Factor Tables'!$N$89:$Y$105,MATCH(\"PTHP Clg\",'Factor Tables'!$N$88:$Y$88,0),FALSE),IF(AND($CE49<>\"DX HP\",$CE49<>\"PTHP\"),VLOOKUP($D49,'Factor Tables'!$N$89:$Y$105,MATCH($CE49,'Factor Tables'!$N$88:$Y$88,0),FALSE),\"\")))))","v":""},{"$f":"IF(OR($C49=\"Replace-on-Burnout\",$C49=\"New Construction\",$CU49=\"DX HP\",$CU49=\"PTHP\"),$DF49,IF($CE49=\"\",\"\",IF($CE49=\"DX HP\",VLOOKUP($D49,'Factor Tables'!$N$89:$Y$105,MATCH(\"DX HP Htg\",'Factor Tables'!$N$88:$Y$88,0),FALSE),IF($CE49=\"PTHP\",VLOOKUP($D49,'Factor Tables'!$N$89:$Y$105,MATCH(\"PTHP Htg\",'Factor Tables'!$N$88:$Y$88,0),FALSE),0))))","v":""},"","",0,0,"kW/ton","",0,"COP",{"$f":"IF($CU49=\"\",\"\",IF(OR($CU49=\"DX HP\",$CU49=\"VRF HP\",$CU49=\"PTHP\"),VLOOKUP($D49,'Factor Tables'!$B$89:$M$105,MATCH(CONCATENATE($CU49,\" Clg\"),'Factor Tables'!$B$88:$M$88,0),FALSE),VLOOKUP($D49,'Factor Tables'!$B$89:$M$105,MATCH($CU49,'Factor Tables'!$B$88:$M$88,0),FALSE)))","v":""},{"$f":"IF($CU49=\"\",\"\",IF(OR($CU49=\"DX HP\",$CU49=\"VRF HP\",$CU49=\"PTHP\"),VLOOKUP($D49,'Factor Tables'!$B$89:$M$105,MATCH(CONCATENATE($CU49,\" Htg\"),'Factor Tables'!$B$88:$M$88,0),FALSE),0))","v":""},{"$f":"IF($CU49=\"\",\"\",IF(OR($CU49=\"DX HP\",$CU49=\"VRF HP\",$CU49=\"PTHP\"),VLOOKUP($D49,'Factor Tables'!$N$89:$Y$105,MATCH(CONCATENATE($CU49,\" Clg\"),'Factor Tables'!$N$88:$Y$88,0),FALSE),VLOOKUP($D49,'Factor Tables'!$N$89:$Y$105,MATCH($CU49,'Factor Tables'!$N$88:$Y$88,0),FALSE)))","v":""},{"$f":"IF($CU49=\"\",\"\",IF(OR($CU49=\"DX HP\",$CU49=\"VRF HP\",$CU49=\"PTHP\"),VLOOKUP($D49,'Factor Tables'!$N$89:$Y$105,MATCH(CONCATENATE($CU49,\" Htg\"),'Factor Tables'!$N$88:$Y$88,0),FALSE),0))","v":""},{"$f":"IF($AB49=\"\",0,VLOOKUP($AB49,'Utility Admin'!$E:$G,2,FALSE))","v":0},{"$f":"IF($AB49=\"\",0,VLOOKUP($AB49,'Utility Admin'!$E:$G,3,FALSE))","v":0},{"$f":"IFERROR(IF(ABS(Summary!$F$12)<=ABS(Summary!$E$12)*'Utility Admin'!$I$5,$BA49*$DG49+$BB49*$DH49,$BA49*$DG49+$BA49*'Utility Admin'!$I$5*$DH49),0)","v":0},null,"Summer",null,null,null,null,null,null,null,null,null,null,{"$f":"IF(OR('Project Info'!$C$10=\"\",$C49=\"\",$D49=\"\"),\"\",VLOOKUP($D49,$DX$9:$EA$32,MATCH($C49,$DX$9:$EA$9,0),FALSE))","v":""},null,null,null,null,null,null,"ERROR: Contact Program Manager. Post Capacity/Unit x Post # of Units must be within +/- 20% of Pre Capacity/Unit x Pre # of Units."]
[null,41,"","",null,null,null,null,null,null,null,null,null,null,null,null,null,null,null,null,null,null,null,null,null,null,null,null,null,"A",null,null,null,null,null,null,null,null,null,null,null,null,null,null,0,0,0,0,0,0,999999999,"",0,0,{"$f":"IFERROR(IF($DI$261>'Utility Admin'!$H$5,$BB50/$BB$5*$BC$261,$DI50),0)","v":0},"","",{"$f":"IF(AND(OR($AB50=\"DX AC Air Cooled\",$AB50=\"DX HP Air Cooled\"),OR(AND($AJ50=\"Btu/hr\",$AI50<65000),AND($AJ50=\"Tons\",$AI50<65000/12000)),$AC50=\"Split\",$AO50>=15.2),MAX(Baselines!$CF294,12/9.8),Baselines!$CF294)","v":0},{"$f":"Baselines!$CG294","v":0},{"$f":"Baselines!$CI294","v":0},0,0,0,0,0,0,0,0,0,0,{"$f":"IF(OR($C50<>\"Early Retirement\",$J50=\"\"),0,IF(OR($I50=\"DX AC Air Cooled\",$I50=\"DX HP Air Cooled\"),VLOOKUP($J50,'Early Retirement'!$CI$6:$CM$32,2,FALSE),IF(OR($I50=\"PTAC\",$I50=\"PTHP\"),VLOOKUP($J50,'Early Retirement'!$CI$6:$CM$32,3,FALSE),IF(AND(OR($I50=\"Air Cooled Chiller\",$I50=\"Water Cooled Chiller\"),$L50<>\"Centrifugal\"),VLOOKUP($J50,'Early Retirement'!$CI$6:$CM$32,4,FALSE),IF(AND(OR($I50=\"Air Cooled Chiller\",$I50=\"Water Cooled Chiller\"),$L50=\"Centrifugal\"),VLOOKUP($J50,'Early Retirement'!$CI$6:$CM$32,5,FALSE),\"\")))))","v":0},0,0,0,0,0,0,0,0,0,0,0,"","","",0,0,0,{"$f":"IF(AND($C50=\"Early Retirement\",$J50<>\"\",$S50<>\"\",$U50<>\"\"),$CH50,IF(AND(OR($AB50=\"DX AC Air Cooled\",$AB50=\"DX HP Air Cooled\"),OR(AND($AJ50=\"Btu/hr\",$AI50<65000),AND($AJ50=\"Tons\",$AI50<65000/12000)),$AC50=\"Split\",$AO50>=15.2),MAX(Baselines!$CF43,12/9.8),Baselines!$CF43))","v":0},{"$f":"IF(AND($C50=\"Early Retirement\",$J50<>\"\",$S50<>\"\",$U50<>\"\"),$CI50,Baselines!$CG43)","v":0},{"$f":"Baselines!$CH43","v":"kW/ton"},"",{"$f":"IF(AND($C50=\"Early Retirement\",$J50<>\"\",$S50<>\"\",$U50<>\"\"),$CJ50,IF(AND(Baselines!$CI43=0,OR($CU50=\"DX HP\",$CU50=\"PTHP\")),$BH50,Baselines!$CI43))","v":0},"COP",{"$f":"IF(OR($C50=\"Replace-on-Burnout\",$C50=\"New Construction\"),$DC50,IF($CE50=\"\",\"\",IF(OR($CE50=\"DX HP\",$CE50=\"PTHP\"),VLOOKUP($D50,'Factor Tables'!$B$89:$M$105,MATCH(CONCATENATE($CE50,\" Clg\"),'Factor Tables'!$B$88:$M$88,0),FALSE),VLOOKUP($D50,'Factor Tables'!$B$89:$M$105,MATCH($CE50,'Factor Tables'!$B$88:$M$88,0),FALSE))))","v":""},{"$f":"IF(OR($C50=\"Replace-on-Burnout\",$C50=\"New Construction\"),$DD50,IF($CE50=\"\",\"\",IF($CE50=\"DX HP\",VLOOKUP($D50,'Factor Tables'!$B$89:$M$105,MATCH(\"DX HP Htg\",'Factor Tables'!$B$88:$M$88,0),FALSE),0)))","v":""},{"$f":"IF(OR($C50=\"Replace-on-Burnout\",$C50=\"New Construction\"),$DE50,IF($CE50=\"\",\"\",IF($CE50=\"DX HP\",VLOOKUP($D50,'Factor Tables'!$N$89:$Y$105,MATCH(\"DX HP Clg\",'Factor Tables'!$N$88:$Y$88,0),FALSE),IF($CE50=\"PTHP\",VLOOKUP($D50,'Factor Tables'!$N$89:$Y$105,MATCH(\"PTHP Clg\",'Factor Tables'!$N$88:$Y$88,0),FALSE),IF(AND($CE50<>\"DX HP\",$CE50<>\"PTHP\"),VLOOKUP($D50,'Factor Tables'!$N$89:$Y$105,MATCH($CE50,'Factor Tables'!$N$88:$Y$88,0),FALSE),\"\")))))","v":""},{"$f":"IF(OR($C50=\"Replace-on-Burnout\",$C50=\"New Construction\",$CU50=\"DX HP\",$CU50=\"PTHP\"),$DF50,IF($CE50=\"\",\"\",IF($CE50=\"DX HP\",VLOOKUP($D50,'Factor Tables'!$N$89:$Y$105,MATCH(\"DX HP Htg\",'Factor Tables'!$N$88:$Y$88,0),FALSE),IF($CE50=\"PTHP\",VLOOKUP($D50,'Factor Tables'!$N$89:$Y$105,MATCH(\"PTHP Htg\",'Factor Tables'!$N$88:$Y$88,0),FALSE),0))))","v":""},"","",0,0,"kW/ton","",0,"COP",{"$f":"IF($CU50=\"\",\"\",IF(OR($CU50=\"DX HP\",$CU50=\"VRF HP\",$CU50=\"PTHP\"),VLOOKUP($D50,'Factor Tables'!$B$89:$M$105,MATCH(CONCATENATE($CU50,\" Clg\"),'Factor Tables'!$B$88:$M$88,0),FALSE),VLOOKUP($D50,'Factor Tables'!$B$89:$M$105,MATCH($CU50,'Factor Tables'!$B$88:$M$88,0),FALSE)))","v":""},{"$f":"IF($CU50=\"\",\"\",IF(OR($CU50=\"DX HP\",$CU50=\"VRF HP\",$CU50=\"PTHP\"),VLOOKUP($D50,'Factor Tables'!$B$89:$M$105,MATCH(CONCATENATE($CU50,\" Htg\"),'Factor Tables'!$B$88:$M$88,0),FALSE),0))","v":""},{"$f":"IF($CU50=\"\",\"\",IF(OR($CU50=\"DX HP\",$CU50=\"VRF HP\",$CU50=\"PTHP\"),VLOOKUP($D50,'Factor Tables'!$N$89:$Y$105,MATCH(CONCATENATE($CU50,\" Clg\"),'Factor Tables'!$N$88:$Y$88,0),FALSE),VLOOKUP($D50,'Factor Tables'!$N$89:$Y$105,MATCH($CU50,'Factor Tables'!$N$88:$Y$88,0),FALSE)))","v":""},{"$f":"IF($CU50=\"\",\"\",IF(OR($CU50=\"DX HP\",$CU50=\"VRF HP\",$CU50=\"PTHP\"),VLOOKUP($D50,'Factor Tables'!$N$89:$Y$105,MATCH(CONCATENATE($CU50,\" Htg\"),'Factor Tables'!$N$88:$Y$88,0),FALSE),0))","v":""},{"$f":"IF($AB50=\"\",0,VLOOKUP($AB50,'Utility Admin'!$E:$G,2,FALSE))","v":0},{"$f":"IF($AB50=\"\",0,VLOOKUP($AB50,'Utility Admin'!$E:$G,3,FALSE))","v":0},{"$f":"IFERROR(IF(ABS(Summary!$F$12)<=ABS(Summary!$E$12)*'Utility Admin'!$I$5,$BA50*$DG50+$BB50*$DH50,$BA50*$DG50+$BA50*'Utility Admin'!$I$5*$DH50),0)","v":0},null,"Summer",null,null,null,null,null,null,null,null,null,null,{"$f":"IF(OR('Project Info'!$C$10=\"\",$C50=\"\",$D50=\"\"),\"\",VLOOKUP($D50,$DX$9:$EA$32,MATCH($C50,$DX$9:$EA$9,0),FALSE))","v":""},null,null,null,null,null,null,"ERROR: Contact Program Manager. Post Capacity/Unit x Post # of Units must be within +/- 20% of Pre Capacity/Unit x Pre # of Units."]
[null,42,"","",null,null,null,null,null,null,null,null,null,null,null,null,null,null,null,null,null,null,null,null,null,null,null,null,null,"A",null,null,null,null,null,null,null,null,null,null,null,null,null,null,0,0,0,0,0,0,999999999,"",0,0,{"$f":"IFERROR(IF($DI$261>'Utility Admin'!$H$5,$BB51/$BB$5*$BC$261,$DI51),0)","v":0},"","",{"$f":"IF(AND(OR($AB51=\"DX AC Air Cooled\",$AB51=\"DX HP Air Cooled\"),OR(AND($AJ51=\"Btu/hr\",$AI51<65000),AND($AJ51=\"Tons\",$AI51<65000/12000)),$AC51=\"Split\",$AO51>=15.2),MAX(Baselines!$CF295,12/9.8),Baselines!$CF295)","v":0},{"$f":"Baselines!$CG295","v":0},{"$f":"Baselines!$CI295","v":0},0,0,0,0,0,0,0,0,0,0,{"$f":"IF(OR($C51<>\"Early Retirement\",$J51=\"\"),0,IF(OR($I51=\"DX AC Air Cooled\",$I51=\"DX HP Air Cooled\"),VLOOKUP($J51,'Early Retirement'!$CI$6:$CM$32,2,FALSE),IF(OR($I51=\"PTAC\",$I51=\"PTHP\"),VLOOKUP($J51,'Early Retirement'!$CI$6:$CM$32,3,FALSE),IF(AND(OR($I51=\"Air Cooled Chiller\",$I51=\"Water Cooled Chiller\"),$L51<>\"Centrifugal\"),VLOOKUP($J51,'Early Retirement'!$CI$6:$CM$32,4,FALSE),IF(AND(OR($I51=\"Air Cooled Chiller\",$I51=\"Water Cooled Chiller\"),$L51=\"Centrifugal\"),VLOOKUP($J51,'Early Retirement'!$CI$6:$CM$32,5,FALSE),\"\")))))","v":0},0,0,0,0,0,0,0,0,0,0,0,"","","",0,0,0,{"$f":"IF(AND($C51=\"Early Retirement\",$J51<>\"\",$S51<>\"\",$U51<>\"\"),$CH51,IF(AND(OR($AB51=\"DX AC Air Cooled\",$AB51=\"DX HP Air Cooled\"),OR(AND($AJ51=\"Btu/hr\",$AI51<65000),AND($AJ51=\"Tons\",$AI51<65000/12000)),$AC51=\"Split\",$AO51>=15.2),MAX(Baselines!$CF44,12/9.8),Baselines!$CF44))","v":0},{"$f":"IF(AND($C51=\"Early Retirement\",$J51<>\"\",$S51<>\"\",$U51<>\"\"),$CI51,Baselines!$CG44)","v":0},{"$f":"Baselines!$CH44","v":"kW/ton"},"",{"$f":"IF(AND($C51=\"Early Retirement\",$J51<>\"\",$S51<>\"\",$U51<>\"\"),$CJ51,IF(AND(Baselines!$CI44=0,OR($CU51=\"DX HP\",$CU51=\"PTHP\")),$BH51,Baselines!$CI44))","v":0},"COP",{"$f":"IF(OR($C51=\"Replace-on-Burnout\",$C51=\"New Construction\"),$DC51,IF($CE51=\"\",\"\",IF(OR($CE51=\"DX HP\",$CE51=\"PTHP\"),VLOOKUP($D51,'Factor Tables'!$B$89:$M$105,MATCH(CONCATENATE($CE51,\" Clg\"),'Factor Tables'!$B$88:$M$88,0),FALSE),VLOOKUP($D51,'Factor Tables'!$B$89:$M$105,MATCH($CE51,'Factor Tables'!$B$88:$M$88,0),FALSE))))","v":""},{"$f":"IF(OR($C51=\"Replace-on-Burnout\",$C51=\"New Construction\"),$DD51,IF($CE51=\"\",\"\",IF($CE51=\"DX HP\",VLOOKUP($D51,'Factor Tables'!$B$89:$M$105,MATCH(\"DX HP Htg\",'Factor Tables'!$B$88:$M$88,0),FALSE),0)))","v":""},{"$f":"IF(OR($C51=\"Replace-on-Burnout\",$C51=\"New Construction\"),$DE51,IF($CE51=\"\",\"\",IF($CE51=\"DX HP\",VLOOKUP($D51,'Factor Tables'!$N$89:$Y$105,MATCH(\"DX HP Clg\",'Factor Tables'!$N$88:$Y$88,0),FALSE),IF($CE51=\"PTHP\",VLOOKUP($D51,'Factor Tables'!$N$89:$Y$105,MATCH(\"PTHP Clg\",'Factor Tables'!$N$88:$Y$88,0),FALSE),IF(AND($CE51<>\"DX HP\",$CE51<>\"PTHP\"),VLOOKUP($D51,'Factor Tables'!$N$89:$Y$105,MATCH($CE51,'Factor Tables'!$N$88:$Y$88,0),FALSE),\"\")))))","v":""},{"$f":"IF(OR($C51=\"Replace-on-Burnout\",$C51=\"New Construction\",$CU51=\"DX HP\",$CU51=\"PTHP\"),$DF51,IF($CE51=\"\",\"\",IF($CE51=\"DX HP\",VLOOKUP($D51,'Factor Tables'!$N$89:$Y$105,MATCH(\"DX HP Htg\",'Factor Tables'!$N$88:$Y$88,0),FALSE),IF($CE51=\"PTHP\",VLOOKUP($D51,'Factor Tables'!$N$89:$Y$105,MATCH(\"PTHP Htg\",'Factor Tables'!$N$88:$Y$88,0),FALSE),0))))","v":""},"","",0,0,"kW/ton","",0,"COP",{"$f":"IF($CU51=\"\",\"\",IF(OR($CU51=\"DX HP\",$CU51=\"VRF HP\",$CU51=\"PTHP\"),VLOOKUP($D51,'Factor Tables'!$B$89:$M$105,MATCH(CONCATENATE($CU51,\" Clg\"),'Factor Tables'!$B$88:$M$88,0),FALSE),VLOOKUP($D51,'Factor Tables'!$B$89:$M$105,MATCH($CU51,'Factor Tables'!$B$88:$M$88,0),FALSE)))","v":""},{"$f":"IF($CU51=\"\",\"\",IF(OR($CU51=\"DX HP\",$CU51=\"VRF HP\",$CU51=\"PTHP\"),VLOOKUP($D51,'Factor Tables'!$B$89:$M$105,MATCH(CONCATENATE($CU51,\" Htg\"),'Factor Tables'!$B$88:$M$88,0),FALSE),0))","v":""},{"$f":"IF($CU51=\"\",\"\",IF(OR($CU51=\"DX HP\",$CU51=\"VRF HP\",$CU51=\"PTHP\"),VLOOKUP($D51,'Factor Tables'!$N$89:$Y$105,MATCH(CONCATENATE($CU51,\" Clg\"),'Factor Tables'!$N$88:$Y$88,0),FALSE),VLOOKUP($D51,'Factor Tables'!$N$89:$Y$105,MATCH($CU51,'Factor Tables'!$N$88:$Y$88,0),FALSE)))","v":""},{"$f":"IF($CU51=\"\",\"\",IF(OR($CU51=\"DX HP\",$CU51=\"VRF HP\",$CU51=\"PTHP\"),VLOOKUP($D51,'Factor Tables'!$N$89:$Y$105,MATCH(CONCATENATE($CU51,\" Htg\"),'Factor Tables'!$N$88:$Y$88,0),FALSE),0))","v":""},{"$f":"IF($AB51=\"\",0,VLOOKUP($AB51,'Utility Admin'!$E:$G,2,FALSE))","v":0},{"$f":"IF($AB51=\"\",0,VLOOKUP($AB51,'Utility Admin'!$E:$G,3,FALSE))","v":0},{"$f":"IFERROR(IF(ABS(Summary!$F$12)<=ABS(Summary!$E$12)*'Utility Admin'!$I$5,$BA51*$DG51+$BB51*$DH51,$BA51*$DG51+$BA51*'Utility Admin'!$I$5*$DH51),0)","v":0},null,"Summer",null,null,null,null,null,null,null,null,null,null,{"$f":"IF(OR('Project Info'!$C$10=\"\",$C51=\"\",$D51=\"\"),\"\",VLOOKUP($D51,$DX$9:$EA$32,MATCH($C51,$DX$9:$EA$9,0),FALSE))","v":""},null,null,null,null,null,null,"ERROR: Contact Program Manager. Post Capacity/Unit x Post # of Units must be within +/- 20% of Pre Capacity/Unit x Pre # of Units."]
[null,43,"","",null,null,null,null,null,null,null,null,null,null,null,null,null,null,null,null,null,null,null,null,null,null,null,null,null,"A",null,null,null,null,null,null,null,null,null,null,null,null,null,null,0,0,0,0,0,0,999999999,"",0,0,{"$f":"IFERROR(IF($DI$261>'Utility Admin'!$H$5,$BB52/$BB$5*$BC$261,$DI52),0)","v":0},"","",{"$f":"IF(AND(OR($AB52=\"DX AC Air Cooled\",$AB52=\"DX HP Air Cooled\"),OR(AND($AJ52=\"Btu/hr\",$AI52<65000),AND($AJ52=\"Tons\",$AI52<65000/12000)),$AC52=\"Split\",$AO52>=15.2),MAX(Baselines!$CF296,12/9.8),Baselines!$CF296)","v":0},{"$f":"Baselines!$CG296","v":0},{"$f":"Baselines!$CI296","v":0},0,0,0,0,0,0,0,0,0,0,{"$f":"IF(OR($C52<>\"Early Retirement\",$J52=\"\"),0,IF(OR($I52=\"DX AC Air Cooled\",$I52=\"DX HP Air Cooled\"),VLOOKUP($J52,'Early Retirement'!$CI$6:$CM$32,2,FALSE),IF(OR($I52=\"PTAC\",$I52=\"PTHP\"),VLOOKUP($J52,'Early Retirement'!$CI$6:$CM$32,3,FALSE),IF(AND(OR($I52=\"Air Cooled Chiller\",$I52=\"Water Cooled Chiller\"),$L52<>\"Centrifugal\"),VLOOKUP($J52,'Early Retirement'!$CI$6:$CM$32,4,FALSE),IF(AND(OR($I52=\"Air Cooled Chiller\",$I52=\"Water Cooled Chiller\"),$L52=\"Centrifugal\"),VLOOKUP($J52,'Early Retirement'!$CI$6:$CM$32,5,FALSE),\"\")))))","v":0},0,0,0,0,0,0,0,0,0,0,0,"","","",0,0,0,{"$f":"IF(AND($C52=\"Early Retirement\",$J52<>\"\",$S52<>\"\",$U52<>\"\"),$CH52,IF(AND(OR($AB52=\"DX AC Air Cooled\",$AB52=\"DX HP Air Cooled\"),OR(AND($AJ52=\"Btu/hr\",$AI52<65000),AND($AJ52=\"Tons\",$AI52<65000/12000)),$AC52=\"Split\",$AO52>=15.2),MAX(Baselines!$CF45,12/9.8),Baselines!$CF45))","v":0},{"$f":"IF(AND($C52=\"Early Retirement\",$J52<>\"\",$S52<>\"\",$U52<>\"\"),$CI52,Baselines!$CG45)","v":0},{"$f":"Baselines!$CH45","v":"kW/ton"},"",{"$f":"IF(AND($C52=\"Early Retirement\",$J52<>\"\",$S52<>\"\",$U52<>\"\"),$CJ52,IF(AND(Baselines!$CI45=0,OR($CU52=\"DX HP\",$CU52=\"PTHP\")),$BH52,Baselines!$CI45))","v":0},"COP",{"$f":"IF(OR($C52=\"Replace-on-Burnout\",$C52=\"New Construction\"),$DC52,IF($CE52=\"\",\"\",IF(OR($CE52=\"DX HP\",$CE52=\"PTHP\"),VLOOKUP($D52,'Factor Tables'!$B$89:$M$105,MATCH(CONCATENATE($CE52,\" Clg\"),'Factor Tables'!$B$88:$M$88,0),FALSE),VLOOKUP($D52,'Factor Tables'!$B$89:$M$105,MATCH($CE52,'Factor Tables'!$B$88:$M$88,0),FALSE))))","v":""},{"$f":"IF(OR($C52=\"Replace-on-Burnout\",$C52=\"New Construction\"),$DD52,IF($CE52=\"\",\"\",IF($CE52=\"DX HP\",VLOOKUP($D52,'Factor Tables'!$B$89:$M$105,MATCH(\"DX HP Htg\",'Factor Tables'!$B$88:$M$88,0),FALSE),0)))","v":""},{"$f":"IF(OR($C52=\"Replace-on-Burnout\",$C52=\"New Construction\"),$DE52,IF($CE52=\"\",\"\",IF($CE52=\"DX HP\",VLOOKUP($D52,'Factor Tables'!$N$89:$Y$105,MATCH(\"DX HP Clg\",'Factor Tables'!$N$88:$Y$88,0),FALSE),IF($CE52=\"PTHP\",VLOOKUP($D52,'Factor Tables'!$N$89:$Y$105,MATCH(\"PTHP Clg\",'Factor Tables'!$N$88:$Y$88,0),FALSE),IF(AND($CE52<>\"DX HP\",$CE52<>\"PTHP\"),VLOOKUP($D52,'Factor Tables'!$N$89:$Y$105,MATCH($CE52,'Factor Tables'!$N$88:$Y$88,0),FALSE),\"\")))))","v":""},{"$f":"IF(OR($C52=\"Replace-on-Burnout\",$C52=\"New Construction\",$CU52=\"DX HP\",$CU52=\"PTHP\"),$DF52,IF($CE52=\"\",\"\",IF($CE52=\"DX HP\",VLOOKUP($D52,'Factor Tables'!$N$89:$Y$105,MATCH(\"DX HP Htg\",'Factor Tables'!$N$88:$Y$88,0),FALSE),IF($CE52=\"PTHP\",VLOOKUP($D52,'Factor Tables'!$N$89:$Y$105,MATCH(\"PTHP Htg\",'Factor Tables'!$N$88:$Y$88,0),FALSE),0))))","v":""},"","",0,0,"kW/ton","",0,"COP",{"$f":"IF($CU52=\"\",\"\",IF(OR($CU52=\"DX HP\",$CU52=\"VRF HP\",$CU52=\"PTHP\"),VLOOKUP($D52,'Factor Tables'!$B$89:$M$105,MATCH(CONCATENATE($CU52,\" Clg\"),'Factor Tables'!$B$88:$M$88,0),FALSE),VLOOKUP($D52,'Factor Tables'!$B$89:$M$105,MATCH($CU52,'Factor Tables'!$B$88:$M$88,0),FALSE)))","v":""},{"$f":"IF($CU52=\"\",\"\",IF(OR($CU52=\"DX HP\",$CU52=\"VRF HP\",$CU52=\"PTHP\"),VLOOKUP($D52,'Factor Tables'!$B$89:$M$105,MATCH(CONCATENATE($CU52,\" Htg\"),'Factor Tables'!$B$88:$M$88,0),FALSE),0))","v":""},{"$f":"IF($CU52=\"\",\"\",IF(OR($CU52=\"DX HP\",$CU52=\"VRF HP\",$CU52=\"PTHP\"),VLOOKUP($D52,'Factor Tables'!$N$89:$Y$105,MATCH(CONCATENATE($CU52,\" Clg\"),'Factor Tables'!$N$88:$Y$88,0),FALSE),VLOOKUP($D52,'Factor Tables'!$N$89:$Y$105,MATCH($CU52,'Factor Tables'!$N$88:$Y$88,0),FALSE)))","v":""},{"$f":"IF($CU52=\"\",\"\",IF(OR($CU52=\"DX HP\",$CU52=\"VRF HP\",$CU52=\"PTHP\"),VLOOKUP($D52,'Factor Tables'!$N$89:$Y$105,MATCH(CONCATENATE($CU52,\" Htg\"),'Factor Tables'!$N$88:$Y$88,0),FALSE),0))","v":""},{"$f":"IF($AB52=\"\",0,VLOOKUP($AB52,'Utility Admin'!$E:$G,2,FALSE))","v":0},{"$f":"IF($AB52=\"\",0,VLOOKUP($AB52,'Utility Admin'!$E:$G,3,FALSE))","v":0},{"$f":"IFERROR(IF(ABS(Summary!$F$12)<=ABS(Summary!$E$12)*'Utility Admin'!$I$5,$BA52*$DG52+$BB52*$DH52,$BA52*$DG52+$BA52*'Utility Admin'!$I$5*$DH52),0)","v":0},null,"Summer",null,null,null,null,null,null,null,null,null,null,{"$f":"IF(OR('Project Info'!$C$10=\"\",$C52=\"\",$D52=\"\"),\"\",VLOOKUP($D52,$DX$9:$EA$32,MATCH($C52,$DX$9:$EA$9,0),FALSE))","v":""},null,null,null,null,null,null,"ERROR: Contact Program Manager. Post Capacity/Unit x Post # of Units must be within +/- 20% of Pre Capacity/Unit x Pre # of Units."]
[null,44,"","",null,null,null,null,null,null,null,null,null,null,null,null,null,null,null,null,null,null,null,null,null,null,null,null,null,"A",null,null,null,null,null,null,null,null,null,null,null,null,null,null,0,0,0,0,0,0,999999999,"",0,0,{"$f":"IFERROR(IF($DI$261>'Utility Admin'!$H$5,$BB53/$BB$5*$BC$261,$DI53),0)","v":0},"","",{"$f":"IF(AND(OR($AB53=\"DX AC Air Cooled\",$AB53=\"DX HP Air Cooled\"),OR(AND($AJ53=\"Btu/hr\",$AI53<65000),AND($AJ53=\"Tons\",$AI53<65000/12000)),$AC53=\"Split\",$AO53>=15.2),MAX(Baselines!$CF297,12/9.8),Baselines!$CF297)","v":0},{"$f":"Baselines!$CG297","v":0},{"$f":"Baselines!$CI297","v":0},0,0,0,0,0,0,0,0,0,0,{"$f":"IF(OR($C53<>\"Early Retirement\",$J53=\"\"),0,IF(OR($I53=\"DX AC Air Cooled\",$I53=\"DX HP Air Cooled\"),VLOOKUP($J53,'Early Retirement'!$CI$6:$CM$32,2,FALSE),IF(OR($I53=\"PTAC\",$I53=\"PTHP\"),VLOOKUP($J53,'Early Retirement'!$CI$6:$CM$32,3,FALSE),IF(AND(OR($I53=\"Air Cooled Chiller\",$I53=\"Water Cooled Chiller\"),$L53<>\"Centrifugal\"),VLOOKUP($J53,'Early Retirement'!$CI$6:$CM$32,4,FALSE),IF(AND(OR($I53=\"Air Cooled Chiller\",$I53=\"Water Cooled Chiller\"),$L53=\"Centrifugal\"),VLOOKUP($J53,'Early Retirement'!$CI$6:$CM$32,5,FALSE),\"\")))))","v":0},0,0,0,0,0,0,0,0,0,0,0,"","","",0,0,0,{"$f":"IF(AND($C53=\"Early Retirement\",$J53<>\"\",$S53<>\"\",$U53<>\"\"),$CH53,IF(AND(OR($AB53=\"DX AC Air Cooled\",$AB53=\"DX HP Air Cooled\"),OR(AND($AJ53=\"Btu/hr\",$AI53<65000),AND($AJ53=\"Tons\",$AI53<65000/12000)),$AC53=\"Split\",$AO53>=15.2),MAX(Baselines!$CF46,12/9.8),Baselines!$CF46))","v":0},{"$f":"IF(AND($C53=\"Early Retirement\",$J53<>\"\",$S53<>\"\",$U53<>\"\"),$CI53,Baselines!$CG46)","v":0},{"$f":"Baselines!$CH46","v":"kW/ton"},"",{"$f":"IF(AND($C53=\"Early Retirement\",$J53<>\"\",$S53<>\"\",$U53<>\"\"),$CJ53,IF(AND(Baselines!$CI46=0,OR($CU53=\"DX HP\",$CU53=\"PTHP\")),$BH53,Baselines!$CI46))","v":0},"COP",{"$f":"IF(OR($C53=\"Replace-on-Burnout\",$C53=\"New Construction\"),$DC53,IF($CE53=\"\",\"\",IF(OR($CE53=\"DX HP\",$CE53=\"PTHP\"),VLOOKUP($D53,'Factor Tables'!$B$89:$M$105,MATCH(CONCATENATE($CE53,\" Clg\"),'Factor Tables'!$B$88:$M$88,0),FALSE),VLOOKUP($D53,'Factor Tables'!$B$89:$M$105,MATCH($CE53,'Factor Tables'!$B$88:$M$88,0),FALSE))))","v":""},{"$f":"IF(OR($C53=\"Replace-on-Burnout\",$C53=\"New Construction\"),$DD53,IF($CE53=\"\",\"\",IF($CE53=\"DX HP\",VLOOKUP($D53,'Factor Tables'!$B$89:$M$105,MATCH(\"DX HP Htg\",'Factor Tables'!$B$88:$M$88,0),FALSE),0)))","v":""},{"$f":"IF(OR($C53=\"Replace-on-Burnout\",$C53=\"New Construction\"),$DE53,IF($CE53=\"\",\"\",IF($CE53=\"DX HP\",VLOOKUP($D53,'Factor Tables'!$N$89:$Y$105,MATCH(\"DX HP Clg\",'Factor Tables'!$N$88:$Y$88,0),FALSE),IF($CE53=\"PTHP\",VLOOKUP($D53,'Factor Tables'!$N$89:$Y$105,MATCH(\"PTHP Clg\",'Factor Tables'!$N$88:$Y$88,0),FALSE),IF(AND($CE53<>\"DX HP\",$CE53<>\"PTHP\"),VLOOKUP($D53,'Factor Tables'!$N$89:$Y$105,MATCH($CE53,'Factor Tables'!$N$88:$Y$88,0),FALSE),\"\")))))","v":""},{"$f":"IF(OR($C53=\"Replace-on-Burnout\",$C53=\"New Construction\",$CU53=\"DX HP\",$CU53=\"PTHP\"),$DF53,IF($CE53=\"\",\"\",IF($CE53=\"DX HP\",VLOOKUP($D53,'Factor Tables'!$N$89:$Y$105,MATCH(\"DX HP Htg\",'Factor Tables'!$N$88:$Y$88,0),FALSE),IF($CE53=\"PTHP\",VLOOKUP($D53,'Factor Tables'!$N$89:$Y$105,MATCH(\"PTHP Htg\",'Factor Tables'!$N$88:$Y$88,0),FALSE),0))))","v":""},"","",0,0,"kW/ton","",0,"COP",{"$f":"IF($CU53=\"\",\"\",IF(OR($CU53=\"DX HP\",$CU53=\"VRF HP\",$CU53=\"PTHP\"),VLOOKUP($D53,'Factor Tables'!$B$89:$M$105,MATCH(CONCATENATE($CU53,\" Clg\"),'Factor Tables'!$B$88:$M$88,0),FALSE),VLOOKUP($D53,'Factor Tables'!$B$89:$M$105,MATCH($CU53,'Factor Tables'!$B$88:$M$88,0),FALSE)))","v":""},{"$f":"IF($CU53=\"\",\"\",IF(OR($CU53=\"DX HP\",$CU53=\"VRF HP\",$CU53=\"PTHP\"),VLOOKUP($D53,'Factor Tables'!$B$89:$M$105,MATCH(CONCATENATE($CU53,\" Htg\"),'Factor Tables'!$B$88:$M$88,0),FALSE),0))","v":""},{"$f":"IF($CU53=\"\",\"\",IF(OR($CU53=\"DX HP\",$CU53=\"VRF HP\",$CU53=\"PTHP\"),VLOOKUP($D53,'Factor Tables'!$N$89:$Y$105,MATCH(CONCATENATE($CU53,\" Clg\"),'Factor Tables'!$N$88:$Y$88,0),FALSE),VLOOKUP($D53,'Factor Tables'!$N$89:$Y$105,MATCH($CU53,'Factor Tables'!$N$88:$Y$88,0),FALSE)))","v":""},{"$f":"IF($CU53=\"\",\"\",IF(OR($CU53=\"DX HP\",$CU53=\"VRF HP\",$CU53=\"PTHP\"),VLOOKUP($D53,'Factor Tables'!$N$89:$Y$105,MATCH(CONCATENATE($CU53,\" Htg\"),'Factor Tables'!$N$88:$Y$88,0),FALSE),0))","v":""},{"$f":"IF($AB53=\"\",0,VLOOKUP($AB53,'Utility Admin'!$E:$G,2,FALSE))","v":0},{"$f":"IF($AB53=\"\",0,VLOOKUP($AB53,'Utility Admin'!$E:$G,3,FALSE))","v":0},{"$f":"IFERROR(IF(ABS(Summary!$F$12)<=ABS(Summary!$E$12)*'Utility Admin'!$I$5,$BA53*$DG53+$BB53*$DH53,$BA53*$DG53+$BA53*'Utility Admin'!$I$5*$DH53),0)","v":0},null,"Summer",null,null,null,null,null,null,null,null,null,null,{"$f":"IF(OR('Project Info'!$C$10=\"\",$C53=\"\",$D53=\"\"),\"\",VLOOKUP($D53,$DX$9:$EA$32,MATCH($C53,$DX$9:$EA$9,0),FALSE))","v":""},null,null,null,null,null,null,"ERROR: Contact Program Manager. Post Capacity/Unit x Post # of Units must be within +/- 20% of Pre Capacity/Unit x Pre # of Units."]
[null,45,"","",null,null,null,null,null,null,null,null,null,null,null,null,null,null,null,null,null,null,null,null,null,null,null,null,null,"A",null,null,null,null,null,null,null,null,null,null,null,null,null,null,0,0,0,0,0,0,999999999,"",0,0,{"$f":"IFERROR(IF($DI$261>'Utility Admin'!$H$5,$BB54/$BB$5*$BC$261,$DI54),0)","v":0},"","",{"$f":"IF(AND(OR($AB54=\"DX AC Air Cooled\",$AB54=\"DX HP Air Cooled\"),OR(AND($AJ54=\"Btu/hr\",$AI54<65000),AND($AJ54=\"Tons\",$AI54<65000/12000)),$AC54=\"Split\",$AO54>=15.2),MAX(Baselines!$CF298,12/9.8),Baselines!$CF298)","v":0},{"$f":"Baselines!$CG298","v":0},{"$f":"Baselines!$CI298","v":0},0,0,0,0,0,0,0,0,0,0,{"$f":"IF(OR($C54<>\"Early Retirement\",$J54=\"\"),0,IF(OR($I54=\"DX AC Air Cooled\",$I54=\"DX HP Air Cooled\"),VLOOKUP($J54,'Early Retirement'!$CI$6:$CM$32,2,FALSE),IF(OR($I54=\"PTAC\",$I54=\"PTHP\"),VLOOKUP($J54,'Early Retirement'!$CI$6:$CM$32,3,FALSE),IF(AND(OR($I54=\"Air Cooled Chiller\",$I54=\"Water Cooled Chiller\"),$L54<>\"Centrifugal\"),VLOOKUP($J54,'Early Retirement'!$CI$6:$CM$32,4,FALSE),IF(AND(OR($I54=\"Air Cooled Chiller\",$I54=\"Water Cooled Chiller\"),$L54=\"Centrifugal\"),VLOOKUP($J54,'Early Retirement'!$CI$6:$CM$32,5,FALSE),\"\")))))","v":0},0,0,0,0,0,0,0,0,0,0,0,"","","",0,0,0,{"$f":"IF(AND($C54=\"Early Retirement\",$J54<>\"\",$S54<>\"\",$U54<>\"\"),$CH54,IF(AND(OR($AB54=\"DX AC Air Cooled\",$AB54=\"DX HP Air Cooled\"),OR(AND($AJ54=\"Btu/hr\",$AI54<65000),AND($AJ54=\"Tons\",$AI54<65000/12000)),$AC54=\"Split\",$AO54>=15.2),MAX(Baselines!$CF47,12/9.8),Baselines!$CF47))","v":0},{"$f":"IF(AND($C54=\"Early Retirement\",$J54<>\"\",$S54<>\"\",$U54<>\"\"),$CI54,Baselines!$CG47)","v":0},{"$f":"Baselines!$CH47","v":"kW/ton"},"",{"$f":"IF(AND($C54=\"Early Retirement\",$J54<>\"\",$S54<>\"\",$U54<>\"\"),$CJ54,IF(AND(Baselines!$CI47=0,OR($CU54=\"DX HP\",$CU54=\"PTHP\")),$BH54,Baselines!$CI47))","v":0},"COP",{"$f":"IF(OR($C54=\"Replace-on-Burnout\",$C54=\"New Construction\"),$DC54,IF($CE54=\"\",\"\",IF(OR($CE54=\"DX HP\",$CE54=\"PTHP\"),VLOOKUP($D54,'Factor Tables'!$B$89:$M$105,MATCH(CONCATENATE($CE54,\" Clg\"),'Factor Tables'!$B$88:$M$88,0),FALSE),VLOOKUP($D54,'Factor Tables'!$B$89:$M$105,MATCH($CE54,'Factor Tables'!$B$88:$M$88,0),FALSE))))","v":""},{"$f":"IF(OR($C54=\"Replace-on-Burnout\",$C54=\"New Construction\"),$DD54,IF($CE54=\"\",\"\",IF($CE54=\"DX HP\",VLOOKUP($D54,'Factor Tables'!$B$89:$M$105,MATCH(\"DX HP Htg\",'Factor Tables'!$B$88:$M$88,0),FALSE),0)))","v":""},{"$f":"IF(OR($C54=\"Replace-on-Burnout\",$C54=\"New Construction\"),$DE54,IF($CE54=\"\",\"\",IF($CE54=\"DX HP\",VLOOKUP($D54,'Factor Tables'!$N$89:$Y$105,MATCH(\"DX HP Clg\",'Factor Tables'!$N$88:$Y$88,0),FALSE),IF($CE54=\"PTHP\",VLOOKUP($D54,'Factor Tables'!$N$89:$Y$105,MATCH(\"PTHP Clg\",'Factor Tables'!$N$88:$Y$88,0),FALSE),IF(AND($CE54<>\"DX HP\",$CE54<>\"PTHP\"),VLOOKUP($D54,'Factor Tables'!$N$89:$Y$105,MATCH($CE54,'Factor Tables'!$N$88:$Y$88,0),FALSE),\"\")))))","v":""},{"$f":"IF(OR($C54=\"Replace-on-Burnout\",$C54=\"New Construction\",$CU54=\"DX HP\",$CU54=\"PTHP\"),$DF54,IF($CE54=\"\",\"\",IF($CE54=\"DX HP\",VLOOKUP($D54,'Factor Tables'!$N$89:$Y$105,MATCH(\"DX HP Htg\",'Factor Tables'!$N$88:$Y$88,0),FALSE),IF($CE54=\"PTHP\",VLOOKUP($D54,'Factor Tables'!$N$89:$Y$105,MATCH(\"PTHP Htg\",'Factor Tables'!$N$88:$Y$88,0),FALSE),0))))","v":""},"","",0,0,"kW/ton","",0,"COP",{"$f":"IF($CU54=\"\",\"\",IF(OR($CU54=\"DX HP\",$CU54=\"VRF HP\",$CU54=\"PTHP\"),VLOOKUP($D54,'Factor Tables'!$B$89:$M$105,MATCH(CONCATENATE($CU54,\" Clg\"),'Factor Tables'!$B$88:$M$88,0),FALSE),VLOOKUP($D54,'Factor Tables'!$B$89:$M$105,MATCH($CU54,'Factor Tables'!$B$88:$M$88,0),FALSE)))","v":""},{"$f":"IF($CU54=\"\",\"\",IF(OR($CU54=\"DX HP\",$CU54=\"VRF HP\",$CU54=\"PTHP\"),VLOOKUP($D54,'Factor Tables'!$B$89:$M$105,MATCH(CONCATENATE($CU54,\" Htg\"),'Factor Tables'!$B$88:$M$88,0),FALSE),0))","v":""},{"$f":"IF($CU54=\"\",\"\",IF(OR($CU54=\"DX HP\",$CU54=\"VRF HP\",$CU54=\"PTHP\"),VLOOKUP($D54,'Factor Tables'!$N$89:$Y$105,MATCH(CONCATENATE($CU54,\" Clg\"),'Factor Tables'!$N$88:$Y$88,0),FALSE),VLOOKUP($D54,'Factor Tables'!$N$89:$Y$105,MATCH($CU54,'Factor Tables'!$N$88:$Y$88,0),FALSE)))","v":""},{"$f":"IF($CU54=\"\",\"\",IF(OR($CU54=\"DX HP\",$CU54=\"VRF HP\",$CU54=\"PTHP\"),VLOOKUP($D54,'Factor Tables'!$N$89:$Y$105,MATCH(CONCATENATE($CU54,\" Htg\"),'Factor Tables'!$N$88:$Y$88,0),FALSE),0))","v":""},{"$f":"IF($AB54=\"\",0,VLOOKUP($AB54,'Utility Admin'!$E:$G,2,FALSE))","v":0},{"$f":"IF($AB54=\"\",0,VLOOKUP($AB54,'Utility Admin'!$E:$G,3,FALSE))","v":0},{"$f":"IFERROR(IF(ABS(Summary!$F$12)<=ABS(Summary!$E$12)*'Utility Admin'!$I$5,$BA54*$DG54+$BB54*$DH54,$BA54*$DG54+$BA54*'Utility Admin'!$I$5*$DH54),0)","v":0},null,"Summer",null,null,null,null,null,null,null,null,null,null,{"$f":"IF(OR('Project Info'!$C$10=\"\",$C54=\"\",$D54=\"\"),\"\",VLOOKUP($D54,$DX$9:$EA$32,MATCH($C54,$DX$9:$EA$9,0),FALSE))","v":""},null,null,null,null,null,null,"ERROR: Contact Program Manager. Post Capacity/Unit x Post # of Units must be within +/- 20% of Pre Capacity/Unit x Pre # of Units."]
[null,46,"","",null,null,null,null,null,null,null,null,null,null,null,null,null,null,null,null,null,null,null,null,null,null,null,null,null,"A",null,null,null,null,null,null,null,null,null,null,null,null,null,null,0,0,0,0,0,0,999999999,"",0,0,{"$f":"IFERROR(IF($DI$261>'Utility Admin'!$H$5,$BB55/$BB$5*$BC$261,$DI55),0)","v":0},"","",{"$f":"IF(AND(OR($AB55=\"DX AC Air Cooled\",$AB55=\"DX HP Air Cooled\"),OR(AND($AJ55=\"Btu/hr\",$AI55<65000),AND($AJ55=\"Tons\",$AI55<65000/12000)),$AC55=\"Split\",$AO55>=15.2),MAX(Baselines!$CF299,12/9.8),Baselines!$CF299)","v":0},{"$f":"Baselines!$CG299","v":0},{"$f":"Baselines!$CI299","v":0},0,0,0,0,0,0,0,0,0,0,{"$f":"IF(OR($C55<>\"Early Retirement\",$J55=\"\"),0,IF(OR($I55=\"DX AC Air Cooled\",$I55=\"DX HP Air Cooled\"),VLOOKUP($J55,'Early Retirement'!$CI$6:$CM$32,2,FALSE),IF(OR($I55=\"PTAC\",$I55=\"PTHP\"),VLOOKUP($J55,'Early Retirement'!$CI$6:$CM$32,3,FALSE),IF(AND(OR($I55=\"Air Cooled Chiller\",$I55=\"Water Cooled Chiller\"),$L55<>\"Centrifugal\"),VLOOKUP($J55,'Early Retirement'!$CI$6:$CM$32,4,FALSE),IF(AND(OR($I55=\"Air Cooled Chiller\",$I55=\"Water Cooled Chiller\"),$L55=\"Centrifugal\"),VLOOKUP($J55,'Early Retirement'!$CI$6:$CM$32,5,FALSE),\"\")))))","v":0},0,0,0,0,0,0,0,0,0,0,0,"","","",0,0,0,{"$f":"IF(AND($C55=\"Early Retirement\",$J55<>\"\",$S55<>\"\",$U55<>\"\"),$CH55,IF(AND(OR($AB55=\"DX AC Air Cooled\",$AB55=\"DX HP Air Cooled\"),OR(AND($AJ55=\"Btu/hr\",$AI55<65000),AND($AJ55=\"Tons\",$AI55<65000/12000)),$AC55=\"Split\",$AO55>=15.2),MAX(Baselines!$CF48,12/9.8),Baselines!$CF48))","v":0},{"$f":"IF(AND($C55=\"Early Retirement\",$J55<>\"\",$S55<>\"\",$U55<>\"\"),$CI55,Baselines!$CG48)","v":0},{"$f":"Baselines!$CH48","v":"kW/ton"},"",{"$f":"IF(AND($C55=\"Early Retirement\",$J55<>\"\",$S55<>\"\",$U55<>\"\"),$CJ55,IF(AND(Baselines!$CI48=0,OR($CU55=\"DX HP\",$CU55=\"PTHP\")),$BH55,Baselines!$CI48))","v":0},"COP",{"$f":"IF(OR($C55=\"Replace-on-Burnout\",$C55=\"New Construction\"),$DC55,IF($CE55=\"\",\"\",IF(OR($CE55=\"DX HP\",$CE55=\"PTHP\"),VLOOKUP($D55,'Factor Tables'!$B$89:$M$105,MATCH(CONCATENATE($CE55,\" Clg\"),'Factor Tables'!$B$88:$M$88,0),FALSE),VLOOKUP($D55,'Factor Tables'!$B$89:$M$105,MATCH($CE55,'Factor Tables'!$B$88:$M$88,0),FALSE))))","v":""},{"$f":"IF(OR($C55=\"Replace-on-Burnout\",$C55=\"New Construction\"),$DD55,IF($CE55=\"\",\"\",IF($CE55=\"DX HP\",VLOOKUP($D55,'Factor Tables'!$B$89:$M$105,MATCH(\"DX HP Htg\",'Factor Tables'!$B$88:$M$88,0),FALSE),0)))","v":""},{"$f":"IF(OR($C55=\"Replace-on-Burnout\",$C55=\"New Construction\"),$DE55,IF($CE55=\"\",\"\",IF($CE55=\"DX HP\",VLOOKUP($D55,'Factor Tables'!$N$89:$Y$105,MATCH(\"DX HP Clg\",'Factor Tables'!$N$88:$Y$88,0),FALSE),IF($CE55=\"PTHP\",VLOOKUP($D55,'Factor Tables'!$N$89:$Y$105,MATCH(\"PTHP Clg\",'Factor Tables'!$N$88:$Y$88,0),FALSE),IF(AND($CE55<>\"DX HP\",$CE55<>\"PTHP\"),VLOOKUP($D55,'Factor Tables'!$N$89:$Y$105,MATCH($CE55,'Factor Tables'!$N$88:$Y$88,0),FALSE),\"\")))))","v":""},{"$f":"IF(OR($C55=\"Replace-on-Burnout\",$C55=\"New Construction\",$CU55=\"DX HP\",$CU55=\"PTHP\"),$DF55,IF($CE55=\"\",\"\",IF($CE55=\"DX HP\",VLOOKUP($D55,'Factor Tables'!$N$89:$Y$105,MATCH(\"DX HP Htg\",'Factor Tables'!$N$88:$Y$88,0),FALSE),IF($CE55=\"PTHP\",VLOOKUP($D55,'Factor Tables'!$N$89:$Y$105,MATCH(\"PTHP Htg\",'Factor Tables'!$N$88:$Y$88,0),FALSE),0))))","v":""},"","",0,0,"kW/ton","",0,"COP",{"$f":"IF($CU55=\"\",\"\",IF(OR($CU55=\"DX HP\",$CU55=\"VRF HP\",$CU55=\"PTHP\"),VLOOKUP($D55,'Factor Tables'!$B$89:$M$105,MATCH(CONCATENATE($CU55,\" Clg\"),'Factor Tables'!$B$88:$M$88,0),FALSE),VLOOKUP($D55,'Factor Tables'!$B$89:$M$105,MATCH($CU55,'Factor Tables'!$B$88:$M$88,0),FALSE)))","v":""},{"$f":"IF($CU55=\"\",\"\",IF(OR($CU55=\"DX HP\",$CU55=\"VRF HP\",$CU55=\"PTHP\"),VLOOKUP($D55,'Factor Tables'!$B$89:$M$105,MATCH(CONCATENATE($CU55,\" Htg\"),'Factor Tables'!$B$88:$M$88,0),FALSE),0))","v":""},{"$f":"IF($CU55=\"\",\"\",IF(OR($CU55=\"DX HP\",$CU55=\"VRF HP\",$CU55=\"PTHP\"),VLOOKUP($D55,'Factor Tables'!$N$89:$Y$105,MATCH(CONCATENATE($CU55,\" Clg\"),'Factor Tables'!$N$88:$Y$88,0),FALSE),VLOOKUP($D55,'Factor Tables'!$N$89:$Y$105,MATCH($CU55,'Factor Tables'!$N$88:$Y$88,0),FALSE)))","v":""},{"$f":"IF($CU55=\"\",\"\",IF(OR($CU55=\"DX HP\",$CU55=\"VRF HP\",$CU55=\"PTHP\"),VLOOKUP($D55,'Factor Tables'!$N$89:$Y$105,MATCH(CONCATENATE($CU55,\" Htg\"),'Factor Tables'!$N$88:$Y$88,0),FALSE),0))","v":""},{"$f":"IF($AB55=\"\",0,VLOOKUP($AB55,'Utility Admin'!$E:$G,2,FALSE))","v":0},{"$f":"IF($AB55=\"\",0,VLOOKUP($AB55,'Utility Admin'!$E:$G,3,FALSE))","v":0},{"$f":"IFERROR(IF(ABS(Summary!$F$12)<=ABS(Summary!$E$12)*'Utility Admin'!$I$5,$BA55*$DG55+$BB55*$DH55,$BA55*$DG55+$BA55*'Utility Admin'!$I$5*$DH55),0)","v":0},null,"Summer",null,null,null,null,null,null,null,null,null,null,{"$f":"IF(OR('Project Info'!$C$10=\"\",$C55=\"\",$D55=\"\"),\"\",VLOOKUP($D55,$DX$9:$EA$32,MATCH($C55,$DX$9:$EA$9,0),FALSE))","v":""},null,null,null,null,null,null,"ERROR: Contact Program Manager. Post Capacity/Unit x Post # of Units must be within +/- 20% of Pre Capacity/Unit x Pre # of Units."]
[null,47,"","",null,null,null,null,null,null,null,null,null,null,null,null,null,null,null,null,null,null,null,null,null,null,null,null,null,"A",null,null,null,null,null,null,null,null,null,null,null,null,null,null,0,0,0,0,0,0,999999999,"",0,0,{"$f":"IFERROR(IF($DI$261>'Utility Admin'!$H$5,$BB56/$BB$5*$BC$261,$DI56),0)","v":0},"","",{"$f":"IF(AND(OR($AB56=\"DX AC Air Cooled\",$AB56=\"DX HP Air Cooled\"),OR(AND($AJ56=\"Btu/hr\",$AI56<65000),AND($AJ56=\"Tons\",$AI56<65000/12000)),$AC56=\"Split\",$AO56>=15.2),MAX(Baselines!$CF300,12/9.8),Baselines!$CF300)","v":0},{"$f":"Baselines!$CG300","v":0},{"$f":"Baselines!$CI300","v":0},0,0,0,0,0,0,0,0,0,0,{"$f":"IF(OR($C56<>\"Early Retirement\",$J56=\"\"),0,IF(OR($I56=\"DX AC Air Cooled\",$I56=\"DX HP Air Cooled\"),VLOOKUP($J56,'Early Retirement'!$CI$6:$CM$32,2,FALSE),IF(OR($I56=\"PTAC\",$I56=\"PTHP\"),VLOOKUP($J56,'Early Retirement'!$CI$6:$CM$32,3,FALSE),IF(AND(OR($I56=\"Air Cooled Chiller\",$I56=\"Water Cooled Chiller\"),$L56<>\"Centrifugal\"),VLOOKUP($J56,'Early Retirement'!$CI$6:$CM$32,4,FALSE),IF(AND(OR($I56=\"Air Cooled Chiller\",$I56=\"Water Cooled Chiller\"),$L56=\"Centrifugal\"),VLOOKUP($J56,'Early Retirement'!$CI$6:$CM$32,5,FALSE),\"\")))))","v":0},0,0,0,0,0,0,0,0,0,0,0,"","","",0,0,0,{"$f":"IF(AND($C56=\"Early Retirement\",$J56<>\"\",$S56<>\"\",$U56<>\"\"),$CH56,IF(AND(OR($AB56=\"DX AC Air Cooled\",$AB56=\"DX HP Air Cooled\"),OR(AND($AJ56=\"Btu/hr\",$AI56<65000),AND($AJ56=\"Tons\",$AI56<65000/12000)),$AC56=\"Split\",$AO56>=15.2),MAX(Baselines!$CF49,12/9.8),Baselines!$CF49))","v":0},{"$f":"IF(AND($C56=\"Early Retirement\",$J56<>\"\",$S56<>\"\",$U56<>\"\"),$CI56,Baselines!$CG49)","v":0},{"$f":"Baselines!$CH49","v":"kW/ton"},"",{"$f":"IF(AND($C56=\"Early Retirement\",$J56<>\"\",$S56<>\"\",$U56<>\"\"),$CJ56,IF(AND(Baselines!$CI49=0,OR($CU56=\"DX HP\",$CU56=\"PTHP\")),$BH56,Baselines!$CI49))","v":0},"COP",{"$f":"IF(OR($C56=\"Replace-on-Burnout\",$C56=\"New Construction\"),$DC56,IF($CE56=\"\",\"\",IF(OR($CE56=\"DX HP\",$CE56=\"PTHP\"),VLOOKUP($D56,'Factor Tables'!$B$89:$M$105,MATCH(CONCATENATE($CE56,\" Clg\"),'Factor Tables'!$B$88:$M$88,0),FALSE),VLOOKUP($D56,'Factor Tables'!$B$89:$M$105,MATCH($CE56,'Factor Tables'!$B$88:$M$88,0),FALSE))))","v":""},{"$f":"IF(OR($C56=\"Replace-on-Burnout\",$C56=\"New Construction\"),$DD56,IF($CE56=\"\",\"\",IF($CE56=\"DX HP\",VLOOKUP($D56,'Factor Tables'!$B$89:$M$105,MATCH(\"DX HP Htg\",'Factor Tables'!$B$88:$M$88,0),FALSE),0)))","v":""},{"$f":"IF(OR($C56=\"Replace-on-Burnout\",$C56=\"New Construction\"),$DE56,IF($CE56=\"\",\"\",IF($CE56=\"DX HP\",VLOOKUP($D56,'Factor Tables'!$N$89:$Y$105,MATCH(\"DX HP Clg\",'Factor Tables'!$N$88:$Y$88,0),FALSE),IF($CE56=\"PTHP\",VLOOKUP($D56,'Factor Tables'!$N$89:$Y$105,MATCH(\"PTHP Clg\",'Factor Tables'!$N$88:$Y$88,0),FALSE),IF(AND($CE56<>\"DX HP\",$CE56<>\"PTHP\"),VLOOKUP($D56,'Factor Tables'!$N$89:$Y$105,MATCH($CE56,'Factor Tables'!$N$88:$Y$88,0),FALSE),\"\")))))","v":""},{"$f":"IF(OR($C56=\"Replace-on-Burnout\",$C56=\"New Construction\",$CU56=\"DX HP\",$CU56=\"PTHP\"),$DF56,IF($CE56=\"\",\"\",IF($CE56=\"DX HP\",VLOOKUP($D56,'Factor Tables'!$N$89:$Y$105,MATCH(\"DX HP Htg\",'Factor Tables'!$N$88:$Y$88,0),FALSE),IF($CE56=\"PTHP\",VLOOKUP($D56,'Factor Tables'!$N$89:$Y$105,MATCH(\"PTHP Htg\",'Factor Tables'!$N$88:$Y$88,0),FALSE),0))))","v":""},"","",0,0,"kW/ton","",0,"COP",{"$f":"IF($CU56=\"\",\"\",IF(OR($CU56=\"DX HP\",$CU56=\"VRF HP\",$CU56=\"PTHP\"),VLOOKUP($D56,'Factor Tables'!$B$89:$M$105,MATCH(CONCATENATE($CU56,\" Clg\"),'Factor Tables'!$B$88:$M$88,0),FALSE),VLOOKUP($D56,'Factor Tables'!$B$89:$M$105,MATCH($CU56,'Factor Tables'!$B$88:$M$88,0),FALSE)))","v":""},{"$f":"IF($CU56=\"\",\"\",IF(OR($CU56=\"DX HP\",$CU56=\"VRF HP\",$CU56=\"PTHP\"),VLOOKUP($D56,'Factor Tables'!$B$89:$M$105,MATCH(CONCATENATE($CU56,\" Htg\"),'Factor Tables'!$B$88:$M$88,0),FALSE),0))","v":""},{"$f":"IF($CU56=\"\",\"\",IF(OR($CU56=\"DX HP\",$CU56=\"VRF HP\",$CU56=\"PTHP\"),VLOOKUP($D56,'Factor Tables'!$N$89:$Y$105,MATCH(CONCATENATE($CU56,\" Clg\"),'Factor Tables'!$N$88:$Y$88,0),FALSE),VLOOKUP($D56,'Factor Tables'!$N$89:$Y$105,MATCH($CU56,'Factor Tables'!$N$88:$Y$88,0),FALSE)))","v":""},{"$f":"IF($CU56=\"\",\"\",IF(OR($CU56=\"DX HP\",$CU56=\"VRF HP\",$CU56=\"PTHP\"),VLOOKUP($D56,'Factor Tables'!$N$89:$Y$105,MATCH(CONCATENATE($CU56,\" Htg\"),'Factor Tables'!$N$88:$Y$88,0),FALSE),0))","v":""},{"$f":"IF($AB56=\"\",0,VLOOKUP($AB56,'Utility Admin'!$E:$G,2,FALSE))","v":0},{"$f":"IF($AB56=\"\",0,VLOOKUP($AB56,'Utility Admin'!$E:$G,3,FALSE))","v":0},{"$f":"IFERROR(IF(ABS(Summary!$F$12)<=ABS(Summary!$E$12)*'Utility Admin'!$I$5,$BA56*$DG56+$BB56*$DH56,$BA56*$DG56+$BA56*'Utility Admin'!$I$5*$DH56),0)","v":0},null,"Summer",null,null,null,null,null,null,null,null,null,null,{"$f":"IF(OR('Project Info'!$C$10=\"\",$C56=\"\",$D56=\"\"),\"\",VLOOKUP($D56,$DX$9:$EA$32,MATCH($C56,$DX$9:$EA$9,0),FALSE))","v":""},null,null,null,null,null,null,"ERROR: Contact Program Manager. Post Capacity/Unit x Post # of Units must be within +/- 20% of Pre Capacity/Unit x Pre # of Units."]
[null,48,"","",null,null,null,null,null,null,null,null,null,null,null,null,null,null,null,null,null,null,null,null,null,null,null,null,null,"A",null,null,null,null,null,null,null,null,null,null,null,null,null,null,0,0,0,0,0,0,999999999,"",0,0,{"$f":"IFERROR(IF($DI$261>'Utility Admin'!$H$5,$BB57/$BB$5*$BC$261,$DI57),0)","v":0},"","",{"$f":"IF(AND(OR($AB57=\"DX AC Air Cooled\",$AB57=\"DX HP Air Cooled\"),OR(AND($AJ57=\"Btu/hr\",$AI57<65000),AND($AJ57=\"Tons\",$AI57<65000/12000)),$AC57=\"Split\",$AO57>=15.2),MAX(Baselines!$CF301,12/9.8),Baselines!$CF301)","v":0},{"$f":"Baselines!$CG301","v":0},{"$f":"Baselines!$CI301","v":0},0,0,0,0,0,0,0,0,0,0,{"$f":"IF(OR($C57<>\"Early Retirement\",$J57=\"\"),0,IF(OR($I57=\"DX AC Air Cooled\",$I57=\"DX HP Air Cooled\"),VLOOKUP($J57,'Early Retirement'!$CI$6:$CM$32,2,FALSE),IF(OR($I57=\"PTAC\",$I57=\"PTHP\"),VLOOKUP($J57,'Early Retirement'!$CI$6:$CM$32,3,FALSE),IF(AND(OR($I57=\"Air Cooled Chiller\",$I57=\"Water Cooled Chiller\"),$L57<>\"Centrifugal\"),VLOOKUP($J57,'Early Retirement'!$CI$6:$CM$32,4,FALSE),IF(AND(OR($I57=\"Air Cooled Chiller\",$I57=\"Water Cooled Chiller\"),$L57=\"Centrifugal\"),VLOOKUP($J57,'Early Retirement'!$CI$6:$CM$32,5,FALSE),\"\")))))","v":0},0,0,0,0,0,0,0,0,0,0,0,"","","",0,0,0,{"$f":"IF(AND($C57=\"Early Retirement\",$J57<>\"\",$S57<>\"\",$U57<>\"\"),$CH57,IF(AND(OR($AB57=\"DX AC Air Cooled\",$AB57=\"DX HP Air Cooled\"),OR(AND($AJ57=\"Btu/hr\",$AI57<65000),AND($AJ57=\"Tons\",$AI57<65000/12000)),$AC57=\"Split\",$AO57>=15.2),MAX(Baselines!$CF50,12/9.8),Baselines!$CF50))","v":0},{"$f":"IF(AND($C57=\"Early Retirement\",$J57<>\"\",$S57<>\"\",$U57<>\"\"),$CI57,Baselines!$CG50)","v":0},{"$f":"Baselines!$CH50","v":"kW/ton"},"",{"$f":"IF(AND($C57=\"Early Retirement\",$J57<>\"\",$S57<>\"\",$U57<>\"\"),$CJ57,IF(AND(Baselines!$CI50=0,OR($CU57=\"DX HP\",$CU57=\"PTHP\")),$BH57,Baselines!$CI50))","v":0},"COP",{"$f":"IF(OR($C57=\"Replace-on-Burnout\",$C57=\"New Construction\"),$DC57,IF($CE57=\"\",\"\",IF(OR($CE57=\"DX HP\",$CE57=\"PTHP\"),VLOOKUP($D57,'Factor Tables'!$B$89:$M$105,MATCH(CONCATENATE($CE57,\" Clg\"),'Factor Tables'!$B$88:$M$88,0),FALSE),VLOOKUP($D57,'Factor Tables'!$B$89:$M$105,MATCH($CE57,'Factor Tables'!$B$88:$M$88,0),FALSE))))","v":""},{"$f":"IF(OR($C57=\"Replace-on-Burnout\",$C57=\"New Construction\"),$DD57,IF($CE57=\"\",\"\",IF($CE57=\"DX HP\",VLOOKUP($D57,'Factor Tables'!$B$89:$M$105,MATCH(\"DX HP Htg\",'Factor Tables'!$B$88:$M$88,0),FALSE),0)))","v":""},{"$f":"IF(OR($C57=\"Replace-on-Burnout\",$C57=\"New Construction\"),$DE57,IF($CE57=\"\",\"\",IF($CE57=\"DX HP\",VLOOKUP($D57,'Factor Tables'!$N$89:$Y$105,MATCH(\"DX HP Clg\",'Factor Tables'!$N$88:$Y$88,0),FALSE),IF($CE57=\"PTHP\",VLOOKUP($D57,'Factor Tables'!$N$89:$Y$105,MATCH(\"PTHP Clg\",'Factor Tables'!$N$88:$Y$88,0),FALSE),IF(AND($CE57<>\"DX HP\",$CE57<>\"PTHP\"),VLOOKUP($D57,'Factor Tables'!$N$89:$Y$105,MATCH($CE57,'Factor Tables'!$N$88:$Y$88,0),FALSE),\"\")))))","v":""},{"$f":"IF(OR($C57=\"Replace-on-Burnout\",$C57=\"New Construction\",$CU57=\"DX HP\",$CU57=\"PTHP\"),$DF57,IF($CE57=\"\",\"\",IF($CE57=\"DX HP\",VLOOKUP($D57,'Factor Tables'!$N$89:$Y$105,MATCH(\"DX HP Htg\",'Factor Tables'!$N$88:$Y$88,0),FALSE),IF($CE57=\"PTHP\",VLOOKUP($D57,'Factor Tables'!$N$89:$Y$105,MATCH(\"PTHP Htg\",'Factor Tables'!$N$88:$Y$88,0),FALSE),0))))","v":""},"","",0,0,"kW/ton","",0,"COP",{"$f":"IF($CU57=\"\",\"\",IF(OR($CU57=\"DX HP\",$CU57=\"VRF HP\",$CU57=\"PTHP\"),VLOOKUP($D57,'Factor Tables'!$B$89:$M$105,MATCH(CONCATENATE($CU57,\" Clg\"),'Factor Tables'!$B$88:$M$88,0),FALSE),VLOOKUP($D57,'Factor Tables'!$B$89:$M$105,MATCH($CU57,'Factor Tables'!$B$88:$M$88,0),FALSE)))","v":""},{"$f":"IF($CU57=\"\",\"\",IF(OR($CU57=\"DX HP\",$CU57=\"VRF HP\",$CU57=\"PTHP\"),VLOOKUP($D57,'Factor Tables'!$B$89:$M$105,MATCH(CONCATENATE($CU57,\" Htg\"),'Factor Tables'!$B$88:$M$88,0),FALSE),0))","v":""},{"$f":"IF($CU57=\"\",\"\",IF(OR($CU57=\"DX HP\",$CU57=\"VRF HP\",$CU57=\"PTHP\"),VLOOKUP($D57,'Factor Tables'!$N$89:$Y$105,MATCH(CONCATENATE($CU57,\" Clg\"),'Factor Tables'!$N$88:$Y$88,0),FALSE),VLOOKUP($D57,'Factor Tables'!$N$89:$Y$105,MATCH($CU57,'Factor Tables'!$N$88:$Y$88,0),FALSE)))","v":""},{"$f":"IF($CU57=\"\",\"\",IF(OR($CU57=\"DX HP\",$CU57=\"VRF HP\",$CU57=\"PTHP\"),VLOOKUP($D57,'Factor Tables'!$N$89:$Y$105,MATCH(CONCATENATE($CU57,\" Htg\"),'Factor Tables'!$N$88:$Y$88,0),FALSE),0))","v":""},{"$f":"IF($AB57=\"\",0,VLOOKUP($AB57,'Utility Admin'!$E:$G,2,FALSE))","v":0},{"$f":"IF($AB57=\"\",0,VLOOKUP($AB57,'Utility Admin'!$E:$G,3,FALSE))","v":0},{"$f":"IFERROR(IF(ABS(Summary!$F$12)<=ABS(Summary!$E$12)*'Utility Admin'!$I$5,$BA57*$DG57+$BB57*$DH57,$BA57*$DG57+$BA57*'Utility Admin'!$I$5*$DH57),0)","v":0},null,"Summer",null,null,null,null,null,null,null,null,null,null,{"$f":"IF(OR('Project Info'!$C$10=\"\",$C57=\"\",$D57=\"\"),\"\",VLOOKUP($D57,$DX$9:$EA$32,MATCH($C57,$DX$9:$EA$9,0),FALSE))","v":""},null,null,null,null,null,null,"ERROR: Contact Program Manager. Post Capacity/Unit x Post # of Units must be within +/- 20% of Pre Capacity/Unit x Pre # of Units."]
[null,49,"","",null,null,null,null,null,null,null,null,null,null,null,null,null,null,null,null,null,null,null,null,null,null,null,null,null,"A",null,null,null,null,null,null,null,null,null,null,null,null,null,null,0,0,0,0,0,0,999999999,"",0,0,{"$f":"IFERROR(IF($DI$261>'Utility Admin'!$H$5,$BB58/$BB$5*$BC$261,$DI58),0)","v":0},"","",{"$f":"IF(AND(OR($AB58=\"DX AC Air Cooled\",$AB58=\"DX HP Air Cooled\"),OR(AND($AJ58=\"Btu/hr\",$AI58<65000),AND($AJ58=\"Tons\",$AI58<65000/12000)),$AC58=\"Split\",$AO58>=15.2),MAX(Baselines!$CF302,12/9.8),Baselines!$CF302)","v":0},{"$f":"Baselines!$CG302","v":0},{"$f":"Baselines!$CI302","v":0},0,0,0,0,0,0,0,0,0,0,{"$f":"IF(OR($C58<>\"Early Retirement\",$J58=\"\"),0,IF(OR($I58=\"DX AC Air Cooled\",$I58=\"DX HP Air Cooled\"),VLOOKUP($J58,'Early Retirement'!$CI$6:$CM$32,2,FALSE),IF(OR($I58=\"PTAC\",$I58=\"PTHP\"),VLOOKUP($J58,'Early Retirement'!$CI$6:$CM$32,3,FALSE),IF(AND(OR($I58=\"Air Cooled Chiller\",$I58=\"Water Cooled Chiller\"),$L58<>\"Centrifugal\"),VLOOKUP($J58,'Early Retirement'!$CI$6:$CM$32,4,FALSE),IF(AND(OR($I58=\"Air Cooled Chiller\",$I58=\"Water Cooled Chiller\"),$L58=\"Centrifugal\"),VLOOKUP($J58,'Early Retirement'!$CI$6:$CM$32,5,FALSE),\"\")))))","v":0},0,0,0,0,0,0,0,0,0,0,0,"","","",0,0,0,{"$f":"IF(AND($C58=\"Early Retirement\",$J58<>\"\",$S58<>\"\",$U58<>\"\"),$CH58,IF(AND(OR($AB58=\"DX AC Air Cooled\",$AB58=\"DX HP Air Cooled\"),OR(AND($AJ58=\"Btu/hr\",$AI58<65000),AND($AJ58=\"Tons\",$AI58<65000/12000)),$AC58=\"Split\",$AO58>=15.2),MAX(Baselines!$CF51,12/9.8),Baselines!$CF51))","v":0},{"$f":"IF(AND($C58=\"Early Retirement\",$J58<>\"\",$S58<>\"\",$U58<>\"\"),$CI58,Baselines!$CG51)","v":0},{"$f":"Baselines!$CH51","v":"kW/ton"},"",{"$f":"IF(AND($C58=\"Early Retirement\",$J58<>\"\",$S58<>\"\",$U58<>\"\"),$CJ58,IF(AND(Baselines!$CI51=0,OR($CU58=\"DX HP\",$CU58=\"PTHP\")),$BH58,Baselines!$CI51))","v":0},"COP",{"$f":"IF(OR($C58=\"Replace-on-Burnout\",$C58=\"New Construction\"),$DC58,IF($CE58=\"\",\"\",IF(OR($CE58=\"DX HP\",$CE58=\"PTHP\"),VLOOKUP($D58,'Factor Tables'!$B$89:$M$105,MATCH(CONCATENATE($CE58,\" Clg\"),'Factor Tables'!$B$88:$M$88,0),FALSE),VLOOKUP($D58,'Factor Tables'!$B$89:$M$105,MATCH($CE58,'Factor Tables'!$B$88:$M$88,0),FALSE))))","v":""},{"$f":"IF(OR($C58=\"Replace-on-Burnout\",$C58=\"New Construction\"),$DD58,IF($CE58=\"\",\"\",IF($CE58=\"DX HP\",VLOOKUP($D58,'Factor Tables'!$B$89:$M$105,MATCH(\"DX HP Htg\",'Factor Tables'!$B$88:$M$88,0),FALSE),0)))","v":""},{"$f":"IF(OR($C58=\"Replace-on-Burnout\",$C58=\"New Construction\"),$DE58,IF($CE58=\"\",\"\",IF($CE58=\"DX HP\",VLOOKUP($D58,'Factor Tables'!$N$89:$Y$105,MATCH(\"DX HP Clg\",'Factor Tables'!$N$88:$Y$88,0),FALSE),IF($CE58=\"PTHP\",VLOOKUP($D58,'Factor Tables'!$N$89:$Y$105,MATCH(\"PTHP Clg\",'Factor Tables'!$N$88:$Y$88,0),FALSE),IF(AND($CE58<>\"DX HP\",$CE58<>\"PTHP\"),VLOOKUP($D58,'Factor Tables'!$N$89:$Y$105,MATCH($CE58,'Factor Tables'!$N$88:$Y$88,0),FALSE),\"\")))))","v":""},{"$f":"IF(OR($C58=\"Replace-on-Burnout\",$C58=\"New Construction\",$CU58=\"DX HP\",$CU58=\"PTHP\"),$DF58,IF($CE58=\"\",\"\",IF($CE58=\"DX HP\",VLOOKUP($D58,'Factor Tables'!$N$89:$Y$105,MATCH(\"DX HP Htg\",'Factor Tables'!$N$88:$Y$88,0),FALSE),IF($CE58=\"PTHP\",VLOOKUP($D58,'Factor Tables'!$N$89:$Y$105,MATCH(\"PTHP Htg\",'Factor Tables'!$N$88:$Y$88,0),FALSE),0))))","v":""},"","",0,0,"kW/ton","",0,"COP",{"$f":"IF($CU58=\"\",\"\",IF(OR($CU58=\"DX HP\",$CU58=\"VRF HP\",$CU58=\"PTHP\"),VLOOKUP($D58,'Factor Tables'!$B$89:$M$105,MATCH(CONCATENATE($CU58,\" Clg\"),'Factor Tables'!$B$88:$M$88,0),FALSE),VLOOKUP($D58,'Factor Tables'!$B$89:$M$105,MATCH($CU58,'Factor Tables'!$B$88:$M$88,0),FALSE)))","v":""},{"$f":"IF($CU58=\"\",\"\",IF(OR($CU58=\"DX HP\",$CU58=\"VRF HP\",$CU58=\"PTHP\"),VLOOKUP($D58,'Factor Tables'!$B$89:$M$105,MATCH(CONCATENATE($CU58,\" Htg\"),'Factor Tables'!$B$88:$M$88,0),FALSE),0))","v":""},{"$f":"IF($CU58=\"\",\"\",IF(OR($CU58=\"DX HP\",$CU58=\"VRF HP\",$CU58=\"PTHP\"),VLOOKUP($D58,'Factor Tables'!$N$89:$Y$105,MATCH(CONCATENATE($CU58,\" Clg\"),'Factor Tables'!$N$88:$Y$88,0),FALSE),VLOOKUP($D58,'Factor Tables'!$N$89:$Y$105,MATCH($CU58,'Factor Tables'!$N$88:$Y$88,0),FALSE)))","v":""},{"$f":"IF($CU58=\"\",\"\",IF(OR($CU58=\"DX HP\",$CU58=\"VRF HP\",$CU58=\"PTHP\"),VLOOKUP($D58,'Factor Tables'!$N$89:$Y$105,MATCH(CONCATENATE($CU58,\" Htg\"),'Factor Tables'!$N$88:$Y$88,0),FALSE),0))","v":""},{"$f":"IF($AB58=\"\",0,VLOOKUP($AB58,'Utility Admin'!$E:$G,2,FALSE))","v":0},{"$f":"IF($AB58=\"\",0,VLOOKUP($AB58,'Utility Admin'!$E:$G,3,FALSE))","v":0},{"$f":"IFERROR(IF(ABS(Summary!$F$12)<=ABS(Summary!$E$12)*'Utility Admin'!$I$5,$BA58*$DG58+$BB58*$DH58,$BA58*$DG58+$BA58*'Utility Admin'!$I$5*$DH58),0)","v":0},null,"Summer",null,null,null,null,null,null,null,null,null,null,{"$f":"IF(OR('Project Info'!$C$10=\"\",$C58=\"\",$D58=\"\"),\"\",VLOOKUP($D58,$DX$9:$EA$32,MATCH($C58,$DX$9:$EA$9,0),FALSE))","v":""},null,null,null,null,null,null,"ERROR: Contact Program Manager. Post Capacity/Unit x Post # of Units must be within +/- 20% of Pre Capacity/Unit x Pre # of Units."]
[null,50,"","",null,null,null,null,null,null,null,null,null,null,null,null,null,null,null,null,null,null,null,null,null,null,null,null,null,"A",null,null,null,null,null,null,null,null,null,null,null,null,null,null,0,0,0,0,0,0,999999999,"",0,0,{"$f":"IFERROR(IF($DI$261>'Utility Admin'!$H$5,$BB59/$BB$5*$BC$261,$DI59),0)","v":0},"","",{"$f":"IF(AND(OR($AB59=\"DX AC Air Cooled\",$AB59=\"DX HP Air Cooled\"),OR(AND($AJ59=\"Btu/hr\",$AI59<65000),AND($AJ59=\"Tons\",$AI59<65000/12000)),$AC59=\"Split\",$AO59>=15.2),MAX(Baselines!$CF303,12/9.8),Baselines!$CF303)","v":0},{"$f":"Baselines!$CG303","v":0},{"$f":"Baselines!$CI303","v":0},0,0,0,0,0,0,0,0,0,0,{"$f":"IF(OR($C59<>\"Early Retirement\",$J59=\"\"),0,IF(OR($I59=\"DX AC Air Cooled\",$I59=\"DX HP Air Cooled\"),VLOOKUP($J59,'Early Retirement'!$CI$6:$CM$32,2,FALSE),IF(OR($I59=\"PTAC\",$I59=\"PTHP\"),VLOOKUP($J59,'Early Retirement'!$CI$6:$CM$32,3,FALSE),IF(AND(OR($I59=\"Air Cooled Chiller\",$I59=\"Water Cooled Chiller\"),$L59<>\"Centrifugal\"),VLOOKUP($J59,'Early Retirement'!$CI$6:$CM$32,4,FALSE),IF(AND(OR($I59=\"Air Cooled Chiller\",$I59=\"Water Cooled Chiller\"),$L59=\"Centrifugal\"),VLOOKUP($J59,'Early Retirement'!$CI$6:$CM$32,5,FALSE),\"\")))))","v":0},0,0,0,0,0,0,0,0,0,0,0,"","","",0,0,0,{"$f":"IF(AND($C59=\"Early Retirement\",$J59<>\"\",$S59<>\"\",$U59<>\"\"),$CH59,IF(AND(OR($AB59=\"DX AC Air Cooled\",$AB59=\"DX HP Air Cooled\"),OR(AND($AJ59=\"Btu/hr\",$AI59<65000),AND($AJ59=\"Tons\",$AI59<65000/12000)),$AC59=\"Split\",$AO59>=15.2),MAX(Baselines!$CF52,12/9.8),Baselines!$CF52))","v":0},{"$f":"IF(AND($C59=\"Early Retirement\",$J59<>\"\",$S59<>\"\",$U59<>\"\"),$CI59,Baselines!$CG52)","v":0},{"$f":"Baselines!$CH52","v":"kW/ton"},"",{"$f":"IF(AND($C59=\"Early Retirement\",$J59<>\"\",$S59<>\"\",$U59<>\"\"),$CJ59,IF(AND(Baselines!$CI52=0,OR($CU59=\"DX HP\",$CU59=\"PTHP\")),$BH59,Baselines!$CI52))","v":0},"COP",{"$f":"IF(OR($C59=\"Replace-on-Burnout\",$C59=\"New Construction\"),$DC59,IF($CE59=\"\",\"\",IF(OR($CE59=\"DX HP\",$CE59=\"PTHP\"),VLOOKUP($D59,'Factor Tables'!$B$89:$M$105,MATCH(CONCATENATE($CE59,\" Clg\"),'Factor Tables'!$B$88:$M$88,0),FALSE),VLOOKUP($D59,'Factor Tables'!$B$89:$M$105,MATCH($CE59,'Factor Tables'!$B$88:$M$88,0),FALSE))))","v":""},{"$f":"IF(OR($C59=\"Replace-on-Burnout\",$C59=\"New Construction\"),$DD59,IF($CE59=\"\",\"\",IF($CE59=\"DX HP\",VLOOKUP($D59,'Factor Tables'!$B$89:$M$105,MATCH(\"DX HP Htg\",'Factor Tables'!$B$88:$M$88,0),FALSE),0)))","v":""},{"$f":"IF(OR($C59=\"Replace-on-Burnout\",$C59=\"New Construction\"),$DE59,IF($CE59=\"\",\"\",IF($CE59=\"DX HP\",VLOOKUP($D59,'Factor Tables'!$N$89:$Y$105,MATCH(\"DX HP Clg\",'Factor Tables'!$N$88:$Y$88,0),FALSE),IF($CE59=\"PTHP\",VLOOKUP($D59,'Factor Tables'!$N$89:$Y$105,MATCH(\"PTHP Clg\",'Factor Tables'!$N$88:$Y$88,0),FALSE),IF(AND($CE59<>\"DX HP\",$CE59<>\"PTHP\"),VLOOKUP($D59,'Factor Tables'!$N$89:$Y$105,MATCH($CE59,'Factor Tables'!$N$88:$Y$88,0),FALSE),\"\")))))","v":""},{"$f":"IF(OR($C59=\"Replace-on-Burnout\",$C59=\"New Construction\",$CU59=\"DX HP\",$CU59=\"PTHP\"),$DF59,IF($CE59=\"\",\"\",IF($CE59=\"DX HP\",VLOOKUP($D59,'Factor Tables'!$N$89:$Y$105,MATCH(\"DX HP Htg\",'Factor Tables'!$N$88:$Y$88,0),FALSE),IF($CE59=\"PTHP\",VLOOKUP($D59,'Factor Tables'!$N$89:$Y$105,MATCH(\"PTHP Htg\",'Factor Tables'!$N$88:$Y$88,0),FALSE),0))))","v":""},"","",0,0,"kW/ton","",0,"COP",{"$f":"IF($CU59=\"\",\"\",IF(OR($CU59=\"DX HP\",$CU59=\"VRF HP\",$CU59=\"PTHP\"),VLOOKUP($D59,'Factor Tables'!$B$89:$M$105,MATCH(CONCATENATE($CU59,\" Clg\"),'Factor Tables'!$B$88:$M$88,0),FALSE),VLOOKUP($D59,'Factor Tables'!$B$89:$M$105,MATCH($CU59,'Factor Tables'!$B$88:$M$88,0),FALSE)))","v":""},{"$f":"IF($CU59=\"\",\"\",IF(OR($CU59=\"DX HP\",$CU59=\"VRF HP\",$CU59=\"PTHP\"),VLOOKUP($D59,'Factor Tables'!$B$89:$M$105,MATCH(CONCATENATE($CU59,\" Htg\"),'Factor Tables'!$B$88:$M$88,0),FALSE),0))","v":""},{"$f":"IF($CU59=\"\",\"\",IF(OR($CU59=\"DX HP\",$CU59=\"VRF HP\",$CU59=\"PTHP\"),VLOOKUP($D59,'Factor Tables'!$N$89:$Y$105,MATCH(CONCATENATE($CU59,\" Clg\"),'Factor Tables'!$N$88:$Y$88,0),FALSE),VLOOKUP($D59,'Factor Tables'!$N$89:$Y$105,MATCH($CU59,'Factor Tables'!$N$88:$Y$88,0),FALSE)))","v":""},{"$f":"IF($CU59=\"\",\"\",IF(OR($CU59=\"DX HP\",$CU59=\"VRF HP\",$CU59=\"PTHP\"),VLOOKUP($D59,'Factor Tables'!$N$89:$Y$105,MATCH(CONCATENATE($CU59,\" Htg\"),'Factor Tables'!$N$88:$Y$88,0),FALSE),0))","v":""},{"$f":"IF($AB59=\"\",0,VLOOKUP($AB59,'Utility Admin'!$E:$G,2,FALSE))","v":0},{"$f":"IF($AB59=\"\",0,VLOOKUP($AB59,'Utility Admin'!$E:$G,3,FALSE))","v":0},{"$f":"IFERROR(IF(ABS(Summary!$F$12)<=ABS(Summary!$E$12)*'Utility Admin'!$I$5,$BA59*$DG59+$BB59*$DH59,$BA59*$DG59+$BA59*'Utility Admin'!$I$5*$DH59),0)","v":0},null,"Summer",null,null,null,null,null,null,null,null,null,null,{"$f":"IF(OR('Project Info'!$C$10=\"\",$C59=\"\",$D59=\"\"),\"\",VLOOKUP($D59,$DX$9:$EA$32,MATCH($C59,$DX$9:$EA$9,0),FALSE))","v":""},null,null,null,null,null,null,"ERROR: Contact Program Manager. Post Capacity/Unit x Post # of Units must be within +/- 20% of Pre Capacity/Unit x Pre # of Units."]
[null,51,"","",null,null,null,null,null,null,null,null,null,null,null,null,null,null,null,null,null,null,null,null,null,null,null,null,null,"A",null,null,null,null,null,null,null,null,null,null,null,null,null,null,0,0,0,0,0,0,999999999,"",0,0,{"$f":"IFERROR(IF($DI$261>'Utility Admin'!$H$5,$BB60/$BB$5*$BC$261,$DI60),0)","v":0},"","",{"$f":"IF(AND(OR($AB60=\"DX AC Air Cooled\",$AB60=\"DX HP Air Cooled\"),OR(AND($AJ60=\"Btu/hr\",$AI60<65000),AND($AJ60=\"Tons\",$AI60<65000/12000)),$AC60=\"Split\",$AO60>=15.2),MAX(Baselines!$CF304,12/9.8),Baselines!$CF304)","v":0},{"$f":"Baselines!$CG304","v":0},{"$f":"Baselines!$CI304","v":0},0,0,0,0,0,0,0,0,0,0,{"$f":"IF(OR($C60<>\"Early Retirement\",$J60=\"\"),0,IF(OR($I60=\"DX AC Air Cooled\",$I60=\"DX HP Air Cooled\"),VLOOKUP($J60,'Early Retirement'!$CI$6:$CM$32,2,FALSE),IF(OR($I60=\"PTAC\",$I60=\"PTHP\"),VLOOKUP($J60,'Early Retirement'!$CI$6:$CM$32,3,FALSE),IF(AND(OR($I60=\"Air Cooled Chiller\",$I60=\"Water Cooled Chiller\"),$L60<>\"Centrifugal\"),VLOOKUP($J60,'Early Retirement'!$CI$6:$CM$32,4,FALSE),IF(AND(OR($I60=\"Air Cooled Chiller\",$I60=\"Water Cooled Chiller\"),$L60=\"Centrifugal\"),VLOOKUP($J60,'Early Retirement'!$CI$6:$CM$32,5,FALSE),\"\")))))","v":0},0,0,0,0,0,0,0,0,0,0,0,"","","",0,0,0,{"$f":"IF(AND($C60=\"Early Retirement\",$J60<>\"\",$S60<>\"\",$U60<>\"\"),$CH60,IF(AND(OR($AB60=\"DX AC Air Cooled\",$AB60=\"DX HP Air Cooled\"),OR(AND($AJ60=\"Btu/hr\",$AI60<65000),AND($AJ60=\"Tons\",$AI60<65000/12000)),$AC60=\"Split\",$AO60>=15.2),MAX(Baselines!$CF53,12/9.8),Baselines!$CF53))","v":0},{"$f":"IF(AND($C60=\"Early Retirement\",$J60<>\"\",$S60<>\"\",$U60<>\"\"),$CI60,Baselines!$CG53)","v":0},{"$f":"Baselines!$CH53","v":"kW/ton"},"",{"$f":"IF(AND($C60=\"Early Retirement\",$J60<>\"\",$S60<>\"\",$U60<>\"\"),$CJ60,IF(AND(Baselines!$CI53=0,OR($CU60=\"DX HP\",$CU60=\"PTHP\")),$BH60,Baselines!$CI53))","v":0},"COP",{"$f":"IF(OR($C60=\"Replace-on-Burnout\",$C60=\"New Construction\"),$DC60,IF($CE60=\"\",\"\",IF(OR($CE60=\"DX HP\",$CE60=\"PTHP\"),VLOOKUP($D60,'Factor Tables'!$B$89:$M$105,MATCH(CONCATENATE($CE60,\" Clg\"),'Factor Tables'!$B$88:$M$88,0),FALSE),VLOOKUP($D60,'Factor Tables'!$B$89:$M$105,MATCH($CE60,'Factor Tables'!$B$88:$M$88,0),FALSE))))","v":""},{"$f":"IF(OR($C60=\"Replace-on-Burnout\",$C60=\"New Construction\"),$DD60,IF($CE60=\"\",\"\",IF($CE60=\"DX HP\",VLOOKUP($D60,'Factor Tables'!$B$89:$M$105,MATCH(\"DX HP Htg\",'Factor Tables'!$B$88:$M$88,0),FALSE),0)))","v":""},{"$f":"IF(OR($C60=\"Replace-on-Burnout\",$C60=\"New Construction\"),$DE60,IF($CE60=\"\",\"\",IF($CE60=\"DX HP\",VLOOKUP($D60,'Factor Tables'!$N$89:$Y$105,MATCH(\"DX HP Clg\",'Factor Tables'!$N$88:$Y$88,0),FALSE),IF($CE60=\"PTHP\",VLOOKUP($D60,'Factor Tables'!$N$89:$Y$105,MATCH(\"PTHP Clg\",'Factor Tables'!$N$88:$Y$88,0),FALSE),IF(AND($CE60<>\"DX HP\",$CE60<>\"PTHP\"),VLOOKUP($D60,'Factor Tables'!$N$89:$Y$105,MATCH($CE60,'Factor Tables'!$N$88:$Y$88,0),FALSE),\"\")))))","v":""},{"$f":"IF(OR($C60=\"Replace-on-Burnout\",$C60=\"New Construction\",$CU60=\"DX HP\",$CU60=\"PTHP\"),$DF60,IF($CE60=\"\",\"\",IF($CE60=\"DX HP\",VLOOKUP($D60,'Factor Tables'!$N$89:$Y$105,MATCH(\"DX HP Htg\",'Factor Tables'!$N$88:$Y$88,0),FALSE),IF($CE60=\"PTHP\",VLOOKUP($D60,'Factor Tables'!$N$89:$Y$105,MATCH(\"PTHP Htg\",'Factor Tables'!$N$88:$Y$88,0),FALSE),0))))","v":""},"","",0,0,"kW/ton","",0,"COP",{"$f":"IF($CU60=\"\",\"\",IF(OR($CU60=\"DX HP\",$CU60=\"VRF HP\",$CU60=\"PTHP\"),VLOOKUP($D60,'Factor Tables'!$B$89:$M$105,MATCH(CONCATENATE($CU60,\" Clg\"),'Factor Tables'!$B$88:$M$88,0),FALSE),VLOOKUP($D60,'Factor Tables'!$B$89:$M$105,MATCH($CU60,'Factor Tables'!$B$88:$M$88,0),FALSE)))","v":""},{"$f":"IF($CU60=\"\",\"\",IF(OR($CU60=\"DX HP\",$CU60=\"VRF HP\",$CU60=\"PTHP\"),VLOOKUP($D60,'Factor Tables'!$B$89:$M$105,MATCH(CONCATENATE($CU60,\" Htg\"),'Factor Tables'!$B$88:$M$88,0),FALSE),0))","v":""},{"$f":"IF($CU60=\"\",\"\",IF(OR($CU60=\"DX HP\",$CU60=\"VRF HP\",$CU60=\"PTHP\"),VLOOKUP($D60,'Factor Tables'!$N$89:$Y$105,MATCH(CONCATENATE($CU60,\" Clg\"),'Factor Tables'!$N$88:$Y$88,0),FALSE),VLOOKUP($D60,'Factor Tables'!$N$89:$Y$105,MATCH($CU60,'Factor Tables'!$N$88:$Y$88,0),FALSE)))","v":""},{"$f":"IF($CU60=\"\",\"\",IF(OR($CU60=\"DX HP\",$CU60=\"VRF HP\",$CU60=\"PTHP\"),VLOOKUP($D60,'Factor Tables'!$N$89:$Y$105,MATCH(CONCATENATE($CU60,\" Htg\"),'Factor Tables'!$N$88:$Y$88,0),FALSE),0))","v":""},{"$f":"IF($AB60=\"\",0,VLOOKUP($AB60,'Utility Admin'!$E:$G,2,FALSE))","v":0},{"$f":"IF($AB60=\"\",0,VLOOKUP($AB60,'Utility Admin'!$E:$G,3,FALSE))","v":0},{"$f":"IFERROR(IF(ABS(Summary!$F$12)<=ABS(Summary!$E$12)*'Utility Admin'!$I$5,$BA60*$DG60+$BB60*$DH60,$BA60*$DG60+$BA60*'Utility Admin'!$I$5*$DH60),0)","v":0},null,"Summer",null,null,null,null,null,null,null,null,null,null,{"$f":"IF(OR('Project Info'!$C$10=\"\",$C60=\"\",$D60=\"\"),\"\",VLOOKUP($D60,$DX$9:$EA$32,MATCH($C60,$DX$9:$EA$9,0),FALSE))","v":""},null,null,null,null,null,null,"ERROR: Contact Program Manager. Post Capacity/Unit x Post # of Units must be within +/- 20% of Pre Capacity/Unit x Pre # of Units."]
[null,52,"","",null,null,null,null,null,null,null,null,null,null,null,null,null,null,null,null,null,null,null,null,null,null,null,null,null,"A",null,null,null,null,null,null,null,null,null,null,null,null,null,null,0,0,0,0,0,0,999999999,"",0,0,{"$f":"IFERROR(IF($DI$261>'Utility Admin'!$H$5,$BB61/$BB$5*$BC$261,$DI61),0)","v":0},"","",{"$f":"IF(AND(OR($AB61=\"DX AC Air Cooled\",$AB61=\"DX HP Air Cooled\"),OR(AND($AJ61=\"Btu/hr\",$AI61<65000),AND($AJ61=\"Tons\",$AI61<65000/12000)),$AC61=\"Split\",$AO61>=15.2),MAX(Baselines!$CF305,12/9.8),Baselines!$CF305)","v":0},{"$f":"Baselines!$CG305","v":0},{"$f":"Baselines!$CI305","v":0},0,0,0,0,0,0,0,0,0,0,{"$f":"IF(OR($C61<>\"Early Retirement\",$J61=\"\"),0,IF(OR($I61=\"DX AC Air Cooled\",$I61=\"DX HP Air Cooled\"),VLOOKUP($J61,'Early Retirement'!$CI$6:$CM$32,2,FALSE),IF(OR($I61=\"PTAC\",$I61=\"PTHP\"),VLOOKUP($J61,'Early Retirement'!$CI$6:$CM$32,3,FALSE),IF(AND(OR($I61=\"Air Cooled Chiller\",$I61=\"Water Cooled Chiller\"),$L61<>\"Centrifugal\"),VLOOKUP($J61,'Early Retirement'!$CI$6:$CM$32,4,FALSE),IF(AND(OR($I61=\"Air Cooled Chiller\",$I61=\"Water Cooled Chiller\"),$L61=\"Centrifugal\"),VLOOKUP($J61,'Early Retirement'!$CI$6:$CM$32,5,FALSE),\"\")))))","v":0},0,0,0,0,0,0,0,0,0,0,0,"","","",0,0,0,{"$f":"IF(AND($C61=\"Early Retirement\",$J61<>\"\",$S61<>\"\",$U61<>\"\"),$CH61,IF(AND(OR($AB61=\"DX AC Air Cooled\",$AB61=\"DX HP Air Cooled\"),OR(AND($AJ61=\"Btu/hr\",$AI61<65000),AND($AJ61=\"Tons\",$AI61<65000/12000)),$AC61=\"Split\",$AO61>=15.2),MAX(Baselines!$CF54,12/9.8),Baselines!$CF54))","v":0},{"$f":"IF(AND($C61=\"Early Retirement\",$J61<>\"\",$S61<>\"\",$U61<>\"\"),$CI61,Baselines!$CG54)","v":0},{"$f":"Baselines!$CH54","v":"kW/ton"},"",{"$f":"IF(AND($C61=\"Early Retirement\",$J61<>\"\",$S61<>\"\",$U61<>\"\"),$CJ61,IF(AND(Baselines!$CI54=0,OR($CU61=\"DX HP\",$CU61=\"PTHP\")),$BH61,Baselines!$CI54))","v":0},"COP",{"$f":"IF(OR($C61=\"Replace-on-Burnout\",$C61=\"New Construction\"),$DC61,IF($CE61=\"\",\"\",IF(OR($CE61=\"DX HP\",$CE61=\"PTHP\"),VLOOKUP($D61,'Factor Tables'!$B$89:$M$105,MATCH(CONCATENATE($CE61,\" Clg\"),'Factor Tables'!$B$88:$M$88,0),FALSE),VLOOKUP($D61,'Factor Tables'!$B$89:$M$105,MATCH($CE61,'Factor Tables'!$B$88:$M$88,0),FALSE))))","v":""},{"$f":"IF(OR($C61=\"Replace-on-Burnout\",$C61=\"New Construction\"),$DD61,IF($CE61=\"\",\"\",IF($CE61=\"DX HP\",VLOOKUP($D61,'Factor Tables'!$B$89:$M$105,MATCH(\"DX HP Htg\",'Factor Tables'!$B$88:$M$88,0),FALSE),0)))","v":""},{"$f":"IF(OR($C61=\"Replace-on-Burnout\",$C61=\"New Construction\"),$DE61,IF($CE61=\"\",\"\",IF($CE61=\"DX HP\",VLOOKUP($D61,'Factor Tables'!$N$89:$Y$105,MATCH(\"DX HP Clg\",'Factor Tables'!$N$88:$Y$88,0),FALSE),IF($CE61=\"PTHP\",VLOOKUP($D61,'Factor Tables'!$N$89:$Y$105,MATCH(\"PTHP Clg\",'Factor Tables'!$N$88:$Y$88,0),FALSE),IF(AND($CE61<>\"DX HP\",$CE61<>\"PTHP\"),VLOOKUP($D61,'Factor Tables'!$N$89:$Y$105,MATCH($CE61,'Factor Tables'!$N$88:$Y$88,0),FALSE),\"\")))))","v":""},{"$f":"IF(OR($C61=\"Replace-on-Burnout\",$C61=\"New Construction\",$CU61=\"DX HP\",$CU61=\"PTHP\"),$DF61,IF($CE61=\"\",\"\",IF($CE61=\"DX HP\",VLOOKUP($D61,'Factor Tables'!$N$89:$Y$105,MATCH(\"DX HP Htg\",'Factor Tables'!$N$88:$Y$88,0),FALSE),IF($CE61=\"PTHP\",VLOOKUP($D61,'Factor Tables'!$N$89:$Y$105,MATCH(\"PTHP Htg\",'Factor Tables'!$N$88:$Y$88,0),FALSE),0))))","v":""},"","",0,0,"kW/ton","",0,"COP",{"$f":"IF($CU61=\"\",\"\",IF(OR($CU61=\"DX HP\",$CU61=\"VRF HP\",$CU61=\"PTHP\"),VLOOKUP($D61,'Factor Tables'!$B$89:$M$105,MATCH(CONCATENATE($CU61,\" Clg\"),'Factor Tables'!$B$88:$M$88,0),FALSE),VLOOKUP($D61,'Factor Tables'!$B$89:$M$105,MATCH($CU61,'Factor Tables'!$B$88:$M$88,0),FALSE)))","v":""},{"$f":"IF($CU61=\"\",\"\",IF(OR($CU61=\"DX HP\",$CU61=\"VRF HP\",$CU61=\"PTHP\"),VLOOKUP($D61,'Factor Tables'!$B$89:$M$105,MATCH(CONCATENATE($CU61,\" Htg\"),'Factor Tables'!$B$88:$M$88,0),FALSE),0))","v":""},{"$f":"IF($CU61=\"\",\"\",IF(OR($CU61=\"DX HP\",$CU61=\"VRF HP\",$CU61=\"PTHP\"),VLOOKUP($D61,'Factor Tables'!$N$89:$Y$105,MATCH(CONCATENATE($CU61,\" Clg\"),'Factor Tables'!$N$88:$Y$88,0),FALSE),VLOOKUP($D61,'Factor Tables'!$N$89:$Y$105,MATCH($CU61,'Factor Tables'!$N$88:$Y$88,0),FALSE)))","v":""},{"$f":"IF($CU61=\"\",\"\",IF(OR($CU61=\"DX HP\",$CU61=\"VRF HP\",$CU61=\"PTHP\"),VLOOKUP($D61,'Factor Tables'!$N$89:$Y$105,MATCH(CONCATENATE($CU61,\" Htg\"),'Factor Tables'!$N$88:$Y$88,0),FALSE),0))","v":""},{"$f":"IF($AB61=\"\",0,VLOOKUP($AB61,'Utility Admin'!$E:$G,2,FALSE))","v":0},{"$f":"IF($AB61=\"\",0,VLOOKUP($AB61,'Utility Admin'!$E:$G,3,FALSE))","v":0},{"$f":"IFERROR(IF(ABS(Summary!$F$12)<=ABS(Summary!$E$12)*'Utility Admin'!$I$5,$BA61*$DG61+$BB61*$DH61,$BA61*$DG61+$BA61*'Utility Admin'!$I$5*$DH61),0)","v":0},null,"Summer",null,null,null,null,null,null,null,null,null,null,{"$f":"IF(OR('Project Info'!$C$10=\"\",$C61=\"\",$D61=\"\"),\"\",VLOOKUP($D61,$DX$9:$EA$32,MATCH($C61,$DX$9:$EA$9,0),FALSE))","v":""},null,null,null,null,null,null,"ERROR: Contact Program Manager. Post Capacity/Unit x Post # of Units must be within +/- 20% of Pre Capacity/Unit x Pre # of Units."]
[null,53,"","",null,null,null,null,null,null,null,null,null,null,null,null,null,null,null,null,null,null,null,null,null,null,null,null,null,"A",null,null,null,null,null,null,null,null,null,null,null,null,null,null,0,0,0,0,0,0,999999999,"",0,0,{"$f":"IFERROR(IF($DI$261>'Utility Admin'!$H$5,$BB62/$BB$5*$BC$261,$DI62),0)","v":0},"","",{"$f":"IF(AND(OR($AB62=\"DX AC Air Cooled\",$AB62=\"DX HP Air Cooled\"),OR(AND($AJ62=\"Btu/hr\",$AI62<65000),AND($AJ62=\"Tons\",$AI62<65000/12000)),$AC62=\"Split\",$AO62>=15.2),MAX(Baselines!$CF306,12/9.8),Baselines!$CF306)","v":0},{"$f":"Baselines!$CG306","v":0},{"$f":"Baselines!$CI306","v":0},0,0,0,0,0,0,0,0,0,0,{"$f":"IF(OR($C62<>\"Early Retirement\",$J62=\"\"),0,IF(OR($I62=\"DX AC Air Cooled\",$I62=\"DX HP Air Cooled\"),VLOOKUP($J62,'Early Retirement'!$CI$6:$CM$32,2,FALSE),IF(OR($I62=\"PTAC\",$I62=\"PTHP\"),VLOOKUP($J62,'Early Retirement'!$CI$6:$CM$32,3,FALSE),IF(AND(OR($I62=\"Air Cooled Chiller\",$I62=\"Water Cooled Chiller\"),$L62<>\"Centrifugal\"),VLOOKUP($J62,'Early Retirement'!$CI$6:$CM$32,4,FALSE),IF(AND(OR($I62=\"Air Cooled Chiller\",$I62=\"Water Cooled Chiller\"),$L62=\"Centrifugal\"),VLOOKUP($J62,'Early Retirement'!$CI$6:$CM$32,5,FALSE),\"\")))))","v":0},0,0,0,0,0,0,0,0,0,0,0,"","","",0,0,0,{"$f":"IF(AND($C62=\"Early Retirement\",$J62<>\"\",$S62<>\"\",$U62<>\"\"),$CH62,IF(AND(OR($AB62=\"DX AC Air Cooled\",$AB62=\"DX HP Air Cooled\"),OR(AND($AJ62=\"Btu/hr\",$AI62<65000),AND($AJ62=\"Tons\",$AI62<65000/12000)),$AC62=\"Split\",$AO62>=15.2),MAX(Baselines!$CF55,12/9.8),Baselines!$CF55))","v":0},{"$f":"IF(AND($C62=\"Early Retirement\",$J62<>\"\",$S62<>\"\",$U62<>\"\"),$CI62,Baselines!$CG55)","v":0},{"$f":"Baselines!$CH55","v":"kW/ton"},"",{"$f":"IF(AND($C62=\"Early Retirement\",$J62<>\"\",$S62<>\"\",$U62<>\"\"),$CJ62,IF(AND(Baselines!$CI55=0,OR($CU62=\"DX HP\",$CU62=\"PTHP\")),$BH62,Baselines!$CI55))","v":0},"COP",{"$f":"IF(OR($C62=\"Replace-on-Burnout\",$C62=\"New Construction\"),$DC62,IF($CE62=\"\",\"\",IF(OR($CE62=\"DX HP\",$CE62=\"PTHP\"),VLOOKUP($D62,'Factor Tables'!$B$89:$M$105,MATCH(CONCATENATE($CE62,\" Clg\"),'Factor Tables'!$B$88:$M$88,0),FALSE),VLOOKUP($D62,'Factor Tables'!$B$89:$M$105,MATCH($CE62,'Factor Tables'!$B$88:$M$88,0),FALSE))))","v":""},{"$f":"IF(OR($C62=\"Replace-on-Burnout\",$C62=\"New Construction\"),$DD62,IF($CE62=\"\",\"\",IF($CE62=\"DX HP\",VLOOKUP($D62,'Factor Tables'!$B$89:$M$105,MATCH(\"DX HP Htg\",'Factor Tables'!$B$88:$M$88,0),FALSE),0)))","v":""},{"$f":"IF(OR($C62=\"Replace-on-Burnout\",$C62=\"New Construction\"),$DE62,IF($CE62=\"\",\"\",IF($CE62=\"DX HP\",VLOOKUP($D62,'Factor Tables'!$N$89:$Y$105,MATCH(\"DX HP Clg\",'Factor Tables'!$N$88:$Y$88,0),FALSE),IF($CE62=\"PTHP\",VLOOKUP($D62,'Factor Tables'!$N$89:$Y$105,MATCH(\"PTHP Clg\",'Factor Tables'!$N$88:$Y$88,0),FALSE),IF(AND($CE62<>\"DX HP\",$CE62<>\"PTHP\"),VLOOKUP($D62,'Factor Tables'!$N$89:$Y$105,MATCH($CE62,'Factor Tables'!$N$88:$Y$88,0),FALSE),\"\")))))","v":""},{"$f":"IF(OR($C62=\"Replace-on-Burnout\",$C62=\"New Construction\",$CU62=\"DX HP\",$CU62=\"PTHP\"),$DF62,IF($CE62=\"\",\"\",IF($CE62=\"DX HP\",VLOOKUP($D62,'Factor Tables'!$N$89:$Y$105,MATCH(\"DX HP Htg\",'Factor Tables'!$N$88:$Y$88,0),FALSE),IF($CE62=\"PTHP\",VLOOKUP($D62,'Factor Tables'!$N$89:$Y$105,MATCH(\"PTHP Htg\",'Factor Tables'!$N$88:$Y$88,0),FALSE),0))))","v":""},"","",0,0,"kW/ton","",0,"COP",{"$f":"IF($CU62=\"\",\"\",IF(OR($CU62=\"DX HP\",$CU62=\"VRF HP\",$CU62=\"PTHP\"),VLOOKUP($D62,'Factor Tables'!$B$89:$M$105,MATCH(CONCATENATE($CU62,\" Clg\"),'Factor Tables'!$B$88:$M$88,0),FALSE),VLOOKUP($D62,'Factor Tables'!$B$89:$M$105,MATCH($CU62,'Factor Tables'!$B$88:$M$88,0),FALSE)))","v":""},{"$f":"IF($CU62=\"\",\"\",IF(OR($CU62=\"DX HP\",$CU62=\"VRF HP\",$CU62=\"PTHP\"),VLOOKUP($D62,'Factor Tables'!$B$89:$M$105,MATCH(CONCATENATE($CU62,\" Htg\"),'Factor Tables'!$B$88:$M$88,0),FALSE),0))","v":""},{"$f":"IF($CU62=\"\",\"\",IF(OR($CU62=\"DX HP\",$CU62=\"VRF HP\",$CU62=\"PTHP\"),VLOOKUP($D62,'Factor Tables'!$N$89:$Y$105,MATCH(CONCATENATE($CU62,\" Clg\"),'Factor Tables'!$N$88:$Y$88,0),FALSE),VLOOKUP($D62,'Factor Tables'!$N$89:$Y$105,MATCH($CU62,'Factor Tables'!$N$88:$Y$88,0),FALSE)))","v":""},{"$f":"IF($CU62=\"\",\"\",IF(OR($CU62=\"DX HP\",$CU62=\"VRF HP\",$CU62=\"PTHP\"),VLOOKUP($D62,'Factor Tables'!$N$89:$Y$105,MATCH(CONCATENATE($CU62,\" Htg\"),'Factor Tables'!$N$88:$Y$88,0),FALSE),0))","v":""},{"$f":"IF($AB62=\"\",0,VLOOKUP($AB62,'Utility Admin'!$E:$G,2,FALSE))","v":0},{"$f":"IF($AB62=\"\",0,VLOOKUP($AB62,'Utility Admin'!$E:$G,3,FALSE))","v":0},{"$f":"IFERROR(IF(ABS(Summary!$F$12)<=ABS(Summary!$E$12)*'Utility Admin'!$I$5,$BA62*$DG62+$BB62*$DH62,$BA62*$DG62+$BA62*'Utility Admin'!$I$5*$DH62),0)","v":0},null,"Summer",null,null,null,null,null,null,null,null,null,null,{"$f":"IF(OR('Project Info'!$C$10=\"\",$C62=\"\",$D62=\"\"),\"\",VLOOKUP($D62,$DX$9:$EA$32,MATCH($C62,$DX$9:$EA$9,0),FALSE))","v":""},null,null,null,null,null,null,"ERROR: Contact Program Manager. Post Capacity/Unit x Post # of Units must be within +/- 20% of Pre Capacity/Unit x Pre # of Units."]
[null,54,"","",null,null,null,null,null,null,null,null,null,null,null,null,null,null,null,null,null,null,null,null,null,null,null,null,null,"A",null,null,null,null,null,null,null,null,null,null,null,null,null,null,0,0,0,0,0,0,999999999,"",0,0,{"$f":"IFERROR(IF($DI$261>'Utility Admin'!$H$5,$BB63/$BB$5*$BC$261,$DI63),0)","v":0},"","",{"$f":"IF(AND(OR($AB63=\"DX AC Air Cooled\",$AB63=\"DX HP Air Cooled\"),OR(AND($AJ63=\"Btu/hr\",$AI63<65000),AND($AJ63=\"Tons\",$AI63<65000/12000)),$AC63=\"Split\",$AO63>=15.2),MAX(Baselines!$CF307,12/9.8),Baselines!$CF307)","v":0},{"$f":"Baselines!$CG307","v":0},{"$f":"Baselines!$CI307","v":0},0,0,0,0,0,0,0,0,0,0,{"$f":"IF(OR($C63<>\"Early Retirement\",$J63=\"\"),0,IF(OR($I63=\"DX AC Air Cooled\",$I63=\"DX HP Air Cooled\"),VLOOKUP($J63,'Early Retirement'!$CI$6:$CM$32,2,FALSE),IF(OR($I63=\"PTAC\",$I63=\"PTHP\"),VLOOKUP($J63,'Early Retirement'!$CI$6:$CM$32,3,FALSE),IF(AND(OR($I63=\"Air Cooled Chiller\",$I63=\"Water Cooled Chiller\"),$L63<>\"Centrifugal\"),VLOOKUP($J63,'Early Retirement'!$CI$6:$CM$32,4,FALSE),IF(AND(OR($I63=\"Air Cooled Chiller\",$I63=\"Water Cooled Chiller\"),$L63=\"Centrifugal\"),VLOOKUP($J63,'Early Retirement'!$CI$6:$CM$32,5,FALSE),\"\")))))","v":0},0,0,0,0,0,0,0,0,0,0,0,"","","",0,0,0,{"$f":"IF(AND($C63=\"Early Retirement\",$J63<>\"\",$S63<>\"\",$U63<>\"\"),$CH63,IF(AND(OR($AB63=\"DX AC Air Cooled\",$AB63=\"DX HP Air Cooled\"),OR(AND($AJ63=\"Btu/hr\",$AI63<65000),AND($AJ63=\"Tons\",$AI63<65000/12000)),$AC63=\"Split\",$AO63>=15.2),MAX(Baselines!$CF56,12/9.8),Baselines!$CF56))","v":0},{"$f":"IF(AND($C63=\"Early Retirement\",$J63<>\"\",$S63<>\"\",$U63<>\"\"),$CI63,Baselines!$CG56)","v":0},{"$f":"Baselines!$CH56","v":"kW/ton"},"",{"$f":"IF(AND($C63=\"Early Retirement\",$J63<>\"\",$S63<>\"\",$U63<>\"\"),$CJ63,IF(AND(Baselines!$CI56=0,OR($CU63=\"DX HP\",$CU63=\"PTHP\")),$BH63,Baselines!$CI56))","v":0},"COP",{"$f":"IF(OR($C63=\"Replace-on-Burnout\",$C63=\"New Construction\"),$DC63,IF($CE63=\"\",\"\",IF(OR($CE63=\"DX HP\",$CE63=\"PTHP\"),VLOOKUP($D63,'Factor Tables'!$B$89:$M$105,MATCH(CONCATENATE($CE63,\" Clg\"),'Factor Tables'!$B$88:$M$88,0),FALSE),VLOOKUP($D63,'Factor Tables'!$B$89:$M$105,MATCH($CE63,'Factor Tables'!$B$88:$M$88,0),FALSE))))","v":""},{"$f":"IF(OR($C63=\"Replace-on-Burnout\",$C63=\"New Construction\"),$DD63,IF($CE63=\"\",\"\",IF($CE63=\"DX HP\",VLOOKUP($D63,'Factor Tables'!$B$89:$M$105,MATCH(\"DX HP Htg\",'Factor Tables'!$B$88:$M$88,0),FALSE),0)))","v":""},{"$f":"IF(OR($C63=\"Replace-on-Burnout\",$C63=\"New Construction\"),$DE63,IF($CE63=\"\",\"\",IF($CE63=\"DX HP\",VLOOKUP($D63,'Factor Tables'!$N$89:$Y$105,MATCH(\"DX HP Clg\",'Factor Tables'!$N$88:$Y$88,0),FALSE),IF($CE63=\"PTHP\",VLOOKUP($D63,'Factor Tables'!$N$89:$Y$105,MATCH(\"PTHP Clg\",'Factor Tables'!$N$88:$Y$88,0),FALSE),IF(AND($CE63<>\"DX HP\",$CE63<>\"PTHP\"),VLOOKUP($D63,'Factor Tables'!$N$89:$Y$105,MATCH($CE63,'Factor Tables'!$N$88:$Y$88,0),FALSE),\"\")))))","v":""},{"$f":"IF(OR($C63=\"Replace-on-Burnout\",$C63=\"New Construction\",$CU63=\"DX HP\",$CU63=\"PTHP\"),$DF63,IF($CE63=\"\",\"\",IF($CE63=\"DX HP\",VLOOKUP($D63,'Factor Tables'!$N$89:$Y$105,MATCH(\"DX HP Htg\",'Factor Tables'!$N$88:$Y$88,0),FALSE),IF($CE63=\"PTHP\",VLOOKUP($D63,'Factor Tables'!$N$89:$Y$105,MATCH(\"PTHP Htg\",'Factor Tables'!$N$88:$Y$88,0),FALSE),0))))","v":""},"","",0,0,"kW/ton","",0,"COP",{"$f":"IF($CU63=\"\",\"\",IF(OR($CU63=\"DX HP\",$CU63=\"VRF HP\",$CU63=\"PTHP\"),VLOOKUP($D63,'Factor Tables'!$B$89:$M$105,MATCH(CONCATENATE($CU63,\" Clg\"),'Factor Tables'!$B$88:$M$88,0),FALSE),VLOOKUP($D63,'Factor Tables'!$B$89:$M$105,MATCH($CU63,'Factor Tables'!$B$88:$M$88,0),FALSE)))","v":""},{"$f":"IF($CU63=\"\",\"\",IF(OR($CU63=\"DX HP\",$CU63=\"VRF HP\",$CU63=\"PTHP\"),VLOOKUP($D63,'Factor Tables'!$B$89:$M$105,MATCH(CONCATENATE($CU63,\" Htg\"),'Factor Tables'!$B$88:$M$88,0),FALSE),0))","v":""},{"$f":"IF($CU63=\"\",\"\",IF(OR($CU63=\"DX HP\",$CU63=\"VRF HP\",$CU63=\"PTHP\"),VLOOKUP($D63,'Factor Tables'!$N$89:$Y$105,MATCH(CONCATENATE($CU63,\" Clg\"),'Factor Tables'!$N$88:$Y$88,0),FALSE),VLOOKUP($D63,'Factor Tables'!$N$89:$Y$105,MATCH($CU63,'Factor Tables'!$N$88:$Y$88,0),FALSE)))","v":""},{"$f":"IF($CU63=\"\",\"\",IF(OR($CU63=\"DX HP\",$CU63=\"VRF HP\",$CU63=\"PTHP\"),VLOOKUP($D63,'Factor Tables'!$N$89:$Y$105,MATCH(CONCATENATE($CU63,\" Htg\"),'Factor Tables'!$N$88:$Y$88,0),FALSE),0))","v":""},{"$f":"IF($AB63=\"\",0,VLOOKUP($AB63,'Utility Admin'!$E:$G,2,FALSE))","v":0},{"$f":"IF($AB63=\"\",0,VLOOKUP($AB63,'Utility Admin'!$E:$G,3,FALSE))","v":0},{"$f":"IFERROR(IF(ABS(Summary!$F$12)<=ABS(Summary!$E$12)*'Utility Admin'!$I$5,$BA63*$DG63+$BB63*$DH63,$BA63*$DG63+$BA63*'Utility Admin'!$I$5*$DH63),0)","v":0},null,"Summer",null,null,null,null,null,null,null,null,null,null,{"$f":"IF(OR('Project Info'!$C$10=\"\",$C63=\"\",$D63=\"\"),\"\",VLOOKUP($D63,$DX$9:$EA$32,MATCH($C63,$DX$9:$EA$9,0),FALSE))","v":""},null,null,null,null,null,null,"ERROR: Contact Program Manager. Post Capacity/Unit x Post # of Units must be within +/- 20% of Pre Capacity/Unit x Pre # of Units."]
[null,55,"","",null,null,null,null,null,null,null,null,null,null,null,null,null,null,null,null,null,null,null,null,null,null,null,null,null,"A",null,null,null,null,null,null,null,null,null,null,null,null,null,null,0,0,0,0,0,0,999999999,"",0,0,{"$f":"IFERROR(IF($DI$261>'Utility Admin'!$H$5,$BB64/$BB$5*$BC$261,$DI64),0)","v":0},"","",{"$f":"IF(AND(OR($AB64=\"DX AC Air Cooled\",$AB64=\"DX HP Air Cooled\"),OR(AND($AJ64=\"Btu/hr\",$AI64<65000),AND($AJ64=\"Tons\",$AI64<65000/12000)),$AC64=\"Split\",$AO64>=15.2),MAX(Baselines!$CF308,12/9.8),Baselines!$CF308)","v":0},{"$f":"Baselines!$CG308","v":0},{"$f":"Baselines!$CI308","v":0},0,0,0,0,0,0,0,0,0,0,{"$f":"IF(OR($C64<>\"Early Retirement\",$J64=\"\"),0,IF(OR($I64=\"DX AC Air Cooled\",$I64=\"DX HP Air Cooled\"),VLOOKUP($J64,'Early Retirement'!$CI$6:$CM$32,2,FALSE),IF(OR($I64=\"PTAC\",$I64=\"PTHP\"),VLOOKUP($J64,'Early Retirement'!$CI$6:$CM$32,3,FALSE),IF(AND(OR($I64=\"Air Cooled Chiller\",$I64=\"Water Cooled Chiller\"),$L64<>\"Centrifugal\"),VLOOKUP($J64,'Early Retirement'!$CI$6:$CM$32,4,FALSE),IF(AND(OR($I64=\"Air Cooled Chiller\",$I64=\"Water Cooled Chiller\"),$L64=\"Centrifugal\"),VLOOKUP($J64,'Early Retirement'!$CI$6:$CM$32,5,FALSE),\"\")))))","v":0},0,0,0,0,0,0,0,0,0,0,0,"","","",0,0,0,{"$f":"IF(AND($C64=\"Early Retirement\",$J64<>\"\",$S64<>\"\",$U64<>\"\"),$CH64,IF(AND(OR($AB64=\"DX AC Air Cooled\",$AB64=\"DX HP Air Cooled\"),OR(AND($AJ64=\"Btu/hr\",$AI64<65000),AND($AJ64=\"Tons\",$AI64<65000/12000)),$AC64=\"Split\",$AO64>=15.2),MAX(Baselines!$CF57,12/9.8),Baselines!$CF57))","v":0},{"$f":"IF(AND($C64=\"Early Retirement\",$J64<>\"\",$S64<>\"\",$U64<>\"\"),$CI64,Baselines!$CG57)","v":0},{"$f":"Baselines!$CH57","v":"kW/ton"},"",{"$f":"IF(AND($C64=\"Early Retirement\",$J64<>\"\",$S64<>\"\",$U64<>\"\"),$CJ64,IF(AND(Baselines!$CI57=0,OR($CU64=\"DX HP\",$CU64=\"PTHP\")),$BH64,Baselines!$CI57))","v":0},"COP",{"$f":"IF(OR($C64=\"Replace-on-Burnout\",$C64=\"New Construction\"),$DC64,IF($CE64=\"\",\"\",IF(OR($CE64=\"DX HP\",$CE64=\"PTHP\"),VLOOKUP($D64,'Factor Tables'!$B$89:$M$105,MATCH(CONCATENATE($CE64,\" Clg\"),'Factor Tables'!$B$88:$M$88,0),FALSE),VLOOKUP($D64,'Factor Tables'!$B$89:$M$105,MATCH($CE64,'Factor Tables'!$B$88:$M$88,0),FALSE))))","v":""},{"$f":"IF(OR($C64=\"Replace-on-Burnout\",$C64=\"New Construction\"),$DD64,IF($CE64=\"\",\"\",IF($CE64=\"DX HP\",VLOOKUP($D64,'Factor Tables'!$B$89:$M$105,MATCH(\"DX HP Htg\",'Factor Tables'!$B$88:$M$88,0),FALSE),0)))","v":""},{"$f":"IF(OR($C64=\"Replace-on-Burnout\",$C64=\"New Construction\"),$DE64,IF($CE64=\"\",\"\",IF($CE64=\"DX HP\",VLOOKUP($D64,'Factor Tables'!$N$89:$Y$105,MATCH(\"DX HP Clg\",'Factor Tables'!$N$88:$Y$88,0),FALSE),IF($CE64=\"PTHP\",VLOOKUP($D64,'Factor Tables'!$N$89:$Y$105,MATCH(\"PTHP Clg\",'Factor Tables'!$N$88:$Y$88,0),FALSE),IF(AND($CE64<>\"DX HP\",$CE64<>\"PTHP\"),VLOOKUP($D64,'Factor Tables'!$N$89:$Y$105,MATCH($CE64,'Factor Tables'!$N$88:$Y$88,0),FALSE),\"\")))))","v":""},{"$f":"IF(OR($C64=\"Replace-on-Burnout\",$C64=\"New Construction\",$CU64=\"DX HP\",$CU64=\"PTHP\"),$DF64,IF($CE64=\"\",\"\",IF($CE64=\"DX HP\",VLOOKUP($D64,'Factor Tables'!$N$89:$Y$105,MATCH(\"DX HP Htg\",'Factor Tables'!$N$88:$Y$88,0),FALSE),IF($CE64=\"PTHP\",VLOOKUP($D64,'Factor Tables'!$N$89:$Y$105,MATCH(\"PTHP Htg\",'Factor Tables'!$N$88:$Y$88,0),FALSE),0))))","v":""},"","",0,0,"kW/ton","",0,"COP",{"$f":"IF($CU64=\"\",\"\",IF(OR($CU64=\"DX HP\",$CU64=\"VRF HP\",$CU64=\"PTHP\"),VLOOKUP($D64,'Factor Tables'!$B$89:$M$105,MATCH(CONCATENATE($CU64,\" Clg\"),'Factor Tables'!$B$88:$M$88,0),FALSE),VLOOKUP($D64,'Factor Tables'!$B$89:$M$105,MATCH($CU64,'Factor Tables'!$B$88:$M$88,0),FALSE)))","v":""},{"$f":"IF($CU64=\"\",\"\",IF(OR($CU64=\"DX HP\",$CU64=\"VRF HP\",$CU64=\"PTHP\"),VLOOKUP($D64,'Factor Tables'!$B$89:$M$105,MATCH(CONCATENATE($CU64,\" Htg\"),'Factor Tables'!$B$88:$M$88,0),FALSE),0))","v":""},{"$f":"IF($CU64=\"\",\"\",IF(OR($CU64=\"DX HP\",$CU64=\"VRF HP\",$CU64=\"PTHP\"),VLOOKUP($D64,'Factor Tables'!$N$89:$Y$105,MATCH(CONCATENATE($CU64,\" Clg\"),'Factor Tables'!$N$88:$Y$88,0),FALSE),VLOOKUP($D64,'Factor Tables'!$N$89:$Y$105,MATCH($CU64,'Factor Tables'!$N$88:$Y$88,0),FALSE)))","v":""},{"$f":"IF($CU64=\"\",\"\",IF(OR($CU64=\"DX HP\",$CU64=\"VRF HP\",$CU64=\"PTHP\"),VLOOKUP($D64,'Factor Tables'!$N$89:$Y$105,MATCH(CONCATENATE($CU64,\" Htg\"),'Factor Tables'!$N$88:$Y$88,0),FALSE),0))","v":""},{"$f":"IF($AB64=\"\",0,VLOOKUP($AB64,'Utility Admin'!$E:$G,2,FALSE))","v":0},{"$f":"IF($AB64=\"\",0,VLOOKUP($AB64,'Utility Admin'!$E:$G,3,FALSE))","v":0},{"$f":"IFERROR(IF(ABS(Summary!$F$12)<=ABS(Summary!$E$12)*'Utility Admin'!$I$5,$BA64*$DG64+$BB64*$DH64,$BA64*$DG64+$BA64*'Utility Admin'!$I$5*$DH64),0)","v":0},null,"Summer",null,null,null,null,null,null,null,null,null,null,{"$f":"IF(OR('Project Info'!$C$10=\"\",$C64=\"\",$D64=\"\"),\"\",VLOOKUP($D64,$DX$9:$EA$32,MATCH($C64,$DX$9:$EA$9,0),FALSE))","v":""},null,null,null,null,null,null,"ERROR: Contact Program Manager. Post Capacity/Unit x Post # of Units must be within +/- 20% of Pre Capacity/Unit x Pre # of Units."]
[null,56,"","",null,null,null,null,null,null,null,null,null,null,null,null,null,null,null,null,null,null,null,null,null,null,null,null,null,"A",null,null,null,null,null,null,null,null,null,null,null,null,null,null,0,0,0,0,0,0,999999999,"",0,0,{"$f":"IFERROR(IF($DI$261>'Utility Admin'!$H$5,$BB65/$BB$5*$BC$261,$DI65),0)","v":0},"","",{"$f":"IF(AND(OR($AB65=\"DX AC Air Cooled\",$AB65=\"DX HP Air Cooled\"),OR(AND($AJ65=\"Btu/hr\",$AI65<65000),AND($AJ65=\"Tons\",$AI65<65000/12000)),$AC65=\"Split\",$AO65>=15.2),MAX(Baselines!$CF309,12/9.8),Baselines!$CF309)","v":0},{"$f":"Baselines!$CG309","v":0},{"$f":"Baselines!$CI309","v":0},0,0,0,0,0,0,0,0,0,0,{"$f":"IF(OR($C65<>\"Early Retirement\",$J65=\"\"),0,IF(OR($I65=\"DX AC Air Cooled\",$I65=\"DX HP Air Cooled\"),VLOOKUP($J65,'Early Retirement'!$CI$6:$CM$32,2,FALSE),IF(OR($I65=\"PTAC\",$I65=\"PTHP\"),VLOOKUP($J65,'Early Retirement'!$CI$6:$CM$32,3,FALSE),IF(AND(OR($I65=\"Air Cooled Chiller\",$I65=\"Water Cooled Chiller\"),$L65<>\"Centrifugal\"),VLOOKUP($J65,'Early Retirement'!$CI$6:$CM$32,4,FALSE),IF(AND(OR($I65=\"Air Cooled Chiller\",$I65=\"Water Cooled Chiller\"),$L65=\"Centrifugal\"),VLOOKUP($J65,'Early Retirement'!$CI$6:$CM$32,5,FALSE),\"\")))))","v":0},0,0,0,0,0,0,0,0,0,0,0,"","","",0,0,0,{"$f":"IF(AND($C65=\"Early Retirement\",$J65<>\"\",$S65<>\"\",$U65<>\"\"),$CH65,IF(AND(OR($AB65=\"DX AC Air Cooled\",$AB65=\"DX HP Air Cooled\"),OR(AND($AJ65=\"Btu/hr\",$AI65<65000),AND($AJ65=\"Tons\",$AI65<65000/12000)),$AC65=\"Split\",$AO65>=15.2),MAX(Baselines!$CF58,12/9.8),Baselines!$CF58))","v":0},{"$f":"IF(AND($C65=\"Early Retirement\",$J65<>\"\",$S65<>\"\",$U65<>\"\"),$CI65,Baselines!$CG58)","v":0},{"$f":"Baselines!$CH58","v":"kW/ton"},"",{"$f":"IF(AND($C65=\"Early Retirement\",$J65<>\"\",$S65<>\"\",$U65<>\"\"),$CJ65,IF(AND(Baselines!$CI58=0,OR($CU65=\"DX HP\",$CU65=\"PTHP\")),$BH65,Baselines!$CI58))","v":0},"COP",{"$f":"IF(OR($C65=\"Replace-on-Burnout\",$C65=\"New Construction\"),$DC65,IF($CE65=\"\",\"\",IF(OR($CE65=\"DX HP\",$CE65=\"PTHP\"),VLOOKUP($D65,'Factor Tables'!$B$89:$M$105,MATCH(CONCATENATE($CE65,\" Clg\"),'Factor Tables'!$B$88:$M$88,0),FALSE),VLOOKUP($D65,'Factor Tables'!$B$89:$M$105,MATCH($CE65,'Factor Tables'!$B$88:$M$88,0),FALSE))))","v":""},{"$f":"IF(OR($C65=\"Replace-on-Burnout\",$C65=\"New Construction\"),$DD65,IF($CE65=\"\",\"\",IF($CE65=\"DX HP\",VLOOKUP($D65,'Factor Tables'!$B$89:$M$105,MATCH(\"DX HP Htg\",'Factor Tables'!$B$88:$M$88,0),FALSE),0)))","v":""},{"$f":"IF(OR($C65=\"Replace-on-Burnout\",$C65=\"New Construction\"),$DE65,IF($CE65=\"\",\"\",IF($CE65=\"DX HP\",VLOOKUP($D65,'Factor Tables'!$N$89:$Y$105,MATCH(\"DX HP Clg\",'Factor Tables'!$N$88:$Y$88,0),FALSE),IF($CE65=\"PTHP\",VLOOKUP($D65,'Factor Tables'!$N$89:$Y$105,MATCH(\"PTHP Clg\",'Factor Tables'!$N$88:$Y$88,0),FALSE),IF(AND($CE65<>\"DX HP\",$CE65<>\"PTHP\"),VLOOKUP($D65,'Factor Tables'!$N$89:$Y$105,MATCH($CE65,'Factor Tables'!$N$88:$Y$88,0),FALSE),\"\")))))","v":""},{"$f":"IF(OR($C65=\"Replace-on-Burnout\",$C65=\"New Construction\",$CU65=\"DX HP\",$CU65=\"PTHP\"),$DF65,IF($CE65=\"\",\"\",IF($CE65=\"DX HP\",VLOOKUP($D65,'Factor Tables'!$N$89:$Y$105,MATCH(\"DX HP Htg\",'Factor Tables'!$N$88:$Y$88,0),FALSE),IF($CE65=\"PTHP\",VLOOKUP($D65,'Factor Tables'!$N$89:$Y$105,MATCH(\"PTHP Htg\",'Factor Tables'!$N$88:$Y$88,0),FALSE),0))))","v":""},"","",0,0,"kW/ton","",0,"COP",{"$f":"IF($CU65=\"\",\"\",IF(OR($CU65=\"DX HP\",$CU65=\"VRF HP\",$CU65=\"PTHP\"),VLOOKUP($D65,'Factor Tables'!$B$89:$M$105,MATCH(CONCATENATE($CU65,\" Clg\"),'Factor Tables'!$B$88:$M$88,0),FALSE),VLOOKUP($D65,'Factor Tables'!$B$89:$M$105,MATCH($CU65,'Factor Tables'!$B$88:$M$88,0),FALSE)))","v":""},{"$f":"IF($CU65=\"\",\"\",IF(OR($CU65=\"DX HP\",$CU65=\"VRF HP\",$CU65=\"PTHP\"),VLOOKUP($D65,'Factor Tables'!$B$89:$M$105,MATCH(CONCATENATE($CU65,\" Htg\"),'Factor Tables'!$B$88:$M$88,0),FALSE),0))","v":""},{"$f":"IF($CU65=\"\",\"\",IF(OR($CU65=\"DX HP\",$CU65=\"VRF HP\",$CU65=\"PTHP\"),VLOOKUP($D65,'Factor Tables'!$N$89:$Y$105,MATCH(CONCATENATE($CU65,\" Clg\"),'Factor Tables'!$N$88:$Y$88,0),FALSE),VLOOKUP($D65,'Factor Tables'!$N$89:$Y$105,MATCH($CU65,'Factor Tables'!$N$88:$Y$88,0),FALSE)))","v":""},{"$f":"IF($CU65=\"\",\"\",IF(OR($CU65=\"DX HP\",$CU65=\"VRF HP\",$CU65=\"PTHP\"),VLOOKUP($D65,'Factor Tables'!$N$89:$Y$105,MATCH(CONCATENATE($CU65,\" Htg\"),'Factor Tables'!$N$88:$Y$88,0),FALSE),0))","v":""},{"$f":"IF($AB65=\"\",0,VLOOKUP($AB65,'Utility Admin'!$E:$G,2,FALSE))","v":0},{"$f":"IF($AB65=\"\",0,VLOOKUP($AB65,'Utility Admin'!$E:$G,3,FALSE))","v":0},{"$f":"IFERROR(IF(ABS(Summary!$F$12)<=ABS(Summary!$E$12)*'Utility Admin'!$I$5,$BA65*$DG65+$BB65*$DH65,$BA65*$DG65+$BA65*'Utility Admin'!$I$5*$DH65),0)","v":0},null,"Summer",null,null,null,null,null,null,null,null,null,null,{"$f":"IF(OR('Project Info'!$C$10=\"\",$C65=\"\",$D65=\"\"),\"\",VLOOKUP($D65,$DX$9:$EA$32,MATCH($C65,$DX$9:$EA$9,0),FALSE))","v":""},null,null,null,null,null,null,"ERROR: Contact Program Manager. Post Capacity/Unit x Post # of Units must be within +/- 20% of Pre Capacity/Unit x Pre # of Units."]
[null,57,"","",null,null,null,null,null,null,null,null,null,null,null,null,null,null,null,null,null,null,null,null,null,null,null,null,null,"A",null,null,null,null,null,null,null,null,null,null,null,null,null,null,0,0,0,0,0,0,999999999,"",0,0,{"$f":"IFERROR(IF($DI$261>'Utility Admin'!$H$5,$BB66/$BB$5*$BC$261,$DI66),0)","v":0},"","",{"$f":"IF(AND(OR($AB66=\"DX AC Air Cooled\",$AB66=\"DX HP Air Cooled\"),OR(AND($AJ66=\"Btu/hr\",$AI66<65000),AND($AJ66=\"Tons\",$AI66<65000/12000)),$AC66=\"Split\",$AO66>=15.2),MAX(Baselines!$CF310,12/9.8),Baselines!$CF310)","v":0},{"$f":"Baselines!$CG310","v":0},{"$f":"Baselines!$CI310","v":0},0,0,0,0,0,0,0,0,0,0,{"$f":"IF(OR($C66<>\"Early Retirement\",$J66=\"\"),0,IF(OR($I66=\"DX AC Air Cooled\",$I66=\"DX HP Air Cooled\"),VLOOKUP($J66,'Early Retirement'!$CI$6:$CM$32,2,FALSE),IF(OR($I66=\"PTAC\",$I66=\"PTHP\"),VLOOKUP($J66,'Early Retirement'!$CI$6:$CM$32,3,FALSE),IF(AND(OR($I66=\"Air Cooled Chiller\",$I66=\"Water Cooled Chiller\"),$L66<>\"Centrifugal\"),VLOOKUP($J66,'Early Retirement'!$CI$6:$CM$32,4,FALSE),IF(AND(OR($I66=\"Air Cooled Chiller\",$I66=\"Water Cooled Chiller\"),$L66=\"Centrifugal\"),VLOOKUP($J66,'Early Retirement'!$CI$6:$CM$32,5,FALSE),\"\")))))","v":0},0,0,0,0,0,0,0,0,0,0,0,"","","",0,0,0,{"$f":"IF(AND($C66=\"Early Retirement\",$J66<>\"\",$S66<>\"\",$U66<>\"\"),$CH66,IF(AND(OR($AB66=\"DX AC Air Cooled\",$AB66=\"DX HP Air Cooled\"),OR(AND($AJ66=\"Btu/hr\",$AI66<65000),AND($AJ66=\"Tons\",$AI66<65000/12000)),$AC66=\"Split\",$AO66>=15.2),MAX(Baselines!$CF59,12/9.8),Baselines!$CF59))","v":0},{"$f":"IF(AND($C66=\"Early Retirement\",$J66<>\"\",$S66<>\"\",$U66<>\"\"),$CI66,Baselines!$CG59)","v":0},{"$f":"Baselines!$CH59","v":"kW/ton"},"",{"$f":"IF(AND($C66=\"Early Retirement\",$J66<>\"\",$S66<>\"\",$U66<>\"\"),$CJ66,IF(AND(Baselines!$CI59=0,OR($CU66=\"DX HP\",$CU66=\"PTHP\")),$BH66,Baselines!$CI59))","v":0},"COP",{"$f":"IF(OR($C66=\"Replace-on-Burnout\",$C66=\"New Construction\"),$DC66,IF($CE66=\"\",\"\",IF(OR($CE66=\"DX HP\",$CE66=\"PTHP\"),VLOOKUP($D66,'Factor Tables'!$B$89:$M$105,MATCH(CONCATENATE($CE66,\" Clg\"),'Factor Tables'!$B$88:$M$88,0),FALSE),VLOOKUP($D66,'Factor Tables'!$B$89:$M$105,MATCH($CE66,'Factor Tables'!$B$88:$M$88,0),FALSE))))","v":""},{"$f":"IF(OR($C66=\"Replace-on-Burnout\",$C66=\"New Construction\"),$DD66,IF($CE66=\"\",\"\",IF($CE66=\"DX HP\",VLOOKUP($D66,'Factor Tables'!$B$89:$M$105,MATCH(\"DX HP Htg\",'Factor Tables'!$B$88:$M$88,0),FALSE),0)))","v":""},{"$f":"IF(OR($C66=\"Replace-on-Burnout\",$C66=\"New Construction\"),$DE66,IF($CE66=\"\",\"\",IF($CE66=\"DX HP\",VLOOKUP($D66,'Factor Tables'!$N$89:$Y$105,MATCH(\"DX HP Clg\",'Factor Tables'!$N$88:$Y$88,0),FALSE),IF($CE66=\"PTHP\",VLOOKUP($D66,'Factor Tables'!$N$89:$Y$105,MATCH(\"PTHP Clg\",'Factor Tables'!$N$88:$Y$88,0),FALSE),IF(AND($CE66<>\"DX HP\",$CE66<>\"PTHP\"),VLOOKUP($D66,'Factor Tables'!$N$89:$Y$105,MATCH($CE66,'Factor Tables'!$N$88:$Y$88,0),FALSE),\"\")))))","v":""},{"$f":"IF(OR($C66=\"Replace-on-Burnout\",$C66=\"New Construction\",$CU66=\"DX HP\",$CU66=\"PTHP\"),$DF66,IF($CE66=\"\",\"\",IF($CE66=\"DX HP\",VLOOKUP($D66,'Factor Tables'!$N$89:$Y$105,MATCH(\"DX HP Htg\",'Factor Tables'!$N$88:$Y$88,0),FALSE),IF($CE66=\"PTHP\",VLOOKUP($D66,'Factor Tables'!$N$89:$Y$105,MATCH(\"PTHP Htg\",'Factor Tables'!$N$88:$Y$88,0),FALSE),0))))","v":""},"","",0,0,"kW/ton","",0,"COP",{"$f":"IF($CU66=\"\",\"\",IF(OR($CU66=\"DX HP\",$CU66=\"VRF HP\",$CU66=\"PTHP\"),VLOOKUP($D66,'Factor Tables'!$B$89:$M$105,MATCH(CONCATENATE($CU66,\" Clg\"),'Factor Tables'!$B$88:$M$88,0),FALSE),VLOOKUP($D66,'Factor Tables'!$B$89:$M$105,MATCH($CU66,'Factor Tables'!$B$88:$M$88,0),FALSE)))","v":""},{"$f":"IF($CU66=\"\",\"\",IF(OR($CU66=\"DX HP\",$CU66=\"VRF HP\",$CU66=\"PTHP\"),VLOOKUP($D66,'Factor Tables'!$B$89:$M$105,MATCH(CONCATENATE($CU66,\" Htg\"),'Factor Tables'!$B$88:$M$88,0),FALSE),0))","v":""},{"$f":"IF($CU66=\"\",\"\",IF(OR($CU66=\"DX HP\",$CU66=\"VRF HP\",$CU66=\"PTHP\"),VLOOKUP($D66,'Factor Tables'!$N$89:$Y$105,MATCH(CONCATENATE($CU66,\" Clg\"),'Factor Tables'!$N$88:$Y$88,0),FALSE),VLOOKUP($D66,'Factor Tables'!$N$89:$Y$105,MATCH($CU66,'Factor Tables'!$N$88:$Y$88,0),FALSE)))","v":""},{"$f":"IF($CU66=\"\",\"\",IF(OR($CU66=\"DX HP\",$CU66=\"VRF HP\",$CU66=\"PTHP\"),VLOOKUP($D66,'Factor Tables'!$N$89:$Y$105,MATCH(CONCATENATE($CU66,\" Htg\"),'Factor Tables'!$N$88:$Y$88,0),FALSE),0))","v":""},{"$f":"IF($AB66=\"\",0,VLOOKUP($AB66,'Utility Admin'!$E:$G,2,FALSE))","v":0},{"$f":"IF($AB66=\"\",0,VLOOKUP($AB66,'Utility Admin'!$E:$G,3,FALSE))","v":0},{"$f":"IFERROR(IF(ABS(Summary!$F$12)<=ABS(Summary!$E$12)*'Utility Admin'!$I$5,$BA66*$DG66+$BB66*$DH66,$BA66*$DG66+$BA66*'Utility Admin'!$I$5*$DH66),0)","v":0},null,"Summer",null,null,null,null,null,null,null,null,null,null,{"$f":"IF(OR('Project Info'!$C$10=\"\",$C66=\"\",$D66=\"\"),\"\",VLOOKUP($D66,$DX$9:$EA$32,MATCH($C66,$DX$9:$EA$9,0),FALSE))","v":""},null,null,null,null,null,null,"ERROR: Contact Program Manager. Post Capacity/Unit x Post # of Units must be within +/- 20% of Pre Capacity/Unit x Pre # of Units."]
[null,58,"","",null,null,null,null,null,null,null,null,null,null,null,null,null,null,null,null,null,null,null,null,null,null,null,null,null,"A",null,null,null,null,null,null,null,null,null,null,null,null,null,null,0,0,0,0,0,0,999999999,"",0,0,{"$f":"IFERROR(IF($DI$261>'Utility Admin'!$H$5,$BB67/$BB$5*$BC$261,$DI67),0)","v":0},"","",{"$f":"IF(AND(OR($AB67=\"DX AC Air Cooled\",$AB67=\"DX HP Air Cooled\"),OR(AND($AJ67=\"Btu/hr\",$AI67<65000),AND($AJ67=\"Tons\",$AI67<65000/12000)),$AC67=\"Split\",$AO67>=15.2),MAX(Baselines!$CF311,12/9.8),Baselines!$CF311)","v":0},{"$f":"Baselines!$CG311","v":0},{"$f":"Baselines!$CI311","v":0},0,0,0,0,0,0,0,0,0,0,{"$f":"IF(OR($C67<>\"Early Retirement\",$J67=\"\"),0,IF(OR($I67=\"DX AC Air Cooled\",$I67=\"DX HP Air Cooled\"),VLOOKUP($J67,'Early Retirement'!$CI$6:$CM$32,2,FALSE),IF(OR($I67=\"PTAC\",$I67=\"PTHP\"),VLOOKUP($J67,'Early Retirement'!$CI$6:$CM$32,3,FALSE),IF(AND(OR($I67=\"Air Cooled Chiller\",$I67=\"Water Cooled Chiller\"),$L67<>\"Centrifugal\"),VLOOKUP($J67,'Early Retirement'!$CI$6:$CM$32,4,FALSE),IF(AND(OR($I67=\"Air Cooled Chiller\",$I67=\"Water Cooled Chiller\"),$L67=\"Centrifugal\"),VLOOKUP($J67,'Early Retirement'!$CI$6:$CM$32,5,FALSE),\"\")))))","v":0},0,0,0,0,0,0,0,0,0,0,0,"","","",0,0,0,{"$f":"IF(AND($C67=\"Early Retirement\",$J67<>\"\",$S67<>\"\",$U67<>\"\"),$CH67,IF(AND(OR($AB67=\"DX AC Air Cooled\",$AB67=\"DX HP Air Cooled\"),OR(AND($AJ67=\"Btu/hr\",$AI67<65000),AND($AJ67=\"Tons\",$AI67<65000/12000)),$AC67=\"Split\",$AO67>=15.2),MAX(Baselines!$CF60,12/9.8),Baselines!$CF60))","v":0},{"$f":"IF(AND($C67=\"Early Retirement\",$J67<>\"\",$S67<>\"\",$U67<>\"\"),$CI67,Baselines!$CG60)","v":0},{"$f":"Baselines!$CH60","v":"kW/ton"},"",{"$f":"IF(AND($C67=\"Early Retirement\",$J67<>\"\",$S67<>\"\",$U67<>\"\"),$CJ67,IF(AND(Baselines!$CI60=0,OR($CU67=\"DX HP\",$CU67=\"PTHP\")),$BH67,Baselines!$CI60))","v":0},"COP",{"$f":"IF(OR($C67=\"Replace-on-Burnout\",$C67=\"New Construction\"),$DC67,IF($CE67=\"\",\"\",IF(OR($CE67=\"DX HP\",$CE67=\"PTHP\"),VLOOKUP($D67,'Factor Tables'!$B$89:$M$105,MATCH(CONCATENATE($CE67,\" Clg\"),'Factor Tables'!$B$88:$M$88,0),FALSE),VLOOKUP($D67,'Factor Tables'!$B$89:$M$105,MATCH($CE67,'Factor Tables'!$B$88:$M$88,0),FALSE))))","v":""},{"$f":"IF(OR($C67=\"Replace-on-Burnout\",$C67=\"New Construction\"),$DD67,IF($CE67=\"\",\"\",IF($CE67=\"DX HP\",VLOOKUP($D67,'Factor Tables'!$B$89:$M$105,MATCH(\"DX HP Htg\",'Factor Tables'!$B$88:$M$88,0),FALSE),0)))","v":""},{"$f":"IF(OR($C67=\"Replace-on-Burnout\",$C67=\"New Construction\"),$DE67,IF($CE67=\"\",\"\",IF($CE67=\"DX HP\",VLOOKUP($D67,'Factor Tables'!$N$89:$Y$105,MATCH(\"DX HP Clg\",'Factor Tables'!$N$88:$Y$88,0),FALSE),IF($CE67=\"PTHP\",VLOOKUP($D67,'Factor Tables'!$N$89:$Y$105,MATCH(\"PTHP Clg\",'Factor Tables'!$N$88:$Y$88,0),FALSE),IF(AND($CE67<>\"DX HP\",$CE67<>\"PTHP\"),VLOOKUP($D67,'Factor Tables'!$N$89:$Y$105,MATCH($CE67,'Factor Tables'!$N$88:$Y$88,0),FALSE),\"\")))))","v":""},{"$f":"IF(OR($C67=\"Replace-on-Burnout\",$C67=\"New Construction\",$CU67=\"DX HP\",$CU67=\"PTHP\"),$DF67,IF($CE67=\"\",\"\",IF($CE67=\"DX HP\",VLOOKUP($D67,'Factor Tables'!$N$89:$Y$105,MATCH(\"DX HP Htg\",'Factor Tables'!$N$88:$Y$88,0),FALSE),IF($CE67=\"PTHP\",VLOOKUP($D67,'Factor Tables'!$N$89:$Y$105,MATCH(\"PTHP Htg\",'Factor Tables'!$N$88:$Y$88,0),FALSE),0))))","v":""},"","",0,0,"kW/ton","",0,"COP",{"$f":"IF($CU67=\"\",\"\",IF(OR($CU67=\"DX HP\",$CU67=\"VRF HP\",$CU67=\"PTHP\"),VLOOKUP($D67,'Factor Tables'!$B$89:$M$105,MATCH(CONCATENATE($CU67,\" Clg\"),'Factor Tables'!$B$88:$M$88,0),FALSE),VLOOKUP($D67,'Factor Tables'!$B$89:$M$105,MATCH($CU67,'Factor Tables'!$B$88:$M$88,0),FALSE)))","v":""},{"$f":"IF($CU67=\"\",\"\",IF(OR($CU67=\"DX HP\",$CU67=\"VRF HP\",$CU67=\"PTHP\"),VLOOKUP($D67,'Factor Tables'!$B$89:$M$105,MATCH(CONCATENATE($CU67,\" Htg\"),'Factor Tables'!$B$88:$M$88,0),FALSE),0))","v":""},{"$f":"IF($CU67=\"\",\"\",IF(OR($CU67=\"DX HP\",$CU67=\"VRF HP\",$CU67=\"PTHP\"),VLOOKUP($D67,'Factor Tables'!$N$89:$Y$105,MATCH(CONCATENATE($CU67,\" Clg\"),'Factor Tables'!$N$88:$Y$88,0),FALSE),VLOOKUP($D67,'Factor Tables'!$N$89:$Y$105,MATCH($CU67,'Factor Tables'!$N$88:$Y$88,0),FALSE)))","v":""},{"$f":"IF($CU67=\"\",\"\",IF(OR($CU67=\"DX HP\",$CU67=\"VRF HP\",$CU67=\"PTHP\"),VLOOKUP($D67,'Factor Tables'!$N$89:$Y$105,MATCH(CONCATENATE($CU67,\" Htg\"),'Factor Tables'!$N$88:$Y$88,0),FALSE),0))","v":""},{"$f":"IF($AB67=\"\",0,VLOOKUP($AB67,'Utility Admin'!$E:$G,2,FALSE))","v":0},{"$f":"IF($AB67=\"\",0,VLOOKUP($AB67,'Utility Admin'!$E:$G,3,FALSE))","v":0},{"$f":"IFERROR(IF(ABS(Summary!$F$12)<=ABS(Summary!$E$12)*'Utility Admin'!$I$5,$BA67*$DG67+$BB67*$DH67,$BA67*$DG67+$BA67*'Utility Admin'!$I$5*$DH67),0)","v":0},null,"Summer",null,null,null,null,null,null,null,null,null,null,{"$f":"IF(OR('Project Info'!$C$10=\"\",$C67=\"\",$D67=\"\"),\"\",VLOOKUP($D67,$DX$9:$EA$32,MATCH($C67,$DX$9:$EA$9,0),FALSE))","v":""},null,null,null,null,null,null,"ERROR: Contact Program Manager. Post Capacity/Unit x Post # of Units must be within +/- 20% of Pre Capacity/Unit x Pre # of Units."]
[null,59,"","",null,null,null,null,null,null,null,null,null,null,null,null,null,null,null,null,null,null,null,null,null,null,null,null,null,"A",null,null,null,null,null,null,null,null,null,null,null,null,null,null,0,0,0,0,0,0,999999999,"",0,0,{"$f":"IFERROR(IF($DI$261>'Utility Admin'!$H$5,$BB68/$BB$5*$BC$261,$DI68),0)","v":0},"","",{"$f":"IF(AND(OR($AB68=\"DX AC Air Cooled\",$AB68=\"DX HP Air Cooled\"),OR(AND($AJ68=\"Btu/hr\",$AI68<65000),AND($AJ68=\"Tons\",$AI68<65000/12000)),$AC68=\"Split\",$AO68>=15.2),MAX(Baselines!$CF312,12/9.8),Baselines!$CF312)","v":0},{"$f":"Baselines!$CG312","v":0},{"$f":"Baselines!$CI312","v":0},0,0,0,0,0,0,0,0,0,0,{"$f":"IF(OR($C68<>\"Early Retirement\",$J68=\"\"),0,IF(OR($I68=\"DX AC Air Cooled\",$I68=\"DX HP Air Cooled\"),VLOOKUP($J68,'Early Retirement'!$CI$6:$CM$32,2,FALSE),IF(OR($I68=\"PTAC\",$I68=\"PTHP\"),VLOOKUP($J68,'Early Retirement'!$CI$6:$CM$32,3,FALSE),IF(AND(OR($I68=\"Air Cooled Chiller\",$I68=\"Water Cooled Chiller\"),$L68<>\"Centrifugal\"),VLOOKUP($J68,'Early Retirement'!$CI$6:$CM$32,4,FALSE),IF(AND(OR($I68=\"Air Cooled Chiller\",$I68=\"Water Cooled Chiller\"),$L68=\"Centrifugal\"),VLOOKUP($J68,'Early Retirement'!$CI$6:$CM$32,5,FALSE),\"\")))))","v":0},0,0,0,0,0,0,0,0,0,0,0,"","","",0,0,0,{"$f":"IF(AND($C68=\"Early Retirement\",$J68<>\"\",$S68<>\"\",$U68<>\"\"),$CH68,IF(AND(OR($AB68=\"DX AC Air Cooled\",$AB68=\"DX HP Air Cooled\"),OR(AND($AJ68=\"Btu/hr\",$AI68<65000),AND($AJ68=\"Tons\",$AI68<65000/12000)),$AC68=\"Split\",$AO68>=15.2),MAX(Baselines!$CF61,12/9.8),Baselines!$CF61))","v":0},{"$f":"IF(AND($C68=\"Early Retirement\",$J68<>\"\",$S68<>\"\",$U68<>\"\"),$CI68,Baselines!$CG61)","v":0},{"$f":"Baselines!$CH61","v":"kW/ton"},"",{"$f":"IF(AND($C68=\"Early Retirement\",$J68<>\"\",$S68<>\"\",$U68<>\"\"),$CJ68,IF(AND(Baselines!$CI61=0,OR($CU68=\"DX HP\",$CU68=\"PTHP\")),$BH68,Baselines!$CI61))","v":0},"COP",{"$f":"IF(OR($C68=\"Replace-on-Burnout\",$C68=\"New Construction\"),$DC68,IF($CE68=\"\",\"\",IF(OR($CE68=\"DX HP\",$CE68=\"PTHP\"),VLOOKUP($D68,'Factor Tables'!$B$89:$M$105,MATCH(CONCATENATE($CE68,\" Clg\"),'Factor Tables'!$B$88:$M$88,0),FALSE),VLOOKUP($D68,'Factor Tables'!$B$89:$M$105,MATCH($CE68,'Factor Tables'!$B$88:$M$88,0),FALSE))))","v":""},{"$f":"IF(OR($C68=\"Replace-on-Burnout\",$C68=\"New Construction\"),$DD68,IF($CE68=\"\",\"\",IF($CE68=\"DX HP\",VLOOKUP($D68,'Factor Tables'!$B$89:$M$105,MATCH(\"DX HP Htg\",'Factor Tables'!$B$88:$M$88,0),FALSE),0)))","v":""},{"$f":"IF(OR($C68=\"Replace-on-Burnout\",$C68=\"New Construction\"),$DE68,IF($CE68=\"\",\"\",IF($CE68=\"DX HP\",VLOOKUP($D68,'Factor Tables'!$N$89:$Y$105,MATCH(\"DX HP Clg\",'Factor Tables'!$N$88:$Y$88,0),FALSE),IF($CE68=\"PTHP\",VLOOKUP($D68,'Factor Tables'!$N$89:$Y$105,MATCH(\"PTHP Clg\",'Factor Tables'!$N$88:$Y$88,0),FALSE),IF(AND($CE68<>\"DX HP\",$CE68<>\"PTHP\"),VLOOKUP($D68,'Factor Tables'!$N$89:$Y$105,MATCH($CE68,'Factor Tables'!$N$88:$Y$88,0),FALSE),\"\")))))","v":""},{"$f":"IF(OR($C68=\"Replace-on-Burnout\",$C68=\"New Construction\",$CU68=\"DX HP\",$CU68=\"PTHP\"),$DF68,IF($CE68=\"\",\"\",IF($CE68=\"DX HP\",VLOOKUP($D68,'Factor Tables'!$N$89:$Y$105,MATCH(\"DX HP Htg\",'Factor Tables'!$N$88:$Y$88,0),FALSE),IF($CE68=\"PTHP\",VLOOKUP($D68,'Factor Tables'!$N$89:$Y$105,MATCH(\"PTHP Htg\",'Factor Tables'!$N$88:$Y$88,0),FALSE),0))))","v":""},"","",0,0,"kW/ton","",0,"COP",{"$f":"IF($CU68=\"\",\"\",IF(OR($CU68=\"DX HP\",$CU68=\"VRF HP\",$CU68=\"PTHP\"),VLOOKUP($D68,'Factor Tables'!$B$89:$M$105,MATCH(CONCATENATE($CU68,\" Clg\"),'Factor Tables'!$B$88:$M$88,0),FALSE),VLOOKUP($D68,'Factor Tables'!$B$89:$M$105,MATCH($CU68,'Factor Tables'!$B$88:$M$88,0),FALSE)))","v":""},{"$f":"IF($CU68=\"\",\"\",IF(OR($CU68=\"DX HP\",$CU68=\"VRF HP\",$CU68=\"PTHP\"),VLOOKUP($D68,'Factor Tables'!$B$89:$M$105,MATCH(CONCATENATE($CU68,\" Htg\"),'Factor Tables'!$B$88:$M$88,0),FALSE),0))","v":""},{"$f":"IF($CU68=\"\",\"\",IF(OR($CU68=\"DX HP\",$CU68=\"VRF HP\",$CU68=\"PTHP\"),VLOOKUP($D68,'Factor Tables'!$N$89:$Y$105,MATCH(CONCATENATE($CU68,\" Clg\"),'Factor Tables'!$N$88:$Y$88,0),FALSE),VLOOKUP($D68,'Factor Tables'!$N$89:$Y$105,MATCH($CU68,'Factor Tables'!$N$88:$Y$88,0),FALSE)))","v":""},{"$f":"IF($CU68=\"\",\"\",IF(OR($CU68=\"DX HP\",$CU68=\"VRF HP\",$CU68=\"PTHP\"),VLOOKUP($D68,'Factor Tables'!$N$89:$Y$105,MATCH(CONCATENATE($CU68,\" Htg\"),'Factor Tables'!$N$88:$Y$88,0),FALSE),0))","v":""},{"$f":"IF($AB68=\"\",0,VLOOKUP($AB68,'Utility Admin'!$E:$G,2,FALSE))","v":0},{"$f":"IF($AB68=\"\",0,VLOOKUP($AB68,'Utility Admin'!$E:$G,3,FALSE))","v":0},{"$f":"IFERROR(IF(ABS(Summary!$F$12)<=ABS(Summary!$E$12)*'Utility Admin'!$I$5,$BA68*$DG68+$BB68*$DH68,$BA68*$DG68+$BA68*'Utility Admin'!$I$5*$DH68),0)","v":0},null,"Summer",null,null,null,null,null,null,null,null,null,null,{"$f":"IF(OR('Project Info'!$C$10=\"\",$C68=\"\",$D68=\"\"),\"\",VLOOKUP($D68,$DX$9:$EA$32,MATCH($C68,$DX$9:$EA$9,0),FALSE))","v":""},null,null,null,null,null,null,"ERROR: Contact Program Manager. Post Capacity/Unit x Post # of Units must be within +/- 20% of Pre Capacity/Unit x Pre # of Units."]
[null,60,"","",null,null,null,null,null,null,null,null,null,null,null,null,null,null,null,null,null,null,null,null,null,null,null,null,null,"A",null,null,null,null,null,null,null,null,null,null,null,null,null,null,0,0,0,0,0,0,999999999,"",0,0,{"$f":"IFERROR(IF($DI$261>'Utility Admin'!$H$5,$BB69/$BB$5*$BC$261,$DI69),0)","v":0},"","",{"$f":"IF(AND(OR($AB69=\"DX AC Air Cooled\",$AB69=\"DX HP Air Cooled\"),OR(AND($AJ69=\"Btu/hr\",$AI69<65000),AND($AJ69=\"Tons\",$AI69<65000/12000)),$AC69=\"Split\",$AO69>=15.2),MAX(Baselines!$CF313,12/9.8),Baselines!$CF313)","v":0},{"$f":"Baselines!$CG313","v":0},{"$f":"Baselines!$CI313","v":0},0,0,0,0,0,0,0,0,0,0,{"$f":"IF(OR($C69<>\"Early Retirement\",$J69=\"\"),0,IF(OR($I69=\"DX AC Air Cooled\",$I69=\"DX HP Air Cooled\"),VLOOKUP($J69,'Early Retirement'!$CI$6:$CM$32,2,FALSE),IF(OR($I69=\"PTAC\",$I69=\"PTHP\"),VLOOKUP($J69,'Early Retirement'!$CI$6:$CM$32,3,FALSE),IF(AND(OR($I69=\"Air Cooled Chiller\",$I69=\"Water Cooled Chiller\"),$L69<>\"Centrifugal\"),VLOOKUP($J69,'Early Retirement'!$CI$6:$CM$32,4,FALSE),IF(AND(OR($I69=\"Air Cooled Chiller\",$I69=\"Water Cooled Chiller\"),$L69=\"Centrifugal\"),VLOOKUP($J69,'Early Retirement'!$CI$6:$CM$32,5,FALSE),\"\")))))","v":0},0,0,0,0,0,0,0,0,0,0,0,"","","",0,0,0,{"$f":"IF(AND($C69=\"Early Retirement\",$J69<>\"\",$S69<>\"\",$U69<>\"\"),$CH69,IF(AND(OR($AB69=\"DX AC Air Cooled\",$AB69=\"DX HP Air Cooled\"),OR(AND($AJ69=\"Btu/hr\",$AI69<65000),AND($AJ69=\"Tons\",$AI69<65000/12000)),$AC69=\"Split\",$AO69>=15.2),MAX(Baselines!$CF62,12/9.8),Baselines!$CF62))","v":0},{"$f":"IF(AND($C69=\"Early Retirement\",$J69<>\"\",$S69<>\"\",$U69<>\"\"),$CI69,Baselines!$CG62)","v":0},{"$f":"Baselines!$CH62","v":"kW/ton"},"",{"$f":"IF(AND($C69=\"Early Retirement\",$J69<>\"\",$S69<>\"\",$U69<>\"\"),$CJ69,IF(AND(Baselines!$CI62=0,OR($CU69=\"DX HP\",$CU69=\"PTHP\")),$BH69,Baselines!$CI62))","v":0},"COP",{"$f":"IF(OR($C69=\"Replace-on-Burnout\",$C69=\"New Construction\"),$DC69,IF($CE69=\"\",\"\",IF(OR($CE69=\"DX HP\",$CE69=\"PTHP\"),VLOOKUP($D69,'Factor Tables'!$B$89:$M$105,MATCH(CONCATENATE($CE69,\" Clg\"),'Factor Tables'!$B$88:$M$88,0),FALSE),VLOOKUP($D69,'Factor Tables'!$B$89:$M$105,MATCH($CE69,'Factor Tables'!$B$88:$M$88,0),FALSE))))","v":""},{"$f":"IF(OR($C69=\"Replace-on-Burnout\",$C69=\"New Construction\"),$DD69,IF($CE69=\"\",\"\",IF($CE69=\"DX HP\",VLOOKUP($D69,'Factor Tables'!$B$89:$M$105,MATCH(\"DX HP Htg\",'Factor Tables'!$B$88:$M$88,0),FALSE),0)))","v":""},{"$f":"IF(OR($C69=\"Replace-on-Burnout\",$C69=\"New Construction\"),$DE69,IF($CE69=\"\",\"\",IF($CE69=\"DX HP\",VLOOKUP($D69,'Factor Tables'!$N$89:$Y$105,MATCH(\"DX HP Clg\",'Factor Tables'!$N$88:$Y$88,0),FALSE),IF($CE69=\"PTHP\",VLOOKUP($D69,'Factor Tables'!$N$89:$Y$105,MATCH(\"PTHP Clg\",'Factor Tables'!$N$88:$Y$88,0),FALSE),IF(AND($CE69<>\"DX HP\",$CE69<>\"PTHP\"),VLOOKUP($D69,'Factor Tables'!$N$89:$Y$105,MATCH($CE69,'Factor Tables'!$N$88:$Y$88,0),FALSE),\"\")))))","v":""},{"$f":"IF(OR($C69=\"Replace-on-Burnout\",$C69=\"New Construction\",$CU69=\"DX HP\",$CU69=\"PTHP\"),$DF69,IF($CE69=\"\",\"\",IF($CE69=\"DX HP\",VLOOKUP($D69,'Factor Tables'!$N$89:$Y$105,MATCH(\"DX HP Htg\",'Factor Tables'!$N$88:$Y$88,0),FALSE),IF($CE69=\"PTHP\",VLOOKUP($D69,'Factor Tables'!$N$89:$Y$105,MATCH(\"PTHP Htg\",'Factor Tables'!$N$88:$Y$88,0),FALSE),0))))","v":""},"","",0,0,"kW/ton","",0,"COP",{"$f":"IF($CU69=\"\",\"\",IF(OR($CU69=\"DX HP\",$CU69=\"VRF HP\",$CU69=\"PTHP\"),VLOOKUP($D69,'Factor Tables'!$B$89:$M$105,MATCH(CONCATENATE($CU69,\" Clg\"),'Factor Tables'!$B$88:$M$88,0),FALSE),VLOOKUP($D69,'Factor Tables'!$B$89:$M$105,MATCH($CU69,'Factor Tables'!$B$88:$M$88,0),FALSE)))","v":""},{"$f":"IF($CU69=\"\",\"\",IF(OR($CU69=\"DX HP\",$CU69=\"VRF HP\",$CU69=\"PTHP\"),VLOOKUP($D69,'Factor Tables'!$B$89:$M$105,MATCH(CONCATENATE($CU69,\" Htg\"),'Factor Tables'!$B$88:$M$88,0),FALSE),0))","v":""},{"$f":"IF($CU69=\"\",\"\",IF(OR($CU69=\"DX HP\",$CU69=\"VRF HP\",$CU69=\"PTHP\"),VLOOKUP($D69,'Factor Tables'!$N$89:$Y$105,MATCH(CONCATENATE($CU69,\" Clg\"),'Factor Tables'!$N$88:$Y$88,0),FALSE),VLOOKUP($D69,'Factor Tables'!$N$89:$Y$105,MATCH($CU69,'Factor Tables'!$N$88:$Y$88,0),FALSE)))","v":""},{"$f":"IF($CU69=\"\",\"\",IF(OR($CU69=\"DX HP\",$CU69=\"VRF HP\",$CU69=\"PTHP\"),VLOOKUP($D69,'Factor Tables'!$N$89:$Y$105,MATCH(CONCATENATE($CU69,\" Htg\"),'Factor Tables'!$N$88:$Y$88,0),FALSE),0))","v":""},{"$f":"IF($AB69=\"\",0,VLOOKUP($AB69,'Utility Admin'!$E:$G,2,FALSE))","v":0},{"$f":"IF($AB69=\"\",0,VLOOKUP($AB69,'Utility Admin'!$E:$G,3,FALSE))","v":0},{"$f":"IFERROR(IF(ABS(Summary!$F$12)<=ABS(Summary!$E$12)*'Utility Admin'!$I$5,$BA69*$DG69+$BB69*$DH69,$BA69*$DG69+$BA69*'Utility Admin'!$I$5*$DH69),0)","v":0},null,"Summer",null,null,null,null,null,null,null,null,null,null,{"$f":"IF(OR('Project Info'!$C$10=\"\",$C69=\"\",$D69=\"\"),\"\",VLOOKUP($D69,$DX$9:$EA$32,MATCH($C69,$DX$9:$EA$9,0),FALSE))","v":""},null,null,null,null,null,null,"ERROR: Contact Program Manager. Post Capacity/Unit x Post # of Units must be within +/- 20% of Pre Capacity/Unit x Pre # of Units."]
[null,61,"","",null,null,null,null,null,null,null,null,null,null,null,null,null,null,null,null,null,null,null,null,null,null,null,null,null,"A",null,null,null,null,null,null,null,null,null,null,null,null,null,null,0,0,0,0,0,0,999999999,"",0,0,{"$f":"IFERROR(IF($DI$261>'Utility Admin'!$H$5,$BB70/$BB$5*$BC$261,$DI70),0)","v":0},"","",{"$f":"IF(AND(OR($AB70=\"DX AC Air Cooled\",$AB70=\"DX HP Air Cooled\"),OR(AND($AJ70=\"Btu/hr\",$AI70<65000),AND($AJ70=\"Tons\",$AI70<65000/12000)),$AC70=\"Split\",$AO70>=15.2),MAX(Baselines!$CF314,12/9.8),Baselines!$CF314)","v":0},{"$f":"Baselines!$CG314","v":0},{"$f":"Baselines!$CI314","v":0},0,0,0,0,0,0,0,0,0,0,{"$f":"IF(OR($C70<>\"Early Retirement\",$J70=\"\"),0,IF(OR($I70=\"DX AC Air Cooled\",$I70=\"DX HP Air Cooled\"),VLOOKUP($J70,'Early Retirement'!$CI$6:$CM$32,2,FALSE),IF(OR($I70=\"PTAC\",$I70=\"PTHP\"),VLOOKUP($J70,'Early Retirement'!$CI$6:$CM$32,3,FALSE),IF(AND(OR($I70=\"Air Cooled Chiller\",$I70=\"Water Cooled Chiller\"),$L70<>\"Centrifugal\"),VLOOKUP($J70,'Early Retirement'!$CI$6:$CM$32,4,FALSE),IF(AND(OR($I70=\"Air Cooled Chiller\",$I70=\"Water Cooled Chiller\"),$L70=\"Centrifugal\"),VLOOKUP($J70,'Early Retirement'!$CI$6:$CM$32,5,FALSE),\"\")))))","v":0},0,0,0,0,0,0,0,0,0,0,0,"","","",0,0,0,{"$f":"IF(AND($C70=\"Early Retirement\",$J70<>\"\",$S70<>\"\",$U70<>\"\"),$CH70,IF(AND(OR($AB70=\"DX AC Air Cooled\",$AB70=\"DX HP Air Cooled\"),OR(AND($AJ70=\"Btu/hr\",$AI70<65000),AND($AJ70=\"Tons\",$AI70<65000/12000)),$AC70=\"Split\",$AO70>=15.2),MAX(Baselines!$CF63,12/9.8),Baselines!$CF63))","v":0},{"$f":"IF(AND($C70=\"Early Retirement\",$J70<>\"\",$S70<>\"\",$U70<>\"\"),$CI70,Baselines!$CG63)","v":0},{"$f":"Baselines!$CH63","v":"kW/ton"},"",{"$f":"IF(AND($C70=\"Early Retirement\",$J70<>\"\",$S70<>\"\",$U70<>\"\"),$CJ70,IF(AND(Baselines!$CI63=0,OR($CU70=\"DX HP\",$CU70=\"PTHP\")),$BH70,Baselines!$CI63))","v":0},"COP",{"$f":"IF(OR($C70=\"Replace-on-Burnout\",$C70=\"New Construction\"),$DC70,IF($CE70=\"\",\"\",IF(OR($CE70=\"DX HP\",$CE70=\"PTHP\"),VLOOKUP($D70,'Factor Tables'!$B$89:$M$105,MATCH(CONCATENATE($CE70,\" Clg\"),'Factor Tables'!$B$88:$M$88,0),FALSE),VLOOKUP($D70,'Factor Tables'!$B$89:$M$105,MATCH($CE70,'Factor Tables'!$B$88:$M$88,0),FALSE))))","v":""},{"$f":"IF(OR($C70=\"Replace-on-Burnout\",$C70=\"New Construction\"),$DD70,IF($CE70=\"\",\"\",IF($CE70=\"DX HP\",VLOOKUP($D70,'Factor Tables'!$B$89:$M$105,MATCH(\"DX HP Htg\",'Factor Tables'!$B$88:$M$88,0),FALSE),0)))","v":""},{"$f":"IF(OR($C70=\"Replace-on-Burnout\",$C70=\"New Construction\"),$DE70,IF($CE70=\"\",\"\",IF($CE70=\"DX HP\",VLOOKUP($D70,'Factor Tables'!$N$89:$Y$105,MATCH(\"DX HP Clg\",'Factor Tables'!$N$88:$Y$88,0),FALSE),IF($CE70=\"PTHP\",VLOOKUP($D70,'Factor Tables'!$N$89:$Y$105,MATCH(\"PTHP Clg\",'Factor Tables'!$N$88:$Y$88,0),FALSE),IF(AND($CE70<>\"DX HP\",$CE70<>\"PTHP\"),VLOOKUP($D70,'Factor Tables'!$N$89:$Y$105,MATCH($CE70,'Factor Tables'!$N$88:$Y$88,0),FALSE),\"\")))))","v":""},{"$f":"IF(OR($C70=\"Replace-on-Burnout\",$C70=\"New Construction\",$CU70=\"DX HP\",$CU70=\"PTHP\"),$DF70,IF($CE70=\"\",\"\",IF($CE70=\"DX HP\",VLOOKUP($D70,'Factor Tables'!$N$89:$Y$105,MATCH(\"DX HP Htg\",'Factor Tables'!$N$88:$Y$88,0),FALSE),IF($CE70=\"PTHP\",VLOOKUP($D70,'Factor Tables'!$N$89:$Y$105,MATCH(\"PTHP Htg\",'Factor Tables'!$N$88:$Y$88,0),FALSE),0))))","v":""},"","",0,0,"kW/ton","",0,"COP",{"$f":"IF($CU70=\"\",\"\",IF(OR($CU70=\"DX HP\",$CU70=\"VRF HP\",$CU70=\"PTHP\"),VLOOKUP($D70,'Factor Tables'!$B$89:$M$105,MATCH(CONCATENATE($CU70,\" Clg\"),'Factor Tables'!$B$88:$M$88,0),FALSE),VLOOKUP($D70,'Factor Tables'!$B$89:$M$105,MATCH($CU70,'Factor Tables'!$B$88:$M$88,0),FALSE)))","v":""},{"$f":"IF($CU70=\"\",\"\",IF(OR($CU70=\"DX HP\",$CU70=\"VRF HP\",$CU70=\"PTHP\"),VLOOKUP($D70,'Factor Tables'!$B$89:$M$105,MATCH(CONCATENATE($CU70,\" Htg\"),'Factor Tables'!$B$88:$M$88,0),FALSE),0))","v":""},{"$f":"IF($CU70=\"\",\"\",IF(OR($CU70=\"DX HP\",$CU70=\"VRF HP\",$CU70=\"PTHP\"),VLOOKUP($D70,'Factor Tables'!$N$89:$Y$105,MATCH(CONCATENATE($CU70,\" Clg\"),'Factor Tables'!$N$88:$Y$88,0),FALSE),VLOOKUP($D70,'Factor Tables'!$N$89:$Y$105,MATCH($CU70,'Factor Tables'!$N$88:$Y$88,0),FALSE)))","v":""},{"$f":"IF($CU70=\"\",\"\",IF(OR($CU70=\"DX HP\",$CU70=\"VRF HP\",$CU70=\"PTHP\"),VLOOKUP($D70,'Factor Tables'!$N$89:$Y$105,MATCH(CONCATENATE($CU70,\" Htg\"),'Factor Tables'!$N$88:$Y$88,0),FALSE),0))","v":""},{"$f":"IF($AB70=\"\",0,VLOOKUP($AB70,'Utility Admin'!$E:$G,2,FALSE))","v":0},{"$f":"IF($AB70=\"\",0,VLOOKUP($AB70,'Utility Admin'!$E:$G,3,FALSE))","v":0},{"$f":"IFERROR(IF(ABS(Summary!$F$12)<=ABS(Summary!$E$12)*'Utility Admin'!$I$5,$BA70*$DG70+$BB70*$DH70,$BA70*$DG70+$BA70*'Utility Admin'!$I$5*$DH70),0)","v":0},null,"Summer",null,null,null,null,null,null,null,null,null,null,{"$f":"IF(OR('Project Info'!$C$10=\"\",$C70=\"\",$D70=\"\"),\"\",VLOOKUP($D70,$DX$9:$EA$32,MATCH($C70,$DX$9:$EA$9,0),FALSE))","v":""},null,null,null,null,null,null,"ERROR: Contact Program Manager. Post Capacity/Unit x Post # of Units must be within +/- 20% of Pre Capacity/Unit x Pre # of Units."]
[null,62,"","",null,null,null,null,null,null,null,null,null,null,null,null,null,null,null,null,null,null,null,null,null,null,null,null,null,"A",null,null,null,null,null,null,null,null,null,null,null,null,null,null,0,0,0,0,0,0,999999999,"",0,0,{"$f":"IFERROR(IF($DI$261>'Utility Admin'!$H$5,$BB71/$BB$5*$BC$261,$DI71),0)","v":0},"","",{"$f":"IF(AND(OR($AB71=\"DX AC Air Cooled\",$AB71=\"DX HP Air Cooled\"),OR(AND($AJ71=\"Btu/hr\",$AI71<65000),AND($AJ71=\"Tons\",$AI71<65000/12000)),$AC71=\"Split\",$AO71>=15.2),MAX(Baselines!$CF315,12/9.8),Baselines!$CF315)","v":0},{"$f":"Baselines!$CG315","v":0},{"$f":"Baselines!$CI315","v":0},0,0,0,0,0,0,0,0,0,0,{"$f":"IF(OR($C71<>\"Early Retirement\",$J71=\"\"),0,IF(OR($I71=\"DX AC Air Cooled\",$I71=\"DX HP Air Cooled\"),VLOOKUP($J71,'Early Retirement'!$CI$6:$CM$32,2,FALSE),IF(OR($I71=\"PTAC\",$I71=\"PTHP\"),VLOOKUP($J71,'Early Retirement'!$CI$6:$CM$32,3,FALSE),IF(AND(OR($I71=\"Air Cooled Chiller\",$I71=\"Water Cooled Chiller\"),$L71<>\"Centrifugal\"),VLOOKUP($J71,'Early Retirement'!$CI$6:$CM$32,4,FALSE),IF(AND(OR($I71=\"Air Cooled Chiller\",$I71=\"Water Cooled Chiller\"),$L71=\"Centrifugal\"),VLOOKUP($J71,'Early Retirement'!$CI$6:$CM$32,5,FALSE),\"\")))))","v":0},0,0,0,0,0,0,0,0,0,0,0,"","","",0,0,0,{"$f":"IF(AND($C71=\"Early Retirement\",$J71<>\"\",$S71<>\"\",$U71<>\"\"),$CH71,IF(AND(OR($AB71=\"DX AC Air Cooled\",$AB71=\"DX HP Air Cooled\"),OR(AND($AJ71=\"Btu/hr\",$AI71<65000),AND($AJ71=\"Tons\",$AI71<65000/12000)),$AC71=\"Split\",$AO71>=15.2),MAX(Baselines!$CF64,12/9.8),Baselines!$CF64))","v":0},{"$f":"IF(AND($C71=\"Early Retirement\",$J71<>\"\",$S71<>\"\",$U71<>\"\"),$CI71,Baselines!$CG64)","v":0},{"$f":"Baselines!$CH64","v":"kW/ton"},"",{"$f":"IF(AND($C71=\"Early Retirement\",$J71<>\"\",$S71<>\"\",$U71<>\"\"),$CJ71,IF(AND(Baselines!$CI64=0,OR($CU71=\"DX HP\",$CU71=\"PTHP\")),$BH71,Baselines!$CI64))","v":0},"COP",{"$f":"IF(OR($C71=\"Replace-on-Burnout\",$C71=\"New Construction\"),$DC71,IF($CE71=\"\",\"\",IF(OR($CE71=\"DX HP\",$CE71=\"PTHP\"),VLOOKUP($D71,'Factor Tables'!$B$89:$M$105,MATCH(CONCATENATE($CE71,\" Clg\"),'Factor Tables'!$B$88:$M$88,0),FALSE),VLOOKUP($D71,'Factor Tables'!$B$89:$M$105,MATCH($CE71,'Factor Tables'!$B$88:$M$88,0),FALSE))))","v":""},{"$f":"IF(OR($C71=\"Replace-on-Burnout\",$C71=\"New Construction\"),$DD71,IF($CE71=\"\",\"\",IF($CE71=\"DX HP\",VLOOKUP($D71,'Factor Tables'!$B$89:$M$105,MATCH(\"DX HP Htg\",'Factor Tables'!$B$88:$M$88,0),FALSE),0)))","v":""},{"$f":"IF(OR($C71=\"Replace-on-Burnout\",$C71=\"New Construction\"),$DE71,IF($CE71=\"\",\"\",IF($CE71=\"DX HP\",VLOOKUP($D71,'Factor Tables'!$N$89:$Y$105,MATCH(\"DX HP Clg\",'Factor Tables'!$N$88:$Y$88,0),FALSE),IF($CE71=\"PTHP\",VLOOKUP($D71,'Factor Tables'!$N$89:$Y$105,MATCH(\"PTHP Clg\",'Factor Tables'!$N$88:$Y$88,0),FALSE),IF(AND($CE71<>\"DX HP\",$CE71<>\"PTHP\"),VLOOKUP($D71,'Factor Tables'!$N$89:$Y$105,MATCH($CE71,'Factor Tables'!$N$88:$Y$88,0),FALSE),\"\")))))","v":""},{"$f":"IF(OR($C71=\"Replace-on-Burnout\",$C71=\"New Construction\",$CU71=\"DX HP\",$CU71=\"PTHP\"),$DF71,IF($CE71=\"\",\"\",IF($CE71=\"DX HP\",VLOOKUP($D71,'Factor Tables'!$N$89:$Y$105,MATCH(\"DX HP Htg\",'Factor Tables'!$N$88:$Y$88,0),FALSE),IF($CE71=\"PTHP\",VLOOKUP($D71,'Factor Tables'!$N$89:$Y$105,MATCH(\"PTHP Htg\",'Factor Tables'!$N$88:$Y$88,0),FALSE),0))))","v":""},"","",0,0,"kW/ton","",0,"COP",{"$f":"IF($CU71=\"\",\"\",IF(OR($CU71=\"DX HP\",$CU71=\"VRF HP\",$CU71=\"PTHP\"),VLOOKUP($D71,'Factor Tables'!$B$89:$M$105,MATCH(CONCATENATE($CU71,\" Clg\"),'Factor Tables'!$B$88:$M$88,0),FALSE),VLOOKUP($D71,'Factor Tables'!$B$89:$M$105,MATCH($CU71,'Factor Tables'!$B$88:$M$88,0),FALSE)))","v":""},{"$f":"IF($CU71=\"\",\"\",IF(OR($CU71=\"DX HP\",$CU71=\"VRF HP\",$CU71=\"PTHP\"),VLOOKUP($D71,'Factor Tables'!$B$89:$M$105,MATCH(CONCATENATE($CU71,\" Htg\"),'Factor Tables'!$B$88:$M$88,0),FALSE),0))","v":""},{"$f":"IF($CU71=\"\",\"\",IF(OR($CU71=\"DX HP\",$CU71=\"VRF HP\",$CU71=\"PTHP\"),VLOOKUP($D71,'Factor Tables'!$N$89:$Y$105,MATCH(CONCATENATE($CU71,\" Clg\"),'Factor Tables'!$N$88:$Y$88,0),FALSE),VLOOKUP($D71,'Factor Tables'!$N$89:$Y$105,MATCH($CU71,'Factor Tables'!$N$88:$Y$88,0),FALSE)))","v":""},{"$f":"IF($CU71=\"\",\"\",IF(OR($CU71=\"DX HP\",$CU71=\"VRF HP\",$CU71=\"PTHP\"),VLOOKUP($D71,'Factor Tables'!$N$89:$Y$105,MATCH(CONCATENATE($CU71,\" Htg\"),'Factor Tables'!$N$88:$Y$88,0),FALSE),0))","v":""},{"$f":"IF($AB71=\"\",0,VLOOKUP($AB71,'Utility Admin'!$E:$G,2,FALSE))","v":0},{"$f":"IF($AB71=\"\",0,VLOOKUP($AB71,'Utility Admin'!$E:$G,3,FALSE))","v":0},{"$f":"IFERROR(IF(ABS(Summary!$F$12)<=ABS(Summary!$E$12)*'Utility Admin'!$I$5,$BA71*$DG71+$BB71*$DH71,$BA71*$DG71+$BA71*'Utility Admin'!$I$5*$DH71),0)","v":0},null,"Summer",null,null,null,null,null,null,null,null,null,null,{"$f":"IF(OR('Project Info'!$C$10=\"\",$C71=\"\",$D71=\"\"),\"\",VLOOKUP($D71,$DX$9:$EA$32,MATCH($C71,$DX$9:$EA$9,0),FALSE))","v":""},null,null,null,null,null,null,"ERROR: Contact Program Manager. Post Capacity/Unit x Post # of Units must be within +/- 20% of Pre Capacity/Unit x Pre # of Units."]
[null,63,"","",null,null,null,null,null,null,null,null,null,null,null,null,null,null,null,null,null,null,null,null,null,null,null,null,null,"A",null,null,null,null,null,null,null,null,null,null,null,null,null,null,0,0,0,0,0,0,999999999,"",0,0,{"$f":"IFERROR(IF($DI$261>'Utility Admin'!$H$5,$BB72/$BB$5*$BC$261,$DI72),0)","v":0},"","",{"$f":"IF(AND(OR($AB72=\"DX AC Air Cooled\",$AB72=\"DX HP Air Cooled\"),OR(AND($AJ72=\"Btu/hr\",$AI72<65000),AND($AJ72=\"Tons\",$AI72<65000/12000)),$AC72=\"Split\",$AO72>=15.2),MAX(Baselines!$CF316,12/9.8),Baselines!$CF316)","v":0},{"$f":"Baselines!$CG316","v":0},{"$f":"Baselines!$CI316","v":0},0,0,0,0,0,0,0,0,0,0,{"$f":"IF(OR($C72<>\"Early Retirement\",$J72=\"\"),0,IF(OR($I72=\"DX AC Air Cooled\",$I72=\"DX HP Air Cooled\"),VLOOKUP($J72,'Early Retirement'!$CI$6:$CM$32,2,FALSE),IF(OR($I72=\"PTAC\",$I72=\"PTHP\"),VLOOKUP($J72,'Early Retirement'!$CI$6:$CM$32,3,FALSE),IF(AND(OR($I72=\"Air Cooled Chiller\",$I72=\"Water Cooled Chiller\"),$L72<>\"Centrifugal\"),VLOOKUP($J72,'Early Retirement'!$CI$6:$CM$32,4,FALSE),IF(AND(OR($I72=\"Air Cooled Chiller\",$I72=\"Water Cooled Chiller\"),$L72=\"Centrifugal\"),VLOOKUP($J72,'Early Retirement'!$CI$6:$CM$32,5,FALSE),\"\")))))","v":0},0,0,0,0,0,0,0,0,0,0,0,"","","",0,0,0,{"$f":"IF(AND($C72=\"Early Retirement\",$J72<>\"\",$S72<>\"\",$U72<>\"\"),$CH72,IF(AND(OR($AB72=\"DX AC Air Cooled\",$AB72=\"DX HP Air Cooled\"),OR(AND($AJ72=\"Btu/hr\",$AI72<65000),AND($AJ72=\"Tons\",$AI72<65000/12000)),$AC72=\"Split\",$AO72>=15.2),MAX(Baselines!$CF65,12/9.8),Baselines!$CF65))","v":0},{"$f":"IF(AND($C72=\"Early Retirement\",$J72<>\"\",$S72<>\"\",$U72<>\"\"),$CI72,Baselines!$CG65)","v":0},{"$f":"Baselines!$CH65","v":"kW/ton"},"",{"$f":"IF(AND($C72=\"Early Retirement\",$J72<>\"\",$S72<>\"\",$U72<>\"\"),$CJ72,IF(AND(Baselines!$CI65=0,OR($CU72=\"DX HP\",$CU72=\"PTHP\")),$BH72,Baselines!$CI65))","v":0},"COP",{"$f":"IF(OR($C72=\"Replace-on-Burnout\",$C72=\"New Construction\"),$DC72,IF($CE72=\"\",\"\",IF(OR($CE72=\"DX HP\",$CE72=\"PTHP\"),VLOOKUP($D72,'Factor Tables'!$B$89:$M$105,MATCH(CONCATENATE($CE72,\" Clg\"),'Factor Tables'!$B$88:$M$88,0),FALSE),VLOOKUP($D72,'Factor Tables'!$B$89:$M$105,MATCH($CE72,'Factor Tables'!$B$88:$M$88,0),FALSE))))","v":""},{"$f":"IF(OR($C72=\"Replace-on-Burnout\",$C72=\"New Construction\"),$DD72,IF($CE72=\"\",\"\",IF($CE72=\"DX HP\",VLOOKUP($D72,'Factor Tables'!$B$89:$M$105,MATCH(\"DX HP Htg\",'Factor Tables'!$B$88:$M$88,0),FALSE),0)))","v":""},{"$f":"IF(OR($C72=\"Replace-on-Burnout\",$C72=\"New Construction\"),$DE72,IF($CE72=\"\",\"\",IF($CE72=\"DX HP\",VLOOKUP($D72,'Factor Tables'!$N$89:$Y$105,MATCH(\"DX HP Clg\",'Factor Tables'!$N$88:$Y$88,0),FALSE),IF($CE72=\"PTHP\",VLOOKUP($D72,'Factor Tables'!$N$89:$Y$105,MATCH(\"PTHP Clg\",'Factor Tables'!$N$88:$Y$88,0),FALSE),IF(AND($CE72<>\"DX HP\",$CE72<>\"PTHP\"),VLOOKUP($D72,'Factor Tables'!$N$89:$Y$105,MATCH($CE72,'Factor Tables'!$N$88:$Y$88,0),FALSE),\"\")))))","v":""},{"$f":"IF(OR($C72=\"Replace-on-Burnout\",$C72=\"New Construction\",$CU72=\"DX HP\",$CU72=\"PTHP\"),$DF72,IF($CE72=\"\",\"\",IF($CE72=\"DX HP\",VLOOKUP($D72,'Factor Tables'!$N$89:$Y$105,MATCH(\"DX HP Htg\",'Factor Tables'!$N$88:$Y$88,0),FALSE),IF($CE72=\"PTHP\",VLOOKUP($D72,'Factor Tables'!$N$89:$Y$105,MATCH(\"PTHP Htg\",'Factor Tables'!$N$88:$Y$88,0),FALSE),0))))","v":""},"","",0,0,"kW/ton","",0,"COP",{"$f":"IF($CU72=\"\",\"\",IF(OR($CU72=\"DX HP\",$CU72=\"VRF HP\",$CU72=\"PTHP\"),VLOOKUP($D72,'Factor Tables'!$B$89:$M$105,MATCH(CONCATENATE($CU72,\" Clg\"),'Factor Tables'!$B$88:$M$88,0),FALSE),VLOOKUP($D72,'Factor Tables'!$B$89:$M$105,MATCH($CU72,'Factor Tables'!$B$88:$M$88,0),FALSE)))","v":""},{"$f":"IF($CU72=\"\",\"\",IF(OR($CU72=\"DX HP\",$CU72=\"VRF HP\",$CU72=\"PTHP\"),VLOOKUP($D72,'Factor Tables'!$B$89:$M$105,MATCH(CONCATENATE($CU72,\" Htg\"),'Factor Tables'!$B$88:$M$88,0),FALSE),0))","v":""},{"$f":"IF($CU72=\"\",\"\",IF(OR($CU72=\"DX HP\",$CU72=\"VRF HP\",$CU72=\"PTHP\"),VLOOKUP($D72,'Factor Tables'!$N$89:$Y$105,MATCH(CONCATENATE($CU72,\" Clg\"),'Factor Tables'!$N$88:$Y$88,0),FALSE),VLOOKUP($D72,'Factor Tables'!$N$89:$Y$105,MATCH($CU72,'Factor Tables'!$N$88:$Y$88,0),FALSE)))","v":""},{"$f":"IF($CU72=\"\",\"\",IF(OR($CU72=\"DX HP\",$CU72=\"VRF HP\",$CU72=\"PTHP\"),VLOOKUP($D72,'Factor Tables'!$N$89:$Y$105,MATCH(CONCATENATE($CU72,\" Htg\"),'Factor Tables'!$N$88:$Y$88,0),FALSE),0))","v":""},{"$f":"IF($AB72=\"\",0,VLOOKUP($AB72,'Utility Admin'!$E:$G,2,FALSE))","v":0},{"$f":"IF($AB72=\"\",0,VLOOKUP($AB72,'Utility Admin'!$E:$G,3,FALSE))","v":0},{"$f":"IFERROR(IF(ABS(Summary!$F$12)<=ABS(Summary!$E$12)*'Utility Admin'!$I$5,$BA72*$DG72+$BB72*$DH72,$BA72*$DG72+$BA72*'Utility Admin'!$I$5*$DH72),0)","v":0},null,"Summer",null,null,null,null,null,null,null,null,null,null,{"$f":"IF(OR('Project Info'!$C$10=\"\",$C72=\"\",$D72=\"\"),\"\",VLOOKUP($D72,$DX$9:$EA$32,MATCH($C72,$DX$9:$EA$9,0),FALSE))","v":""},null,null,null,null,null,null,"ERROR: Contact Program Manager. Post Capacity/Unit x Post # of Units must be within +/- 20% of Pre Capacity/Unit x Pre # of Units."]
[null,64,"","",null,null,null,null,null,null,null,null,null,null,null,null,null,null,null,null,null,null,null,null,null,null,null,null,null,"A",null,null,null,null,null,null,null,null,null,null,null,null,null,null,0,0,0,0,0,0,999999999,"",0,0,{"$f":"IFERROR(IF($DI$261>'Utility Admin'!$H$5,$BB73/$BB$5*$BC$261,$DI73),0)","v":0},"","",{"$f":"IF(AND(OR($AB73=\"DX AC Air Cooled\",$AB73=\"DX HP Air Cooled\"),OR(AND($AJ73=\"Btu/hr\",$AI73<65000),AND($AJ73=\"Tons\",$AI73<65000/12000)),$AC73=\"Split\",$AO73>=15.2),MAX(Baselines!$CF317,12/9.8),Baselines!$CF317)","v":0},{"$f":"Baselines!$CG317","v":0},{"$f":"Baselines!$CI317","v":0},0,0,0,0,0,0,0,0,0,0,{"$f":"IF(OR($C73<>\"Early Retirement\",$J73=\"\"),0,IF(OR($I73=\"DX AC Air Cooled\",$I73=\"DX HP Air Cooled\"),VLOOKUP($J73,'Early Retirement'!$CI$6:$CM$32,2,FALSE),IF(OR($I73=\"PTAC\",$I73=\"PTHP\"),VLOOKUP($J73,'Early Retirement'!$CI$6:$CM$32,3,FALSE),IF(AND(OR($I73=\"Air Cooled Chiller\",$I73=\"Water Cooled Chiller\"),$L73<>\"Centrifugal\"),VLOOKUP($J73,'Early Retirement'!$CI$6:$CM$32,4,FALSE),IF(AND(OR($I73=\"Air Cooled Chiller\",$I73=\"Water Cooled Chiller\"),$L73=\"Centrifugal\"),VLOOKUP($J73,'Early Retirement'!$CI$6:$CM$32,5,FALSE),\"\")))))","v":0},0,0,0,0,0,0,0,0,0,0,0,"","","",0,0,0,{"$f":"IF(AND($C73=\"Early Retirement\",$J73<>\"\",$S73<>\"\",$U73<>\"\"),$CH73,IF(AND(OR($AB73=\"DX AC Air Cooled\",$AB73=\"DX HP Air Cooled\"),OR(AND($AJ73=\"Btu/hr\",$AI73<65000),AND($AJ73=\"Tons\",$AI73<65000/12000)),$AC73=\"Split\",$AO73>=15.2),MAX(Baselines!$CF66,12/9.8),Baselines!$CF66))","v":0},{"$f":"IF(AND($C73=\"Early Retirement\",$J73<>\"\",$S73<>\"\",$U73<>\"\"),$CI73,Baselines!$CG66)","v":0},{"$f":"Baselines!$CH66","v":"kW/ton"},"",{"$f":"IF(AND($C73=\"Early Retirement\",$J73<>\"\",$S73<>\"\",$U73<>\"\"),$CJ73,IF(AND(Baselines!$CI66=0,OR($CU73=\"DX HP\",$CU73=\"PTHP\")),$BH73,Baselines!$CI66))","v":0},"COP",{"$f":"IF(OR($C73=\"Replace-on-Burnout\",$C73=\"New Construction\"),$DC73,IF($CE73=\"\",\"\",IF(OR($CE73=\"DX HP\",$CE73=\"PTHP\"),VLOOKUP($D73,'Factor Tables'!$B$89:$M$105,MATCH(CONCATENATE($CE73,\" Clg\"),'Factor Tables'!$B$88:$M$88,0),FALSE),VLOOKUP($D73,'Factor Tables'!$B$89:$M$105,MATCH($CE73,'Factor Tables'!$B$88:$M$88,0),FALSE))))","v":""},{"$f":"IF(OR($C73=\"Replace-on-Burnout\",$C73=\"New Construction\"),$DD73,IF($CE73=\"\",\"\",IF($CE73=\"DX HP\",VLOOKUP($D73,'Factor Tables'!$B$89:$M$105,MATCH(\"DX HP Htg\",'Factor Tables'!$B$88:$M$88,0),FALSE),0)))","v":""},{"$f":"IF(OR($C73=\"Replace-on-Burnout\",$C73=\"New Construction\"),$DE73,IF($CE73=\"\",\"\",IF($CE73=\"DX HP\",VLOOKUP($D73,'Factor Tables'!$N$89:$Y$105,MATCH(\"DX HP Clg\",'Factor Tables'!$N$88:$Y$88,0),FALSE),IF($CE73=\"PTHP\",VLOOKUP($D73,'Factor Tables'!$N$89:$Y$105,MATCH(\"PTHP Clg\",'Factor Tables'!$N$88:$Y$88,0),FALSE),IF(AND($CE73<>\"DX HP\",$CE73<>\"PTHP\"),VLOOKUP($D73,'Factor Tables'!$N$89:$Y$105,MATCH($CE73,'Factor Tables'!$N$88:$Y$88,0),FALSE),\"\")))))","v":""},{"$f":"IF(OR($C73=\"Replace-on-Burnout\",$C73=\"New Construction\",$CU73=\"DX HP\",$CU73=\"PTHP\"),$DF73,IF($CE73=\"\",\"\",IF($CE73=\"DX HP\",VLOOKUP($D73,'Factor Tables'!$N$89:$Y$105,MATCH(\"DX HP Htg\",'Factor Tables'!$N$88:$Y$88,0),FALSE),IF($CE73=\"PTHP\",VLOOKUP($D73,'Factor Tables'!$N$89:$Y$105,MATCH(\"PTHP Htg\",'Factor Tables'!$N$88:$Y$88,0),FALSE),0))))","v":""},"","",0,0,"kW/ton","",0,"COP",{"$f":"IF($CU73=\"\",\"\",IF(OR($CU73=\"DX HP\",$CU73=\"VRF HP\",$CU73=\"PTHP\"),VLOOKUP($D73,'Factor Tables'!$B$89:$M$105,MATCH(CONCATENATE($CU73,\" Clg\"),'Factor Tables'!$B$88:$M$88,0),FALSE),VLOOKUP($D73,'Factor Tables'!$B$89:$M$105,MATCH($CU73,'Factor Tables'!$B$88:$M$88,0),FALSE)))","v":""},{"$f":"IF($CU73=\"\",\"\",IF(OR($CU73=\"DX HP\",$CU73=\"VRF HP\",$CU73=\"PTHP\"),VLOOKUP($D73,'Factor Tables'!$B$89:$M$105,MATCH(CONCATENATE($CU73,\" Htg\"),'Factor Tables'!$B$88:$M$88,0),FALSE),0))","v":""},{"$f":"IF($CU73=\"\",\"\",IF(OR($CU73=\"DX HP\",$CU73=\"VRF HP\",$CU73=\"PTHP\"),VLOOKUP($D73,'Factor Tables'!$N$89:$Y$105,MATCH(CONCATENATE($CU73,\" Clg\"),'Factor Tables'!$N$88:$Y$88,0),FALSE),VLOOKUP($D73,'Factor Tables'!$N$89:$Y$105,MATCH($CU73,'Factor Tables'!$N$88:$Y$88,0),FALSE)))","v":""},{"$f":"IF($CU73=\"\",\"\",IF(OR($CU73=\"DX HP\",$CU73=\"VRF HP\",$CU73=\"PTHP\"),VLOOKUP($D73,'Factor Tables'!$N$89:$Y$105,MATCH(CONCATENATE($CU73,\" Htg\"),'Factor Tables'!$N$88:$Y$88,0),FALSE),0))","v":""},{"$f":"IF($AB73=\"\",0,VLOOKUP($AB73,'Utility Admin'!$E:$G,2,FALSE))","v":0},{"$f":"IF($AB73=\"\",0,VLOOKUP($AB73,'Utility Admin'!$E:$G,3,FALSE))","v":0},{"$f":"IFERROR(IF(ABS(Summary!$F$12)<=ABS(Summary!$E$12)*'Utility Admin'!$I$5,$BA73*$DG73+$BB73*$DH73,$BA73*$DG73+$BA73*'Utility Admin'!$I$5*$DH73),0)","v":0},null,"Summer",null,null,null,null,null,null,null,null,null,null,{"$f":"IF(OR('Project Info'!$C$10=\"\",$C73=\"\",$D73=\"\"),\"\",VLOOKUP($D73,$DX$9:$EA$32,MATCH($C73,$DX$9:$EA$9,0),FALSE))","v":""},null,null,null,null,null,null,"ERROR: Contact Program Manager. Post Capacity/Unit x Post # of Units must be within +/- 20% of Pre Capacity/Unit x Pre # of Units."]
[null,65,"","",null,null,null,null,null,null,null,null,null,null,null,null,null,null,null,null,null,null,null,null,null,null,null,null,null,"A",null,null,null,null,null,null,null,null,null,null,null,null,null,null,0,{"$f":"IF(OR($AI74=\"\",$AJ74=\"\"),0,IF($AJ74=\"Tons\",$AI74,IF($AJ74=\"Btu/hr\",$AI74/12000,\"\")))","v":0},0,{"$f":"IF(OR($C74=\"New Construction\",$C74=\"Replace-on-Burnout\",$AJ74=\"\",$AM74=\"\"),0,(0.8*$AS74*$R74)/$AM74)","v":0},{"$f":"IF(OR($C74=\"New Construction\",$C74=\"Replace-on-Burnout\"),999999999,IF(OR($AJ74=\"\",$AM74=\"\"),0,(1.2*$AS74*$R74)/$AM74))","v":0},{"$f":"IF(OR($C74=\"New Construction\",$C74=\"Replace-on-Burnout\",$AJ74=\"\",$AM74=\"\"),0,IF($AJ74=\"Tons\",$AV74,IF($AJ74=\"Btu/hr\",$AV74*12000,0)))","v":0},{"$f":"IF(OR($C74=\"New Construction\",$C74=\"Replace-on-Burnout\",$AJ74=\"\",$AM74=\"\"),999999999,IF($AJ74=\"Tons\",$AW74,IF($AJ74=\"Btu/hr\",$AW74*12000,0)))","v":999999999},{"$f":"IF(OR($AB74=\"\",AND(OR($AB74=\"Air Cooled Chiller\",$AB74=\"Water Cooled Chiller\"),$AE74=\"\")),\"\",IF(OR($AB74=\"Air Cooled Chiller\",$AB74=\"Water Cooled Chiller\"),VLOOKUP(CONCATENATE($AE74,\" \",$AB74),$DN$10:$DQ$22,4,FALSE),VLOOKUP($AB74,$DN$10:$DQ$22,4,FALSE)))","v":""},{"$f":"ROUND(IF($C74=\"Early Retirement\",$CC74,IFERROR(IF(OR($AB74=\"\",$AI74=\"\",$AJ74=\"\",$AM74=\"\",$AN74=\"\",$AP74=\"\",$CQ74=0,$DC74=0,OR($CW74>$CK74,$CX74>$CL74,$DA74<$CO74)),0,IF(OR($AB74=\"DX HP Air Cooled\",$AB74=\"PTHP\"),MAX(($CG74*$CK74*$CQ74)-($CV74*$CW74*$DC74),($CN74/$CO74*$CR74-$CZ74/$DA74*$DD74)/3412),($CG74*$CK74*$CQ74)-($CV74*$CW74*$DC74))),0)),2)","v":0},{"$f":"ROUND(IF($C74=\"Early Retirement\",$CD74,IFERROR(IF(OR($AB74=\"\",$AI74=\"\",$AJ74=\"\",$AM74=\"\",$AN74=\"\",AND(OR($AB74=\"Air Cooled Chiller\",$AB74=\"Water Cooled Chiller\",$AB74=\"DX AC Air Cooled\",$AB74=\"DX HP Air Cooled\"),$AO74=\"\"),$AP74=\"\",AND(OR($AB74=\"DX HP Air Cooled\",$AB74=\"PTHP\"),OR($AQ74=\"\",$AR74=\"\")),$CS74=0,$DE74=0,OR($CW74>$CK74,$CX74>$CL74,$DA74<$CO74)),0,IF(OR($AB74=\"DX HP Air Cooled\",$AB74=\"VRF HP Air Cooled\",$AB74=\"VRF HP Water Cooled\",$AB74=\"PTHP\"),(($CG74*$CL74*$CS74)-($CV74*$CX74*$DE74))+((($CN74*(1/$CO74)*$CT74)-($CZ74*(1/$DA74)*$DF74))*(1/3412)),($CG74*$CL74*$CS74)-($CV74*$CX74*$DE74))),0)),0)","v":0},{"$f":"IFERROR(IF($DI$261>'Utility Admin'!$H$5,$BB74/$BB$5*$BC$261,$DI74),0)","v":0},{"$f":"IF(OR($AB74=\"\",AND(OR($AB74=\"Air Cooled Chiller\",$AB74=\"Water Cooled Chiller\"),$AE74=\"\")),\"\",IF(OR($AB74=\"Air Cooled Chiller\",$AB74=\"Water Cooled Chiller\"),VLOOKUP(CONCATENATE($AE74,\" \",$AB74),$DN$10:$DP$22,3,FALSE),VLOOKUP($AB74,$DN$10:$DP$22,3,FALSE)))","v":""},"",{"$f":"IF(AND(OR($AB74=\"DX AC Air Cooled\",$AB74=\"DX HP Air Cooled\"),OR(AND($AJ74=\"Btu/hr\",$AI74<65000),AND($AJ74=\"Tons\",$AI74<65000/12000)),$AC74=\"Split\",$AO74>=15.2),MAX(Baselines!$CF318,12/9.8),Baselines!$CF318)","v":0},{"$f":"Baselines!$CG318","v":0},{"$f":"Baselines!$CI318","v":0},{"$f":"IF(OR($D74=\"\",$AB74=\"\",$AI74=\"\",$AJ74=\"\",$AM74=\"\",$AN74=\"\",$AP74=\"\",$BE74=\"\"),0,IFERROR(IF(OR($CQ74=0,$DC74=0),0,($CG74*$BF74*$CQ74)-($CV74*$CW74*$DC74)),0))","v":0},{"$f":"IF(OR($D74=\"\",$AB74=\"\",$AI74=\"\",$AJ74=\"\",$AM74=\"\",$AN74=\"\",$AP74=\"\",$BE74=\"\"),0,IFERROR(IF(OR($CR74=0,$DD74=0),0,($CN74/$BH74*$CR74-$CZ74/$DA74*$DD74)/3412),0))","v":0},{"$f":"IF(OR($D74=\"\",$AB74=\"\",$AI74=\"\",$AJ74=\"\",$AM74=\"\",AND($AB74<>\"PTAC\",$AB74<>\"PTHP\",$AO74=\"\"),AND(OR($AB74=\"PTAC\",$AB74=\"PTHP\"),$AN74=\"\"),$AP74=\"\",$BE74=\"\"),0,IFERROR(IF(OR($CS74=0,$DE74=0),0,($CG74*$BG74*$CS74)-($CV74*$CX74*$DE74)),0))","v":0},{"$f":"IF(OR($D74=\"\",$AB74=\"\",$AK74=\"\",$AL74=\"\",$AM74=\"\",$AQ74=\"\",$AR74=\"\",$BE74=\"\"),0,IFERROR(IF(OR($CT74=0,$DF74=0),0,(($CN74*(1/$BH74)*$CT74)-($CZ74*(1/$DA74)*$DF74))*(1/3412)),0))","v":0},0,{"$f":"IF(OR($C74<>\"Early Retirement\",$D74=\"\",$J74=\"\",$AB74=\"\",$AI74=\"\",$AJ74=\"\",$AM74=\"\",$AN74=\"\",$AP74=\"\"),0,IF(AND($C74=\"Early Retirement\",OR($AB74=\"PTAC\",$AB74=\"PTHP\"),OR($AH74<>\"Yes\",$AI74>$N74)),$BI74,IFERROR(IF(OR($CQ74=0,$DC74=0),0,($CG74*$CK74*$CQ74)-($CV74*$CW74*$DC74)),0)))","v":0},{"$f":"IF(OR($C74<>\"Early Retirement\",$D74=\"\",$J74=\"\",$AB74=\"\",$AI74=\"\",$AJ74=\"\",$AM74=\"\",$AN74=\"\",$AP74=\"\"),0,IF(AND($C74=\"Early Retirement\",OR($AB74=\"PTAC\",$AB74=\"PTHP\"),OR($AH74<>\"Yes\",$AI74>$N74)),$BJ74,IFERROR(IF(OR($CR74=0,$DD74=0),0,($CN74/$CO74*$CR74-$CZ74/$DA74*$DD74)/3412),0)))","v":0},{"$f":"IF(OR($C74<>\"Early Retirement\",$D74=\"\",$J74=\"\",$AB74=\"\",$AI74=\"\",$AJ74=\"\",$AM74=\"\",AND($AN74=\"\",$AO74=\"\"),$AP74=\"\"),0,IF(AND($C74=\"Early Retirement\",OR($AB74=\"PTAC\",$AB74=\"PTHP\"),OR($AH74<>\"Yes\",$AI74>$N74)),$BK74,IFERROR(IF(OR($CS74=0,$DE74=0),0,($CG74*$CL74*$CS74)-($CV74*$CX74*$DE74)),0)))","v":0},{"$f":"IF(OR($C74<>\"Early Retirement\",$D74=\"\",$J74=\"\",$AB74=\"\",$AK74=\"\",$AL74=\"\",$AM74=\"\",$AQ74=\"\",$AR74=\"\"),0,IF(AND($C74=\"Early Retirement\",OR($AB74=\"PTAC\",$AB74=\"PTHP\"),OR($AH74<>\"Yes\",$AI74>$N74)),$BL74,IFERROR(IF(OR($CT74=0,$DF74=0),0,(($CN74*(1/$CO74)*$CT74)-($CZ74*(1/$DA74)*$DF74))*(1/3412)),0)))","v":0},0,{"$f":"IF(OR($C74<>\"Early Retirement\",$J74=\"\"),0,IF(OR($I74=\"DX AC Air Cooled\",$I74=\"DX HP Air Cooled\"),VLOOKUP($J74,'Early Retirement'!$CI$6:$CM$32,2,FALSE),IF(OR($I74=\"PTAC\",$I74=\"PTHP\"),VLOOKUP($J74,'Early Retirement'!$CI$6:$CM$32,3,FALSE),IF(AND(OR($I74=\"Air Cooled Chiller\",$I74=\"Water Cooled Chiller\"),$L74<>\"Centrifugal\"),VLOOKUP($J74,'Early Retirement'!$CI$6:$CM$32,4,FALSE),IF(AND(OR($I74=\"Air Cooled Chiller\",$I74=\"Water Cooled Chiller\"),$L74=\"Centrifugal\"),VLOOKUP($J74,'Early Retirement'!$CI$6:$CM$32,5,FALSE),\"\")))))","v":0},{"$f":"IF(OR($C74<>\"Early Retirement\",$J74=\"\",$AB74=\"\",$AZ74=\"\"),0,$AZ74-$BS74)","v":0},0,0,{"$f":"IF(OR($CW74>$BF74,$CX74>$BG74,$DA74<$BH74),0,MAX(BU74,BV74))","v":0},0,{"$f":"IF($AF74=\"\",0,$BW74-$BX74)","v":0},0,0,{"$f":"IF($AF74=\"\",0,$BZ74-$CA74)","v":0},{"$f":"IF(OR($CW74>$BF74,$CX74>$BG74,$DA74<$BH74),0,IF(AND($C74=\"Early Retirement\",$I74=\"Air Cooled Chiller\",$AB74=\"Water Cooled Chiller\"),$BY74,MAX(BU74,BV74)))","v":0},0,{"$f":"IF($C74=\"New Construction\",$CU74,IF($I74=\"\",\"\",VLOOKUP($I74,$DM$10:$DO$22,3,FALSE)))","v":""},"","",0,0,0,{"$f":"IF(AND($C74=\"Early Retirement\",$J74<>\"\",$S74<>\"\",$U74<>\"\"),$CH74,IF(AND(OR($AB74=\"DX AC Air Cooled\",$AB74=\"DX HP Air Cooled\"),OR(AND($AJ74=\"Btu/hr\",$AI74<65000),AND($AJ74=\"Tons\",$AI74<65000/12000)),$AC74=\"Split\",$AO74>=15.2),MAX(Baselines!$CF67,12/9.8),Baselines!$CF67))","v":0},{"$f":"IF(AND($C74=\"Early Retirement\",$J74<>\"\",$S74<>\"\",$U74<>\"\"),$CI74,Baselines!$CG67)","v":0},{"$f":"Baselines!$CH67","v":"kW/ton"},"",{"$f":"IF(AND($C74=\"Early Retirement\",$J74<>\"\",$S74<>\"\",$U74<>\"\"),$CJ74,IF(AND(Baselines!$CI67=0,OR($CU74=\"DX HP\",$CU74=\"PTHP\")),$BH74,Baselines!$CI67))","v":0},"COP",{"$f":"IF(OR($C74=\"Replace-on-Burnout\",$C74=\"New Construction\"),$DC74,IF($CE74=\"\",\"\",IF(OR($CE74=\"DX HP\",$CE74=\"PTHP\"),VLOOKUP($D74,'Factor Tables'!$B$89:$M$105,MATCH(CONCATENATE($CE74,\" Clg\"),'Factor Tables'!$B$88:$M$88,0),FALSE),VLOOKUP($D74,'Factor Tables'!$B$89:$M$105,MATCH($CE74,'Factor Tables'!$B$88:$M$88,0),FALSE))))","v":""},{"$f":"IF(OR($C74=\"Replace-on-Burnout\",$C74=\"New Construction\"),$DD74,IF($CE74=\"\",\"\",IF($CE74=\"DX HP\",VLOOKUP($D74,'Factor Tables'!$B$89:$M$105,MATCH(\"DX HP Htg\",'Factor Tables'!$B$88:$M$88,0),FALSE),0)))","v":""},{"$f":"IF(OR($C74=\"Replace-on-Burnout\",$C74=\"New Construction\"),$DE74,IF($CE74=\"\",\"\",IF($CE74=\"DX HP\",VLOOKUP($D74,'Factor Tables'!$N$89:$Y$105,MATCH(\"DX HP Clg\",'Factor Tables'!$N$88:$Y$88,0),FALSE),IF($CE74=\"PTHP\",VLOOKUP($D74,'Factor Tables'!$N$89:$Y$105,MATCH(\"PTHP Clg\",'Factor Tables'!$N$88:$Y$88,0),FALSE),IF(AND($CE74<>\"DX HP\",$CE74<>\"PTHP\"),VLOOKUP($D74,'Factor Tables'!$N$89:$Y$105,MATCH($CE74,'Factor Tables'!$N$88:$Y$88,0),FALSE),\"\")))))","v":""},{"$f":"IF(OR($C74=\"Replace-on-Burnout\",$C74=\"New Construction\",$CU74=\"DX HP\",$CU74=\"PTHP\"),$DF74,IF($CE74=\"\",\"\",IF($CE74=\"DX HP\",VLOOKUP($D74,'Factor Tables'!$N$89:$Y$105,MATCH(\"DX HP Htg\",'Factor Tables'!$N$88:$Y$88,0),FALSE),IF($CE74=\"PTHP\",VLOOKUP($D74,'Factor Tables'!$N$89:$Y$105,MATCH(\"PTHP Htg\",'Factor Tables'!$N$88:$Y$88,0),FALSE),0))))","v":""},{"$f":"IF($AB74=\"\",\"\",VLOOKUP($AB74,$DM$10:$DO$22,3,FALSE))","v":""},{"$f":"IF(OR($AI74=\"\",$AJ74=\"\",$AM74=\"\"),\"\",IF($AJ74=\"Btu/hr\",($AI74/12000)*$AM74,IF($AJ74=\"Tons\",$AI74*$AM74,\"\")))","v":""},0,0,"kW/ton",{"$f":"IF(OR($AK74=\"\",$AL74=\"\",$AM74=\"\"),\"\",IF($AL74=\"Tons\",($AK74*12000)*$AM74,IF($AL74=\"Btu/hr\",$AK74*$AM74,\"\")))","v":""},0,"COP",{"$f":"IF($CU74=\"\",\"\",IF(OR($CU74=\"DX HP\",$CU74=\"VRF HP\",$CU74=\"PTHP\"),VLOOKUP($D74,'Factor Tables'!$B$89:$M$105,MATCH(CONCATENATE($CU74,\" Clg\"),'Factor Tables'!$B$88:$M$88,0),FALSE),VLOOKUP($D74,'Factor Tables'!$B$89:$M$105,MATCH($CU74,'Factor Tables'!$B$88:$M$88,0),FALSE)))","v":""},{"$f":"IF($CU74=\"\",\"\",IF(OR($CU74=\"DX HP\",$CU74=\"VRF HP\",$CU74=\"PTHP\"),VLOOKUP($D74,'Factor Tables'!$B$89:$M$105,MATCH(CONCATENATE($CU74,\" Htg\"),'Factor Tables'!$B$88:$M$88,0),FALSE),0))","v":""},{"$f":"IF($CU74=\"\",\"\",IF(OR($CU74=\"DX HP\",$CU74=\"VRF HP\",$CU74=\"PTHP\"),VLOOKUP($D74,'Factor Tables'!$N$89:$Y$105,MATCH(CONCATENATE($CU74,\" Clg\"),'Factor Tables'!$N$88:$Y$88,0),FALSE),VLOOKUP($D74,'Factor Tables'!$N$89:$Y$105,MATCH($CU74,'Factor Tables'!$N$88:$Y$88,0),FALSE)))","v":""},{"$f":"IF($CU74=\"\",\"\",IF(OR($CU74=\"DX HP\",$CU74=\"VRF HP\",$CU74=\"PTHP\"),VLOOKUP($D74,'Factor Tables'!$N$89:$Y$105,MATCH(CONCATENATE($CU74,\" Htg\"),'Factor Tables'!$N$88:$Y$88,0),FALSE),0))","v":""},{"$f":"IF($AB74=\"\",0,VLOOKUP($AB74,'Utility Admin'!$E:$G,2,FALSE))","v":0},{"$f":"IF($AB74=\"\",0,VLOOKUP($AB74,'Utility Admin'!$E:$G,3,FALSE))","v":0},{"$f":"IFERROR(IF(ABS(Summary!$F$12)<=ABS(Summary!$E$12)*'Utility Admin'!$I$5,$BA74*$DG74+$BB74*$DH74,$BA74*$DG74+$BA74*'Utility Admin'!$I$5*$DH74),0)","v":0},null,{"$f":"IF(AND($AB74<>\"DX HP Air Cooled\",$AB74<>\"PTHP\"),\"Summer\",IF(AND($C74=\"Early Retirement\",$BV74>$BU74),\"Winter\",IF(AND($C74=\"Early Retirement\",$BV74<=$BU74),\"Summer\",IF((($CN74/$CO74*$CR74-$CZ74/$DA74*$DD74)/3412)>(($CG74*$CK74*$CQ74)-($CV74*$CW74*$DC74)),\"Winter\",\"Summer\"))))","v":"Summer"},null,null,null,null,null,null,null,null,null,null,{"$f":"IF(OR('Project Info'!$C$10=\"\",$C74=\"\",$D74=\"\"),\"\",VLOOKUP($D74,$DX$9:$EA$32,MATCH($C74,$DX$9:$EA$9,0),FALSE))","v":""},null,null,null,null,null,null,"ERROR: Contact Program Manager. Post Capacity/Unit x Post # of Units must be within +/- 20% of Pre Capacity/Unit x Pre # of Units."]
[null,66,{"$f":"IF($C74=\"\",\"\",$C74)","v":""},{"$f":"IF($D74=\"\",\"\",$D74)","v":""},null,null,null,null,null,null,null,null,null,null,null,null,null,null,null,null,null,null,null,null,null,null,null,null,null,"A",null,null,null,null,null,null,null,null,null,null,null,null,null,null,0,0,{"$f":"IF(OR($AK75=\"\",$AL75=\"\"),0,IF($AL75=\"Tons\",$AK75,IF($AL75=\"Btu/hr\",$AK75/12000,\"\")))","v":0},0,0,0,999999999,"",0,0,{"$f":"IFERROR(IF($DI$261>'Utility Admin'!$H$5,$BB75/$BB$5*$BC$261,$DI75),0)","v":0},"","",{"$f":"IF(AND(OR($AB75=\"DX AC Air Cooled\",$AB75=\"DX HP Air Cooled\"),OR(AND($AJ75=\"Btu/hr\",$AI75<65000),AND($AJ75=\"Tons\",$AI75<65000/12000)),$AC75=\"Split\",$AO75>=15.2),MAX(Baselines!$CF319,12/9.8),Baselines!$CF319)","v":0},{"$f":"Baselines!$CG319","v":0},{"$f":"Baselines!$CI319","v":0},0,0,0,0,{"$f":"BK75+BL75","v":0},0,0,0,0,{"$f":"BP75+BQ75","v":0},{"$f":"IF(OR($C75<>\"Early Retirement\",$J75=\"\"),0,IF(OR($I75=\"DX AC Air Cooled\",$I75=\"DX HP Air Cooled\"),VLOOKUP($J75,'Early Retirement'!$CI$6:$CM$32,2,FALSE),IF(OR($I75=\"PTAC\",$I75=\"PTHP\"),VLOOKUP($J75,'Early Retirement'!$CI$6:$CM$32,3,FALSE),IF(AND(OR($I75=\"Air Cooled Chiller\",$I75=\"Water Cooled Chiller\"),$L75<>\"Centrifugal\"),VLOOKUP($J75,'Early Retirement'!$CI$6:$CM$32,4,FALSE),IF(AND(OR($I75=\"Air Cooled Chiller\",$I75=\"Water Cooled Chiller\"),$L75=\"Centrifugal\"),VLOOKUP($J75,'Early Retirement'!$CI$6:$CM$32,5,FALSE),\"\")))))","v":0},0,{"$f":"IF(OR($C75<>\"Early Retirement\",$AN75=\"\",AND($AB75<>\"PTAC\",$AB75<>\"PTHP\",$AO75=\"\"),$AP75=\"\"),0,($BN75*$BS75+$BI75*$BT75)/SUM($BS75:$BT75))","v":0},{"$f":"IF(OR($C75<>\"Early Retirement\",$AN75=\"\",AND($AB75<>\"PTAC\",$AB75<>\"PTHP\",$AO75=\"\"),$AP75=\"\"),0,($BO75*$BS75+$BJ75*$BT75)/SUM($BS75:$BT75))","v":0},0,{"$f":"$AF75*(0.746/0.86)*0.8","v":0},0,{"$f":"IF(OR($C75<>\"Early Retirement\",$AN75=\"\",AND($AB75<>\"PTAC\",$AB75<>\"PTHP\",$AO75=\"\"),$AP75=\"\",OR($CW75>$BF75,$CX75>$BG75,$DA75<$BH75)),0,($BR75*$BS75+$BM75*$BT75)/SUM($BS75:$BT75))","v":0},{"$f":"$BX75*8760","v":0},0,0,{"$f":"IF(OR($C75<>\"Early Retirement\",$AN75=\"\",AND($AB75<>\"PTAC\",$AB75<>\"PTHP\",$AO75=\"\"),$AP75=\"\",OR($CW75>$BF75,$CX75>$BG75,$DA75<$BH75)),0,IF(AND($C75=\"Early Retirement\",$I75=\"Air Cooled Chiller\",$AB75=\"Water Cooled Chiller\"),$CB75,($BR75*$BS75+$BM75*$BT75)/SUM($BS75:$BT75)))","v":0},"",{"$f":"IF(OR($N75=\"\",$O75=\"\",$R75=\"\"),\"\",IF($O75=\"Btu/hr\",($N75/12000)*$R75,IF($O75=\"Tons\",$N75*$R75,\"\")))","v":""},{"$f":"CV75","v":""},{"$f":"IF($U75=\"EER\",12/$S75,IF($U75=\"kW/ton\",$S75,0))","v":0},{"$f":"IF(AND(OR($I75=\"PTAC\",$I75=\"PTHP\"),$U75=\"EER\"),12/$S75,IF(AND(OR($I75=\"PTAC\",$I75=\"PTHP\"),$U75=\"kW/ton\"),$S75,IF($U75=\"EER\",12/$T75,IF($U75=\"kW/ton\",$T75,0))))","v":0},{"$f":"IF($W75=\"HSPF\",$V75/3.214,IF($W75=\"COP\",$V75,0))","v":0},{"$f":"IF(AND($C75=\"Early Retirement\",$J75<>\"\",$S75<>\"\",$U75<>\"\"),$CH75,IF(AND(OR($AB75=\"DX AC Air Cooled\",$AB75=\"DX HP Air Cooled\"),OR(AND($AJ75=\"Btu/hr\",$AI75<65000),AND($AJ75=\"Tons\",$AI75<65000/12000)),$AC75=\"Split\",$AO75>=15.2),MAX(Baselines!$CF68,12/9.8),Baselines!$CF68))","v":0},{"$f":"IF(AND($C75=\"Early Retirement\",$J75<>\"\",$S75<>\"\",$U75<>\"\"),$CI75,Baselines!$CG68)","v":0},{"$f":"Baselines!$CH68","v":"kW/ton"},{"$f":"CZ75","v":""},{"$f":"IF(AND($C75=\"Early Retirement\",$J75<>\"\",$S75<>\"\",$U75<>\"\"),$CJ75,IF(AND(Baselines!$CI68=0,OR($CU75=\"DX HP\",$CU75=\"PTHP\")),$BH75,Baselines!$CI68))","v":0},"COP",{"$f":"IF(OR($C75=\"Replace-on-Burnout\",$C75=\"New Construction\"),$DC75,IF($CE75=\"\",\"\",IF(OR($CE75=\"DX HP\",$CE75=\"PTHP\"),VLOOKUP($D75,'Factor Tables'!$B$89:$M$105,MATCH(CONCATENATE($CE75,\" Clg\"),'Factor Tables'!$B$88:$M$88,0),FALSE),VLOOKUP($D75,'Factor Tables'!$B$89:$M$105,MATCH($CE75,'Factor Tables'!$B$88:$M$88,0),FALSE))))","v":""},{"$f":"IF(OR($C75=\"Replace-on-Burnout\",$C75=\"New Construction\"),$DD75,IF($CE75=\"\",\"\",IF($CE75=\"DX HP\",VLOOKUP($D75,'Factor Tables'!$B$89:$M$105,MATCH(\"DX HP Htg\",'Factor Tables'!$B$88:$M$88,0),FALSE),0)))","v":""},{"$f":"IF(OR($C75=\"Replace-on-Burnout\",$C75=\"New Construction\"),$DE75,IF($CE75=\"\",\"\",IF($CE75=\"DX HP\",VLOOKUP($D75,'Factor Tables'!$N$89:$Y$105,MATCH(\"DX HP Clg\",'Factor Tables'!$N$88:$Y$88,0),FALSE),IF($CE75=\"PTHP\",VLOOKUP($D75,'Factor Tables'!$N$89:$Y$105,MATCH(\"PTHP Clg\",'Factor Tables'!$N$88:$Y$88,0),FALSE),IF(AND($CE75<>\"DX HP\",$CE75<>\"PTHP\"),VLOOKUP($D75,'Factor Tables'!$N$89:$Y$105,MATCH($CE75,'Factor Tables'!$N$88:$Y$88,0),FALSE),\"\")))))","v":""},{"$f":"IF(OR($C75=\"Replace-on-Burnout\",$C75=\"New Construction\",$CU75=\"DX HP\",$CU75=\"PTHP\"),$DF75,IF($CE75=\"\",\"\",IF($CE75=\"DX HP\",VLOOKUP($D75,'Factor Tables'!$N$89:$Y$105,MATCH(\"DX HP Htg\",'Factor Tables'!$N$88:$Y$88,0),FALSE),IF($CE75=\"PTHP\",VLOOKUP($D75,'Factor Tables'!$N$89:$Y$105,MATCH(\"PTHP Htg\",'Factor Tables'!$N$88:$Y$88,0),FALSE),0))))","v":""},"","",{"$f":"IF($AP75=\"EER\",12/$AN75,IF($AP75=\"kW/ton\",$AN75,0))","v":0},{"$f":"IF(AND(OR($AB75=\"VRF HP Water Cooled\",$AB75=\"PTAC\",$AB75=\"PTHP\"),$AP75=\"EER\"),12/$AN75,IF(AND(OR($AB75=\"VRF HP Water Cooled\",$AB75=\"PTAC\",$AB75=\"PTHP\"),$AP75=\"kW/ton\"),$AN75,IF($AP75=\"EER\",12/$AO75,IF($AP75=\"kW/ton\",$AO75,0))))","v":0},"kW/ton","",{"$f":"IF($AR75=\"HSPF\",$AQ75/3.412,IF($AR75=\"COP\",$AQ75,0))","v":0},"COP",{"$f":"IF($CU75=\"\",\"\",IF(OR($CU75=\"DX HP\",$CU75=\"VRF HP\",$CU75=\"PTHP\"),VLOOKUP($D75,'Factor Tables'!$B$89:$M$105,MATCH(CONCATENATE($CU75,\" Clg\"),'Factor Tables'!$B$88:$M$88,0),FALSE),VLOOKUP($D75,'Factor Tables'!$B$89:$M$105,MATCH($CU75,'Factor Tables'!$B$88:$M$88,0),FALSE)))","v":""},{"$f":"IF($CU75=\"\",\"\",IF(OR($CU75=\"DX HP\",$CU75=\"VRF HP\",$CU75=\"PTHP\"),VLOOKUP($D75,'Factor Tables'!$B$89:$M$105,MATCH(CONCATENATE($CU75,\" Htg\"),'Factor Tables'!$B$88:$M$88,0),FALSE),0))","v":""},{"$f":"IF($CU75=\"\",\"\",IF(OR($CU75=\"DX HP\",$CU75=\"VRF HP\",$CU75=\"PTHP\"),VLOOKUP($D75,'Factor Tables'!$N$89:$Y$105,MATCH(CONCATENATE($CU75,\" Clg\"),'Factor Tables'!$N$88:$Y$88,0),FALSE),VLOOKUP($D75,'Factor Tables'!$N$89:$Y$105,MATCH($CU75,'Factor Tables'!$N$88:$Y$88,0),FALSE)))","v":""},{"$f":"IF($CU75=\"\",\"\",IF(OR($CU75=\"DX HP\",$CU75=\"VRF HP\",$CU75=\"PTHP\"),VLOOKUP($D75,'Factor Tables'!$N$89:$Y$105,MATCH(CONCATENATE($CU75,\" Htg\"),'Factor Tables'!$N$88:$Y$88,0),FALSE),0))","v":""},{"$f":"IF($AB75=\"\",0,VLOOKUP($AB75,'Utility Admin'!$E:$G,2,FALSE))","v":0},{"$f":"IF($AB75=\"\",0,VLOOKUP($AB75,'Utility Admin'!$E:$G,3,FALSE))","v":0},{"$f":"IFERROR(IF(ABS(Summary!$F$12)<=ABS(Summary!$E$12)*'Utility Admin'!$I$5,$BA75*$DG75+$BB75*$DH75,$BA75*$DG75+$BA75*'Utility Admin'!$I$5*$DH75),0)","v":0},null,"Summer",null,null,null,null,null,null,null,null,null,null,{"$f":"IF(OR('Project Info'!$C$10=\"\",$C75=\"\",$D75=\"\"),\"\",VLOOKUP($D75,$DX$9:$EA$32,MATCH($C75,$DX$9:$EA$9,0),FALSE))","v":""},null,null,null,null,null,null,"ERROR: Contact Program Manager. Post Capacity/Unit x Post # of Units must be within +/- 20% of Pre Capacity/Unit x Pre # of Units."]
[null,67,"","",null,null,null,null,null,null,null,null,null,null,null,null,null,null,null,null,null,null,null,null,null,null,null,null,null,"A",null,null,null,null,null,null,null,null,null,null,null,null,null,null,0,0,0,0,0,0,999999999,"",0,0,{"$f":"IFERROR(IF($DI$261>'Utility Admin'!$H$5,$BB76/$BB$5*$BC$261,$DI76),0)","v":0},"","",{"$f":"IF(AND(OR($AB76=\"DX AC Air Cooled\",$AB76=\"DX HP Air Cooled\"),OR(AND($AJ76=\"Btu/hr\",$AI76<65000),AND($AJ76=\"Tons\",$AI76<65000/12000)),$AC76=\"Split\",$AO76>=15.2),MAX(Baselines!$CF320,12/9.8),Baselines!$CF320)","v":0},{"$f":"Baselines!$CG320","v":0},{"$f":"Baselines!$CI320","v":0},0,0,0,0,0,0,0,0,0,0,{"$f":"IF(OR($C76<>\"Early Retirement\",$J76=\"\"),0,IF(OR($I76=\"DX AC Air Cooled\",$I76=\"DX HP Air Cooled\"),VLOOKUP($J76,'Early Retirement'!$CI$6:$CM$32,2,FALSE),IF(OR($I76=\"PTAC\",$I76=\"PTHP\"),VLOOKUP($J76,'Early Retirement'!$CI$6:$CM$32,3,FALSE),IF(AND(OR($I76=\"Air Cooled Chiller\",$I76=\"Water Cooled Chiller\"),$L76<>\"Centrifugal\"),VLOOKUP($J76,'Early Retirement'!$CI$6:$CM$32,4,FALSE),IF(AND(OR($I76=\"Air Cooled Chiller\",$I76=\"Water Cooled Chiller\"),$L76=\"Centrifugal\"),VLOOKUP($J76,'Early Retirement'!$CI$6:$CM$32,5,FALSE),\"\")))))","v":0},0,0,0,0,0,0,0,0,0,0,0,"","","",0,0,0,{"$f":"IF(AND($C76=\"Early Retirement\",$J76<>\"\",$S76<>\"\",$U76<>\"\"),$CH76,IF(AND(OR($AB76=\"DX AC Air Cooled\",$AB76=\"DX HP Air Cooled\"),OR(AND($AJ76=\"Btu/hr\",$AI76<65000),AND($AJ76=\"Tons\",$AI76<65000/12000)),$AC76=\"Split\",$AO76>=15.2),MAX(Baselines!$CF69,12/9.8),Baselines!$CF69))","v":0},{"$f":"IF(AND($C76=\"Early Retirement\",$J76<>\"\",$S76<>\"\",$U76<>\"\"),$CI76,Baselines!$CG69)","v":0},{"$f":"Baselines!$CH69","v":"kW/ton"},"",{"$f":"IF(AND($C76=\"Early Retirement\",$J76<>\"\",$S76<>\"\",$U76<>\"\"),$CJ76,IF(AND(Baselines!$CI69=0,OR($CU76=\"DX HP\",$CU76=\"PTHP\")),$BH76,Baselines!$CI69))","v":0},"COP",{"$f":"IF(OR($C76=\"Replace-on-Burnout\",$C76=\"New Construction\"),$DC76,IF($CE76=\"\",\"\",IF(OR($CE76=\"DX HP\",$CE76=\"PTHP\"),VLOOKUP($D76,'Factor Tables'!$B$89:$M$105,MATCH(CONCATENATE($CE76,\" Clg\"),'Factor Tables'!$B$88:$M$88,0),FALSE),VLOOKUP($D76,'Factor Tables'!$B$89:$M$105,MATCH($CE76,'Factor Tables'!$B$88:$M$88,0),FALSE))))","v":""},{"$f":"IF(OR($C76=\"Replace-on-Burnout\",$C76=\"New Construction\"),$DD76,IF($CE76=\"\",\"\",IF($CE76=\"DX HP\",VLOOKUP($D76,'Factor Tables'!$B$89:$M$105,MATCH(\"DX HP Htg\",'Factor Tables'!$B$88:$M$88,0),FALSE),0)))","v":""},{"$f":"IF(OR($C76=\"Replace-on-Burnout\",$C76=\"New Construction\"),$DE76,IF($CE76=\"\",\"\",IF($CE76=\"DX HP\",VLOOKUP($D76,'Factor Tables'!$N$89:$Y$105,MATCH(\"DX HP Clg\",'Factor Tables'!$N$88:$Y$88,0),FALSE),IF($CE76=\"PTHP\",VLOOKUP($D76,'Factor Tables'!$N$89:$Y$105,MATCH(\"PTHP Clg\",'Factor Tables'!$N$88:$Y$88,0),FALSE),IF(AND($CE76<>\"DX HP\",$CE76<>\"PTHP\"),VLOOKUP($D76,'Factor Tables'!$N$89:$Y$105,MATCH($CE76,'Factor Tables'!$N$88:$Y$88,0),FALSE),\"\")))))","v":""},{"$f":"IF(OR($C76=\"Replace-on-Burnout\",$C76=\"New Construction\",$CU76=\"DX HP\",$CU76=\"PTHP\"),$DF76,IF($CE76=\"\",\"\",IF($CE76=\"DX HP\",VLOOKUP($D76,'Factor Tables'!$N$89:$Y$105,MATCH(\"DX HP Htg\",'Factor Tables'!$N$88:$Y$88,0),FALSE),IF($CE76=\"PTHP\",VLOOKUP($D76,'Factor Tables'!$N$89:$Y$105,MATCH(\"PTHP Htg\",'Factor Tables'!$N$88:$Y$88,0),FALSE),0))))","v":""},"","",0,0,"kW/ton","",0,"COP",{"$f":"IF($CU76=\"\",\"\",IF(OR($CU76=\"DX HP\",$CU76=\"VRF HP\",$CU76=\"PTHP\"),VLOOKUP($D76,'Factor Tables'!$B$89:$M$105,MATCH(CONCATENATE($CU76,\" Clg\"),'Factor Tables'!$B$88:$M$88,0),FALSE),VLOOKUP($D76,'Factor Tables'!$B$89:$M$105,MATCH($CU76,'Factor Tables'!$B$88:$M$88,0),FALSE)))","v":""},{"$f":"IF($CU76=\"\",\"\",IF(OR($CU76=\"DX HP\",$CU76=\"VRF HP\",$CU76=\"PTHP\"),VLOOKUP($D76,'Factor Tables'!$B$89:$M$105,MATCH(CONCATENATE($CU76,\" Htg\"),'Factor Tables'!$B$88:$M$88,0),FALSE),0))","v":""},{"$f":"IF($CU76=\"\",\"\",IF(OR($CU76=\"DX HP\",$CU76=\"VRF HP\",$CU76=\"PTHP\"),VLOOKUP($D76,'Factor Tables'!$N$89:$Y$105,MATCH(CONCATENATE($CU76,\" Clg\"),'Factor Tables'!$N$88:$Y$88,0),FALSE),VLOOKUP($D76,'Factor Tables'!$N$89:$Y$105,MATCH($CU76,'Factor Tables'!$N$88:$Y$88,0),FALSE)))","v":""},{"$f":"IF($CU76=\"\",\"\",IF(OR($CU76=\"DX HP\",$CU76=\"VRF HP\",$CU76=\"PTHP\"),VLOOKUP($D76,'Factor Tables'!$N$89:$Y$105,MATCH(CONCATENATE($CU76,\" Htg\"),'Factor Tables'!$N$88:$Y$88,0),FALSE),0))","v":""},{"$f":"IF($AB76=\"\",0,VLOOKUP($AB76,'Utility Admin'!$E:$G,2,FALSE))","v":0},{"$f":"IF($AB76=\"\",0,VLOOKUP($AB76,'Utility Admin'!$E:$G,3,FALSE))","v":0},{"$f":"IFERROR(IF(ABS(Summary!$F$12)<=ABS(Summary!$E$12)*'Utility Admin'!$I$5,$BA76*$DG76+$BB76*$DH76,$BA76*$DG76+$BA76*'Utility Admin'!$I$5*$DH76),0)","v":0},null,"Summer",null,null,null,null,null,null,null,null,null,null,{"$f":"IF(OR('Project Info'!$C$10=\"\",$C76=\"\",$D76=\"\"),\"\",VLOOKUP($D76,$DX$9:$EA$32,MATCH($C76,$DX$9:$EA$9,0),FALSE))","v":""},null,null,null,null,null,null,"ERROR: Contact Program Manager. Post Capacity/Unit x Post # of Units must be within +/- 20% of Pre Capacity/Unit x Pre # of Units."]
[null,68,"","",null,null,null,null,null,null,null,null,null,null,null,null,null,null,null,null,null,null,null,null,null,null,null,null,null,"A",null,null,null,null,null,null,null,null,null,null,null,null,null,null,0,0,0,0,0,0,999999999,"",0,0,{"$f":"IFERROR(IF($DI$261>'Utility Admin'!$H$5,$BB77/$BB$5*$BC$261,$DI77),0)","v":0},"","",{"$f":"IF(AND(OR($AB77=\"DX AC Air Cooled\",$AB77=\"DX HP Air Cooled\"),OR(AND($AJ77=\"Btu/hr\",$AI77<65000),AND($AJ77=\"Tons\",$AI77<65000/12000)),$AC77=\"Split\",$AO77>=15.2),MAX(Baselines!$CF321,12/9.8),Baselines!$CF321)","v":0},{"$f":"Baselines!$CG321","v":0},{"$f":"Baselines!$CI321","v":0},0,0,0,0,0,0,0,0,0,0,{"$f":"IF(OR($C77<>\"Early Retirement\",$J77=\"\"),0,IF(OR($I77=\"DX AC Air Cooled\",$I77=\"DX HP Air Cooled\"),VLOOKUP($J77,'Early Retirement'!$CI$6:$CM$32,2,FALSE),IF(OR($I77=\"PTAC\",$I77=\"PTHP\"),VLOOKUP($J77,'Early Retirement'!$CI$6:$CM$32,3,FALSE),IF(AND(OR($I77=\"Air Cooled Chiller\",$I77=\"Water Cooled Chiller\"),$L77<>\"Centrifugal\"),VLOOKUP($J77,'Early Retirement'!$CI$6:$CM$32,4,FALSE),IF(AND(OR($I77=\"Air Cooled Chiller\",$I77=\"Water Cooled Chiller\"),$L77=\"Centrifugal\"),VLOOKUP($J77,'Early Retirement'!$CI$6:$CM$32,5,FALSE),\"\")))))","v":0},0,0,0,0,0,0,0,0,0,0,0,"","","",0,0,0,{"$f":"IF(AND($C77=\"Early Retirement\",$J77<>\"\",$S77<>\"\",$U77<>\"\"),$CH77,IF(AND(OR($AB77=\"DX AC Air Cooled\",$AB77=\"DX HP Air Cooled\"),OR(AND($AJ77=\"Btu/hr\",$AI77<65000),AND($AJ77=\"Tons\",$AI77<65000/12000)),$AC77=\"Split\",$AO77>=15.2),MAX(Baselines!$CF70,12/9.8),Baselines!$CF70))","v":0},{"$f":"IF(AND($C77=\"Early Retirement\",$J77<>\"\",$S77<>\"\",$U77<>\"\"),$CI77,Baselines!$CG70)","v":0},{"$f":"Baselines!$CH70","v":"kW/ton"},"",{"$f":"IF(AND($C77=\"Early Retirement\",$J77<>\"\",$S77<>\"\",$U77<>\"\"),$CJ77,IF(AND(Baselines!$CI70=0,OR($CU77=\"DX HP\",$CU77=\"PTHP\")),$BH77,Baselines!$CI70))","v":0},"COP",{"$f":"IF(OR($C77=\"Replace-on-Burnout\",$C77=\"New Construction\"),$DC77,IF($CE77=\"\",\"\",IF(OR($CE77=\"DX HP\",$CE77=\"PTHP\"),VLOOKUP($D77,'Factor Tables'!$B$89:$M$105,MATCH(CONCATENATE($CE77,\" Clg\"),'Factor Tables'!$B$88:$M$88,0),FALSE),VLOOKUP($D77,'Factor Tables'!$B$89:$M$105,MATCH($CE77,'Factor Tables'!$B$88:$M$88,0),FALSE))))","v":""},{"$f":"IF(OR($C77=\"Replace-on-Burnout\",$C77=\"New Construction\"),$DD77,IF($CE77=\"\",\"\",IF($CE77=\"DX HP\",VLOOKUP($D77,'Factor Tables'!$B$89:$M$105,MATCH(\"DX HP Htg\",'Factor Tables'!$B$88:$M$88,0),FALSE),0)))","v":""},{"$f":"IF(OR($C77=\"Replace-on-Burnout\",$C77=\"New Construction\"),$DE77,IF($CE77=\"\",\"\",IF($CE77=\"DX HP\",VLOOKUP($D77,'Factor Tables'!$N$89:$Y$105,MATCH(\"DX HP Clg\",'Factor Tables'!$N$88:$Y$88,0),FALSE),IF($CE77=\"PTHP\",VLOOKUP($D77,'Factor Tables'!$N$89:$Y$105,MATCH(\"PTHP Clg\",'Factor Tables'!$N$88:$Y$88,0),FALSE),IF(AND($CE77<>\"DX HP\",$CE77<>\"PTHP\"),VLOOKUP($D77,'Factor Tables'!$N$89:$Y$105,MATCH($CE77,'Factor Tables'!$N$88:$Y$88,0),FALSE),\"\")))))","v":""},{"$f":"IF(OR($C77=\"Replace-on-Burnout\",$C77=\"New Construction\",$CU77=\"DX HP\",$CU77=\"PTHP\"),$DF77,IF($CE77=\"\",\"\",IF($CE77=\"DX HP\",VLOOKUP($D77,'Factor Tables'!$N$89:$Y$105,MATCH(\"DX HP Htg\",'Factor Tables'!$N$88:$Y$88,0),FALSE),IF($CE77=\"PTHP\",VLOOKUP($D77,'Factor Tables'!$N$89:$Y$105,MATCH(\"PTHP Htg\",'Factor Tables'!$N$88:$Y$88,0),FALSE),0))))","v":""},"","",0,0,"kW/ton","",0,"COP",{"$f":"IF($CU77=\"\",\"\",IF(OR($CU77=\"DX HP\",$CU77=\"VRF HP\",$CU77=\"PTHP\"),VLOOKUP($D77,'Factor Tables'!$B$89:$M$105,MATCH(CONCATENATE($CU77,\" Clg\"),'Factor Tables'!$B$88:$M$88,0),FALSE),VLOOKUP($D77,'Factor Tables'!$B$89:$M$105,MATCH($CU77,'Factor Tables'!$B$88:$M$88,0),FALSE)))","v":""},{"$f":"IF($CU77=\"\",\"\",IF(OR($CU77=\"DX HP\",$CU77=\"VRF HP\",$CU77=\"PTHP\"),VLOOKUP($D77,'Factor Tables'!$B$89:$M$105,MATCH(CONCATENATE($CU77,\" Htg\"),'Factor Tables'!$B$88:$M$88,0),FALSE),0))","v":""},{"$f":"IF($CU77=\"\",\"\",IF(OR($CU77=\"DX HP\",$CU77=\"VRF HP\",$CU77=\"PTHP\"),VLOOKUP($D77,'Factor Tables'!$N$89:$Y$105,MATCH(CONCATENATE($CU77,\" Clg\"),'Factor Tables'!$N$88:$Y$88,0),FALSE),VLOOKUP($D77,'Factor Tables'!$N$89:$Y$105,MATCH($CU77,'Factor Tables'!$N$88:$Y$88,0),FALSE)))","v":""},{"$f":"IF($CU77=\"\",\"\",IF(OR($CU77=\"DX HP\",$CU77=\"VRF HP\",$CU77=\"PTHP\"),VLOOKUP($D77,'Factor Tables'!$N$89:$Y$105,MATCH(CONCATENATE($CU77,\" Htg\"),'Factor Tables'!$N$88:$Y$88,0),FALSE),0))","v":""},{"$f":"IF($AB77=\"\",0,VLOOKUP($AB77,'Utility Admin'!$E:$G,2,FALSE))","v":0},{"$f":"IF($AB77=\"\",0,VLOOKUP($AB77,'Utility Admin'!$E:$G,3,FALSE))","v":0},{"$f":"IFERROR(IF(ABS(Summary!$F$12)<=ABS(Summary!$E$12)*'Utility Admin'!$I$5,$BA77*$DG77+$BB77*$DH77,$BA77*$DG77+$BA77*'Utility Admin'!$I$5*$DH77),0)","v":0},null,"Summer",null,null,null,null,null,null,null,null,null,null,{"$f":"IF(OR('Project Info'!$C$10=\"\",$C77=\"\",$D77=\"\"),\"\",VLOOKUP($D77,$DX$9:$EA$32,MATCH($C77,$DX$9:$EA$9,0),FALSE))","v":""},null,null,null,null,null,null,"ERROR: Contact Program Manager. Post Capacity/Unit x Post # of Units must be within +/- 20% of Pre Capacity/Unit x Pre # of Units."]
[null,69,"","",null,null,null,null,null,null,null,null,null,null,null,null,null,null,null,null,null,null,null,null,null,null,null,null,null,"A",null,null,null,null,null,null,null,null,null,null,null,null,null,null,0,0,0,0,0,0,999999999,"",0,0,{"$f":"IFERROR(IF($DI$261>'Utility Admin'!$H$5,$BB78/$BB$5*$BC$261,$DI78),0)","v":0},"","",{"$f":"IF(AND(OR($AB78=\"DX AC Air Cooled\",$AB78=\"DX HP Air Cooled\"),OR(AND($AJ78=\"Btu/hr\",$AI78<65000),AND($AJ78=\"Tons\",$AI78<65000/12000)),$AC78=\"Split\",$AO78>=15.2),MAX(Baselines!$CF322,12/9.8),Baselines!$CF322)","v":0},{"$f":"Baselines!$CG322","v":0},{"$f":"Baselines!$CI322","v":0},0,0,0,0,0,0,0,0,0,0,{"$f":"IF(OR($C78<>\"Early Retirement\",$J78=\"\"),0,IF(OR($I78=\"DX AC Air Cooled\",$I78=\"DX HP Air Cooled\"),VLOOKUP($J78,'Early Retirement'!$CI$6:$CM$32,2,FALSE),IF(OR($I78=\"PTAC\",$I78=\"PTHP\"),VLOOKUP($J78,'Early Retirement'!$CI$6:$CM$32,3,FALSE),IF(AND(OR($I78=\"Air Cooled Chiller\",$I78=\"Water Cooled Chiller\"),$L78<>\"Centrifugal\"),VLOOKUP($J78,'Early Retirement'!$CI$6:$CM$32,4,FALSE),IF(AND(OR($I78=\"Air Cooled Chiller\",$I78=\"Water Cooled Chiller\"),$L78=\"Centrifugal\"),VLOOKUP($J78,'Early Retirement'!$CI$6:$CM$32,5,FALSE),\"\")))))","v":0},0,0,0,0,0,0,0,0,0,0,0,"","","",0,0,0,{"$f":"IF(AND($C78=\"Early Retirement\",$J78<>\"\",$S78<>\"\",$U78<>\"\"),$CH78,IF(AND(OR($AB78=\"DX AC Air Cooled\",$AB78=\"DX HP Air Cooled\"),OR(AND($AJ78=\"Btu/hr\",$AI78<65000),AND($AJ78=\"Tons\",$AI78<65000/12000)),$AC78=\"Split\",$AO78>=15.2),MAX(Baselines!$CF71,12/9.8),Baselines!$CF71))","v":0},{"$f":"IF(AND($C78=\"Early Retirement\",$J78<>\"\",$S78<>\"\",$U78<>\"\"),$CI78,Baselines!$CG71)","v":0},{"$f":"Baselines!$CH71","v":"kW/ton"},"",{"$f":"IF(AND($C78=\"Early Retirement\",$J78<>\"\",$S78<>\"\",$U78<>\"\"),$CJ78,IF(AND(Baselines!$CI71=0,OR($CU78=\"DX HP\",$CU78=\"PTHP\")),$BH78,Baselines!$CI71))","v":0},"COP",{"$f":"IF(OR($C78=\"Replace-on-Burnout\",$C78=\"New Construction\"),$DC78,IF($CE78=\"\",\"\",IF(OR($CE78=\"DX HP\",$CE78=\"PTHP\"),VLOOKUP($D78,'Factor Tables'!$B$89:$M$105,MATCH(CONCATENATE($CE78,\" Clg\"),'Factor Tables'!$B$88:$M$88,0),FALSE),VLOOKUP($D78,'Factor Tables'!$B$89:$M$105,MATCH($CE78,'Factor Tables'!$B$88:$M$88,0),FALSE))))","v":""},{"$f":"IF(OR($C78=\"Replace-on-Burnout\",$C78=\"New Construction\"),$DD78,IF($CE78=\"\",\"\",IF($CE78=\"DX HP\",VLOOKUP($D78,'Factor Tables'!$B$89:$M$105,MATCH(\"DX HP Htg\",'Factor Tables'!$B$88:$M$88,0),FALSE),0)))","v":""},{"$f":"IF(OR($C78=\"Replace-on-Burnout\",$C78=\"New Construction\"),$DE78,IF($CE78=\"\",\"\",IF($CE78=\"DX HP\",VLOOKUP($D78,'Factor Tables'!$N$89:$Y$105,MATCH(\"DX HP Clg\",'Factor Tables'!$N$88:$Y$88,0),FALSE),IF($CE78=\"PTHP\",VLOOKUP($D78,'Factor Tables'!$N$89:$Y$105,MATCH(\"PTHP Clg\",'Factor Tables'!$N$88:$Y$88,0),FALSE),IF(AND($CE78<>\"DX HP\",$CE78<>\"PTHP\"),VLOOKUP($D78,'Factor Tables'!$N$89:$Y$105,MATCH($CE78,'Factor Tables'!$N$88:$Y$88,0),FALSE),\"\")))))","v":""},{"$f":"IF(OR($C78=\"Replace-on-Burnout\",$C78=\"New Construction\",$CU78=\"DX HP\",$CU78=\"PTHP\"),$DF78,IF($CE78=\"\",\"\",IF($CE78=\"DX HP\",VLOOKUP($D78,'Factor Tables'!$N$89:$Y$105,MATCH(\"DX HP Htg\",'Factor Tables'!$N$88:$Y$88,0),FALSE),IF($CE78=\"PTHP\",VLOOKUP($D78,'Factor Tables'!$N$89:$Y$105,MATCH(\"PTHP Htg\",'Factor Tables'!$N$88:$Y$88,0),FALSE),0))))","v":""},"","",0,0,"kW/ton","",0,"COP",{"$f":"IF($CU78=\"\",\"\",IF(OR($CU78=\"DX HP\",$CU78=\"VRF HP\",$CU78=\"PTHP\"),VLOOKUP($D78,'Factor Tables'!$B$89:$M$105,MATCH(CONCATENATE($CU78,\" Clg\"),'Factor Tables'!$B$88:$M$88,0),FALSE),VLOOKUP($D78,'Factor Tables'!$B$89:$M$105,MATCH($CU78,'Factor Tables'!$B$88:$M$88,0),FALSE)))","v":""},{"$f":"IF($CU78=\"\",\"\",IF(OR($CU78=\"DX HP\",$CU78=\"VRF HP\",$CU78=\"PTHP\"),VLOOKUP($D78,'Factor Tables'!$B$89:$M$105,MATCH(CONCATENATE($CU78,\" Htg\"),'Factor Tables'!$B$88:$M$88,0),FALSE),0))","v":""},{"$f":"IF($CU78=\"\",\"\",IF(OR($CU78=\"DX HP\",$CU78=\"VRF HP\",$CU78=\"PTHP\"),VLOOKUP($D78,'Factor Tables'!$N$89:$Y$105,MATCH(CONCATENATE($CU78,\" Clg\"),'Factor Tables'!$N$88:$Y$88,0),FALSE),VLOOKUP($D78,'Factor Tables'!$N$89:$Y$105,MATCH($CU78,'Factor Tables'!$N$88:$Y$88,0),FALSE)))","v":""},{"$f":"IF($CU78=\"\",\"\",IF(OR($CU78=\"DX HP\",$CU78=\"VRF HP\",$CU78=\"PTHP\"),VLOOKUP($D78,'Factor Tables'!$N$89:$Y$105,MATCH(CONCATENATE($CU78,\" Htg\"),'Factor Tables'!$N$88:$Y$88,0),FALSE),0))","v":""},{"$f":"IF($AB78=\"\",0,VLOOKUP($AB78,'Utility Admin'!$E:$G,2,FALSE))","v":0},{"$f":"IF($AB78=\"\",0,VLOOKUP($AB78,'Utility Admin'!$E:$G,3,FALSE))","v":0},{"$f":"IFERROR(IF(ABS(Summary!$F$12)<=ABS(Summary!$E$12)*'Utility Admin'!$I$5,$BA78*$DG78+$BB78*$DH78,$BA78*$DG78+$BA78*'Utility Admin'!$I$5*$DH78),0)","v":0},null,"Summer",null,null,null,null,null,null,null,null,null,null,{"$f":"IF(OR('Project Info'!$C$10=\"\",$C78=\"\",$D78=\"\"),\"\",VLOOKUP($D78,$DX$9:$EA$32,MATCH($C78,$DX$9:$EA$9,0),FALSE))","v":""},null,null,null,null,null,null,"ERROR: Contact Program Manager. Post Capacity/Unit x Post # of Units must be within +/- 20% of Pre Capacity/Unit x Pre # of Units."]
[null,70,"","",null,null,null,null,null,null,null,null,null,null,null,null,null,null,null,null,null,null,null,null,null,null,null,null,null,"A",null,null,null,null,null,null,null,null,null,null,null,null,null,null,0,0,0,0,0,0,999999999,"",0,0,{"$f":"IFERROR(IF($DI$261>'Utility Admin'!$H$5,$BB79/$BB$5*$BC$261,$DI79),0)","v":0},"","",{"$f":"IF(AND(OR($AB79=\"DX AC Air Cooled\",$AB79=\"DX HP Air Cooled\"),OR(AND($AJ79=\"Btu/hr\",$AI79<65000),AND($AJ79=\"Tons\",$AI79<65000/12000)),$AC79=\"Split\",$AO79>=15.2),MAX(Baselines!$CF323,12/9.8),Baselines!$CF323)","v":0},{"$f":"Baselines!$CG323","v":0},{"$f":"Baselines!$CI323","v":0},0,0,0,0,0,0,0,0,0,0,{"$f":"IF(OR($C79<>\"Early Retirement\",$J79=\"\"),0,IF(OR($I79=\"DX AC Air Cooled\",$I79=\"DX HP Air Cooled\"),VLOOKUP($J79,'Early Retirement'!$CI$6:$CM$32,2,FALSE),IF(OR($I79=\"PTAC\",$I79=\"PTHP\"),VLOOKUP($J79,'Early Retirement'!$CI$6:$CM$32,3,FALSE),IF(AND(OR($I79=\"Air Cooled Chiller\",$I79=\"Water Cooled Chiller\"),$L79<>\"Centrifugal\"),VLOOKUP($J79,'Early Retirement'!$CI$6:$CM$32,4,FALSE),IF(AND(OR($I79=\"Air Cooled Chiller\",$I79=\"Water Cooled Chiller\"),$L79=\"Centrifugal\"),VLOOKUP($J79,'Early Retirement'!$CI$6:$CM$32,5,FALSE),\"\")))))","v":0},0,0,0,0,0,0,0,0,0,0,0,"","","",0,0,0,{"$f":"IF(AND($C79=\"Early Retirement\",$J79<>\"\",$S79<>\"\",$U79<>\"\"),$CH79,IF(AND(OR($AB79=\"DX AC Air Cooled\",$AB79=\"DX HP Air Cooled\"),OR(AND($AJ79=\"Btu/hr\",$AI79<65000),AND($AJ79=\"Tons\",$AI79<65000/12000)),$AC79=\"Split\",$AO79>=15.2),MAX(Baselines!$CF72,12/9.8),Baselines!$CF72))","v":0},{"$f":"IF(AND($C79=\"Early Retirement\",$J79<>\"\",$S79<>\"\",$U79<>\"\"),$CI79,Baselines!$CG72)","v":0},{"$f":"Baselines!$CH72","v":"kW/ton"},"",{"$f":"IF(AND($C79=\"Early Retirement\",$J79<>\"\",$S79<>\"\",$U79<>\"\"),$CJ79,IF(AND(Baselines!$CI72=0,OR($CU79=\"DX HP\",$CU79=\"PTHP\")),$BH79,Baselines!$CI72))","v":0},"COP",{"$f":"IF(OR($C79=\"Replace-on-Burnout\",$C79=\"New Construction\"),$DC79,IF($CE79=\"\",\"\",IF(OR($CE79=\"DX HP\",$CE79=\"PTHP\"),VLOOKUP($D79,'Factor Tables'!$B$89:$M$105,MATCH(CONCATENATE($CE79,\" Clg\"),'Factor Tables'!$B$88:$M$88,0),FALSE),VLOOKUP($D79,'Factor Tables'!$B$89:$M$105,MATCH($CE79,'Factor Tables'!$B$88:$M$88,0),FALSE))))","v":""},{"$f":"IF(OR($C79=\"Replace-on-Burnout\",$C79=\"New Construction\"),$DD79,IF($CE79=\"\",\"\",IF($CE79=\"DX HP\",VLOOKUP($D79,'Factor Tables'!$B$89:$M$105,MATCH(\"DX HP Htg\",'Factor Tables'!$B$88:$M$88,0),FALSE),0)))","v":""},{"$f":"IF(OR($C79=\"Replace-on-Burnout\",$C79=\"New Construction\"),$DE79,IF($CE79=\"\",\"\",IF($CE79=\"DX HP\",VLOOKUP($D79,'Factor Tables'!$N$89:$Y$105,MATCH(\"DX HP Clg\",'Factor Tables'!$N$88:$Y$88,0),FALSE),IF($CE79=\"PTHP\",VLOOKUP($D79,'Factor Tables'!$N$89:$Y$105,MATCH(\"PTHP Clg\",'Factor Tables'!$N$88:$Y$88,0),FALSE),IF(AND($CE79<>\"DX HP\",$CE79<>\"PTHP\"),VLOOKUP($D79,'Factor Tables'!$N$89:$Y$105,MATCH($CE79,'Factor Tables'!$N$88:$Y$88,0),FALSE),\"\")))))","v":""},{"$f":"IF(OR($C79=\"Replace-on-Burnout\",$C79=\"New Construction\",$CU79=\"DX HP\",$CU79=\"PTHP\"),$DF79,IF($CE79=\"\",\"\",IF($CE79=\"DX HP\",VLOOKUP($D79,'Factor Tables'!$N$89:$Y$105,MATCH(\"DX HP Htg\",'Factor Tables'!$N$88:$Y$88,0),FALSE),IF($CE79=\"PTHP\",VLOOKUP($D79,'Factor Tables'!$N$89:$Y$105,MATCH(\"PTHP Htg\",'Factor Tables'!$N$88:$Y$88,0),FALSE),0))))","v":""},"","",0,0,"kW/ton","",0,"COP",{"$f":"IF($CU79=\"\",\"\",IF(OR($CU79=\"DX HP\",$CU79=\"VRF HP\",$CU79=\"PTHP\"),VLOOKUP($D79,'Factor Tables'!$B$89:$M$105,MATCH(CONCATENATE($CU79,\" Clg\"),'Factor Tables'!$B$88:$M$88,0),FALSE),VLOOKUP($D79,'Factor Tables'!$B$89:$M$105,MATCH($CU79,'Factor Tables'!$B$88:$M$88,0),FALSE)))","v":""},{"$f":"IF($CU79=\"\",\"\",IF(OR($CU79=\"DX HP\",$CU79=\"VRF HP\",$CU79=\"PTHP\"),VLOOKUP($D79,'Factor Tables'!$B$89:$M$105,MATCH(CONCATENATE($CU79,\" Htg\"),'Factor Tables'!$B$88:$M$88,0),FALSE),0))","v":""},{"$f":"IF($CU79=\"\",\"\",IF(OR($CU79=\"DX HP\",$CU79=\"VRF HP\",$CU79=\"PTHP\"),VLOOKUP($D79,'Factor Tables'!$N$89:$Y$105,MATCH(CONCATENATE($CU79,\" Clg\"),'Factor Tables'!$N$88:$Y$88,0),FALSE),VLOOKUP($D79,'Factor Tables'!$N$89:$Y$105,MATCH($CU79,'Factor Tables'!$N$88:$Y$88,0),FALSE)))","v":""},{"$f":"IF($CU79=\"\",\"\",IF(OR($CU79=\"DX HP\",$CU79=\"VRF HP\",$CU79=\"PTHP\"),VLOOKUP($D79,'Factor Tables'!$N$89:$Y$105,MATCH(CONCATENATE($CU79,\" Htg\"),'Factor Tables'!$N$88:$Y$88,0),FALSE),0))","v":""},{"$f":"IF($AB79=\"\",0,VLOOKUP($AB79,'Utility Admin'!$E:$G,2,FALSE))","v":0},{"$f":"IF($AB79=\"\",0,VLOOKUP($AB79,'Utility Admin'!$E:$G,3,FALSE))","v":0},{"$f":"IFERROR(IF(ABS(Summary!$F$12)<=ABS(Summary!$E$12)*'Utility Admin'!$I$5,$BA79*$DG79+$BB79*$DH79,$BA79*$DG79+$BA79*'Utility Admin'!$I$5*$DH79),0)","v":0},null,"Summer",null,null,null,null,null,null,null,null,null,null,{"$f":"IF(OR('Project Info'!$C$10=\"\",$C79=\"\",$D79=\"\"),\"\",VLOOKUP($D79,$DX$9:$EA$32,MATCH($C79,$DX$9:$EA$9,0),FALSE))","v":""},null,null,null,null,null,null,"ERROR: Contact Program Manager. Post Capacity/Unit x Post # of Units must be within +/- 20% of Pre Capacity/Unit x Pre # of Units."]
[null,71,"","",null,null,null,null,null,null,null,null,null,null,null,null,null,null,null,null,null,null,null,null,null,null,null,null,null,"A",null,null,null,null,null,null,null,null,null,null,null,null,null,null,0,0,0,0,0,0,999999999,"",0,0,{"$f":"IFERROR(IF($DI$261>'Utility Admin'!$H$5,$BB80/$BB$5*$BC$261,$DI80),0)","v":0},"","",{"$f":"IF(AND(OR($AB80=\"DX AC Air Cooled\",$AB80=\"DX HP Air Cooled\"),OR(AND($AJ80=\"Btu/hr\",$AI80<65000),AND($AJ80=\"Tons\",$AI80<65000/12000)),$AC80=\"Split\",$AO80>=15.2),MAX(Baselines!$CF324,12/9.8),Baselines!$CF324)","v":0},{"$f":"Baselines!$CG324","v":0},{"$f":"Baselines!$CI324","v":0},0,0,0,0,0,0,0,0,0,0,{"$f":"IF(OR($C80<>\"Early Retirement\",$J80=\"\"),0,IF(OR($I80=\"DX AC Air Cooled\",$I80=\"DX HP Air Cooled\"),VLOOKUP($J80,'Early Retirement'!$CI$6:$CM$32,2,FALSE),IF(OR($I80=\"PTAC\",$I80=\"PTHP\"),VLOOKUP($J80,'Early Retirement'!$CI$6:$CM$32,3,FALSE),IF(AND(OR($I80=\"Air Cooled Chiller\",$I80=\"Water Cooled Chiller\"),$L80<>\"Centrifugal\"),VLOOKUP($J80,'Early Retirement'!$CI$6:$CM$32,4,FALSE),IF(AND(OR($I80=\"Air Cooled Chiller\",$I80=\"Water Cooled Chiller\"),$L80=\"Centrifugal\"),VLOOKUP($J80,'Early Retirement'!$CI$6:$CM$32,5,FALSE),\"\")))))","v":0},0,0,0,0,0,0,0,0,0,0,0,"","","",0,0,0,{"$f":"IF(AND($C80=\"Early Retirement\",$J80<>\"\",$S80<>\"\",$U80<>\"\"),$CH80,IF(AND(OR($AB80=\"DX AC Air Cooled\",$AB80=\"DX HP Air Cooled\"),OR(AND($AJ80=\"Btu/hr\",$AI80<65000),AND($AJ80=\"Tons\",$AI80<65000/12000)),$AC80=\"Split\",$AO80>=15.2),MAX(Baselines!$CF73,12/9.8),Baselines!$CF73))","v":0},{"$f":"IF(AND($C80=\"Early Retirement\",$J80<>\"\",$S80<>\"\",$U80<>\"\"),$CI80,Baselines!$CG73)","v":0},{"$f":"Baselines!$CH73","v":"kW/ton"},"",{"$f":"IF(AND($C80=\"Early Retirement\",$J80<>\"\",$S80<>\"\",$U80<>\"\"),$CJ80,IF(AND(Baselines!$CI73=0,OR($CU80=\"DX HP\",$CU80=\"PTHP\")),$BH80,Baselines!$CI73))","v":0},"COP",{"$f":"IF(OR($C80=\"Replace-on-Burnout\",$C80=\"New Construction\"),$DC80,IF($CE80=\"\",\"\",IF(OR($CE80=\"DX HP\",$CE80=\"PTHP\"),VLOOKUP($D80,'Factor Tables'!$B$89:$M$105,MATCH(CONCATENATE($CE80,\" Clg\"),'Factor Tables'!$B$88:$M$88,0),FALSE),VLOOKUP($D80,'Factor Tables'!$B$89:$M$105,MATCH($CE80,'Factor Tables'!$B$88:$M$88,0),FALSE))))","v":""},{"$f":"IF(OR($C80=\"Replace-on-Burnout\",$C80=\"New Construction\"),$DD80,IF($CE80=\"\",\"\",IF($CE80=\"DX HP\",VLOOKUP($D80,'Factor Tables'!$B$89:$M$105,MATCH(\"DX HP Htg\",'Factor Tables'!$B$88:$M$88,0),FALSE),0)))","v":""},{"$f":"IF(OR($C80=\"Replace-on-Burnout\",$C80=\"New Construction\"),$DE80,IF($CE80=\"\",\"\",IF($CE80=\"DX HP\",VLOOKUP($D80,'Factor Tables'!$N$89:$Y$105,MATCH(\"DX HP Clg\",'Factor Tables'!$N$88:$Y$88,0),FALSE),IF($CE80=\"PTHP\",VLOOKUP($D80,'Factor Tables'!$N$89:$Y$105,MATCH(\"PTHP Clg\",'Factor Tables'!$N$88:$Y$88,0),FALSE),IF(AND($CE80<>\"DX HP\",$CE80<>\"PTHP\"),VLOOKUP($D80,'Factor Tables'!$N$89:$Y$105,MATCH($CE80,'Factor Tables'!$N$88:$Y$88,0),FALSE),\"\")))))","v":""},{"$f":"IF(OR($C80=\"Replace-on-Burnout\",$C80=\"New Construction\",$CU80=\"DX HP\",$CU80=\"PTHP\"),$DF80,IF($CE80=\"\",\"\",IF($CE80=\"DX HP\",VLOOKUP($D80,'Factor Tables'!$N$89:$Y$105,MATCH(\"DX HP Htg\",'Factor Tables'!$N$88:$Y$88,0),FALSE),IF($CE80=\"PTHP\",VLOOKUP($D80,'Factor Tables'!$N$89:$Y$105,MATCH(\"PTHP Htg\",'Factor Tables'!$N$88:$Y$88,0),FALSE),0))))","v":""},"","",0,0,"kW/ton","",0,"COP",{"$f":"IF($CU80=\"\",\"\",IF(OR($CU80=\"DX HP\",$CU80=\"VRF HP\",$CU80=\"PTHP\"),VLOOKUP($D80,'Factor Tables'!$B$89:$M$105,MATCH(CONCATENATE($CU80,\" Clg\"),'Factor Tables'!$B$88:$M$88,0),FALSE),VLOOKUP($D80,'Factor Tables'!$B$89:$M$105,MATCH($CU80,'Factor Tables'!$B$88:$M$88,0),FALSE)))","v":""},{"$f":"IF($CU80=\"\",\"\",IF(OR($CU80=\"DX HP\",$CU80=\"VRF HP\",$CU80=\"PTHP\"),VLOOKUP($D80,'Factor Tables'!$B$89:$M$105,MATCH(CONCATENATE($CU80,\" Htg\"),'Factor Tables'!$B$88:$M$88,0),FALSE),0))","v":""},{"$f":"IF($CU80=\"\",\"\",IF(OR($CU80=\"DX HP\",$CU80=\"VRF HP\",$CU80=\"PTHP\"),VLOOKUP($D80,'Factor Tables'!$N$89:$Y$105,MATCH(CONCATENATE($CU80,\" Clg\"),'Factor Tables'!$N$88:$Y$88,0),FALSE),VLOOKUP($D80,'Factor Tables'!$N$89:$Y$105,MATCH($CU80,'Factor Tables'!$N$88:$Y$88,0),FALSE)))","v":""},{"$f":"IF($CU80=\"\",\"\",IF(OR($CU80=\"DX HP\",$CU80=\"VRF HP\",$CU80=\"PTHP\"),VLOOKUP($D80,'Factor Tables'!$N$89:$Y$105,MATCH(CONCATENATE($CU80,\" Htg\"),'Factor Tables'!$N$88:$Y$88,0),FALSE),0))","v":""},{"$f":"IF($AB80=\"\",0,VLOOKUP($AB80,'Utility Admin'!$E:$G,2,FALSE))","v":0},{"$f":"IF($AB80=\"\",0,VLOOKUP($AB80,'Utility Admin'!$E:$G,3,FALSE))","v":0},{"$f":"IFERROR(IF(ABS(Summary!$F$12)<=ABS(Summary!$E$12)*'Utility Admin'!$I$5,$BA80*$DG80+$BB80*$DH80,$BA80*$DG80+$BA80*'Utility Admin'!$I$5*$DH80),0)","v":0},null,"Summer",null,null,null,null,null,null,null,null,null,null,{"$f":"IF(OR('Project Info'!$C$10=\"\",$C80=\"\",$D80=\"\"),\"\",VLOOKUP($D80,$DX$9:$EA$32,MATCH($C80,$DX$9:$EA$9,0),FALSE))","v":""},null,null,null,null,null,null,"ERROR: Contact Program Manager. Post Capacity/Unit x Post # of Units must be within +/- 20% of Pre Capacity/Unit x Pre # of Units."]
[null,72,"","",null,null,null,null,null,null,null,null,null,null,null,null,null,null,null,null,null,null,null,null,null,null,null,null,null,"A",null,null,null,null,null,null,null,null,null,null,null,null,null,null,0,0,0,0,0,0,999999999,"",0,0,{"$f":"IFERROR(IF($DI$261>'Utility Admin'!$H$5,$BB81/$BB$5*$BC$261,$DI81),0)","v":0},"","",{"$f":"IF(AND(OR($AB81=\"DX AC Air Cooled\",$AB81=\"DX HP Air Cooled\"),OR(AND($AJ81=\"Btu/hr\",$AI81<65000),AND($AJ81=\"Tons\",$AI81<65000/12000)),$AC81=\"Split\",$AO81>=15.2),MAX(Baselines!$CF325,12/9.8),Baselines!$CF325)","v":0},{"$f":"Baselines!$CG325","v":0},{"$f":"Baselines!$CI325","v":0},0,0,0,0,0,0,0,0,0,0,{"$f":"IF(OR($C81<>\"Early Retirement\",$J81=\"\"),0,IF(OR($I81=\"DX AC Air Cooled\",$I81=\"DX HP Air Cooled\"),VLOOKUP($J81,'Early Retirement'!$CI$6:$CM$32,2,FALSE),IF(OR($I81=\"PTAC\",$I81=\"PTHP\"),VLOOKUP($J81,'Early Retirement'!$CI$6:$CM$32,3,FALSE),IF(AND(OR($I81=\"Air Cooled Chiller\",$I81=\"Water Cooled Chiller\"),$L81<>\"Centrifugal\"),VLOOKUP($J81,'Early Retirement'!$CI$6:$CM$32,4,FALSE),IF(AND(OR($I81=\"Air Cooled Chiller\",$I81=\"Water Cooled Chiller\"),$L81=\"Centrifugal\"),VLOOKUP($J81,'Early Retirement'!$CI$6:$CM$32,5,FALSE),\"\")))))","v":0},0,0,0,0,0,0,0,0,0,0,0,"","","",0,0,0,{"$f":"IF(AND($C81=\"Early Retirement\",$J81<>\"\",$S81<>\"\",$U81<>\"\"),$CH81,IF(AND(OR($AB81=\"DX AC Air Cooled\",$AB81=\"DX HP Air Cooled\"),OR(AND($AJ81=\"Btu/hr\",$AI81<65000),AND($AJ81=\"Tons\",$AI81<65000/12000)),$AC81=\"Split\",$AO81>=15.2),MAX(Baselines!$CF74,12/9.8),Baselines!$CF74))","v":0},{"$f":"IF(AND($C81=\"Early Retirement\",$J81<>\"\",$S81<>\"\",$U81<>\"\"),$CI81,Baselines!$CG74)","v":0},{"$f":"Baselines!$CH74","v":"kW/ton"},"",{"$f":"IF(AND($C81=\"Early Retirement\",$J81<>\"\",$S81<>\"\",$U81<>\"\"),$CJ81,IF(AND(Baselines!$CI74=0,OR($CU81=\"DX HP\",$CU81=\"PTHP\")),$BH81,Baselines!$CI74))","v":0},"COP",{"$f":"IF(OR($C81=\"Replace-on-Burnout\",$C81=\"New Construction\"),$DC81,IF($CE81=\"\",\"\",IF(OR($CE81=\"DX HP\",$CE81=\"PTHP\"),VLOOKUP($D81,'Factor Tables'!$B$89:$M$105,MATCH(CONCATENATE($CE81,\" Clg\"),'Factor Tables'!$B$88:$M$88,0),FALSE),VLOOKUP($D81,'Factor Tables'!$B$89:$M$105,MATCH($CE81,'Factor Tables'!$B$88:$M$88,0),FALSE))))","v":""},{"$f":"IF(OR($C81=\"Replace-on-Burnout\",$C81=\"New Construction\"),$DD81,IF($CE81=\"\",\"\",IF($CE81=\"DX HP\",VLOOKUP($D81,'Factor Tables'!$B$89:$M$105,MATCH(\"DX HP Htg\",'Factor Tables'!$B$88:$M$88,0),FALSE),0)))","v":""},{"$f":"IF(OR($C81=\"Replace-on-Burnout\",$C81=\"New Construction\"),$DE81,IF($CE81=\"\",\"\",IF($CE81=\"DX HP\",VLOOKUP($D81,'Factor Tables'!$N$89:$Y$105,MATCH(\"DX HP Clg\",'Factor Tables'!$N$88:$Y$88,0),FALSE),IF($CE81=\"PTHP\",VLOOKUP($D81,'Factor Tables'!$N$89:$Y$105,MATCH(\"PTHP Clg\",'Factor Tables'!$N$88:$Y$88,0),FALSE),IF(AND($CE81<>\"DX HP\",$CE81<>\"PTHP\"),VLOOKUP($D81,'Factor Tables'!$N$89:$Y$105,MATCH($CE81,'Factor Tables'!$N$88:$Y$88,0),FALSE),\"\")))))","v":""},{"$f":"IF(OR($C81=\"Replace-on-Burnout\",$C81=\"New Construction\",$CU81=\"DX HP\",$CU81=\"PTHP\"),$DF81,IF($CE81=\"\",\"\",IF($CE81=\"DX HP\",VLOOKUP($D81,'Factor Tables'!$N$89:$Y$105,MATCH(\"DX HP Htg\",'Factor Tables'!$N$88:$Y$88,0),FALSE),IF($CE81=\"PTHP\",VLOOKUP($D81,'Factor Tables'!$N$89:$Y$105,MATCH(\"PTHP Htg\",'Factor Tables'!$N$88:$Y$88,0),FALSE),0))))","v":""},"","",0,0,"kW/ton","",0,"COP",{"$f":"IF($CU81=\"\",\"\",IF(OR($CU81=\"DX HP\",$CU81=\"VRF HP\",$CU81=\"PTHP\"),VLOOKUP($D81,'Factor Tables'!$B$89:$M$105,MATCH(CONCATENATE($CU81,\" Clg\"),'Factor Tables'!$B$88:$M$88,0),FALSE),VLOOKUP($D81,'Factor Tables'!$B$89:$M$105,MATCH($CU81,'Factor Tables'!$B$88:$M$88,0),FALSE)))","v":""},{"$f":"IF($CU81=\"\",\"\",IF(OR($CU81=\"DX HP\",$CU81=\"VRF HP\",$CU81=\"PTHP\"),VLOOKUP($D81,'Factor Tables'!$B$89:$M$105,MATCH(CONCATENATE($CU81,\" Htg\"),'Factor Tables'!$B$88:$M$88,0),FALSE),0))","v":""},{"$f":"IF($CU81=\"\",\"\",IF(OR($CU81=\"DX HP\",$CU81=\"VRF HP\",$CU81=\"PTHP\"),VLOOKUP($D81,'Factor Tables'!$N$89:$Y$105,MATCH(CONCATENATE($CU81,\" Clg\"),'Factor Tables'!$N$88:$Y$88,0),FALSE),VLOOKUP($D81,'Factor Tables'!$N$89:$Y$105,MATCH($CU81,'Factor Tables'!$N$88:$Y$88,0),FALSE)))","v":""},{"$f":"IF($CU81=\"\",\"\",IF(OR($CU81=\"DX HP\",$CU81=\"VRF HP\",$CU81=\"PTHP\"),VLOOKUP($D81,'Factor Tables'!$N$89:$Y$105,MATCH(CONCATENATE($CU81,\" Htg\"),'Factor Tables'!$N$88:$Y$88,0),FALSE),0))","v":""},{"$f":"IF($AB81=\"\",0,VLOOKUP($AB81,'Utility Admin'!$E:$G,2,FALSE))","v":0},{"$f":"IF($AB81=\"\",0,VLOOKUP($AB81,'Utility Admin'!$E:$G,3,FALSE))","v":0},{"$f":"IFERROR(IF(ABS(Summary!$F$12)<=ABS(Summary!$E$12)*'Utility Admin'!$I$5,$BA81*$DG81+$BB81*$DH81,$BA81*$DG81+$BA81*'Utility Admin'!$I$5*$DH81),0)","v":0},null,"Summer",null,null,null,null,null,null,null,null,null,null,{"$f":"IF(OR('Project Info'!$C$10=\"\",$C81=\"\",$D81=\"\"),\"\",VLOOKUP($D81,$DX$9:$EA$32,MATCH($C81,$DX$9:$EA$9,0),FALSE))","v":""},null,null,null,null,null,null,"ERROR: Contact Program Manager. Post Capacity/Unit x Post # of Units must be within +/- 20% of Pre Capacity/Unit x Pre # of Units."]
[null,73,"","",null,null,null,null,null,null,null,null,null,null,null,null,null,null,null,null,null,null,null,null,null,null,null,null,null,"A",null,null,null,null,null,null,null,null,null,null,null,null,null,null,0,0,0,0,0,0,999999999,"",0,0,{"$f":"IFERROR(IF($DI$261>'Utility Admin'!$H$5,$BB82/$BB$5*$BC$261,$DI82),0)","v":0},"","",{"$f":"IF(AND(OR($AB82=\"DX AC Air Cooled\",$AB82=\"DX HP Air Cooled\"),OR(AND($AJ82=\"Btu/hr\",$AI82<65000),AND($AJ82=\"Tons\",$AI82<65000/12000)),$AC82=\"Split\",$AO82>=15.2),MAX(Baselines!$CF326,12/9.8),Baselines!$CF326)","v":0},{"$f":"Baselines!$CG326","v":0},{"$f":"Baselines!$CI326","v":0},0,0,0,0,0,0,0,0,0,0,{"$f":"IF(OR($C82<>\"Early Retirement\",$J82=\"\"),0,IF(OR($I82=\"DX AC Air Cooled\",$I82=\"DX HP Air Cooled\"),VLOOKUP($J82,'Early Retirement'!$CI$6:$CM$32,2,FALSE),IF(OR($I82=\"PTAC\",$I82=\"PTHP\"),VLOOKUP($J82,'Early Retirement'!$CI$6:$CM$32,3,FALSE),IF(AND(OR($I82=\"Air Cooled Chiller\",$I82=\"Water Cooled Chiller\"),$L82<>\"Centrifugal\"),VLOOKUP($J82,'Early Retirement'!$CI$6:$CM$32,4,FALSE),IF(AND(OR($I82=\"Air Cooled Chiller\",$I82=\"Water Cooled Chiller\"),$L82=\"Centrifugal\"),VLOOKUP($J82,'Early Retirement'!$CI$6:$CM$32,5,FALSE),\"\")))))","v":0},0,0,0,0,0,0,0,0,0,0,0,"","","",0,0,0,{"$f":"IF(AND($C82=\"Early Retirement\",$J82<>\"\",$S82<>\"\",$U82<>\"\"),$CH82,IF(AND(OR($AB82=\"DX AC Air Cooled\",$AB82=\"DX HP Air Cooled\"),OR(AND($AJ82=\"Btu/hr\",$AI82<65000),AND($AJ82=\"Tons\",$AI82<65000/12000)),$AC82=\"Split\",$AO82>=15.2),MAX(Baselines!$CF75,12/9.8),Baselines!$CF75))","v":0},{"$f":"IF(AND($C82=\"Early Retirement\",$J82<>\"\",$S82<>\"\",$U82<>\"\"),$CI82,Baselines!$CG75)","v":0},{"$f":"Baselines!$CH75","v":"kW/ton"},"",{"$f":"IF(AND($C82=\"Early Retirement\",$J82<>\"\",$S82<>\"\",$U82<>\"\"),$CJ82,IF(AND(Baselines!$CI75=0,OR($CU82=\"DX HP\",$CU82=\"PTHP\")),$BH82,Baselines!$CI75))","v":0},"COP",{"$f":"IF(OR($C82=\"Replace-on-Burnout\",$C82=\"New Construction\"),$DC82,IF($CE82=\"\",\"\",IF(OR($CE82=\"DX HP\",$CE82=\"PTHP\"),VLOOKUP($D82,'Factor Tables'!$B$89:$M$105,MATCH(CONCATENATE($CE82,\" Clg\"),'Factor Tables'!$B$88:$M$88,0),FALSE),VLOOKUP($D82,'Factor Tables'!$B$89:$M$105,MATCH($CE82,'Factor Tables'!$B$88:$M$88,0),FALSE))))","v":""},{"$f":"IF(OR($C82=\"Replace-on-Burnout\",$C82=\"New Construction\"),$DD82,IF($CE82=\"\",\"\",IF($CE82=\"DX HP\",VLOOKUP($D82,'Factor Tables'!$B$89:$M$105,MATCH(\"DX HP Htg\",'Factor Tables'!$B$88:$M$88,0),FALSE),0)))","v":""},{"$f":"IF(OR($C82=\"Replace-on-Burnout\",$C82=\"New Construction\"),$DE82,IF($CE82=\"\",\"\",IF($CE82=\"DX HP\",VLOOKUP($D82,'Factor Tables'!$N$89:$Y$105,MATCH(\"DX HP Clg\",'Factor Tables'!$N$88:$Y$88,0),FALSE),IF($CE82=\"PTHP\",VLOOKUP($D82,'Factor Tables'!$N$89:$Y$105,MATCH(\"PTHP Clg\",'Factor Tables'!$N$88:$Y$88,0),FALSE),IF(AND($CE82<>\"DX HP\",$CE82<>\"PTHP\"),VLOOKUP($D82,'Factor Tables'!$N$89:$Y$105,MATCH($CE82,'Factor Tables'!$N$88:$Y$88,0),FALSE),\"\")))))","v":""},{"$f":"IF(OR($C82=\"Replace-on-Burnout\",$C82=\"New Construction\",$CU82=\"DX HP\",$CU82=\"PTHP\"),$DF82,IF($CE82=\"\",\"\",IF($CE82=\"DX HP\",VLOOKUP($D82,'Factor Tables'!$N$89:$Y$105,MATCH(\"DX HP Htg\",'Factor Tables'!$N$88:$Y$88,0),FALSE),IF($CE82=\"PTHP\",VLOOKUP($D82,'Factor Tables'!$N$89:$Y$105,MATCH(\"PTHP Htg\",'Factor Tables'!$N$88:$Y$88,0),FALSE),0))))","v":""},"","",0,0,"kW/ton","",0,"COP",{"$f":"IF($CU82=\"\",\"\",IF(OR($CU82=\"DX HP\",$CU82=\"VRF HP\",$CU82=\"PTHP\"),VLOOKUP($D82,'Factor Tables'!$B$89:$M$105,MATCH(CONCATENATE($CU82,\" Clg\"),'Factor Tables'!$B$88:$M$88,0),FALSE),VLOOKUP($D82,'Factor Tables'!$B$89:$M$105,MATCH($CU82,'Factor Tables'!$B$88:$M$88,0),FALSE)))","v":""},{"$f":"IF($CU82=\"\",\"\",IF(OR($CU82=\"DX HP\",$CU82=\"VRF HP\",$CU82=\"PTHP\"),VLOOKUP($D82,'Factor Tables'!$B$89:$M$105,MATCH(CONCATENATE($CU82,\" Htg\"),'Factor Tables'!$B$88:$M$88,0),FALSE),0))","v":""},{"$f":"IF($CU82=\"\",\"\",IF(OR($CU82=\"DX HP\",$CU82=\"VRF HP\",$CU82=\"PTHP\"),VLOOKUP($D82,'Factor Tables'!$N$89:$Y$105,MATCH(CONCATENATE($CU82,\" Clg\"),'Factor Tables'!$N$88:$Y$88,0),FALSE),VLOOKUP($D82,'Factor Tables'!$N$89:$Y$105,MATCH($CU82,'Factor Tables'!$N$88:$Y$88,0),FALSE)))","v":""},{"$f":"IF($CU82=\"\",\"\",IF(OR($CU82=\"DX HP\",$CU82=\"VRF HP\",$CU82=\"PTHP\"),VLOOKUP($D82,'Factor Tables'!$N$89:$Y$105,MATCH(CONCATENATE($CU82,\" Htg\"),'Factor Tables'!$N$88:$Y$88,0),FALSE),0))","v":""},{"$f":"IF($AB82=\"\",0,VLOOKUP($AB82,'Utility Admin'!$E:$G,2,FALSE))","v":0},{"$f":"IF($AB82=\"\",0,VLOOKUP($AB82,'Utility Admin'!$E:$G,3,FALSE))","v":0},{"$f":"IFERROR(IF(ABS(Summary!$F$12)<=ABS(Summary!$E$12)*'Utility Admin'!$I$5,$BA82*$DG82+$BB82*$DH82,$BA82*$DG82+$BA82*'Utility Admin'!$I$5*$DH82),0)","v":0},null,"Summer",null,null,null,null,null,null,null,null,null,null,{"$f":"IF(OR('Project Info'!$C$10=\"\",$C82=\"\",$D82=\"\"),\"\",VLOOKUP($D82,$DX$9:$EA$32,MATCH($C82,$DX$9:$EA$9,0),FALSE))","v":""},null,null,null,null,null,null,"ERROR: Contact Program Manager. Post Capacity/Unit x Post # of Units must be within +/- 20% of Pre Capacity/Unit x Pre # of Units."]
[null,74,"","",null,null,null,null,null,null,null,null,null,null,null,null,null,null,null,null,null,null,null,null,null,null,null,null,null,"A",null,null,null,null,null,null,null,null,null,null,null,null,null,null,0,0,0,0,0,0,999999999,"",0,0,{"$f":"IFERROR(IF($DI$261>'Utility Admin'!$H$5,$BB83/$BB$5*$BC$261,$DI83),0)","v":0},"","",{"$f":"IF(AND(OR($AB83=\"DX AC Air Cooled\",$AB83=\"DX HP Air Cooled\"),OR(AND($AJ83=\"Btu/hr\",$AI83<65000),AND($AJ83=\"Tons\",$AI83<65000/12000)),$AC83=\"Split\",$AO83>=15.2),MAX(Baselines!$CF327,12/9.8),Baselines!$CF327)","v":0},{"$f":"Baselines!$CG327","v":0},{"$f":"Baselines!$CI327","v":0},0,0,0,0,0,0,0,0,0,0,{"$f":"IF(OR($C83<>\"Early Retirement\",$J83=\"\"),0,IF(OR($I83=\"DX AC Air Cooled\",$I83=\"DX HP Air Cooled\"),VLOOKUP($J83,'Early Retirement'!$CI$6:$CM$32,2,FALSE),IF(OR($I83=\"PTAC\",$I83=\"PTHP\"),VLOOKUP($J83,'Early Retirement'!$CI$6:$CM$32,3,FALSE),IF(AND(OR($I83=\"Air Cooled Chiller\",$I83=\"Water Cooled Chiller\"),$L83<>\"Centrifugal\"),VLOOKUP($J83,'Early Retirement'!$CI$6:$CM$32,4,FALSE),IF(AND(OR($I83=\"Air Cooled Chiller\",$I83=\"Water Cooled Chiller\"),$L83=\"Centrifugal\"),VLOOKUP($J83,'Early Retirement'!$CI$6:$CM$32,5,FALSE),\"\")))))","v":0},0,0,0,0,0,0,0,0,0,0,0,"","","",0,0,0,{"$f":"IF(AND($C83=\"Early Retirement\",$J83<>\"\",$S83<>\"\",$U83<>\"\"),$CH83,IF(AND(OR($AB83=\"DX AC Air Cooled\",$AB83=\"DX HP Air Cooled\"),OR(AND($AJ83=\"Btu/hr\",$AI83<65000),AND($AJ83=\"Tons\",$AI83<65000/12000)),$AC83=\"Split\",$AO83>=15.2),MAX(Baselines!$CF76,12/9.8),Baselines!$CF76))","v":0},{"$f":"IF(AND($C83=\"Early Retirement\",$J83<>\"\",$S83<>\"\",$U83<>\"\"),$CI83,Baselines!$CG76)","v":0},{"$f":"Baselines!$CH76","v":"kW/ton"},"",{"$f":"IF(AND($C83=\"Early Retirement\",$J83<>\"\",$S83<>\"\",$U83<>\"\"),$CJ83,IF(AND(Baselines!$CI76=0,OR($CU83=\"DX HP\",$CU83=\"PTHP\")),$BH83,Baselines!$CI76))","v":0},"COP",{"$f":"IF(OR($C83=\"Replace-on-Burnout\",$C83=\"New Construction\"),$DC83,IF($CE83=\"\",\"\",IF(OR($CE83=\"DX HP\",$CE83=\"PTHP\"),VLOOKUP($D83,'Factor Tables'!$B$89:$M$105,MATCH(CONCATENATE($CE83,\" Clg\"),'Factor Tables'!$B$88:$M$88,0),FALSE),VLOOKUP($D83,'Factor Tables'!$B$89:$M$105,MATCH($CE83,'Factor Tables'!$B$88:$M$88,0),FALSE))))","v":""},{"$f":"IF(OR($C83=\"Replace-on-Burnout\",$C83=\"New Construction\"),$DD83,IF($CE83=\"\",\"\",IF($CE83=\"DX HP\",VLOOKUP($D83,'Factor Tables'!$B$89:$M$105,MATCH(\"DX HP Htg\",'Factor Tables'!$B$88:$M$88,0),FALSE),0)))","v":""},{"$f":"IF(OR($C83=\"Replace-on-Burnout\",$C83=\"New Construction\"),$DE83,IF($CE83=\"\",\"\",IF($CE83=\"DX HP\",VLOOKUP($D83,'Factor Tables'!$N$89:$Y$105,MATCH(\"DX HP Clg\",'Factor Tables'!$N$88:$Y$88,0),FALSE),IF($CE83=\"PTHP\",VLOOKUP($D83,'Factor Tables'!$N$89:$Y$105,MATCH(\"PTHP Clg\",'Factor Tables'!$N$88:$Y$88,0),FALSE),IF(AND($CE83<>\"DX HP\",$CE83<>\"PTHP\"),VLOOKUP($D83,'Factor Tables'!$N$89:$Y$105,MATCH($CE83,'Factor Tables'!$N$88:$Y$88,0),FALSE),\"\")))))","v":""},{"$f":"IF(OR($C83=\"Replace-on-Burnout\",$C83=\"New Construction\",$CU83=\"DX HP\",$CU83=\"PTHP\"),$DF83,IF($CE83=\"\",\"\",IF($CE83=\"DX HP\",VLOOKUP($D83,'Factor Tables'!$N$89:$Y$105,MATCH(\"DX HP Htg\",'Factor Tables'!$N$88:$Y$88,0),FALSE),IF($CE83=\"PTHP\",VLOOKUP($D83,'Factor Tables'!$N$89:$Y$105,MATCH(\"PTHP Htg\",'Factor Tables'!$N$88:$Y$88,0),FALSE),0))))","v":""},"","",0,0,"kW/ton","",0,"COP",{"$f":"IF($CU83=\"\",\"\",IF(OR($CU83=\"DX HP\",$CU83=\"VRF HP\",$CU83=\"PTHP\"),VLOOKUP($D83,'Factor Tables'!$B$89:$M$105,MATCH(CONCATENATE($CU83,\" Clg\"),'Factor Tables'!$B$88:$M$88,0),FALSE),VLOOKUP($D83,'Factor Tables'!$B$89:$M$105,MATCH($CU83,'Factor Tables'!$B$88:$M$88,0),FALSE)))","v":""},{"$f":"IF($CU83=\"\",\"\",IF(OR($CU83=\"DX HP\",$CU83=\"VRF HP\",$CU83=\"PTHP\"),VLOOKUP($D83,'Factor Tables'!$B$89:$M$105,MATCH(CONCATENATE($CU83,\" Htg\"),'Factor Tables'!$B$88:$M$88,0),FALSE),0))","v":""},{"$f":"IF($CU83=\"\",\"\",IF(OR($CU83=\"DX HP\",$CU83=\"VRF HP\",$CU83=\"PTHP\"),VLOOKUP($D83,'Factor Tables'!$N$89:$Y$105,MATCH(CONCATENATE($CU83,\" Clg\"),'Factor Tables'!$N$88:$Y$88,0),FALSE),VLOOKUP($D83,'Factor Tables'!$N$89:$Y$105,MATCH($CU83,'Factor Tables'!$N$88:$Y$88,0),FALSE)))","v":""},{"$f":"IF($CU83=\"\",\"\",IF(OR($CU83=\"DX HP\",$CU83=\"VRF HP\",$CU83=\"PTHP\"),VLOOKUP($D83,'Factor Tables'!$N$89:$Y$105,MATCH(CONCATENATE($CU83,\" Htg\"),'Factor Tables'!$N$88:$Y$88,0),FALSE),0))","v":""},{"$f":"IF($AB83=\"\",0,VLOOKUP($AB83,'Utility Admin'!$E:$G,2,FALSE))","v":0},{"$f":"IF($AB83=\"\",0,VLOOKUP($AB83,'Utility Admin'!$E:$G,3,FALSE))","v":0},{"$f":"IFERROR(IF(ABS(Summary!$F$12)<=ABS(Summary!$E$12)*'Utility Admin'!$I$5,$BA83*$DG83+$BB83*$DH83,$BA83*$DG83+$BA83*'Utility Admin'!$I$5*$DH83),0)","v":0},null,"Summer",null,null,null,null,null,null,null,null,null,null,{"$f":"IF(OR('Project Info'!$C$10=\"\",$C83=\"\",$D83=\"\"),\"\",VLOOKUP($D83,$DX$9:$EA$32,MATCH($C83,$DX$9:$EA$9,0),FALSE))","v":""},null,null,null,null,null,null,"ERROR: Contact Program Manager. Post Capacity/Unit x Post # of Units must be within +/- 20% of Pre Capacity/Unit x Pre # of Units."]
[null,75,"","",null,null,null,null,null,null,null,null,null,null,null,null,null,null,null,null,null,null,null,null,null,null,null,null,null,"A",null,null,null,null,null,null,null,null,null,null,null,null,null,null,0,0,0,0,0,0,999999999,"",0,0,{"$f":"IFERROR(IF($DI$261>'Utility Admin'!$H$5,$BB84/$BB$5*$BC$261,$DI84),0)","v":0},"","",{"$f":"IF(AND(OR($AB84=\"DX AC Air Cooled\",$AB84=\"DX HP Air Cooled\"),OR(AND($AJ84=\"Btu/hr\",$AI84<65000),AND($AJ84=\"Tons\",$AI84<65000/12000)),$AC84=\"Split\",$AO84>=15.2),MAX(Baselines!$CF328,12/9.8),Baselines!$CF328)","v":0},{"$f":"Baselines!$CG328","v":0},{"$f":"Baselines!$CI328","v":0},0,0,0,0,0,0,0,0,0,0,{"$f":"IF(OR($C84<>\"Early Retirement\",$J84=\"\"),0,IF(OR($I84=\"DX AC Air Cooled\",$I84=\"DX HP Air Cooled\"),VLOOKUP($J84,'Early Retirement'!$CI$6:$CM$32,2,FALSE),IF(OR($I84=\"PTAC\",$I84=\"PTHP\"),VLOOKUP($J84,'Early Retirement'!$CI$6:$CM$32,3,FALSE),IF(AND(OR($I84=\"Air Cooled Chiller\",$I84=\"Water Cooled Chiller\"),$L84<>\"Centrifugal\"),VLOOKUP($J84,'Early Retirement'!$CI$6:$CM$32,4,FALSE),IF(AND(OR($I84=\"Air Cooled Chiller\",$I84=\"Water Cooled Chiller\"),$L84=\"Centrifugal\"),VLOOKUP($J84,'Early Retirement'!$CI$6:$CM$32,5,FALSE),\"\")))))","v":0},0,0,0,0,0,0,0,0,0,0,0,"","","",0,0,0,{"$f":"IF(AND($C84=\"Early Retirement\",$J84<>\"\",$S84<>\"\",$U84<>\"\"),$CH84,IF(AND(OR($AB84=\"DX AC Air Cooled\",$AB84=\"DX HP Air Cooled\"),OR(AND($AJ84=\"Btu/hr\",$AI84<65000),AND($AJ84=\"Tons\",$AI84<65000/12000)),$AC84=\"Split\",$AO84>=15.2),MAX(Baselines!$CF77,12/9.8),Baselines!$CF77))","v":0},{"$f":"IF(AND($C84=\"Early Retirement\",$J84<>\"\",$S84<>\"\",$U84<>\"\"),$CI84,Baselines!$CG77)","v":0},{"$f":"Baselines!$CH77","v":"kW/ton"},"",{"$f":"IF(AND($C84=\"Early Retirement\",$J84<>\"\",$S84<>\"\",$U84<>\"\"),$CJ84,IF(AND(Baselines!$CI77=0,OR($CU84=\"DX HP\",$CU84=\"PTHP\")),$BH84,Baselines!$CI77))","v":0},"COP",{"$f":"IF(OR($C84=\"Replace-on-Burnout\",$C84=\"New Construction\"),$DC84,IF($CE84=\"\",\"\",IF(OR($CE84=\"DX HP\",$CE84=\"PTHP\"),VLOOKUP($D84,'Factor Tables'!$B$89:$M$105,MATCH(CONCATENATE($CE84,\" Clg\"),'Factor Tables'!$B$88:$M$88,0),FALSE),VLOOKUP($D84,'Factor Tables'!$B$89:$M$105,MATCH($CE84,'Factor Tables'!$B$88:$M$88,0),FALSE))))","v":""},{"$f":"IF(OR($C84=\"Replace-on-Burnout\",$C84=\"New Construction\"),$DD84,IF($CE84=\"\",\"\",IF($CE84=\"DX HP\",VLOOKUP($D84,'Factor Tables'!$B$89:$M$105,MATCH(\"DX HP Htg\",'Factor Tables'!$B$88:$M$88,0),FALSE),0)))","v":""},{"$f":"IF(OR($C84=\"Replace-on-Burnout\",$C84=\"New Construction\"),$DE84,IF($CE84=\"\",\"\",IF($CE84=\"DX HP\",VLOOKUP($D84,'Factor Tables'!$N$89:$Y$105,MATCH(\"DX HP Clg\",'Factor Tables'!$N$88:$Y$88,0),FALSE),IF($CE84=\"PTHP\",VLOOKUP($D84,'Factor Tables'!$N$89:$Y$105,MATCH(\"PTHP Clg\",'Factor Tables'!$N$88:$Y$88,0),FALSE),IF(AND($CE84<>\"DX HP\",$CE84<>\"PTHP\"),VLOOKUP($D84,'Factor Tables'!$N$89:$Y$105,MATCH($CE84,'Factor Tables'!$N$88:$Y$88,0),FALSE),\"\")))))","v":""},{"$f":"IF(OR($C84=\"Replace-on-Burnout\",$C84=\"New Construction\",$CU84=\"DX HP\",$CU84=\"PTHP\"),$DF84,IF($CE84=\"\",\"\",IF($CE84=\"DX HP\",VLOOKUP($D84,'Factor Tables'!$N$89:$Y$105,MATCH(\"DX HP Htg\",'Factor Tables'!$N$88:$Y$88,0),FALSE),IF($CE84=\"PTHP\",VLOOKUP($D84,'Factor Tables'!$N$89:$Y$105,MATCH(\"PTHP Htg\",'Factor Tables'!$N$88:$Y$88,0),FALSE),0))))","v":""},"","",0,0,"kW/ton","",0,"COP",{"$f":"IF($CU84=\"\",\"\",IF(OR($CU84=\"DX HP\",$CU84=\"VRF HP\",$CU84=\"PTHP\"),VLOOKUP($D84,'Factor Tables'!$B$89:$M$105,MATCH(CONCATENATE($CU84,\" Clg\"),'Factor Tables'!$B$88:$M$88,0),FALSE),VLOOKUP($D84,'Factor Tables'!$B$89:$M$105,MATCH($CU84,'Factor Tables'!$B$88:$M$88,0),FALSE)))","v":""},{"$f":"IF($CU84=\"\",\"\",IF(OR($CU84=\"DX HP\",$CU84=\"VRF HP\",$CU84=\"PTHP\"),VLOOKUP($D84,'Factor Tables'!$B$89:$M$105,MATCH(CONCATENATE($CU84,\" Htg\"),'Factor Tables'!$B$88:$M$88,0),FALSE),0))","v":""},{"$f":"IF($CU84=\"\",\"\",IF(OR($CU84=\"DX HP\",$CU84=\"VRF HP\",$CU84=\"PTHP\"),VLOOKUP($D84,'Factor Tables'!$N$89:$Y$105,MATCH(CONCATENATE($CU84,\" Clg\"),'Factor Tables'!$N$88:$Y$88,0),FALSE),VLOOKUP($D84,'Factor Tables'!$N$89:$Y$105,MATCH($CU84,'Factor Tables'!$N$88:$Y$88,0),FALSE)))","v":""},{"$f":"IF($CU84=\"\",\"\",IF(OR($CU84=\"DX HP\",$CU84=\"VRF HP\",$CU84=\"PTHP\"),VLOOKUP($D84,'Factor Tables'!$N$89:$Y$105,MATCH(CONCATENATE($CU84,\" Htg\"),'Factor Tables'!$N$88:$Y$88,0),FALSE),0))","v":""},{"$f":"IF($AB84=\"\",0,VLOOKUP($AB84,'Utility Admin'!$E:$G,2,FALSE))","v":0},{"$f":"IF($AB84=\"\",0,VLOOKUP($AB84,'Utility Admin'!$E:$G,3,FALSE))","v":0},{"$f":"IFERROR(IF(ABS(Summary!$F$12)<=ABS(Summary!$E$12)*'Utility Admin'!$I$5,$BA84*$DG84+$BB84*$DH84,$BA84*$DG84+$BA84*'Utility Admin'!$I$5*$DH84),0)","v":0},null,"Summer",null,null,null,null,null,null,null,null,null,null,{"$f":"IF(OR('Project Info'!$C$10=\"\",$C84=\"\",$D84=\"\"),\"\",VLOOKUP($D84,$DX$9:$EA$32,MATCH($C84,$DX$9:$EA$9,0),FALSE))","v":""},null,null,null,null,null,null,"ERROR: Contact Program Manager. Post Capacity/Unit x Post # of Units must be within +/- 20% of Pre Capacity/Unit x Pre # of Units."]
[null,76,"","",null,null,null,null,null,null,null,null,null,null,null,null,null,null,null,null,null,null,null,null,null,null,null,null,null,"A",null,null,null,null,null,null,null,null,null,null,null,null,null,null,0,0,0,0,0,0,999999999,"",0,0,{"$f":"IFERROR(IF($DI$261>'Utility Admin'!$H$5,$BB85/$BB$5*$BC$261,$DI85),0)","v":0},"","",{"$f":"IF(AND(OR($AB85=\"DX AC Air Cooled\",$AB85=\"DX HP Air Cooled\"),OR(AND($AJ85=\"Btu/hr\",$AI85<65000),AND($AJ85=\"Tons\",$AI85<65000/12000)),$AC85=\"Split\",$AO85>=15.2),MAX(Baselines!$CF329,12/9.8),Baselines!$CF329)","v":0},{"$f":"Baselines!$CG329","v":0},{"$f":"Baselines!$CI329","v":0},0,0,0,0,0,0,0,0,0,0,{"$f":"IF(OR($C85<>\"Early Retirement\",$J85=\"\"),0,IF(OR($I85=\"DX AC Air Cooled\",$I85=\"DX HP Air Cooled\"),VLOOKUP($J85,'Early Retirement'!$CI$6:$CM$32,2,FALSE),IF(OR($I85=\"PTAC\",$I85=\"PTHP\"),VLOOKUP($J85,'Early Retirement'!$CI$6:$CM$32,3,FALSE),IF(AND(OR($I85=\"Air Cooled Chiller\",$I85=\"Water Cooled Chiller\"),$L85<>\"Centrifugal\"),VLOOKUP($J85,'Early Retirement'!$CI$6:$CM$32,4,FALSE),IF(AND(OR($I85=\"Air Cooled Chiller\",$I85=\"Water Cooled Chiller\"),$L85=\"Centrifugal\"),VLOOKUP($J85,'Early Retirement'!$CI$6:$CM$32,5,FALSE),\"\")))))","v":0},0,0,0,0,0,0,0,0,0,0,0,"","","",0,0,0,{"$f":"IF(AND($C85=\"Early Retirement\",$J85<>\"\",$S85<>\"\",$U85<>\"\"),$CH85,IF(AND(OR($AB85=\"DX AC Air Cooled\",$AB85=\"DX HP Air Cooled\"),OR(AND($AJ85=\"Btu/hr\",$AI85<65000),AND($AJ85=\"Tons\",$AI85<65000/12000)),$AC85=\"Split\",$AO85>=15.2),MAX(Baselines!$CF78,12/9.8),Baselines!$CF78))","v":0},{"$f":"IF(AND($C85=\"Early Retirement\",$J85<>\"\",$S85<>\"\",$U85<>\"\"),$CI85,Baselines!$CG78)","v":0},{"$f":"Baselines!$CH78","v":"kW/ton"},"",{"$f":"IF(AND($C85=\"Early Retirement\",$J85<>\"\",$S85<>\"\",$U85<>\"\"),$CJ85,IF(AND(Baselines!$CI78=0,OR($CU85=\"DX HP\",$CU85=\"PTHP\")),$BH85,Baselines!$CI78))","v":0},"COP",{"$f":"IF(OR($C85=\"Replace-on-Burnout\",$C85=\"New Construction\"),$DC85,IF($CE85=\"\",\"\",IF(OR($CE85=\"DX HP\",$CE85=\"PTHP\"),VLOOKUP($D85,'Factor Tables'!$B$89:$M$105,MATCH(CONCATENATE($CE85,\" Clg\"),'Factor Tables'!$B$88:$M$88,0),FALSE),VLOOKUP($D85,'Factor Tables'!$B$89:$M$105,MATCH($CE85,'Factor Tables'!$B$88:$M$88,0),FALSE))))","v":""},{"$f":"IF(OR($C85=\"Replace-on-Burnout\",$C85=\"New Construction\"),$DD85,IF($CE85=\"\",\"\",IF($CE85=\"DX HP\",VLOOKUP($D85,'Factor Tables'!$B$89:$M$105,MATCH(\"DX HP Htg\",'Factor Tables'!$B$88:$M$88,0),FALSE),0)))","v":""},{"$f":"IF(OR($C85=\"Replace-on-Burnout\",$C85=\"New Construction\"),$DE85,IF($CE85=\"\",\"\",IF($CE85=\"DX HP\",VLOOKUP($D85,'Factor Tables'!$N$89:$Y$105,MATCH(\"DX HP Clg\",'Factor Tables'!$N$88:$Y$88,0),FALSE),IF($CE85=\"PTHP\",VLOOKUP($D85,'Factor Tables'!$N$89:$Y$105,MATCH(\"PTHP Clg\",'Factor Tables'!$N$88:$Y$88,0),FALSE),IF(AND($CE85<>\"DX HP\",$CE85<>\"PTHP\"),VLOOKUP($D85,'Factor Tables'!$N$89:$Y$105,MATCH($CE85,'Factor Tables'!$N$88:$Y$88,0),FALSE),\"\")))))","v":""},{"$f":"IF(OR($C85=\"Replace-on-Burnout\",$C85=\"New Construction\",$CU85=\"DX HP\",$CU85=\"PTHP\"),$DF85,IF($CE85=\"\",\"\",IF($CE85=\"DX HP\",VLOOKUP($D85,'Factor Tables'!$N$89:$Y$105,MATCH(\"DX HP Htg\",'Factor Tables'!$N$88:$Y$88,0),FALSE),IF($CE85=\"PTHP\",VLOOKUP($D85,'Factor Tables'!$N$89:$Y$105,MATCH(\"PTHP Htg\",'Factor Tables'!$N$88:$Y$88,0),FALSE),0))))","v":""},"","",0,0,"kW/ton","",0,"COP",{"$f":"IF($CU85=\"\",\"\",IF(OR($CU85=\"DX HP\",$CU85=\"VRF HP\",$CU85=\"PTHP\"),VLOOKUP($D85,'Factor Tables'!$B$89:$M$105,MATCH(CONCATENATE($CU85,\" Clg\"),'Factor Tables'!$B$88:$M$88,0),FALSE),VLOOKUP($D85,'Factor Tables'!$B$89:$M$105,MATCH($CU85,'Factor Tables'!$B$88:$M$88,0),FALSE)))","v":""},{"$f":"IF($CU85=\"\",\"\",IF(OR($CU85=\"DX HP\",$CU85=\"VRF HP\",$CU85=\"PTHP\"),VLOOKUP($D85,'Factor Tables'!$B$89:$M$105,MATCH(CONCATENATE($CU85,\" Htg\"),'Factor Tables'!$B$88:$M$88,0),FALSE),0))","v":""},{"$f":"IF($CU85=\"\",\"\",IF(OR($CU85=\"DX HP\",$CU85=\"VRF HP\",$CU85=\"PTHP\"),VLOOKUP($D85,'Factor Tables'!$N$89:$Y$105,MATCH(CONCATENATE($CU85,\" Clg\"),'Factor Tables'!$N$88:$Y$88,0),FALSE),VLOOKUP($D85,'Factor Tables'!$N$89:$Y$105,MATCH($CU85,'Factor Tables'!$N$88:$Y$88,0),FALSE)))","v":""},{"$f":"IF($CU85=\"\",\"\",IF(OR($CU85=\"DX HP\",$CU85=\"VRF HP\",$CU85=\"PTHP\"),VLOOKUP($D85,'Factor Tables'!$N$89:$Y$105,MATCH(CONCATENATE($CU85,\" Htg\"),'Factor Tables'!$N$88:$Y$88,0),FALSE),0))","v":""},{"$f":"IF($AB85=\"\",0,VLOOKUP($AB85,'Utility Admin'!$E:$G,2,FALSE))","v":0},{"$f":"IF($AB85=\"\",0,VLOOKUP($AB85,'Utility Admin'!$E:$G,3,FALSE))","v":0},{"$f":"IFERROR(IF(ABS(Summary!$F$12)<=ABS(Summary!$E$12)*'Utility Admin'!$I$5,$BA85*$DG85+$BB85*$DH85,$BA85*$DG85+$BA85*'Utility Admin'!$I$5*$DH85),0)","v":0},null,"Summer",null,null,null,null,null,null,null,null,null,null,{"$f":"IF(OR('Project Info'!$C$10=\"\",$C85=\"\",$D85=\"\"),\"\",VLOOKUP($D85,$DX$9:$EA$32,MATCH($C85,$DX$9:$EA$9,0),FALSE))","v":""},null,null,null,null,null,null,"ERROR: Contact Program Manager. Post Capacity/Unit x Post # of Units must be within +/- 20% of Pre Capacity/Unit x Pre # of Units."]
[null,77,"","",null,null,null,null,null,null,null,null,null,null,null,null,null,null,null,null,null,null,null,null,null,null,null,null,null,"A",null,null,null,null,null,null,null,null,null,null,null,null,null,null,0,0,0,0,0,0,999999999,"",0,0,{"$f":"IFERROR(IF($DI$261>'Utility Admin'!$H$5,$BB86/$BB$5*$BC$261,$DI86),0)","v":0},"","",{"$f":"IF(AND(OR($AB86=\"DX AC Air Cooled\",$AB86=\"DX HP Air Cooled\"),OR(AND($AJ86=\"Btu/hr\",$AI86<65000),AND($AJ86=\"Tons\",$AI86<65000/12000)),$AC86=\"Split\",$AO86>=15.2),MAX(Baselines!$CF330,12/9.8),Baselines!$CF330)","v":0},{"$f":"Baselines!$CG330","v":0},{"$f":"Baselines!$CI330","v":0},0,0,0,0,0,0,0,0,0,0,{"$f":"IF(OR($C86<>\"Early Retirement\",$J86=\"\"),0,IF(OR($I86=\"DX AC Air Cooled\",$I86=\"DX HP Air Cooled\"),VLOOKUP($J86,'Early Retirement'!$CI$6:$CM$32,2,FALSE),IF(OR($I86=\"PTAC\",$I86=\"PTHP\"),VLOOKUP($J86,'Early Retirement'!$CI$6:$CM$32,3,FALSE),IF(AND(OR($I86=\"Air Cooled Chiller\",$I86=\"Water Cooled Chiller\"),$L86<>\"Centrifugal\"),VLOOKUP($J86,'Early Retirement'!$CI$6:$CM$32,4,FALSE),IF(AND(OR($I86=\"Air Cooled Chiller\",$I86=\"Water Cooled Chiller\"),$L86=\"Centrifugal\"),VLOOKUP($J86,'Early Retirement'!$CI$6:$CM$32,5,FALSE),\"\")))))","v":0},0,0,0,0,0,0,0,0,0,0,0,"","","",0,0,0,{"$f":"IF(AND($C86=\"Early Retirement\",$J86<>\"\",$S86<>\"\",$U86<>\"\"),$CH86,IF(AND(OR($AB86=\"DX AC Air Cooled\",$AB86=\"DX HP Air Cooled\"),OR(AND($AJ86=\"Btu/hr\",$AI86<65000),AND($AJ86=\"Tons\",$AI86<65000/12000)),$AC86=\"Split\",$AO86>=15.2),MAX(Baselines!$CF79,12/9.8),Baselines!$CF79))","v":0},{"$f":"IF(AND($C86=\"Early Retirement\",$J86<>\"\",$S86<>\"\",$U86<>\"\"),$CI86,Baselines!$CG79)","v":0},{"$f":"Baselines!$CH79","v":"kW/ton"},"",{"$f":"IF(AND($C86=\"Early Retirement\",$J86<>\"\",$S86<>\"\",$U86<>\"\"),$CJ86,IF(AND(Baselines!$CI79=0,OR($CU86=\"DX HP\",$CU86=\"PTHP\")),$BH86,Baselines!$CI79))","v":0},"COP",{"$f":"IF(OR($C86=\"Replace-on-Burnout\",$C86=\"New Construction\"),$DC86,IF($CE86=\"\",\"\",IF(OR($CE86=\"DX HP\",$CE86=\"PTHP\"),VLOOKUP($D86,'Factor Tables'!$B$89:$M$105,MATCH(CONCATENATE($CE86,\" Clg\"),'Factor Tables'!$B$88:$M$88,0),FALSE),VLOOKUP($D86,'Factor Tables'!$B$89:$M$105,MATCH($CE86,'Factor Tables'!$B$88:$M$88,0),FALSE))))","v":""},{"$f":"IF(OR($C86=\"Replace-on-Burnout\",$C86=\"New Construction\"),$DD86,IF($CE86=\"\",\"\",IF($CE86=\"DX HP\",VLOOKUP($D86,'Factor Tables'!$B$89:$M$105,MATCH(\"DX HP Htg\",'Factor Tables'!$B$88:$M$88,0),FALSE),0)))","v":""},{"$f":"IF(OR($C86=\"Replace-on-Burnout\",$C86=\"New Construction\"),$DE86,IF($CE86=\"\",\"\",IF($CE86=\"DX HP\",VLOOKUP($D86,'Factor Tables'!$N$89:$Y$105,MATCH(\"DX HP Clg\",'Factor Tables'!$N$88:$Y$88,0),FALSE),IF($CE86=\"PTHP\",VLOOKUP($D86,'Factor Tables'!$N$89:$Y$105,MATCH(\"PTHP Clg\",'Factor Tables'!$N$88:$Y$88,0),FALSE),IF(AND($CE86<>\"DX HP\",$CE86<>\"PTHP\"),VLOOKUP($D86,'Factor Tables'!$N$89:$Y$105,MATCH($CE86,'Factor Tables'!$N$88:$Y$88,0),FALSE),\"\")))))","v":""},{"$f":"IF(OR($C86=\"Replace-on-Burnout\",$C86=\"New Construction\",$CU86=\"DX HP\",$CU86=\"PTHP\"),$DF86,IF($CE86=\"\",\"\",IF($CE86=\"DX HP\",VLOOKUP($D86,'Factor Tables'!$N$89:$Y$105,MATCH(\"DX HP Htg\",'Factor Tables'!$N$88:$Y$88,0),FALSE),IF($CE86=\"PTHP\",VLOOKUP($D86,'Factor Tables'!$N$89:$Y$105,MATCH(\"PTHP Htg\",'Factor Tables'!$N$88:$Y$88,0),FALSE),0))))","v":""},"","",0,0,"kW/ton","",0,"COP",{"$f":"IF($CU86=\"\",\"\",IF(OR($CU86=\"DX HP\",$CU86=\"VRF HP\",$CU86=\"PTHP\"),VLOOKUP($D86,'Factor Tables'!$B$89:$M$105,MATCH(CONCATENATE($CU86,\" Clg\"),'Factor Tables'!$B$88:$M$88,0),FALSE),VLOOKUP($D86,'Factor Tables'!$B$89:$M$105,MATCH($CU86,'Factor Tables'!$B$88:$M$88,0),FALSE)))","v":""},{"$f":"IF($CU86=\"\",\"\",IF(OR($CU86=\"DX HP\",$CU86=\"VRF HP\",$CU86=\"PTHP\"),VLOOKUP($D86,'Factor Tables'!$B$89:$M$105,MATCH(CONCATENATE($CU86,\" Htg\"),'Factor Tables'!$B$88:$M$88,0),FALSE),0))","v":""},{"$f":"IF($CU86=\"\",\"\",IF(OR($CU86=\"DX HP\",$CU86=\"VRF HP\",$CU86=\"PTHP\"),VLOOKUP($D86,'Factor Tables'!$N$89:$Y$105,MATCH(CONCATENATE($CU86,\" Clg\"),'Factor Tables'!$N$88:$Y$88,0),FALSE),VLOOKUP($D86,'Factor Tables'!$N$89:$Y$105,MATCH($CU86,'Factor Tables'!$N$88:$Y$88,0),FALSE)))","v":""},{"$f":"IF($CU86=\"\",\"\",IF(OR($CU86=\"DX HP\",$CU86=\"VRF HP\",$CU86=\"PTHP\"),VLOOKUP($D86,'Factor Tables'!$N$89:$Y$105,MATCH(CONCATENATE($CU86,\" Htg\"),'Factor Tables'!$N$88:$Y$88,0),FALSE),0))","v":""},{"$f":"IF($AB86=\"\",0,VLOOKUP($AB86,'Utility Admin'!$E:$G,2,FALSE))","v":0},{"$f":"IF($AB86=\"\",0,VLOOKUP($AB86,'Utility Admin'!$E:$G,3,FALSE))","v":0},{"$f":"IFERROR(IF(ABS(Summary!$F$12)<=ABS(Summary!$E$12)*'Utility Admin'!$I$5,$BA86*$DG86+$BB86*$DH86,$BA86*$DG86+$BA86*'Utility Admin'!$I$5*$DH86),0)","v":0},null,"Summer",null,null,null,null,null,null,null,null,null,null,{"$f":"IF(OR('Project Info'!$C$10=\"\",$C86=\"\",$D86=\"\"),\"\",VLOOKUP($D86,$DX$9:$EA$32,MATCH($C86,$DX$9:$EA$9,0),FALSE))","v":""},null,null,null,null,null,null,"ERROR: Contact Program Manager. Post Capacity/Unit x Post # of Units must be within +/- 20% of Pre Capacity/Unit x Pre # of Units."]
[null,78,"","",null,null,null,null,null,null,null,null,null,null,null,null,null,null,null,null,null,null,null,null,null,null,null,null,null,"A",null,null,null,null,null,null,null,null,null,null,null,null,null,null,0,0,0,0,0,0,999999999,"",0,0,{"$f":"IFERROR(IF($DI$261>'Utility Admin'!$H$5,$BB87/$BB$5*$BC$261,$DI87),0)","v":0},"","",{"$f":"IF(AND(OR($AB87=\"DX AC Air Cooled\",$AB87=\"DX HP Air Cooled\"),OR(AND($AJ87=\"Btu/hr\",$AI87<65000),AND($AJ87=\"Tons\",$AI87<65000/12000)),$AC87=\"Split\",$AO87>=15.2),MAX(Baselines!$CF331,12/9.8),Baselines!$CF331)","v":0},{"$f":"Baselines!$CG331","v":0},{"$f":"Baselines!$CI331","v":0},0,0,0,0,0,0,0,0,0,0,{"$f":"IF(OR($C87<>\"Early Retirement\",$J87=\"\"),0,IF(OR($I87=\"DX AC Air Cooled\",$I87=\"DX HP Air Cooled\"),VLOOKUP($J87,'Early Retirement'!$CI$6:$CM$32,2,FALSE),IF(OR($I87=\"PTAC\",$I87=\"PTHP\"),VLOOKUP($J87,'Early Retirement'!$CI$6:$CM$32,3,FALSE),IF(AND(OR($I87=\"Air Cooled Chiller\",$I87=\"Water Cooled Chiller\"),$L87<>\"Centrifugal\"),VLOOKUP($J87,'Early Retirement'!$CI$6:$CM$32,4,FALSE),IF(AND(OR($I87=\"Air Cooled Chiller\",$I87=\"Water Cooled Chiller\"),$L87=\"Centrifugal\"),VLOOKUP($J87,'Early Retirement'!$CI$6:$CM$32,5,FALSE),\"\")))))","v":0},0,0,0,0,0,0,0,0,0,0,0,"","","",0,0,0,{"$f":"IF(AND($C87=\"Early Retirement\",$J87<>\"\",$S87<>\"\",$U87<>\"\"),$CH87,IF(AND(OR($AB87=\"DX AC Air Cooled\",$AB87=\"DX HP Air Cooled\"),OR(AND($AJ87=\"Btu/hr\",$AI87<65000),AND($AJ87=\"Tons\",$AI87<65000/12000)),$AC87=\"Split\",$AO87>=15.2),MAX(Baselines!$CF80,12/9.8),Baselines!$CF80))","v":0},{"$f":"IF(AND($C87=\"Early Retirement\",$J87<>\"\",$S87<>\"\",$U87<>\"\"),$CI87,Baselines!$CG80)","v":0},{"$f":"Baselines!$CH80","v":"kW/ton"},"",{"$f":"IF(AND($C87=\"Early Retirement\",$J87<>\"\",$S87<>\"\",$U87<>\"\"),$CJ87,IF(AND(Baselines!$CI80=0,OR($CU87=\"DX HP\",$CU87=\"PTHP\")),$BH87,Baselines!$CI80))","v":0},"COP",{"$f":"IF(OR($C87=\"Replace-on-Burnout\",$C87=\"New Construction\"),$DC87,IF($CE87=\"\",\"\",IF(OR($CE87=\"DX HP\",$CE87=\"PTHP\"),VLOOKUP($D87,'Factor Tables'!$B$89:$M$105,MATCH(CONCATENATE($CE87,\" Clg\"),'Factor Tables'!$B$88:$M$88,0),FALSE),VLOOKUP($D87,'Factor Tables'!$B$89:$M$105,MATCH($CE87,'Factor Tables'!$B$88:$M$88,0),FALSE))))","v":""},{"$f":"IF(OR($C87=\"Replace-on-Burnout\",$C87=\"New Construction\"),$DD87,IF($CE87=\"\",\"\",IF($CE87=\"DX HP\",VLOOKUP($D87,'Factor Tables'!$B$89:$M$105,MATCH(\"DX HP Htg\",'Factor Tables'!$B$88:$M$88,0),FALSE),0)))","v":""},{"$f":"IF(OR($C87=\"Replace-on-Burnout\",$C87=\"New Construction\"),$DE87,IF($CE87=\"\",\"\",IF($CE87=\"DX HP\",VLOOKUP($D87,'Factor Tables'!$N$89:$Y$105,MATCH(\"DX HP Clg\",'Factor Tables'!$N$88:$Y$88,0),FALSE),IF($CE87=\"PTHP\",VLOOKUP($D87,'Factor Tables'!$N$89:$Y$105,MATCH(\"PTHP Clg\",'Factor Tables'!$N$88:$Y$88,0),FALSE),IF(AND($CE87<>\"DX HP\",$CE87<>\"PTHP\"),VLOOKUP($D87,'Factor Tables'!$N$89:$Y$105,MATCH($CE87,'Factor Tables'!$N$88:$Y$88,0),FALSE),\"\")))))","v":""},{"$f":"IF(OR($C87=\"Replace-on-Burnout\",$C87=\"New Construction\",$CU87=\"DX HP\",$CU87=\"PTHP\"),$DF87,IF($CE87=\"\",\"\",IF($CE87=\"DX HP\",VLOOKUP($D87,'Factor Tables'!$N$89:$Y$105,MATCH(\"DX HP Htg\",'Factor Tables'!$N$88:$Y$88,0),FALSE),IF($CE87=\"PTHP\",VLOOKUP($D87,'Factor Tables'!$N$89:$Y$105,MATCH(\"PTHP Htg\",'Factor Tables'!$N$88:$Y$88,0),FALSE),0))))","v":""},"","",0,0,"kW/ton","",0,"COP",{"$f":"IF($CU87=\"\",\"\",IF(OR($CU87=\"DX HP\",$CU87=\"VRF HP\",$CU87=\"PTHP\"),VLOOKUP($D87,'Factor Tables'!$B$89:$M$105,MATCH(CONCATENATE($CU87,\" Clg\"),'Factor Tables'!$B$88:$M$88,0),FALSE),VLOOKUP($D87,'Factor Tables'!$B$89:$M$105,MATCH($CU87,'Factor Tables'!$B$88:$M$88,0),FALSE)))","v":""},{"$f":"IF($CU87=\"\",\"\",IF(OR($CU87=\"DX HP\",$CU87=\"VRF HP\",$CU87=\"PTHP\"),VLOOKUP($D87,'Factor Tables'!$B$89:$M$105,MATCH(CONCATENATE($CU87,\" Htg\"),'Factor Tables'!$B$88:$M$88,0),FALSE),0))","v":""},{"$f":"IF($CU87=\"\",\"\",IF(OR($CU87=\"DX HP\",$CU87=\"VRF HP\",$CU87=\"PTHP\"),VLOOKUP($D87,'Factor Tables'!$N$89:$Y$105,MATCH(CONCATENATE($CU87,\" Clg\"),'Factor Tables'!$N$88:$Y$88,0),FALSE),VLOOKUP($D87,'Factor Tables'!$N$89:$Y$105,MATCH($CU87,'Factor Tables'!$N$88:$Y$88,0),FALSE)))","v":""},{"$f":"IF($CU87=\"\",\"\",IF(OR($CU87=\"DX HP\",$CU87=\"VRF HP\",$CU87=\"PTHP\"),VLOOKUP($D87,'Factor Tables'!$N$89:$Y$105,MATCH(CONCATENATE($CU87,\" Htg\"),'Factor Tables'!$N$88:$Y$88,0),FALSE),0))","v":""},{"$f":"IF($AB87=\"\",0,VLOOKUP($AB87,'Utility Admin'!$E:$G,2,FALSE))","v":0},{"$f":"IF($AB87=\"\",0,VLOOKUP($AB87,'Utility Admin'!$E:$G,3,FALSE))","v":0},{"$f":"IFERROR(IF(ABS(Summary!$F$12)<=ABS(Summary!$E$12)*'Utility Admin'!$I$5,$BA87*$DG87+$BB87*$DH87,$BA87*$DG87+$BA87*'Utility Admin'!$I$5*$DH87),0)","v":0},null,"Summer",null,null,null,null,null,null,null,null,null,null,{"$f":"IF(OR('Project Info'!$C$10=\"\",$C87=\"\",$D87=\"\"),\"\",VLOOKUP($D87,$DX$9:$EA$32,MATCH($C87,$DX$9:$EA$9,0),FALSE))","v":""},null,null,null,null,null,null,"ERROR: Contact Program Manager. Post Capacity/Unit x Post # of Units must be within +/- 20% of Pre Capacity/Unit x Pre # of Units."]
[null,79,"","",null,null,null,null,null,null,null,null,null,null,null,null,null,null,null,null,null,null,null,null,null,null,null,null,null,"A",null,null,null,null,null,null,null,null,null,null,null,null,null,null,0,0,0,0,0,0,999999999,"",0,0,{"$f":"IFERROR(IF($DI$261>'Utility Admin'!$H$5,$BB88/$BB$5*$BC$261,$DI88),0)","v":0},"","",{"$f":"IF(AND(OR($AB88=\"DX AC Air Cooled\",$AB88=\"DX HP Air Cooled\"),OR(AND($AJ88=\"Btu/hr\",$AI88<65000),AND($AJ88=\"Tons\",$AI88<65000/12000)),$AC88=\"Split\",$AO88>=15.2),MAX(Baselines!$CF332,12/9.8),Baselines!$CF332)","v":0},{"$f":"Baselines!$CG332","v":0},{"$f":"Baselines!$CI332","v":0},0,0,0,0,0,0,0,0,0,0,{"$f":"IF(OR($C88<>\"Early Retirement\",$J88=\"\"),0,IF(OR($I88=\"DX AC Air Cooled\",$I88=\"DX HP Air Cooled\"),VLOOKUP($J88,'Early Retirement'!$CI$6:$CM$32,2,FALSE),IF(OR($I88=\"PTAC\",$I88=\"PTHP\"),VLOOKUP($J88,'Early Retirement'!$CI$6:$CM$32,3,FALSE),IF(AND(OR($I88=\"Air Cooled Chiller\",$I88=\"Water Cooled Chiller\"),$L88<>\"Centrifugal\"),VLOOKUP($J88,'Early Retirement'!$CI$6:$CM$32,4,FALSE),IF(AND(OR($I88=\"Air Cooled Chiller\",$I88=\"Water Cooled Chiller\"),$L88=\"Centrifugal\"),VLOOKUP($J88,'Early Retirement'!$CI$6:$CM$32,5,FALSE),\"\")))))","v":0},0,0,0,0,0,0,0,0,0,0,0,"","","",0,0,0,{"$f":"IF(AND($C88=\"Early Retirement\",$J88<>\"\",$S88<>\"\",$U88<>\"\"),$CH88,IF(AND(OR($AB88=\"DX AC Air Cooled\",$AB88=\"DX HP Air Cooled\"),OR(AND($AJ88=\"Btu/hr\",$AI88<65000),AND($AJ88=\"Tons\",$AI88<65000/12000)),$AC88=\"Split\",$AO88>=15.2),MAX(Baselines!$CF81,12/9.8),Baselines!$CF81))","v":0},{"$f":"IF(AND($C88=\"Early Retirement\",$J88<>\"\",$S88<>\"\",$U88<>\"\"),$CI88,Baselines!$CG81)","v":0},{"$f":"Baselines!$CH81","v":"kW/ton"},"",{"$f":"IF(AND($C88=\"Early Retirement\",$J88<>\"\",$S88<>\"\",$U88<>\"\"),$CJ88,IF(AND(Baselines!$CI81=0,OR($CU88=\"DX HP\",$CU88=\"PTHP\")),$BH88,Baselines!$CI81))","v":0},"COP",{"$f":"IF(OR($C88=\"Replace-on-Burnout\",$C88=\"New Construction\"),$DC88,IF($CE88=\"\",\"\",IF(OR($CE88=\"DX HP\",$CE88=\"PTHP\"),VLOOKUP($D88,'Factor Tables'!$B$89:$M$105,MATCH(CONCATENATE($CE88,\" Clg\"),'Factor Tables'!$B$88:$M$88,0),FALSE),VLOOKUP($D88,'Factor Tables'!$B$89:$M$105,MATCH($CE88,'Factor Tables'!$B$88:$M$88,0),FALSE))))","v":""},{"$f":"IF(OR($C88=\"Replace-on-Burnout\",$C88=\"New Construction\"),$DD88,IF($CE88=\"\",\"\",IF($CE88=\"DX HP\",VLOOKUP($D88,'Factor Tables'!$B$89:$M$105,MATCH(\"DX HP Htg\",'Factor Tables'!$B$88:$M$88,0),FALSE),0)))","v":""},{"$f":"IF(OR($C88=\"Replace-on-Burnout\",$C88=\"New Construction\"),$DE88,IF($CE88=\"\",\"\",IF($CE88=\"DX HP\",VLOOKUP($D88,'Factor Tables'!$N$89:$Y$105,MATCH(\"DX HP Clg\",'Factor Tables'!$N$88:$Y$88,0),FALSE),IF($CE88=\"PTHP\",VLOOKUP($D88,'Factor Tables'!$N$89:$Y$105,MATCH(\"PTHP Clg\",'Factor Tables'!$N$88:$Y$88,0),FALSE),IF(AND($CE88<>\"DX HP\",$CE88<>\"PTHP\"),VLOOKUP($D88,'Factor Tables'!$N$89:$Y$105,MATCH($CE88,'Factor Tables'!$N$88:$Y$88,0),FALSE),\"\")))))","v":""},{"$f":"IF(OR($C88=\"Replace-on-Burnout\",$C88=\"New Construction\",$CU88=\"DX HP\",$CU88=\"PTHP\"),$DF88,IF($CE88=\"\",\"\",IF($CE88=\"DX HP\",VLOOKUP($D88,'Factor Tables'!$N$89:$Y$105,MATCH(\"DX HP Htg\",'Factor Tables'!$N$88:$Y$88,0),FALSE),IF($CE88=\"PTHP\",VLOOKUP($D88,'Factor Tables'!$N$89:$Y$105,MATCH(\"PTHP Htg\",'Factor Tables'!$N$88:$Y$88,0),FALSE),0))))","v":""},"","",0,0,"kW/ton","",0,"COP",{"$f":"IF($CU88=\"\",\"\",IF(OR($CU88=\"DX HP\",$CU88=\"VRF HP\",$CU88=\"PTHP\"),VLOOKUP($D88,'Factor Tables'!$B$89:$M$105,MATCH(CONCATENATE($CU88,\" Clg\"),'Factor Tables'!$B$88:$M$88,0),FALSE),VLOOKUP($D88,'Factor Tables'!$B$89:$M$105,MATCH($CU88,'Factor Tables'!$B$88:$M$88,0),FALSE)))","v":""},{"$f":"IF($CU88=\"\",\"\",IF(OR($CU88=\"DX HP\",$CU88=\"VRF HP\",$CU88=\"PTHP\"),VLOOKUP($D88,'Factor Tables'!$B$89:$M$105,MATCH(CONCATENATE($CU88,\" Htg\"),'Factor Tables'!$B$88:$M$88,0),FALSE),0))","v":""},{"$f":"IF($CU88=\"\",\"\",IF(OR($CU88=\"DX HP\",$CU88=\"VRF HP\",$CU88=\"PTHP\"),VLOOKUP($D88,'Factor Tables'!$N$89:$Y$105,MATCH(CONCATENATE($CU88,\" Clg\"),'Factor Tables'!$N$88:$Y$88,0),FALSE),VLOOKUP($D88,'Factor Tables'!$N$89:$Y$105,MATCH($CU88,'Factor Tables'!$N$88:$Y$88,0),FALSE)))","v":""},{"$f":"IF($CU88=\"\",\"\",IF(OR($CU88=\"DX HP\",$CU88=\"VRF HP\",$CU88=\"PTHP\"),VLOOKUP($D88,'Factor Tables'!$N$89:$Y$105,MATCH(CONCATENATE($CU88,\" Htg\"),'Factor Tables'!$N$88:$Y$88,0),FALSE),0))","v":""},{"$f":"IF($AB88=\"\",0,VLOOKUP($AB88,'Utility Admin'!$E:$G,2,FALSE))","v":0},{"$f":"IF($AB88=\"\",0,VLOOKUP($AB88,'Utility Admin'!$E:$G,3,FALSE))","v":0},{"$f":"IFERROR(IF(ABS(Summary!$F$12)<=ABS(Summary!$E$12)*'Utility Admin'!$I$5,$BA88*$DG88+$BB88*$DH88,$BA88*$DG88+$BA88*'Utility Admin'!$I$5*$DH88),0)","v":0},null,"Summer",null,null,null,null,null,null,null,null,null,null,{"$f":"IF(OR('Project Info'!$C$10=\"\",$C88=\"\",$D88=\"\"),\"\",VLOOKUP($D88,$DX$9:$EA$32,MATCH($C88,$DX$9:$EA$9,0),FALSE))","v":""},null,null,null,null,null,null,"ERROR: Contact Program Manager. Post Capacity/Unit x Post # of Units must be within +/- 20% of Pre Capacity/Unit x Pre # of Units."]
[null,80,"","",null,null,null,null,null,null,null,null,null,null,null,null,null,null,null,null,null,null,null,null,null,null,null,null,null,"A",null,null,null,null,null,null,null,null,null,null,null,null,null,null,0,0,0,0,0,0,999999999,"",0,0,{"$f":"IFERROR(IF($DI$261>'Utility Admin'!$H$5,$BB89/$BB$5*$BC$261,$DI89),0)","v":0},"","",{"$f":"IF(AND(OR($AB89=\"DX AC Air Cooled\",$AB89=\"DX HP Air Cooled\"),OR(AND($AJ89=\"Btu/hr\",$AI89<65000),AND($AJ89=\"Tons\",$AI89<65000/12000)),$AC89=\"Split\",$AO89>=15.2),MAX(Baselines!$CF333,12/9.8),Baselines!$CF333)","v":0},{"$f":"Baselines!$CG333","v":0},{"$f":"Baselines!$CI333","v":0},0,0,0,0,0,0,0,0,0,0,{"$f":"IF(OR($C89<>\"Early Retirement\",$J89=\"\"),0,IF(OR($I89=\"DX AC Air Cooled\",$I89=\"DX HP Air Cooled\"),VLOOKUP($J89,'Early Retirement'!$CI$6:$CM$32,2,FALSE),IF(OR($I89=\"PTAC\",$I89=\"PTHP\"),VLOOKUP($J89,'Early Retirement'!$CI$6:$CM$32,3,FALSE),IF(AND(OR($I89=\"Air Cooled Chiller\",$I89=\"Water Cooled Chiller\"),$L89<>\"Centrifugal\"),VLOOKUP($J89,'Early Retirement'!$CI$6:$CM$32,4,FALSE),IF(AND(OR($I89=\"Air Cooled Chiller\",$I89=\"Water Cooled Chiller\"),$L89=\"Centrifugal\"),VLOOKUP($J89,'Early Retirement'!$CI$6:$CM$32,5,FALSE),\"\")))))","v":0},0,0,0,0,0,0,0,0,0,0,0,"","","",0,0,0,{"$f":"IF(AND($C89=\"Early Retirement\",$J89<>\"\",$S89<>\"\",$U89<>\"\"),$CH89,IF(AND(OR($AB89=\"DX AC Air Cooled\",$AB89=\"DX HP Air Cooled\"),OR(AND($AJ89=\"Btu/hr\",$AI89<65000),AND($AJ89=\"Tons\",$AI89<65000/12000)),$AC89=\"Split\",$AO89>=15.2),MAX(Baselines!$CF82,12/9.8),Baselines!$CF82))","v":0},{"$f":"IF(AND($C89=\"Early Retirement\",$J89<>\"\",$S89<>\"\",$U89<>\"\"),$CI89,Baselines!$CG82)","v":0},{"$f":"Baselines!$CH82","v":"kW/ton"},"",{"$f":"IF(AND($C89=\"Early Retirement\",$J89<>\"\",$S89<>\"\",$U89<>\"\"),$CJ89,IF(AND(Baselines!$CI82=0,OR($CU89=\"DX HP\",$CU89=\"PTHP\")),$BH89,Baselines!$CI82))","v":0},"COP",{"$f":"IF(OR($C89=\"Replace-on-Burnout\",$C89=\"New Construction\"),$DC89,IF($CE89=\"\",\"\",IF(OR($CE89=\"DX HP\",$CE89=\"PTHP\"),VLOOKUP($D89,'Factor Tables'!$B$89:$M$105,MATCH(CONCATENATE($CE89,\" Clg\"),'Factor Tables'!$B$88:$M$88,0),FALSE),VLOOKUP($D89,'Factor Tables'!$B$89:$M$105,MATCH($CE89,'Factor Tables'!$B$88:$M$88,0),FALSE))))","v":""},{"$f":"IF(OR($C89=\"Replace-on-Burnout\",$C89=\"New Construction\"),$DD89,IF($CE89=\"\",\"\",IF($CE89=\"DX HP\",VLOOKUP($D89,'Factor Tables'!$B$89:$M$105,MATCH(\"DX HP Htg\",'Factor Tables'!$B$88:$M$88,0),FALSE),0)))","v":""},{"$f":"IF(OR($C89=\"Replace-on-Burnout\",$C89=\"New Construction\"),$DE89,IF($CE89=\"\",\"\",IF($CE89=\"DX HP\",VLOOKUP($D89,'Factor Tables'!$N$89:$Y$105,MATCH(\"DX HP Clg\",'Factor Tables'!$N$88:$Y$88,0),FALSE),IF($CE89=\"PTHP\",VLOOKUP($D89,'Factor Tables'!$N$89:$Y$105,MATCH(\"PTHP Clg\",'Factor Tables'!$N$88:$Y$88,0),FALSE),IF(AND($CE89<>\"DX HP\",$CE89<>\"PTHP\"),VLOOKUP($D89,'Factor Tables'!$N$89:$Y$105,MATCH($CE89,'Factor Tables'!$N$88:$Y$88,0),FALSE),\"\")))))","v":""},{"$f":"IF(OR($C89=\"Replace-on-Burnout\",$C89=\"New Construction\",$CU89=\"DX HP\",$CU89=\"PTHP\"),$DF89,IF($CE89=\"\",\"\",IF($CE89=\"DX HP\",VLOOKUP($D89,'Factor Tables'!$N$89:$Y$105,MATCH(\"DX HP Htg\",'Factor Tables'!$N$88:$Y$88,0),FALSE),IF($CE89=\"PTHP\",VLOOKUP($D89,'Factor Tables'!$N$89:$Y$105,MATCH(\"PTHP Htg\",'Factor Tables'!$N$88:$Y$88,0),FALSE),0))))","v":""},"","",0,0,"kW/ton","",0,"COP",{"$f":"IF($CU89=\"\",\"\",IF(OR($CU89=\"DX HP\",$CU89=\"VRF HP\",$CU89=\"PTHP\"),VLOOKUP($D89,'Factor Tables'!$B$89:$M$105,MATCH(CONCATENATE($CU89,\" Clg\"),'Factor Tables'!$B$88:$M$88,0),FALSE),VLOOKUP($D89,'Factor Tables'!$B$89:$M$105,MATCH($CU89,'Factor Tables'!$B$88:$M$88,0),FALSE)))","v":""},{"$f":"IF($CU89=\"\",\"\",IF(OR($CU89=\"DX HP\",$CU89=\"VRF HP\",$CU89=\"PTHP\"),VLOOKUP($D89,'Factor Tables'!$B$89:$M$105,MATCH(CONCATENATE($CU89,\" Htg\"),'Factor Tables'!$B$88:$M$88,0),FALSE),0))","v":""},{"$f":"IF($CU89=\"\",\"\",IF(OR($CU89=\"DX HP\",$CU89=\"VRF HP\",$CU89=\"PTHP\"),VLOOKUP($D89,'Factor Tables'!$N$89:$Y$105,MATCH(CONCATENATE($CU89,\" Clg\"),'Factor Tables'!$N$88:$Y$88,0),FALSE),VLOOKUP($D89,'Factor Tables'!$N$89:$Y$105,MATCH($CU89,'Factor Tables'!$N$88:$Y$88,0),FALSE)))","v":""},{"$f":"IF($CU89=\"\",\"\",IF(OR($CU89=\"DX HP\",$CU89=\"VRF HP\",$CU89=\"PTHP\"),VLOOKUP($D89,'Factor Tables'!$N$89:$Y$105,MATCH(CONCATENATE($CU89,\" Htg\"),'Factor Tables'!$N$88:$Y$88,0),FALSE),0))","v":""},{"$f":"IF($AB89=\"\",0,VLOOKUP($AB89,'Utility Admin'!$E:$G,2,FALSE))","v":0},{"$f":"IF($AB89=\"\",0,VLOOKUP($AB89,'Utility Admin'!$E:$G,3,FALSE))","v":0},{"$f":"IFERROR(IF(ABS(Summary!$F$12)<=ABS(Summary!$E$12)*'Utility Admin'!$I$5,$BA89*$DG89+$BB89*$DH89,$BA89*$DG89+$BA89*'Utility Admin'!$I$5*$DH89),0)","v":0},null,"Summer",null,null,null,null,null,null,null,null,null,null,{"$f":"IF(OR('Project Info'!$C$10=\"\",$C89=\"\",$D89=\"\"),\"\",VLOOKUP($D89,$DX$9:$EA$32,MATCH($C89,$DX$9:$EA$9,0),FALSE))","v":""},null,null,null,null,null,null,"ERROR: Contact Program Manager. Post Capacity/Unit x Post # of Units must be within +/- 20% of Pre Capacity/Unit x Pre # of Units."]
[null,81,"","",null,null,null,null,null,null,null,null,null,null,null,null,null,null,null,null,null,null,null,null,null,null,null,null,null,"A",null,null,null,null,null,null,null,null,null,null,null,null,null,null,0,0,0,0,0,0,999999999,"",0,0,{"$f":"IFERROR(IF($DI$261>'Utility Admin'!$H$5,$BB90/$BB$5*$BC$261,$DI90),0)","v":0},"","",{"$f":"IF(AND(OR($AB90=\"DX AC Air Cooled\",$AB90=\"DX HP Air Cooled\"),OR(AND($AJ90=\"Btu/hr\",$AI90<65000),AND($AJ90=\"Tons\",$AI90<65000/12000)),$AC90=\"Split\",$AO90>=15.2),MAX(Baselines!$CF334,12/9.8),Baselines!$CF334)","v":0},{"$f":"Baselines!$CG334","v":0},{"$f":"Baselines!$CI334","v":0},0,0,0,0,0,0,0,0,0,0,{"$f":"IF(OR($C90<>\"Early Retirement\",$J90=\"\"),0,IF(OR($I90=\"DX AC Air Cooled\",$I90=\"DX HP Air Cooled\"),VLOOKUP($J90,'Early Retirement'!$CI$6:$CM$32,2,FALSE),IF(OR($I90=\"PTAC\",$I90=\"PTHP\"),VLOOKUP($J90,'Early Retirement'!$CI$6:$CM$32,3,FALSE),IF(AND(OR($I90=\"Air Cooled Chiller\",$I90=\"Water Cooled Chiller\"),$L90<>\"Centrifugal\"),VLOOKUP($J90,'Early Retirement'!$CI$6:$CM$32,4,FALSE),IF(AND(OR($I90=\"Air Cooled Chiller\",$I90=\"Water Cooled Chiller\"),$L90=\"Centrifugal\"),VLOOKUP($J90,'Early Retirement'!$CI$6:$CM$32,5,FALSE),\"\")))))","v":0},0,0,0,0,0,0,0,0,0,0,0,"","","",0,0,0,{"$f":"IF(AND($C90=\"Early Retirement\",$J90<>\"\",$S90<>\"\",$U90<>\"\"),$CH90,IF(AND(OR($AB90=\"DX AC Air Cooled\",$AB90=\"DX HP Air Cooled\"),OR(AND($AJ90=\"Btu/hr\",$AI90<65000),AND($AJ90=\"Tons\",$AI90<65000/12000)),$AC90=\"Split\",$AO90>=15.2),MAX(Baselines!$CF83,12/9.8),Baselines!$CF83))","v":0},{"$f":"IF(AND($C90=\"Early Retirement\",$J90<>\"\",$S90<>\"\",$U90<>\"\"),$CI90,Baselines!$CG83)","v":0},{"$f":"Baselines!$CH83","v":"kW/ton"},"",{"$f":"IF(AND($C90=\"Early Retirement\",$J90<>\"\",$S90<>\"\",$U90<>\"\"),$CJ90,IF(AND(Baselines!$CI83=0,OR($CU90=\"DX HP\",$CU90=\"PTHP\")),$BH90,Baselines!$CI83))","v":0},"COP",{"$f":"IF(OR($C90=\"Replace-on-Burnout\",$C90=\"New Construction\"),$DC90,IF($CE90=\"\",\"\",IF(OR($CE90=\"DX HP\",$CE90=\"PTHP\"),VLOOKUP($D90,'Factor Tables'!$B$89:$M$105,MATCH(CONCATENATE($CE90,\" Clg\"),'Factor Tables'!$B$88:$M$88,0),FALSE),VLOOKUP($D90,'Factor Tables'!$B$89:$M$105,MATCH($CE90,'Factor Tables'!$B$88:$M$88,0),FALSE))))","v":""},{"$f":"IF(OR($C90=\"Replace-on-Burnout\",$C90=\"New Construction\"),$DD90,IF($CE90=\"\",\"\",IF($CE90=\"DX HP\",VLOOKUP($D90,'Factor Tables'!$B$89:$M$105,MATCH(\"DX HP Htg\",'Factor Tables'!$B$88:$M$88,0),FALSE),0)))","v":""},{"$f":"IF(OR($C90=\"Replace-on-Burnout\",$C90=\"New Construction\"),$DE90,IF($CE90=\"\",\"\",IF($CE90=\"DX HP\",VLOOKUP($D90,'Factor Tables'!$N$89:$Y$105,MATCH(\"DX HP Clg\",'Factor Tables'!$N$88:$Y$88,0),FALSE),IF($CE90=\"PTHP\",VLOOKUP($D90,'Factor Tables'!$N$89:$Y$105,MATCH(\"PTHP Clg\",'Factor Tables'!$N$88:$Y$88,0),FALSE),IF(AND($CE90<>\"DX HP\",$CE90<>\"PTHP\"),VLOOKUP($D90,'Factor Tables'!$N$89:$Y$105,MATCH($CE90,'Factor Tables'!$N$88:$Y$88,0),FALSE),\"\")))))","v":""},{"$f":"IF(OR($C90=\"Replace-on-Burnout\",$C90=\"New Construction\",$CU90=\"DX HP\",$CU90=\"PTHP\"),$DF90,IF($CE90=\"\",\"\",IF($CE90=\"DX HP\",VLOOKUP($D90,'Factor Tables'!$N$89:$Y$105,MATCH(\"DX HP Htg\",'Factor Tables'!$N$88:$Y$88,0),FALSE),IF($CE90=\"PTHP\",VLOOKUP($D90,'Factor Tables'!$N$89:$Y$105,MATCH(\"PTHP Htg\",'Factor Tables'!$N$88:$Y$88,0),FALSE),0))))","v":""},"","",0,0,"kW/ton","",0,"COP",{"$f":"IF($CU90=\"\",\"\",IF(OR($CU90=\"DX HP\",$CU90=\"VRF HP\",$CU90=\"PTHP\"),VLOOKUP($D90,'Factor Tables'!$B$89:$M$105,MATCH(CONCATENATE($CU90,\" Clg\"),'Factor Tables'!$B$88:$M$88,0),FALSE),VLOOKUP($D90,'Factor Tables'!$B$89:$M$105,MATCH($CU90,'Factor Tables'!$B$88:$M$88,0),FALSE)))","v":""},{"$f":"IF($CU90=\"\",\"\",IF(OR($CU90=\"DX HP\",$CU90=\"VRF HP\",$CU90=\"PTHP\"),VLOOKUP($D90,'Factor Tables'!$B$89:$M$105,MATCH(CONCATENATE($CU90,\" Htg\"),'Factor Tables'!$B$88:$M$88,0),FALSE),0))","v":""},{"$f":"IF($CU90=\"\",\"\",IF(OR($CU90=\"DX HP\",$CU90=\"VRF HP\",$CU90=\"PTHP\"),VLOOKUP($D90,'Factor Tables'!$N$89:$Y$105,MATCH(CONCATENATE($CU90,\" Clg\"),'Factor Tables'!$N$88:$Y$88,0),FALSE),VLOOKUP($D90,'Factor Tables'!$N$89:$Y$105,MATCH($CU90,'Factor Tables'!$N$88:$Y$88,0),FALSE)))","v":""},{"$f":"IF($CU90=\"\",\"\",IF(OR($CU90=\"DX HP\",$CU90=\"VRF HP\",$CU90=\"PTHP\"),VLOOKUP($D90,'Factor Tables'!$N$89:$Y$105,MATCH(CONCATENATE($CU90,\" Htg\"),'Factor Tables'!$N$88:$Y$88,0),FALSE),0))","v":""},{"$f":"IF($AB90=\"\",0,VLOOKUP($AB90,'Utility Admin'!$E:$G,2,FALSE))","v":0},{"$f":"IF($AB90=\"\",0,VLOOKUP($AB90,'Utility Admin'!$E:$G,3,FALSE))","v":0},{"$f":"IFERROR(IF(ABS(Summary!$F$12)<=ABS(Summary!$E$12)*'Utility Admin'!$I$5,$BA90*$DG90+$BB90*$DH90,$BA90*$DG90+$BA90*'Utility Admin'!$I$5*$DH90),0)","v":0},null,"Summer",null,null,null,null,null,null,null,null,null,null,{"$f":"IF(OR('Project Info'!$C$10=\"\",$C90=\"\",$D90=\"\"),\"\",VLOOKUP($D90,$DX$9:$EA$32,MATCH($C90,$DX$9:$EA$9,0),FALSE))","v":""},null,null,null,null,null,null,"ERROR: Contact Program Manager. Post Capacity/Unit x Post # of Units must be within +/- 20% of Pre Capacity/Unit x Pre # of Units."]
[null,82,"","",null,null,null,null,null,null,null,null,null,null,null,null,null,null,null,null,null,null,null,null,null,null,null,null,null,"A",null,null,null,null,null,null,null,null,null,null,null,null,null,null,0,0,0,0,0,0,999999999,"",0,0,{"$f":"IFERROR(IF($DI$261>'Utility Admin'!$H$5,$BB91/$BB$5*$BC$261,$DI91),0)","v":0},"","",{"$f":"IF(AND(OR($AB91=\"DX AC Air Cooled\",$AB91=\"DX HP Air Cooled\"),OR(AND($AJ91=\"Btu/hr\",$AI91<65000),AND($AJ91=\"Tons\",$AI91<65000/12000)),$AC91=\"Split\",$AO91>=15.2),MAX(Baselines!$CF335,12/9.8),Baselines!$CF335)","v":0},{"$f":"Baselines!$CG335","v":0},{"$f":"Baselines!$CI335","v":0},0,0,0,0,0,0,0,0,0,0,{"$f":"IF(OR($C91<>\"Early Retirement\",$J91=\"\"),0,IF(OR($I91=\"DX AC Air Cooled\",$I91=\"DX HP Air Cooled\"),VLOOKUP($J91,'Early Retirement'!$CI$6:$CM$32,2,FALSE),IF(OR($I91=\"PTAC\",$I91=\"PTHP\"),VLOOKUP($J91,'Early Retirement'!$CI$6:$CM$32,3,FALSE),IF(AND(OR($I91=\"Air Cooled Chiller\",$I91=\"Water Cooled Chiller\"),$L91<>\"Centrifugal\"),VLOOKUP($J91,'Early Retirement'!$CI$6:$CM$32,4,FALSE),IF(AND(OR($I91=\"Air Cooled Chiller\",$I91=\"Water Cooled Chiller\"),$L91=\"Centrifugal\"),VLOOKUP($J91,'Early Retirement'!$CI$6:$CM$32,5,FALSE),\"\")))))","v":0},0,0,0,0,0,0,0,0,0,0,0,"","","",0,0,0,{"$f":"IF(AND($C91=\"Early Retirement\",$J91<>\"\",$S91<>\"\",$U91<>\"\"),$CH91,IF(AND(OR($AB91=\"DX AC Air Cooled\",$AB91=\"DX HP Air Cooled\"),OR(AND($AJ91=\"Btu/hr\",$AI91<65000),AND($AJ91=\"Tons\",$AI91<65000/12000)),$AC91=\"Split\",$AO91>=15.2),MAX(Baselines!$CF84,12/9.8),Baselines!$CF84))","v":0},{"$f":"IF(AND($C91=\"Early Retirement\",$J91<>\"\",$S91<>\"\",$U91<>\"\"),$CI91,Baselines!$CG84)","v":0},{"$f":"Baselines!$CH84","v":"kW/ton"},"",{"$f":"IF(AND($C91=\"Early Retirement\",$J91<>\"\",$S91<>\"\",$U91<>\"\"),$CJ91,IF(AND(Baselines!$CI84=0,OR($CU91=\"DX HP\",$CU91=\"PTHP\")),$BH91,Baselines!$CI84))","v":0},"COP",{"$f":"IF(OR($C91=\"Replace-on-Burnout\",$C91=\"New Construction\"),$DC91,IF($CE91=\"\",\"\",IF(OR($CE91=\"DX HP\",$CE91=\"PTHP\"),VLOOKUP($D91,'Factor Tables'!$B$89:$M$105,MATCH(CONCATENATE($CE91,\" Clg\"),'Factor Tables'!$B$88:$M$88,0),FALSE),VLOOKUP($D91,'Factor Tables'!$B$89:$M$105,MATCH($CE91,'Factor Tables'!$B$88:$M$88,0),FALSE))))","v":""},{"$f":"IF(OR($C91=\"Replace-on-Burnout\",$C91=\"New Construction\"),$DD91,IF($CE91=\"\",\"\",IF($CE91=\"DX HP\",VLOOKUP($D91,'Factor Tables'!$B$89:$M$105,MATCH(\"DX HP Htg\",'Factor Tables'!$B$88:$M$88,0),FALSE),0)))","v":""},{"$f":"IF(OR($C91=\"Replace-on-Burnout\",$C91=\"New Construction\"),$DE91,IF($CE91=\"\",\"\",IF($CE91=\"DX HP\",VLOOKUP($D91,'Factor Tables'!$N$89:$Y$105,MATCH(\"DX HP Clg\",'Factor Tables'!$N$88:$Y$88,0),FALSE),IF($CE91=\"PTHP\",VLOOKUP($D91,'Factor Tables'!$N$89:$Y$105,MATCH(\"PTHP Clg\",'Factor Tables'!$N$88:$Y$88,0),FALSE),IF(AND($CE91<>\"DX HP\",$CE91<>\"PTHP\"),VLOOKUP($D91,'Factor Tables'!$N$89:$Y$105,MATCH($CE91,'Factor Tables'!$N$88:$Y$88,0),FALSE),\"\")))))","v":""},{"$f":"IF(OR($C91=\"Replace-on-Burnout\",$C91=\"New Construction\",$CU91=\"DX HP\",$CU91=\"PTHP\"),$DF91,IF($CE91=\"\",\"\",IF($CE91=\"DX HP\",VLOOKUP($D91,'Factor Tables'!$N$89:$Y$105,MATCH(\"DX HP Htg\",'Factor Tables'!$N$88:$Y$88,0),FALSE),IF($CE91=\"PTHP\",VLOOKUP($D91,'Factor Tables'!$N$89:$Y$105,MATCH(\"PTHP Htg\",'Factor Tables'!$N$88:$Y$88,0),FALSE),0))))","v":""},"","",0,0,"kW/ton","",0,"COP",{"$f":"IF($CU91=\"\",\"\",IF(OR($CU91=\"DX HP\",$CU91=\"VRF HP\",$CU91=\"PTHP\"),VLOOKUP($D91,'Factor Tables'!$B$89:$M$105,MATCH(CONCATENATE($CU91,\" Clg\"),'Factor Tables'!$B$88:$M$88,0),FALSE),VLOOKUP($D91,'Factor Tables'!$B$89:$M$105,MATCH($CU91,'Factor Tables'!$B$88:$M$88,0),FALSE)))","v":""},{"$f":"IF($CU91=\"\",\"\",IF(OR($CU91=\"DX HP\",$CU91=\"VRF HP\",$CU91=\"PTHP\"),VLOOKUP($D91,'Factor Tables'!$B$89:$M$105,MATCH(CONCATENATE($CU91,\" Htg\"),'Factor Tables'!$B$88:$M$88,0),FALSE),0))","v":""},{"$f":"IF($CU91=\"\",\"\",IF(OR($CU91=\"DX HP\",$CU91=\"VRF HP\",$CU91=\"PTHP\"),VLOOKUP($D91,'Factor Tables'!$N$89:$Y$105,MATCH(CONCATENATE($CU91,\" Clg\"),'Factor Tables'!$N$88:$Y$88,0),FALSE),VLOOKUP($D91,'Factor Tables'!$N$89:$Y$105,MATCH($CU91,'Factor Tables'!$N$88:$Y$88,0),FALSE)))","v":""},{"$f":"IF($CU91=\"\",\"\",IF(OR($CU91=\"DX HP\",$CU91=\"VRF HP\",$CU91=\"PTHP\"),VLOOKUP($D91,'Factor Tables'!$N$89:$Y$105,MATCH(CONCATENATE($CU91,\" Htg\"),'Factor Tables'!$N$88:$Y$88,0),FALSE),0))","v":""},{"$f":"IF($AB91=\"\",0,VLOOKUP($AB91,'Utility Admin'!$E:$G,2,FALSE))","v":0},{"$f":"IF($AB91=\"\",0,VLOOKUP($AB91,'Utility Admin'!$E:$G,3,FALSE))","v":0},{"$f":"IFERROR(IF(ABS(Summary!$F$12)<=ABS(Summary!$E$12)*'Utility Admin'!$I$5,$BA91*$DG91+$BB91*$DH91,$BA91*$DG91+$BA91*'Utility Admin'!$I$5*$DH91),0)","v":0},null,"Summer",null,null,null,null,null,null,null,null,null,null,{"$f":"IF(OR('Project Info'!$C$10=\"\",$C91=\"\",$D91=\"\"),\"\",VLOOKUP($D91,$DX$9:$EA$32,MATCH($C91,$DX$9:$EA$9,0),FALSE))","v":""},null,null,null,null,null,null,"ERROR: Contact Program Manager. Post Capacity/Unit x Post # of Units must be within +/- 20% of Pre Capacity/Unit x Pre # of Units."]
[null,83,"","",null,null,null,null,null,null,null,null,null,null,null,null,null,null,null,null,null,null,null,null,null,null,null,null,null,"A",null,null,null,null,null,null,null,null,null,null,null,null,null,null,0,0,0,0,0,0,999999999,"",0,0,{"$f":"IFERROR(IF($DI$261>'Utility Admin'!$H$5,$BB92/$BB$5*$BC$261,$DI92),0)","v":0},"","",{"$f":"IF(AND(OR($AB92=\"DX AC Air Cooled\",$AB92=\"DX HP Air Cooled\"),OR(AND($AJ92=\"Btu/hr\",$AI92<65000),AND($AJ92=\"Tons\",$AI92<65000/12000)),$AC92=\"Split\",$AO92>=15.2),MAX(Baselines!$CF336,12/9.8),Baselines!$CF336)","v":0},{"$f":"Baselines!$CG336","v":0},{"$f":"Baselines!$CI336","v":0},0,0,0,0,0,0,0,0,0,0,{"$f":"IF(OR($C92<>\"Early Retirement\",$J92=\"\"),0,IF(OR($I92=\"DX AC Air Cooled\",$I92=\"DX HP Air Cooled\"),VLOOKUP($J92,'Early Retirement'!$CI$6:$CM$32,2,FALSE),IF(OR($I92=\"PTAC\",$I92=\"PTHP\"),VLOOKUP($J92,'Early Retirement'!$CI$6:$CM$32,3,FALSE),IF(AND(OR($I92=\"Air Cooled Chiller\",$I92=\"Water Cooled Chiller\"),$L92<>\"Centrifugal\"),VLOOKUP($J92,'Early Retirement'!$CI$6:$CM$32,4,FALSE),IF(AND(OR($I92=\"Air Cooled Chiller\",$I92=\"Water Cooled Chiller\"),$L92=\"Centrifugal\"),VLOOKUP($J92,'Early Retirement'!$CI$6:$CM$32,5,FALSE),\"\")))))","v":0},0,0,0,0,0,0,0,0,0,0,0,"","","",0,0,0,{"$f":"IF(AND($C92=\"Early Retirement\",$J92<>\"\",$S92<>\"\",$U92<>\"\"),$CH92,IF(AND(OR($AB92=\"DX AC Air Cooled\",$AB92=\"DX HP Air Cooled\"),OR(AND($AJ92=\"Btu/hr\",$AI92<65000),AND($AJ92=\"Tons\",$AI92<65000/12000)),$AC92=\"Split\",$AO92>=15.2),MAX(Baselines!$CF85,12/9.8),Baselines!$CF85))","v":0},{"$f":"IF(AND($C92=\"Early Retirement\",$J92<>\"\",$S92<>\"\",$U92<>\"\"),$CI92,Baselines!$CG85)","v":0},{"$f":"Baselines!$CH85","v":"kW/ton"},"",{"$f":"IF(AND($C92=\"Early Retirement\",$J92<>\"\",$S92<>\"\",$U92<>\"\"),$CJ92,IF(AND(Baselines!$CI85=0,OR($CU92=\"DX HP\",$CU92=\"PTHP\")),$BH92,Baselines!$CI85))","v":0},"COP",{"$f":"IF(OR($C92=\"Replace-on-Burnout\",$C92=\"New Construction\"),$DC92,IF($CE92=\"\",\"\",IF(OR($CE92=\"DX HP\",$CE92=\"PTHP\"),VLOOKUP($D92,'Factor Tables'!$B$89:$M$105,MATCH(CONCATENATE($CE92,\" Clg\"),'Factor Tables'!$B$88:$M$88,0),FALSE),VLOOKUP($D92,'Factor Tables'!$B$89:$M$105,MATCH($CE92,'Factor Tables'!$B$88:$M$88,0),FALSE))))","v":""},{"$f":"IF(OR($C92=\"Replace-on-Burnout\",$C92=\"New Construction\"),$DD92,IF($CE92=\"\",\"\",IF($CE92=\"DX HP\",VLOOKUP($D92,'Factor Tables'!$B$89:$M$105,MATCH(\"DX HP Htg\",'Factor Tables'!$B$88:$M$88,0),FALSE),0)))","v":""},{"$f":"IF(OR($C92=\"Replace-on-Burnout\",$C92=\"New Construction\"),$DE92,IF($CE92=\"\",\"\",IF($CE92=\"DX HP\",VLOOKUP($D92,'Factor Tables'!$N$89:$Y$105,MATCH(\"DX HP Clg\",'Factor Tables'!$N$88:$Y$88,0),FALSE),IF($CE92=\"PTHP\",VLOOKUP($D92,'Factor Tables'!$N$89:$Y$105,MATCH(\"PTHP Clg\",'Factor Tables'!$N$88:$Y$88,0),FALSE),IF(AND($CE92<>\"DX HP\",$CE92<>\"PTHP\"),VLOOKUP($D92,'Factor Tables'!$N$89:$Y$105,MATCH($CE92,'Factor Tables'!$N$88:$Y$88,0),FALSE),\"\")))))","v":""},{"$f":"IF(OR($C92=\"Replace-on-Burnout\",$C92=\"New Construction\",$CU92=\"DX HP\",$CU92=\"PTHP\"),$DF92,IF($CE92=\"\",\"\",IF($CE92=\"DX HP\",VLOOKUP($D92,'Factor Tables'!$N$89:$Y$105,MATCH(\"DX HP Htg\",'Factor Tables'!$N$88:$Y$88,0),FALSE),IF($CE92=\"PTHP\",VLOOKUP($D92,'Factor Tables'!$N$89:$Y$105,MATCH(\"PTHP Htg\",'Factor Tables'!$N$88:$Y$88,0),FALSE),0))))","v":""},"","",0,0,"kW/ton","",0,"COP",{"$f":"IF($CU92=\"\",\"\",IF(OR($CU92=\"DX HP\",$CU92=\"VRF HP\",$CU92=\"PTHP\"),VLOOKUP($D92,'Factor Tables'!$B$89:$M$105,MATCH(CONCATENATE($CU92,\" Clg\"),'Factor Tables'!$B$88:$M$88,0),FALSE),VLOOKUP($D92,'Factor Tables'!$B$89:$M$105,MATCH($CU92,'Factor Tables'!$B$88:$M$88,0),FALSE)))","v":""},{"$f":"IF($CU92=\"\",\"\",IF(OR($CU92=\"DX HP\",$CU92=\"VRF HP\",$CU92=\"PTHP\"),VLOOKUP($D92,'Factor Tables'!$B$89:$M$105,MATCH(CONCATENATE($CU92,\" Htg\"),'Factor Tables'!$B$88:$M$88,0),FALSE),0))","v":""},{"$f":"IF($CU92=\"\",\"\",IF(OR($CU92=\"DX HP\",$CU92=\"VRF HP\",$CU92=\"PTHP\"),VLOOKUP($D92,'Factor Tables'!$N$89:$Y$105,MATCH(CONCATENATE($CU92,\" Clg\"),'Factor Tables'!$N$88:$Y$88,0),FALSE),VLOOKUP($D92,'Factor Tables'!$N$89:$Y$105,MATCH($CU92,'Factor Tables'!$N$88:$Y$88,0),FALSE)))","v":""},{"$f":"IF($CU92=\"\",\"\",IF(OR($CU92=\"DX HP\",$CU92=\"VRF HP\",$CU92=\"PTHP\"),VLOOKUP($D92,'Factor Tables'!$N$89:$Y$105,MATCH(CONCATENATE($CU92,\" Htg\"),'Factor Tables'!$N$88:$Y$88,0),FALSE),0))","v":""},{"$f":"IF($AB92=\"\",0,VLOOKUP($AB92,'Utility Admin'!$E:$G,2,FALSE))","v":0},{"$f":"IF($AB92=\"\",0,VLOOKUP($AB92,'Utility Admin'!$E:$G,3,FALSE))","v":0},{"$f":"IFERROR(IF(ABS(Summary!$F$12)<=ABS(Summary!$E$12)*'Utility Admin'!$I$5,$BA92*$DG92+$BB92*$DH92,$BA92*$DG92+$BA92*'Utility Admin'!$I$5*$DH92),0)","v":0},null,"Summer",null,null,null,null,null,null,null,null,null,null,{"$f":"IF(OR('Project Info'!$C$10=\"\",$C92=\"\",$D92=\"\"),\"\",VLOOKUP($D92,$DX$9:$EA$32,MATCH($C92,$DX$9:$EA$9,0),FALSE))","v":""},null,null,null,null,null,null,"ERROR: Contact Program Manager. Post Capacity/Unit x Post # of Units must be within +/- 20% of Pre Capacity/Unit x Pre # of Units."]
[null,84,"","",null,null,null,null,null,null,null,null,null,null,null,null,null,null,null,null,null,null,null,null,null,null,null,null,null,"A",null,null,null,null,null,null,null,null,null,null,null,null,null,null,0,0,0,0,0,0,999999999,"",0,0,{"$f":"IFERROR(IF($DI$261>'Utility Admin'!$H$5,$BB93/$BB$5*$BC$261,$DI93),0)","v":0},"","",{"$f":"IF(AND(OR($AB93=\"DX AC Air Cooled\",$AB93=\"DX HP Air Cooled\"),OR(AND($AJ93=\"Btu/hr\",$AI93<65000),AND($AJ93=\"Tons\",$AI93<65000/12000)),$AC93=\"Split\",$AO93>=15.2),MAX(Baselines!$CF337,12/9.8),Baselines!$CF337)","v":0},{"$f":"Baselines!$CG337","v":0},{"$f":"Baselines!$CI337","v":0},0,0,0,0,0,0,0,0,0,0,{"$f":"IF(OR($C93<>\"Early Retirement\",$J93=\"\"),0,IF(OR($I93=\"DX AC Air Cooled\",$I93=\"DX HP Air Cooled\"),VLOOKUP($J93,'Early Retirement'!$CI$6:$CM$32,2,FALSE),IF(OR($I93=\"PTAC\",$I93=\"PTHP\"),VLOOKUP($J93,'Early Retirement'!$CI$6:$CM$32,3,FALSE),IF(AND(OR($I93=\"Air Cooled Chiller\",$I93=\"Water Cooled Chiller\"),$L93<>\"Centrifugal\"),VLOOKUP($J93,'Early Retirement'!$CI$6:$CM$32,4,FALSE),IF(AND(OR($I93=\"Air Cooled Chiller\",$I93=\"Water Cooled Chiller\"),$L93=\"Centrifugal\"),VLOOKUP($J93,'Early Retirement'!$CI$6:$CM$32,5,FALSE),\"\")))))","v":0},0,0,0,0,0,0,0,0,0,0,0,"","","",0,0,0,{"$f":"IF(AND($C93=\"Early Retirement\",$J93<>\"\",$S93<>\"\",$U93<>\"\"),$CH93,IF(AND(OR($AB93=\"DX AC Air Cooled\",$AB93=\"DX HP Air Cooled\"),OR(AND($AJ93=\"Btu/hr\",$AI93<65000),AND($AJ93=\"Tons\",$AI93<65000/12000)),$AC93=\"Split\",$AO93>=15.2),MAX(Baselines!$CF86,12/9.8),Baselines!$CF86))","v":0},{"$f":"IF(AND($C93=\"Early Retirement\",$J93<>\"\",$S93<>\"\",$U93<>\"\"),$CI93,Baselines!$CG86)","v":0},{"$f":"Baselines!$CH86","v":"kW/ton"},"",{"$f":"IF(AND($C93=\"Early Retirement\",$J93<>\"\",$S93<>\"\",$U93<>\"\"),$CJ93,IF(AND(Baselines!$CI86=0,OR($CU93=\"DX HP\",$CU93=\"PTHP\")),$BH93,Baselines!$CI86))","v":0},"COP",{"$f":"IF(OR($C93=\"Replace-on-Burnout\",$C93=\"New Construction\"),$DC93,IF($CE93=\"\",\"\",IF(OR($CE93=\"DX HP\",$CE93=\"PTHP\"),VLOOKUP($D93,'Factor Tables'!$B$89:$M$105,MATCH(CONCATENATE($CE93,\" Clg\"),'Factor Tables'!$B$88:$M$88,0),FALSE),VLOOKUP($D93,'Factor Tables'!$B$89:$M$105,MATCH($CE93,'Factor Tables'!$B$88:$M$88,0),FALSE))))","v":""},{"$f":"IF(OR($C93=\"Replace-on-Burnout\",$C93=\"New Construction\"),$DD93,IF($CE93=\"\",\"\",IF($CE93=\"DX HP\",VLOOKUP($D93,'Factor Tables'!$B$89:$M$105,MATCH(\"DX HP Htg\",'Factor Tables'!$B$88:$M$88,0),FALSE),0)))","v":""},{"$f":"IF(OR($C93=\"Replace-on-Burnout\",$C93=\"New Construction\"),$DE93,IF($CE93=\"\",\"\",IF($CE93=\"DX HP\",VLOOKUP($D93,'Factor Tables'!$N$89:$Y$105,MATCH(\"DX HP Clg\",'Factor Tables'!$N$88:$Y$88,0),FALSE),IF($CE93=\"PTHP\",VLOOKUP($D93,'Factor Tables'!$N$89:$Y$105,MATCH(\"PTHP Clg\",'Factor Tables'!$N$88:$Y$88,0),FALSE),IF(AND($CE93<>\"DX HP\",$CE93<>\"PTHP\"),VLOOKUP($D93,'Factor Tables'!$N$89:$Y$105,MATCH($CE93,'Factor Tables'!$N$88:$Y$88,0),FALSE),\"\")))))","v":""},{"$f":"IF(OR($C93=\"Replace-on-Burnout\",$C93=\"New Construction\",$CU93=\"DX HP\",$CU93=\"PTHP\"),$DF93,IF($CE93=\"\",\"\",IF($CE93=\"DX HP\",VLOOKUP($D93,'Factor Tables'!$N$89:$Y$105,MATCH(\"DX HP Htg\",'Factor Tables'!$N$88:$Y$88,0),FALSE),IF($CE93=\"PTHP\",VLOOKUP($D93,'Factor Tables'!$N$89:$Y$105,MATCH(\"PTHP Htg\",'Factor Tables'!$N$88:$Y$88,0),FALSE),0))))","v":""},"","",0,0,"kW/ton","",0,"COP",{"$f":"IF($CU93=\"\",\"\",IF(OR($CU93=\"DX HP\",$CU93=\"VRF HP\",$CU93=\"PTHP\"),VLOOKUP($D93,'Factor Tables'!$B$89:$M$105,MATCH(CONCATENATE($CU93,\" Clg\"),'Factor Tables'!$B$88:$M$88,0),FALSE),VLOOKUP($D93,'Factor Tables'!$B$89:$M$105,MATCH($CU93,'Factor Tables'!$B$88:$M$88,0),FALSE)))","v":""},{"$f":"IF($CU93=\"\",\"\",IF(OR($CU93=\"DX HP\",$CU93=\"VRF HP\",$CU93=\"PTHP\"),VLOOKUP($D93,'Factor Tables'!$B$89:$M$105,MATCH(CONCATENATE($CU93,\" Htg\"),'Factor Tables'!$B$88:$M$88,0),FALSE),0))","v":""},{"$f":"IF($CU93=\"\",\"\",IF(OR($CU93=\"DX HP\",$CU93=\"VRF HP\",$CU93=\"PTHP\"),VLOOKUP($D93,'Factor Tables'!$N$89:$Y$105,MATCH(CONCATENATE($CU93,\" Clg\"),'Factor Tables'!$N$88:$Y$88,0),FALSE),VLOOKUP($D93,'Factor Tables'!$N$89:$Y$105,MATCH($CU93,'Factor Tables'!$N$88:$Y$88,0),FALSE)))","v":""},{"$f":"IF($CU93=\"\",\"\",IF(OR($CU93=\"DX HP\",$CU93=\"VRF HP\",$CU93=\"PTHP\"),VLOOKUP($D93,'Factor Tables'!$N$89:$Y$105,MATCH(CONCATENATE($CU93,\" Htg\"),'Factor Tables'!$N$88:$Y$88,0),FALSE),0))","v":""},{"$f":"IF($AB93=\"\",0,VLOOKUP($AB93,'Utility Admin'!$E:$G,2,FALSE))","v":0},{"$f":"IF($AB93=\"\",0,VLOOKUP($AB93,'Utility Admin'!$E:$G,3,FALSE))","v":0},{"$f":"IFERROR(IF(ABS(Summary!$F$12)<=ABS(Summary!$E$12)*'Utility Admin'!$I$5,$BA93*$DG93+$BB93*$DH93,$BA93*$DG93+$BA93*'Utility Admin'!$I$5*$DH93),0)","v":0},null,"Summer",null,null,null,null,null,null,null,null,null,null,{"$f":"IF(OR('Project Info'!$C$10=\"\",$C93=\"\",$D93=\"\"),\"\",VLOOKUP($D93,$DX$9:$EA$32,MATCH($C93,$DX$9:$EA$9,0),FALSE))","v":""},null,null,null,null,null,null,"ERROR: Contact Program Manager. Post Capacity/Unit x Post # of Units must be within +/- 20% of Pre Capacity/Unit x Pre # of Units."]
[null,85,"","",null,null,null,null,null,null,null,null,null,null,null,null,null,null,null,null,null,null,null,null,null,null,null,null,null,"A",null,null,null,null,null,null,null,null,null,null,null,null,null,null,0,0,0,0,0,0,999999999,"",0,0,{"$f":"IFERROR(IF($DI$261>'Utility Admin'!$H$5,$BB94/$BB$5*$BC$261,$DI94),0)","v":0},"","",{"$f":"IF(AND(OR($AB94=\"DX AC Air Cooled\",$AB94=\"DX HP Air Cooled\"),OR(AND($AJ94=\"Btu/hr\",$AI94<65000),AND($AJ94=\"Tons\",$AI94<65000/12000)),$AC94=\"Split\",$AO94>=15.2),MAX(Baselines!$CF338,12/9.8),Baselines!$CF338)","v":0},{"$f":"Baselines!$CG338","v":0},{"$f":"Baselines!$CI338","v":0},0,0,0,0,0,0,0,0,0,0,{"$f":"IF(OR($C94<>\"Early Retirement\",$J94=\"\"),0,IF(OR($I94=\"DX AC Air Cooled\",$I94=\"DX HP Air Cooled\"),VLOOKUP($J94,'Early Retirement'!$CI$6:$CM$32,2,FALSE),IF(OR($I94=\"PTAC\",$I94=\"PTHP\"),VLOOKUP($J94,'Early Retirement'!$CI$6:$CM$32,3,FALSE),IF(AND(OR($I94=\"Air Cooled Chiller\",$I94=\"Water Cooled Chiller\"),$L94<>\"Centrifugal\"),VLOOKUP($J94,'Early Retirement'!$CI$6:$CM$32,4,FALSE),IF(AND(OR($I94=\"Air Cooled Chiller\",$I94=\"Water Cooled Chiller\"),$L94=\"Centrifugal\"),VLOOKUP($J94,'Early Retirement'!$CI$6:$CM$32,5,FALSE),\"\")))))","v":0},0,0,0,0,0,0,0,0,0,0,0,"","","",0,0,0,{"$f":"IF(AND($C94=\"Early Retirement\",$J94<>\"\",$S94<>\"\",$U94<>\"\"),$CH94,IF(AND(OR($AB94=\"DX AC Air Cooled\",$AB94=\"DX HP Air Cooled\"),OR(AND($AJ94=\"Btu/hr\",$AI94<65000),AND($AJ94=\"Tons\",$AI94<65000/12000)),$AC94=\"Split\",$AO94>=15.2),MAX(Baselines!$CF87,12/9.8),Baselines!$CF87))","v":0},{"$f":"IF(AND($C94=\"Early Retirement\",$J94<>\"\",$S94<>\"\",$U94<>\"\"),$CI94,Baselines!$CG87)","v":0},{"$f":"Baselines!$CH87","v":"kW/ton"},"",{"$f":"IF(AND($C94=\"Early Retirement\",$J94<>\"\",$S94<>\"\",$U94<>\"\"),$CJ94,IF(AND(Baselines!$CI87=0,OR($CU94=\"DX HP\",$CU94=\"PTHP\")),$BH94,Baselines!$CI87))","v":0},"COP",{"$f":"IF(OR($C94=\"Replace-on-Burnout\",$C94=\"New Construction\"),$DC94,IF($CE94=\"\",\"\",IF(OR($CE94=\"DX HP\",$CE94=\"PTHP\"),VLOOKUP($D94,'Factor Tables'!$B$89:$M$105,MATCH(CONCATENATE($CE94,\" Clg\"),'Factor Tables'!$B$88:$M$88,0),FALSE),VLOOKUP($D94,'Factor Tables'!$B$89:$M$105,MATCH($CE94,'Factor Tables'!$B$88:$M$88,0),FALSE))))","v":""},{"$f":"IF(OR($C94=\"Replace-on-Burnout\",$C94=\"New Construction\"),$DD94,IF($CE94=\"\",\"\",IF($CE94=\"DX HP\",VLOOKUP($D94,'Factor Tables'!$B$89:$M$105,MATCH(\"DX HP Htg\",'Factor Tables'!$B$88:$M$88,0),FALSE),0)))","v":""},{"$f":"IF(OR($C94=\"Replace-on-Burnout\",$C94=\"New Construction\"),$DE94,IF($CE94=\"\",\"\",IF($CE94=\"DX HP\",VLOOKUP($D94,'Factor Tables'!$N$89:$Y$105,MATCH(\"DX HP Clg\",'Factor Tables'!$N$88:$Y$88,0),FALSE),IF($CE94=\"PTHP\",VLOOKUP($D94,'Factor Tables'!$N$89:$Y$105,MATCH(\"PTHP Clg\",'Factor Tables'!$N$88:$Y$88,0),FALSE),IF(AND($CE94<>\"DX HP\",$CE94<>\"PTHP\"),VLOOKUP($D94,'Factor Tables'!$N$89:$Y$105,MATCH($CE94,'Factor Tables'!$N$88:$Y$88,0),FALSE),\"\")))))","v":""},{"$f":"IF(OR($C94=\"Replace-on-Burnout\",$C94=\"New Construction\",$CU94=\"DX HP\",$CU94=\"PTHP\"),$DF94,IF($CE94=\"\",\"\",IF($CE94=\"DX HP\",VLOOKUP($D94,'Factor Tables'!$N$89:$Y$105,MATCH(\"DX HP Htg\",'Factor Tables'!$N$88:$Y$88,0),FALSE),IF($CE94=\"PTHP\",VLOOKUP($D94,'Factor Tables'!$N$89:$Y$105,MATCH(\"PTHP Htg\",'Factor Tables'!$N$88:$Y$88,0),FALSE),0))))","v":""},"","",0,0,"kW/ton","",0,"COP",{"$f":"IF($CU94=\"\",\"\",IF(OR($CU94=\"DX HP\",$CU94=\"VRF HP\",$CU94=\"PTHP\"),VLOOKUP($D94,'Factor Tables'!$B$89:$M$105,MATCH(CONCATENATE($CU94,\" Clg\"),'Factor Tables'!$B$88:$M$88,0),FALSE),VLOOKUP($D94,'Factor Tables'!$B$89:$M$105,MATCH($CU94,'Factor Tables'!$B$88:$M$88,0),FALSE)))","v":""},{"$f":"IF($CU94=\"\",\"\",IF(OR($CU94=\"DX HP\",$CU94=\"VRF HP\",$CU94=\"PTHP\"),VLOOKUP($D94,'Factor Tables'!$B$89:$M$105,MATCH(CONCATENATE($CU94,\" Htg\"),'Factor Tables'!$B$88:$M$88,0),FALSE),0))","v":""},{"$f":"IF($CU94=\"\",\"\",IF(OR($CU94=\"DX HP\",$CU94=\"VRF HP\",$CU94=\"PTHP\"),VLOOKUP($D94,'Factor Tables'!$N$89:$Y$105,MATCH(CONCATENATE($CU94,\" Clg\"),'Factor Tables'!$N$88:$Y$88,0),FALSE),VLOOKUP($D94,'Factor Tables'!$N$89:$Y$105,MATCH($CU94,'Factor Tables'!$N$88:$Y$88,0),FALSE)))","v":""},{"$f":"IF($CU94=\"\",\"\",IF(OR($CU94=\"DX HP\",$CU94=\"VRF HP\",$CU94=\"PTHP\"),VLOOKUP($D94,'Factor Tables'!$N$89:$Y$105,MATCH(CONCATENATE($CU94,\" Htg\"),'Factor Tables'!$N$88:$Y$88,0),FALSE),0))","v":""},{"$f":"IF($AB94=\"\",0,VLOOKUP($AB94,'Utility Admin'!$E:$G,2,FALSE))","v":0},{"$f":"IF($AB94=\"\",0,VLOOKUP($AB94,'Utility Admin'!$E:$G,3,FALSE))","v":0},{"$f":"IFERROR(IF(ABS(Summary!$F$12)<=ABS(Summary!$E$12)*'Utility Admin'!$I$5,$BA94*$DG94+$BB94*$DH94,$BA94*$DG94+$BA94*'Utility Admin'!$I$5*$DH94),0)","v":0},null,"Summer",null,null,null,null,null,null,null,null,null,null,{"$f":"IF(OR('Project Info'!$C$10=\"\",$C94=\"\",$D94=\"\"),\"\",VLOOKUP($D94,$DX$9:$EA$32,MATCH($C94,$DX$9:$EA$9,0),FALSE))","v":""},null,null,null,null,null,null,"ERROR: Contact Program Manager. Post Capacity/Unit x Post # of Units must be within +/- 20% of Pre Capacity/Unit x Pre # of Units."]
[null,86,"","",null,null,null,null,null,null,null,null,null,null,null,null,null,null,null,null,null,null,null,null,null,null,null,null,null,"A",null,null,null,null,null,null,null,null,null,null,null,null,null,null,0,0,0,0,0,0,999999999,"",0,0,{"$f":"IFERROR(IF($DI$261>'Utility Admin'!$H$5,$BB95/$BB$5*$BC$261,$DI95),0)","v":0},"","",{"$f":"IF(AND(OR($AB95=\"DX AC Air Cooled\",$AB95=\"DX HP Air Cooled\"),OR(AND($AJ95=\"Btu/hr\",$AI95<65000),AND($AJ95=\"Tons\",$AI95<65000/12000)),$AC95=\"Split\",$AO95>=15.2),MAX(Baselines!$CF339,12/9.8),Baselines!$CF339)","v":0},{"$f":"Baselines!$CG339","v":0},{"$f":"Baselines!$CI339","v":0},0,0,0,0,0,0,0,0,0,0,{"$f":"IF(OR($C95<>\"Early Retirement\",$J95=\"\"),0,IF(OR($I95=\"DX AC Air Cooled\",$I95=\"DX HP Air Cooled\"),VLOOKUP($J95,'Early Retirement'!$CI$6:$CM$32,2,FALSE),IF(OR($I95=\"PTAC\",$I95=\"PTHP\"),VLOOKUP($J95,'Early Retirement'!$CI$6:$CM$32,3,FALSE),IF(AND(OR($I95=\"Air Cooled Chiller\",$I95=\"Water Cooled Chiller\"),$L95<>\"Centrifugal\"),VLOOKUP($J95,'Early Retirement'!$CI$6:$CM$32,4,FALSE),IF(AND(OR($I95=\"Air Cooled Chiller\",$I95=\"Water Cooled Chiller\"),$L95=\"Centrifugal\"),VLOOKUP($J95,'Early Retirement'!$CI$6:$CM$32,5,FALSE),\"\")))))","v":0},0,0,0,0,0,0,0,0,0,0,0,"","","",0,0,0,{"$f":"IF(AND($C95=\"Early Retirement\",$J95<>\"\",$S95<>\"\",$U95<>\"\"),$CH95,IF(AND(OR($AB95=\"DX AC Air Cooled\",$AB95=\"DX HP Air Cooled\"),OR(AND($AJ95=\"Btu/hr\",$AI95<65000),AND($AJ95=\"Tons\",$AI95<65000/12000)),$AC95=\"Split\",$AO95>=15.2),MAX(Baselines!$CF88,12/9.8),Baselines!$CF88))","v":0},{"$f":"IF(AND($C95=\"Early Retirement\",$J95<>\"\",$S95<>\"\",$U95<>\"\"),$CI95,Baselines!$CG88)","v":0},{"$f":"Baselines!$CH88","v":"kW/ton"},"",{"$f":"IF(AND($C95=\"Early Retirement\",$J95<>\"\",$S95<>\"\",$U95<>\"\"),$CJ95,IF(AND(Baselines!$CI88=0,OR($CU95=\"DX HP\",$CU95=\"PTHP\")),$BH95,Baselines!$CI88))","v":0},"COP",{"$f":"IF(OR($C95=\"Replace-on-Burnout\",$C95=\"New Construction\"),$DC95,IF($CE95=\"\",\"\",IF(OR($CE95=\"DX HP\",$CE95=\"PTHP\"),VLOOKUP($D95,'Factor Tables'!$B$89:$M$105,MATCH(CONCATENATE($CE95,\" Clg\"),'Factor Tables'!$B$88:$M$88,0),FALSE),VLOOKUP($D95,'Factor Tables'!$B$89:$M$105,MATCH($CE95,'Factor Tables'!$B$88:$M$88,0),FALSE))))","v":""},{"$f":"IF(OR($C95=\"Replace-on-Burnout\",$C95=\"New Construction\"),$DD95,IF($CE95=\"\",\"\",IF($CE95=\"DX HP\",VLOOKUP($D95,'Factor Tables'!$B$89:$M$105,MATCH(\"DX HP Htg\",'Factor Tables'!$B$88:$M$88,0),FALSE),0)))","v":""},{"$f":"IF(OR($C95=\"Replace-on-Burnout\",$C95=\"New Construction\"),$DE95,IF($CE95=\"\",\"\",IF($CE95=\"DX HP\",VLOOKUP($D95,'Factor Tables'!$N$89:$Y$105,MATCH(\"DX HP Clg\",'Factor Tables'!$N$88:$Y$88,0),FALSE),IF($CE95=\"PTHP\",VLOOKUP($D95,'Factor Tables'!$N$89:$Y$105,MATCH(\"PTHP Clg\",'Factor Tables'!$N$88:$Y$88,0),FALSE),IF(AND($CE95<>\"DX HP\",$CE95<>\"PTHP\"),VLOOKUP($D95,'Factor Tables'!$N$89:$Y$105,MATCH($CE95,'Factor Tables'!$N$88:$Y$88,0),FALSE),\"\")))))","v":""},{"$f":"IF(OR($C95=\"Replace-on-Burnout\",$C95=\"New Construction\",$CU95=\"DX HP\",$CU95=\"PTHP\"),$DF95,IF($CE95=\"\",\"\",IF($CE95=\"DX HP\",VLOOKUP($D95,'Factor Tables'!$N$89:$Y$105,MATCH(\"DX HP Htg\",'Factor Tables'!$N$88:$Y$88,0),FALSE),IF($CE95=\"PTHP\",VLOOKUP($D95,'Factor Tables'!$N$89:$Y$105,MATCH(\"PTHP Htg\",'Factor Tables'!$N$88:$Y$88,0),FALSE),0))))","v":""},"","",0,0,"kW/ton","",0,"COP",{"$f":"IF($CU95=\"\",\"\",IF(OR($CU95=\"DX HP\",$CU95=\"VRF HP\",$CU95=\"PTHP\"),VLOOKUP($D95,'Factor Tables'!$B$89:$M$105,MATCH(CONCATENATE($CU95,\" Clg\"),'Factor Tables'!$B$88:$M$88,0),FALSE),VLOOKUP($D95,'Factor Tables'!$B$89:$M$105,MATCH($CU95,'Factor Tables'!$B$88:$M$88,0),FALSE)))","v":""},{"$f":"IF($CU95=\"\",\"\",IF(OR($CU95=\"DX HP\",$CU95=\"VRF HP\",$CU95=\"PTHP\"),VLOOKUP($D95,'Factor Tables'!$B$89:$M$105,MATCH(CONCATENATE($CU95,\" Htg\"),'Factor Tables'!$B$88:$M$88,0),FALSE),0))","v":""},{"$f":"IF($CU95=\"\",\"\",IF(OR($CU95=\"DX HP\",$CU95=\"VRF HP\",$CU95=\"PTHP\"),VLOOKUP($D95,'Factor Tables'!$N$89:$Y$105,MATCH(CONCATENATE($CU95,\" Clg\"),'Factor Tables'!$N$88:$Y$88,0),FALSE),VLOOKUP($D95,'Factor Tables'!$N$89:$Y$105,MATCH($CU95,'Factor Tables'!$N$88:$Y$88,0),FALSE)))","v":""},{"$f":"IF($CU95=\"\",\"\",IF(OR($CU95=\"DX HP\",$CU95=\"VRF HP\",$CU95=\"PTHP\"),VLOOKUP($D95,'Factor Tables'!$N$89:$Y$105,MATCH(CONCATENATE($CU95,\" Htg\"),'Factor Tables'!$N$88:$Y$88,0),FALSE),0))","v":""},{"$f":"IF($AB95=\"\",0,VLOOKUP($AB95,'Utility Admin'!$E:$G,2,FALSE))","v":0},{"$f":"IF($AB95=\"\",0,VLOOKUP($AB95,'Utility Admin'!$E:$G,3,FALSE))","v":0},{"$f":"IFERROR(IF(ABS(Summary!$F$12)<=ABS(Summary!$E$12)*'Utility Admin'!$I$5,$BA95*$DG95+$BB95*$DH95,$BA95*$DG95+$BA95*'Utility Admin'!$I$5*$DH95),0)","v":0},null,"Summer",null,null,null,null,null,null,null,null,null,null,{"$f":"IF(OR('Project Info'!$C$10=\"\",$C95=\"\",$D95=\"\"),\"\",VLOOKUP($D95,$DX$9:$EA$32,MATCH($C95,$DX$9:$EA$9,0),FALSE))","v":""},null,null,null,null,null,null,"ERROR: Contact Program Manager. Post Capacity/Unit x Post # of Units must be within +/- 20% of Pre Capacity/Unit x Pre # of Units."]
[null,87,"","",null,null,null,null,null,null,null,null,null,null,null,null,null,null,null,null,null,null,null,null,null,null,null,null,null,"A",null,null,null,null,null,null,null,null,null,null,null,null,null,null,0,0,0,0,0,0,999999999,"",0,0,{"$f":"IFERROR(IF($DI$261>'Utility Admin'!$H$5,$BB96/$BB$5*$BC$261,$DI96),0)","v":0},"","",{"$f":"IF(AND(OR($AB96=\"DX AC Air Cooled\",$AB96=\"DX HP Air Cooled\"),OR(AND($AJ96=\"Btu/hr\",$AI96<65000),AND($AJ96=\"Tons\",$AI96<65000/12000)),$AC96=\"Split\",$AO96>=15.2),MAX(Baselines!$CF340,12/9.8),Baselines!$CF340)","v":0},{"$f":"Baselines!$CG340","v":0},{"$f":"Baselines!$CI340","v":0},0,0,0,0,0,0,0,0,0,0,{"$f":"IF(OR($C96<>\"Early Retirement\",$J96=\"\"),0,IF(OR($I96=\"DX AC Air Cooled\",$I96=\"DX HP Air Cooled\"),VLOOKUP($J96,'Early Retirement'!$CI$6:$CM$32,2,FALSE),IF(OR($I96=\"PTAC\",$I96=\"PTHP\"),VLOOKUP($J96,'Early Retirement'!$CI$6:$CM$32,3,FALSE),IF(AND(OR($I96=\"Air Cooled Chiller\",$I96=\"Water Cooled Chiller\"),$L96<>\"Centrifugal\"),VLOOKUP($J96,'Early Retirement'!$CI$6:$CM$32,4,FALSE),IF(AND(OR($I96=\"Air Cooled Chiller\",$I96=\"Water Cooled Chiller\"),$L96=\"Centrifugal\"),VLOOKUP($J96,'Early Retirement'!$CI$6:$CM$32,5,FALSE),\"\")))))","v":0},0,0,0,0,0,0,0,0,0,0,0,"","","",0,0,0,{"$f":"IF(AND($C96=\"Early Retirement\",$J96<>\"\",$S96<>\"\",$U96<>\"\"),$CH96,IF(AND(OR($AB96=\"DX AC Air Cooled\",$AB96=\"DX HP Air Cooled\"),OR(AND($AJ96=\"Btu/hr\",$AI96<65000),AND($AJ96=\"Tons\",$AI96<65000/12000)),$AC96=\"Split\",$AO96>=15.2),MAX(Baselines!$CF89,12/9.8),Baselines!$CF89))","v":0},{"$f":"IF(AND($C96=\"Early Retirement\",$J96<>\"\",$S96<>\"\",$U96<>\"\"),$CI96,Baselines!$CG89)","v":0},{"$f":"Baselines!$CH89","v":"kW/ton"},"",{"$f":"IF(AND($C96=\"Early Retirement\",$J96<>\"\",$S96<>\"\",$U96<>\"\"),$CJ96,IF(AND(Baselines!$CI89=0,OR($CU96=\"DX HP\",$CU96=\"PTHP\")),$BH96,Baselines!$CI89))","v":0},"COP",{"$f":"IF(OR($C96=\"Replace-on-Burnout\",$C96=\"New Construction\"),$DC96,IF($CE96=\"\",\"\",IF(OR($CE96=\"DX HP\",$CE96=\"PTHP\"),VLOOKUP($D96,'Factor Tables'!$B$89:$M$105,MATCH(CONCATENATE($CE96,\" Clg\"),'Factor Tables'!$B$88:$M$88,0),FALSE),VLOOKUP($D96,'Factor Tables'!$B$89:$M$105,MATCH($CE96,'Factor Tables'!$B$88:$M$88,0),FALSE))))","v":""},{"$f":"IF(OR($C96=\"Replace-on-Burnout\",$C96=\"New Construction\"),$DD96,IF($CE96=\"\",\"\",IF($CE96=\"DX HP\",VLOOKUP($D96,'Factor Tables'!$B$89:$M$105,MATCH(\"DX HP Htg\",'Factor Tables'!$B$88:$M$88,0),FALSE),0)))","v":""},{"$f":"IF(OR($C96=\"Replace-on-Burnout\",$C96=\"New Construction\"),$DE96,IF($CE96=\"\",\"\",IF($CE96=\"DX HP\",VLOOKUP($D96,'Factor Tables'!$N$89:$Y$105,MATCH(\"DX HP Clg\",'Factor Tables'!$N$88:$Y$88,0),FALSE),IF($CE96=\"PTHP\",VLOOKUP($D96,'Factor Tables'!$N$89:$Y$105,MATCH(\"PTHP Clg\",'Factor Tables'!$N$88:$Y$88,0),FALSE),IF(AND($CE96<>\"DX HP\",$CE96<>\"PTHP\"),VLOOKUP($D96,'Factor Tables'!$N$89:$Y$105,MATCH($CE96,'Factor Tables'!$N$88:$Y$88,0),FALSE),\"\")))))","v":""},{"$f":"IF(OR($C96=\"Replace-on-Burnout\",$C96=\"New Construction\",$CU96=\"DX HP\",$CU96=\"PTHP\"),$DF96,IF($CE96=\"\",\"\",IF($CE96=\"DX HP\",VLOOKUP($D96,'Factor Tables'!$N$89:$Y$105,MATCH(\"DX HP Htg\",'Factor Tables'!$N$88:$Y$88,0),FALSE),IF($CE96=\"PTHP\",VLOOKUP($D96,'Factor Tables'!$N$89:$Y$105,MATCH(\"PTHP Htg\",'Factor Tables'!$N$88:$Y$88,0),FALSE),0))))","v":""},"","",0,0,"kW/ton","",0,"COP",{"$f":"IF($CU96=\"\",\"\",IF(OR($CU96=\"DX HP\",$CU96=\"VRF HP\",$CU96=\"PTHP\"),VLOOKUP($D96,'Factor Tables'!$B$89:$M$105,MATCH(CONCATENATE($CU96,\" Clg\"),'Factor Tables'!$B$88:$M$88,0),FALSE),VLOOKUP($D96,'Factor Tables'!$B$89:$M$105,MATCH($CU96,'Factor Tables'!$B$88:$M$88,0),FALSE)))","v":""},{"$f":"IF($CU96=\"\",\"\",IF(OR($CU96=\"DX HP\",$CU96=\"VRF HP\",$CU96=\"PTHP\"),VLOOKUP($D96,'Factor Tables'!$B$89:$M$105,MATCH(CONCATENATE($CU96,\" Htg\"),'Factor Tables'!$B$88:$M$88,0),FALSE),0))","v":""},{"$f":"IF($CU96=\"\",\"\",IF(OR($CU96=\"DX HP\",$CU96=\"VRF HP\",$CU96=\"PTHP\"),VLOOKUP($D96,'Factor Tables'!$N$89:$Y$105,MATCH(CONCATENATE($CU96,\" Clg\"),'Factor Tables'!$N$88:$Y$88,0),FALSE),VLOOKUP($D96,'Factor Tables'!$N$89:$Y$105,MATCH($CU96,'Factor Tables'!$N$88:$Y$88,0),FALSE)))","v":""},{"$f":"IF($CU96=\"\",\"\",IF(OR($CU96=\"DX HP\",$CU96=\"VRF HP\",$CU96=\"PTHP\"),VLOOKUP($D96,'Factor Tables'!$N$89:$Y$105,MATCH(CONCATENATE($CU96,\" Htg\"),'Factor Tables'!$N$88:$Y$88,0),FALSE),0))","v":""},{"$f":"IF($AB96=\"\",0,VLOOKUP($AB96,'Utility Admin'!$E:$G,2,FALSE))","v":0},{"$f":"IF($AB96=\"\",0,VLOOKUP($AB96,'Utility Admin'!$E:$G,3,FALSE))","v":0},{"$f":"IFERROR(IF(ABS(Summary!$F$12)<=ABS(Summary!$E$12)*'Utility Admin'!$I$5,$BA96*$DG96+$BB96*$DH96,$BA96*$DG96+$BA96*'Utility Admin'!$I$5*$DH96),0)","v":0},null,"Summer",null,null,null,null,null,null,null,null,null,null,{"$f":"IF(OR('Project Info'!$C$10=\"\",$C96=\"\",$D96=\"\"),\"\",VLOOKUP($D96,$DX$9:$EA$32,MATCH($C96,$DX$9:$EA$9,0),FALSE))","v":""},null,null,null,null,null,null,"ERROR: Contact Program Manager. Post Capacity/Unit x Post # of Units must be within +/- 20% of Pre Capacity/Unit x Pre # of Units."]
[null,88,"","",null,null,null,null,null,null,null,null,null,null,null,null,null,null,null,null,null,null,null,null,null,null,null,null,null,"A",null,null,null,null,null,null,null,null,null,null,null,null,null,null,0,0,0,0,0,0,999999999,"",0,0,{"$f":"IFERROR(IF($DI$261>'Utility Admin'!$H$5,$BB97/$BB$5*$BC$261,$DI97),0)","v":0},"","",{"$f":"IF(AND(OR($AB97=\"DX AC Air Cooled\",$AB97=\"DX HP Air Cooled\"),OR(AND($AJ97=\"Btu/hr\",$AI97<65000),AND($AJ97=\"Tons\",$AI97<65000/12000)),$AC97=\"Split\",$AO97>=15.2),MAX(Baselines!$CF341,12/9.8),Baselines!$CF341)","v":0},{"$f":"Baselines!$CG341","v":0},{"$f":"Baselines!$CI341","v":0},0,0,0,0,0,0,0,0,0,0,{"$f":"IF(OR($C97<>\"Early Retirement\",$J97=\"\"),0,IF(OR($I97=\"DX AC Air Cooled\",$I97=\"DX HP Air Cooled\"),VLOOKUP($J97,'Early Retirement'!$CI$6:$CM$32,2,FALSE),IF(OR($I97=\"PTAC\",$I97=\"PTHP\"),VLOOKUP($J97,'Early Retirement'!$CI$6:$CM$32,3,FALSE),IF(AND(OR($I97=\"Air Cooled Chiller\",$I97=\"Water Cooled Chiller\"),$L97<>\"Centrifugal\"),VLOOKUP($J97,'Early Retirement'!$CI$6:$CM$32,4,FALSE),IF(AND(OR($I97=\"Air Cooled Chiller\",$I97=\"Water Cooled Chiller\"),$L97=\"Centrifugal\"),VLOOKUP($J97,'Early Retirement'!$CI$6:$CM$32,5,FALSE),\"\")))))","v":0},0,0,0,0,0,0,0,0,0,0,0,"","","",0,0,0,{"$f":"IF(AND($C97=\"Early Retirement\",$J97<>\"\",$S97<>\"\",$U97<>\"\"),$CH97,IF(AND(OR($AB97=\"DX AC Air Cooled\",$AB97=\"DX HP Air Cooled\"),OR(AND($AJ97=\"Btu/hr\",$AI97<65000),AND($AJ97=\"Tons\",$AI97<65000/12000)),$AC97=\"Split\",$AO97>=15.2),MAX(Baselines!$CF90,12/9.8),Baselines!$CF90))","v":0},{"$f":"IF(AND($C97=\"Early Retirement\",$J97<>\"\",$S97<>\"\",$U97<>\"\"),$CI97,Baselines!$CG90)","v":0},{"$f":"Baselines!$CH90","v":"kW/ton"},"",{"$f":"IF(AND($C97=\"Early Retirement\",$J97<>\"\",$S97<>\"\",$U97<>\"\"),$CJ97,IF(AND(Baselines!$CI90=0,OR($CU97=\"DX HP\",$CU97=\"PTHP\")),$BH97,Baselines!$CI90))","v":0},"COP",{"$f":"IF(OR($C97=\"Replace-on-Burnout\",$C97=\"New Construction\"),$DC97,IF($CE97=\"\",\"\",IF(OR($CE97=\"DX HP\",$CE97=\"PTHP\"),VLOOKUP($D97,'Factor Tables'!$B$89:$M$105,MATCH(CONCATENATE($CE97,\" Clg\"),'Factor Tables'!$B$88:$M$88,0),FALSE),VLOOKUP($D97,'Factor Tables'!$B$89:$M$105,MATCH($CE97,'Factor Tables'!$B$88:$M$88,0),FALSE))))","v":""},{"$f":"IF(OR($C97=\"Replace-on-Burnout\",$C97=\"New Construction\"),$DD97,IF($CE97=\"\",\"\",IF($CE97=\"DX HP\",VLOOKUP($D97,'Factor Tables'!$B$89:$M$105,MATCH(\"DX HP Htg\",'Factor Tables'!$B$88:$M$88,0),FALSE),0)))","v":""},{"$f":"IF(OR($C97=\"Replace-on-Burnout\",$C97=\"New Construction\"),$DE97,IF($CE97=\"\",\"\",IF($CE97=\"DX HP\",VLOOKUP($D97,'Factor Tables'!$N$89:$Y$105,MATCH(\"DX HP Clg\",'Factor Tables'!$N$88:$Y$88,0),FALSE),IF($CE97=\"PTHP\",VLOOKUP($D97,'Factor Tables'!$N$89:$Y$105,MATCH(\"PTHP Clg\",'Factor Tables'!$N$88:$Y$88,0),FALSE),IF(AND($CE97<>\"DX HP\",$CE97<>\"PTHP\"),VLOOKUP($D97,'Factor Tables'!$N$89:$Y$105,MATCH($CE97,'Factor Tables'!$N$88:$Y$88,0),FALSE),\"\")))))","v":""},{"$f":"IF(OR($C97=\"Replace-on-Burnout\",$C97=\"New Construction\",$CU97=\"DX HP\",$CU97=\"PTHP\"),$DF97,IF($CE97=\"\",\"\",IF($CE97=\"DX HP\",VLOOKUP($D97,'Factor Tables'!$N$89:$Y$105,MATCH(\"DX HP Htg\",'Factor Tables'!$N$88:$Y$88,0),FALSE),IF($CE97=\"PTHP\",VLOOKUP($D97,'Factor Tables'!$N$89:$Y$105,MATCH(\"PTHP Htg\",'Factor Tables'!$N$88:$Y$88,0),FALSE),0))))","v":""},"","",0,0,"kW/ton","",0,"COP",{"$f":"IF($CU97=\"\",\"\",IF(OR($CU97=\"DX HP\",$CU97=\"VRF HP\",$CU97=\"PTHP\"),VLOOKUP($D97,'Factor Tables'!$B$89:$M$105,MATCH(CONCATENATE($CU97,\" Clg\"),'Factor Tables'!$B$88:$M$88,0),FALSE),VLOOKUP($D97,'Factor Tables'!$B$89:$M$105,MATCH($CU97,'Factor Tables'!$B$88:$M$88,0),FALSE)))","v":""},{"$f":"IF($CU97=\"\",\"\",IF(OR($CU97=\"DX HP\",$CU97=\"VRF HP\",$CU97=\"PTHP\"),VLOOKUP($D97,'Factor Tables'!$B$89:$M$105,MATCH(CONCATENATE($CU97,\" Htg\"),'Factor Tables'!$B$88:$M$88,0),FALSE),0))","v":""},{"$f":"IF($CU97=\"\",\"\",IF(OR($CU97=\"DX HP\",$CU97=\"VRF HP\",$CU97=\"PTHP\"),VLOOKUP($D97,'Factor Tables'!$N$89:$Y$105,MATCH(CONCATENATE($CU97,\" Clg\"),'Factor Tables'!$N$88:$Y$88,0),FALSE),VLOOKUP($D97,'Factor Tables'!$N$89:$Y$105,MATCH($CU97,'Factor Tables'!$N$88:$Y$88,0),FALSE)))","v":""},{"$f":"IF($CU97=\"\",\"\",IF(OR($CU97=\"DX HP\",$CU97=\"VRF HP\",$CU97=\"PTHP\"),VLOOKUP($D97,'Factor Tables'!$N$89:$Y$105,MATCH(CONCATENATE($CU97,\" Htg\"),'Factor Tables'!$N$88:$Y$88,0),FALSE),0))","v":""},{"$f":"IF($AB97=\"\",0,VLOOKUP($AB97,'Utility Admin'!$E:$G,2,FALSE))","v":0},{"$f":"IF($AB97=\"\",0,VLOOKUP($AB97,'Utility Admin'!$E:$G,3,FALSE))","v":0},{"$f":"IFERROR(IF(ABS(Summary!$F$12)<=ABS(Summary!$E$12)*'Utility Admin'!$I$5,$BA97*$DG97+$BB97*$DH97,$BA97*$DG97+$BA97*'Utility Admin'!$I$5*$DH97),0)","v":0},null,"Summer",null,null,null,null,null,null,null,null,null,null,{"$f":"IF(OR('Project Info'!$C$10=\"\",$C97=\"\",$D97=\"\"),\"\",VLOOKUP($D97,$DX$9:$EA$32,MATCH($C97,$DX$9:$EA$9,0),FALSE))","v":""},null,null,null,null,null,null,"ERROR: Contact Program Manager. Post Capacity/Unit x Post # of Units must be within +/- 20% of Pre Capacity/Unit x Pre # of Units."]
[null,89,"","",null,null,null,null,null,null,null,null,null,null,null,null,null,null,null,null,null,null,null,null,null,null,null,null,null,"A",null,null,null,null,null,null,null,null,null,null,null,null,null,null,0,0,0,0,0,0,999999999,"",0,0,{"$f":"IFERROR(IF($DI$261>'Utility Admin'!$H$5,$BB98/$BB$5*$BC$261,$DI98),0)","v":0},"","",{"$f":"IF(AND(OR($AB98=\"DX AC Air Cooled\",$AB98=\"DX HP Air Cooled\"),OR(AND($AJ98=\"Btu/hr\",$AI98<65000),AND($AJ98=\"Tons\",$AI98<65000/12000)),$AC98=\"Split\",$AO98>=15.2),MAX(Baselines!$CF342,12/9.8),Baselines!$CF342)","v":0},{"$f":"Baselines!$CG342","v":0},{"$f":"Baselines!$CI342","v":0},0,0,0,0,0,0,0,0,0,0,{"$f":"IF(OR($C98<>\"Early Retirement\",$J98=\"\"),0,IF(OR($I98=\"DX AC Air Cooled\",$I98=\"DX HP Air Cooled\"),VLOOKUP($J98,'Early Retirement'!$CI$6:$CM$32,2,FALSE),IF(OR($I98=\"PTAC\",$I98=\"PTHP\"),VLOOKUP($J98,'Early Retirement'!$CI$6:$CM$32,3,FALSE),IF(AND(OR($I98=\"Air Cooled Chiller\",$I98=\"Water Cooled Chiller\"),$L98<>\"Centrifugal\"),VLOOKUP($J98,'Early Retirement'!$CI$6:$CM$32,4,FALSE),IF(AND(OR($I98=\"Air Cooled Chiller\",$I98=\"Water Cooled Chiller\"),$L98=\"Centrifugal\"),VLOOKUP($J98,'Early Retirement'!$CI$6:$CM$32,5,FALSE),\"\")))))","v":0},0,0,0,0,0,0,0,0,0,0,0,"","","",0,0,0,{"$f":"IF(AND($C98=\"Early Retirement\",$J98<>\"\",$S98<>\"\",$U98<>\"\"),$CH98,IF(AND(OR($AB98=\"DX AC Air Cooled\",$AB98=\"DX HP Air Cooled\"),OR(AND($AJ98=\"Btu/hr\",$AI98<65000),AND($AJ98=\"Tons\",$AI98<65000/12000)),$AC98=\"Split\",$AO98>=15.2),MAX(Baselines!$CF91,12/9.8),Baselines!$CF91))","v":0},{"$f":"IF(AND($C98=\"Early Retirement\",$J98<>\"\",$S98<>\"\",$U98<>\"\"),$CI98,Baselines!$CG91)","v":0},{"$f":"Baselines!$CH91","v":"kW/ton"},"",{"$f":"IF(AND($C98=\"Early Retirement\",$J98<>\"\",$S98<>\"\",$U98<>\"\"),$CJ98,IF(AND(Baselines!$CI91=0,OR($CU98=\"DX HP\",$CU98=\"PTHP\")),$BH98,Baselines!$CI91))","v":0},"COP",{"$f":"IF(OR($C98=\"Replace-on-Burnout\",$C98=\"New Construction\"),$DC98,IF($CE98=\"\",\"\",IF(OR($CE98=\"DX HP\",$CE98=\"PTHP\"),VLOOKUP($D98,'Factor Tables'!$B$89:$M$105,MATCH(CONCATENATE($CE98,\" Clg\"),'Factor Tables'!$B$88:$M$88,0),FALSE),VLOOKUP($D98,'Factor Tables'!$B$89:$M$105,MATCH($CE98,'Factor Tables'!$B$88:$M$88,0),FALSE))))","v":""},{"$f":"IF(OR($C98=\"Replace-on-Burnout\",$C98=\"New Construction\"),$DD98,IF($CE98=\"\",\"\",IF($CE98=\"DX HP\",VLOOKUP($D98,'Factor Tables'!$B$89:$M$105,MATCH(\"DX HP Htg\",'Factor Tables'!$B$88:$M$88,0),FALSE),0)))","v":""},{"$f":"IF(OR($C98=\"Replace-on-Burnout\",$C98=\"New Construction\"),$DE98,IF($CE98=\"\",\"\",IF($CE98=\"DX HP\",VLOOKUP($D98,'Factor Tables'!$N$89:$Y$105,MATCH(\"DX HP Clg\",'Factor Tables'!$N$88:$Y$88,0),FALSE),IF($CE98=\"PTHP\",VLOOKUP($D98,'Factor Tables'!$N$89:$Y$105,MATCH(\"PTHP Clg\",'Factor Tables'!$N$88:$Y$88,0),FALSE),IF(AND($CE98<>\"DX HP\",$CE98<>\"PTHP\"),VLOOKUP($D98,'Factor Tables'!$N$89:$Y$105,MATCH($CE98,'Factor Tables'!$N$88:$Y$88,0),FALSE),\"\")))))","v":""},{"$f":"IF(OR($C98=\"Replace-on-Burnout\",$C98=\"New Construction\",$CU98=\"DX HP\",$CU98=\"PTHP\"),$DF98,IF($CE98=\"\",\"\",IF($CE98=\"DX HP\",VLOOKUP($D98,'Factor Tables'!$N$89:$Y$105,MATCH(\"DX HP Htg\",'Factor Tables'!$N$88:$Y$88,0),FALSE),IF($CE98=\"PTHP\",VLOOKUP($D98,'Factor Tables'!$N$89:$Y$105,MATCH(\"PTHP Htg\",'Factor Tables'!$N$88:$Y$88,0),FALSE),0))))","v":""},"","",0,0,"kW/ton","",0,"COP",{"$f":"IF($CU98=\"\",\"\",IF(OR($CU98=\"DX HP\",$CU98=\"VRF HP\",$CU98=\"PTHP\"),VLOOKUP($D98,'Factor Tables'!$B$89:$M$105,MATCH(CONCATENATE($CU98,\" Clg\"),'Factor Tables'!$B$88:$M$88,0),FALSE),VLOOKUP($D98,'Factor Tables'!$B$89:$M$105,MATCH($CU98,'Factor Tables'!$B$88:$M$88,0),FALSE)))","v":""},{"$f":"IF($CU98=\"\",\"\",IF(OR($CU98=\"DX HP\",$CU98=\"VRF HP\",$CU98=\"PTHP\"),VLOOKUP($D98,'Factor Tables'!$B$89:$M$105,MATCH(CONCATENATE($CU98,\" Htg\"),'Factor Tables'!$B$88:$M$88,0),FALSE),0))","v":""},{"$f":"IF($CU98=\"\",\"\",IF(OR($CU98=\"DX HP\",$CU98=\"VRF HP\",$CU98=\"PTHP\"),VLOOKUP($D98,'Factor Tables'!$N$89:$Y$105,MATCH(CONCATENATE($CU98,\" Clg\"),'Factor Tables'!$N$88:$Y$88,0),FALSE),VLOOKUP($D98,'Factor Tables'!$N$89:$Y$105,MATCH($CU98,'Factor Tables'!$N$88:$Y$88,0),FALSE)))","v":""},{"$f":"IF($CU98=\"\",\"\",IF(OR($CU98=\"DX HP\",$CU98=\"VRF HP\",$CU98=\"PTHP\"),VLOOKUP($D98,'Factor Tables'!$N$89:$Y$105,MATCH(CONCATENATE($CU98,\" Htg\"),'Factor Tables'!$N$88:$Y$88,0),FALSE),0))","v":""},{"$f":"IF($AB98=\"\",0,VLOOKUP($AB98,'Utility Admin'!$E:$G,2,FALSE))","v":0},{"$f":"IF($AB98=\"\",0,VLOOKUP($AB98,'Utility Admin'!$E:$G,3,FALSE))","v":0},{"$f":"IFERROR(IF(ABS(Summary!$F$12)<=ABS(Summary!$E$12)*'Utility Admin'!$I$5,$BA98*$DG98+$BB98*$DH98,$BA98*$DG98+$BA98*'Utility Admin'!$I$5*$DH98),0)","v":0},null,"Summer",null,null,null,null,null,null,null,null,null,null,{"$f":"IF(OR('Project Info'!$C$10=\"\",$C98=\"\",$D98=\"\"),\"\",VLOOKUP($D98,$DX$9:$EA$32,MATCH($C98,$DX$9:$EA$9,0),FALSE))","v":""},null,null,null,null,null,null,"ERROR: Contact Program Manager. Post Capacity/Unit x Post # of Units must be within +/- 20% of Pre Capacity/Unit x Pre # of Units."]
[null,90,"","",null,null,null,null,null,null,null,null,null,null,null,null,null,null,null,null,null,null,null,null,null,null,null,null,null,"A",null,null,null,null,null,null,null,null,null,null,null,null,null,null,0,0,0,0,0,0,999999999,"",0,0,{"$f":"IFERROR(IF($DI$261>'Utility Admin'!$H$5,$BB99/$BB$5*$BC$261,$DI99),0)","v":0},"","",{"$f":"IF(AND(OR($AB99=\"DX AC Air Cooled\",$AB99=\"DX HP Air Cooled\"),OR(AND($AJ99=\"Btu/hr\",$AI99<65000),AND($AJ99=\"Tons\",$AI99<65000/12000)),$AC99=\"Split\",$AO99>=15.2),MAX(Baselines!$CF343,12/9.8),Baselines!$CF343)","v":0},{"$f":"Baselines!$CG343","v":0},{"$f":"Baselines!$CI343","v":0},0,0,0,0,0,0,0,0,0,0,{"$f":"IF(OR($C99<>\"Early Retirement\",$J99=\"\"),0,IF(OR($I99=\"DX AC Air Cooled\",$I99=\"DX HP Air Cooled\"),VLOOKUP($J99,'Early Retirement'!$CI$6:$CM$32,2,FALSE),IF(OR($I99=\"PTAC\",$I99=\"PTHP\"),VLOOKUP($J99,'Early Retirement'!$CI$6:$CM$32,3,FALSE),IF(AND(OR($I99=\"Air Cooled Chiller\",$I99=\"Water Cooled Chiller\"),$L99<>\"Centrifugal\"),VLOOKUP($J99,'Early Retirement'!$CI$6:$CM$32,4,FALSE),IF(AND(OR($I99=\"Air Cooled Chiller\",$I99=\"Water Cooled Chiller\"),$L99=\"Centrifugal\"),VLOOKUP($J99,'Early Retirement'!$CI$6:$CM$32,5,FALSE),\"\")))))","v":0},0,0,0,0,0,0,0,0,0,0,0,"","","",0,0,0,{"$f":"IF(AND($C99=\"Early Retirement\",$J99<>\"\",$S99<>\"\",$U99<>\"\"),$CH99,IF(AND(OR($AB99=\"DX AC Air Cooled\",$AB99=\"DX HP Air Cooled\"),OR(AND($AJ99=\"Btu/hr\",$AI99<65000),AND($AJ99=\"Tons\",$AI99<65000/12000)),$AC99=\"Split\",$AO99>=15.2),MAX(Baselines!$CF92,12/9.8),Baselines!$CF92))","v":0},{"$f":"IF(AND($C99=\"Early Retirement\",$J99<>\"\",$S99<>\"\",$U99<>\"\"),$CI99,Baselines!$CG92)","v":0},{"$f":"Baselines!$CH92","v":"kW/ton"},"",{"$f":"IF(AND($C99=\"Early Retirement\",$J99<>\"\",$S99<>\"\",$U99<>\"\"),$CJ99,IF(AND(Baselines!$CI92=0,OR($CU99=\"DX HP\",$CU99=\"PTHP\")),$BH99,Baselines!$CI92))","v":0},"COP",{"$f":"IF(OR($C99=\"Replace-on-Burnout\",$C99=\"New Construction\"),$DC99,IF($CE99=\"\",\"\",IF(OR($CE99=\"DX HP\",$CE99=\"PTHP\"),VLOOKUP($D99,'Factor Tables'!$B$89:$M$105,MATCH(CONCATENATE($CE99,\" Clg\"),'Factor Tables'!$B$88:$M$88,0),FALSE),VLOOKUP($D99,'Factor Tables'!$B$89:$M$105,MATCH($CE99,'Factor Tables'!$B$88:$M$88,0),FALSE))))","v":""},{"$f":"IF(OR($C99=\"Replace-on-Burnout\",$C99=\"New Construction\"),$DD99,IF($CE99=\"\",\"\",IF($CE99=\"DX HP\",VLOOKUP($D99,'Factor Tables'!$B$89:$M$105,MATCH(\"DX HP Htg\",'Factor Tables'!$B$88:$M$88,0),FALSE),0)))","v":""},{"$f":"IF(OR($C99=\"Replace-on-Burnout\",$C99=\"New Construction\"),$DE99,IF($CE99=\"\",\"\",IF($CE99=\"DX HP\",VLOOKUP($D99,'Factor Tables'!$N$89:$Y$105,MATCH(\"DX HP Clg\",'Factor Tables'!$N$88:$Y$88,0),FALSE),IF($CE99=\"PTHP\",VLOOKUP($D99,'Factor Tables'!$N$89:$Y$105,MATCH(\"PTHP Clg\",'Factor Tables'!$N$88:$Y$88,0),FALSE),IF(AND($CE99<>\"DX HP\",$CE99<>\"PTHP\"),VLOOKUP($D99,'Factor Tables'!$N$89:$Y$105,MATCH($CE99,'Factor Tables'!$N$88:$Y$88,0),FALSE),\"\")))))","v":""},{"$f":"IF(OR($C99=\"Replace-on-Burnout\",$C99=\"New Construction\",$CU99=\"DX HP\",$CU99=\"PTHP\"),$DF99,IF($CE99=\"\",\"\",IF($CE99=\"DX HP\",VLOOKUP($D99,'Factor Tables'!$N$89:$Y$105,MATCH(\"DX HP Htg\",'Factor Tables'!$N$88:$Y$88,0),FALSE),IF($CE99=\"PTHP\",VLOOKUP($D99,'Factor Tables'!$N$89:$Y$105,MATCH(\"PTHP Htg\",'Factor Tables'!$N$88:$Y$88,0),FALSE),0))))","v":""},"","",0,0,"kW/ton","",0,"COP",{"$f":"IF($CU99=\"\",\"\",IF(OR($CU99=\"DX HP\",$CU99=\"VRF HP\",$CU99=\"PTHP\"),VLOOKUP($D99,'Factor Tables'!$B$89:$M$105,MATCH(CONCATENATE($CU99,\" Clg\"),'Factor Tables'!$B$88:$M$88,0),FALSE),VLOOKUP($D99,'Factor Tables'!$B$89:$M$105,MATCH($CU99,'Factor Tables'!$B$88:$M$88,0),FALSE)))","v":""},{"$f":"IF($CU99=\"\",\"\",IF(OR($CU99=\"DX HP\",$CU99=\"VRF HP\",$CU99=\"PTHP\"),VLOOKUP($D99,'Factor Tables'!$B$89:$M$105,MATCH(CONCATENATE($CU99,\" Htg\"),'Factor Tables'!$B$88:$M$88,0),FALSE),0))","v":""},{"$f":"IF($CU99=\"\",\"\",IF(OR($CU99=\"DX HP\",$CU99=\"VRF HP\",$CU99=\"PTHP\"),VLOOKUP($D99,'Factor Tables'!$N$89:$Y$105,MATCH(CONCATENATE($CU99,\" Clg\"),'Factor Tables'!$N$88:$Y$88,0),FALSE),VLOOKUP($D99,'Factor Tables'!$N$89:$Y$105,MATCH($CU99,'Factor Tables'!$N$88:$Y$88,0),FALSE)))","v":""},{"$f":"IF($CU99=\"\",\"\",IF(OR($CU99=\"DX HP\",$CU99=\"VRF HP\",$CU99=\"PTHP\"),VLOOKUP($D99,'Factor Tables'!$N$89:$Y$105,MATCH(CONCATENATE($CU99,\" Htg\"),'Factor Tables'!$N$88:$Y$88,0),FALSE),0))","v":""},{"$f":"IF($AB99=\"\",0,VLOOKUP($AB99,'Utility Admin'!$E:$G,2,FALSE))","v":0},{"$f":"IF($AB99=\"\",0,VLOOKUP($AB99,'Utility Admin'!$E:$G,3,FALSE))","v":0},{"$f":"IFERROR(IF(ABS(Summary!$F$12)<=ABS(Summary!$E$12)*'Utility Admin'!$I$5,$BA99*$DG99+$BB99*$DH99,$BA99*$DG99+$BA99*'Utility Admin'!$I$5*$DH99),0)","v":0},null,"Summer",null,null,null,null,null,null,null,null,null,null,{"$f":"IF(OR('Project Info'!$C$10=\"\",$C99=\"\",$D99=\"\"),\"\",VLOOKUP($D99,$DX$9:$EA$32,MATCH($C99,$DX$9:$EA$9,0),FALSE))","v":""},null,null,null,null,null,null,"ERROR: Contact Program Manager. Post Capacity/Unit x Post # of Units must be within +/- 20% of Pre Capacity/Unit x Pre # of Units."]
[null,91,"","",null,null,null,null,null,null,null,null,null,null,null,null,null,null,null,null,null,null,null,null,null,null,null,null,null,"A",null,null,null,null,null,null,null,null,null,null,null,null,null,null,0,0,0,0,0,0,999999999,"",0,0,{"$f":"IFERROR(IF($DI$261>'Utility Admin'!$H$5,$BB100/$BB$5*$BC$261,$DI100),0)","v":0},"","",{"$f":"IF(AND(OR($AB100=\"DX AC Air Cooled\",$AB100=\"DX HP Air Cooled\"),OR(AND($AJ100=\"Btu/hr\",$AI100<65000),AND($AJ100=\"Tons\",$AI100<65000/12000)),$AC100=\"Split\",$AO100>=15.2),MAX(Baselines!$CF344,12/9.8),Baselines!$CF344)","v":0},{"$f":"Baselines!$CG344","v":0},{"$f":"Baselines!$CI344","v":0},0,0,0,0,0,0,0,0,0,0,{"$f":"IF(OR($C100<>\"Early Retirement\",$J100=\"\"),0,IF(OR($I100=\"DX AC Air Cooled\",$I100=\"DX HP Air Cooled\"),VLOOKUP($J100,'Early Retirement'!$CI$6:$CM$32,2,FALSE),IF(OR($I100=\"PTAC\",$I100=\"PTHP\"),VLOOKUP($J100,'Early Retirement'!$CI$6:$CM$32,3,FALSE),IF(AND(OR($I100=\"Air Cooled Chiller\",$I100=\"Water Cooled Chiller\"),$L100<>\"Centrifugal\"),VLOOKUP($J100,'Early Retirement'!$CI$6:$CM$32,4,FALSE),IF(AND(OR($I100=\"Air Cooled Chiller\",$I100=\"Water Cooled Chiller\"),$L100=\"Centrifugal\"),VLOOKUP($J100,'Early Retirement'!$CI$6:$CM$32,5,FALSE),\"\")))))","v":0},0,0,0,0,0,0,0,0,0,0,0,"","","",0,0,0,{"$f":"IF(AND($C100=\"Early Retirement\",$J100<>\"\",$S100<>\"\",$U100<>\"\"),$CH100,IF(AND(OR($AB100=\"DX AC Air Cooled\",$AB100=\"DX HP Air Cooled\"),OR(AND($AJ100=\"Btu/hr\",$AI100<65000),AND($AJ100=\"Tons\",$AI100<65000/12000)),$AC100=\"Split\",$AO100>=15.2),MAX(Baselines!$CF93,12/9.8),Baselines!$CF93))","v":0},{"$f":"IF(AND($C100=\"Early Retirement\",$J100<>\"\",$S100<>\"\",$U100<>\"\"),$CI100,Baselines!$CG93)","v":0},{"$f":"Baselines!$CH93","v":"kW/ton"},"",{"$f":"IF(AND($C100=\"Early Retirement\",$J100<>\"\",$S100<>\"\",$U100<>\"\"),$CJ100,IF(AND(Baselines!$CI93=0,OR($CU100=\"DX HP\",$CU100=\"PTHP\")),$BH100,Baselines!$CI93))","v":0},"COP",{"$f":"IF(OR($C100=\"Replace-on-Burnout\",$C100=\"New Construction\"),$DC100,IF($CE100=\"\",\"\",IF(OR($CE100=\"DX HP\",$CE100=\"PTHP\"),VLOOKUP($D100,'Factor Tables'!$B$89:$M$105,MATCH(CONCATENATE($CE100,\" Clg\"),'Factor Tables'!$B$88:$M$88,0),FALSE),VLOOKUP($D100,'Factor Tables'!$B$89:$M$105,MATCH($CE100,'Factor Tables'!$B$88:$M$88,0),FALSE))))","v":""},{"$f":"IF(OR($C100=\"Replace-on-Burnout\",$C100=\"New Construction\"),$DD100,IF($CE100=\"\",\"\",IF($CE100=\"DX HP\",VLOOKUP($D100,'Factor Tables'!$B$89:$M$105,MATCH(\"DX HP Htg\",'Factor Tables'!$B$88:$M$88,0),FALSE),0)))","v":""},{"$f":"IF(OR($C100=\"Replace-on-Burnout\",$C100=\"New Construction\"),$DE100,IF($CE100=\"\",\"\",IF($CE100=\"DX HP\",VLOOKUP($D100,'Factor Tables'!$N$89:$Y$105,MATCH(\"DX HP Clg\",'Factor Tables'!$N$88:$Y$88,0),FALSE),IF($CE100=\"PTHP\",VLOOKUP($D100,'Factor Tables'!$N$89:$Y$105,MATCH(\"PTHP Clg\",'Factor Tables'!$N$88:$Y$88,0),FALSE),IF(AND($CE100<>\"DX HP\",$CE100<>\"PTHP\"),VLOOKUP($D100,'Factor Tables'!$N$89:$Y$105,MATCH($CE100,'Factor Tables'!$N$88:$Y$88,0),FALSE),\"\")))))","v":""},{"$f":"IF(OR($C100=\"Replace-on-Burnout\",$C100=\"New Construction\",$CU100=\"DX HP\",$CU100=\"PTHP\"),$DF100,IF($CE100=\"\",\"\",IF($CE100=\"DX HP\",VLOOKUP($D100,'Factor Tables'!$N$89:$Y$105,MATCH(\"DX HP Htg\",'Factor Tables'!$N$88:$Y$88,0),FALSE),IF($CE100=\"PTHP\",VLOOKUP($D100,'Factor Tables'!$N$89:$Y$105,MATCH(\"PTHP Htg\",'Factor Tables'!$N$88:$Y$88,0),FALSE),0))))","v":""},"","",0,0,"kW/ton","",0,"COP",{"$f":"IF($CU100=\"\",\"\",IF(OR($CU100=\"DX HP\",$CU100=\"VRF HP\",$CU100=\"PTHP\"),VLOOKUP($D100,'Factor Tables'!$B$89:$M$105,MATCH(CONCATENATE($CU100,\" Clg\"),'Factor Tables'!$B$88:$M$88,0),FALSE),VLOOKUP($D100,'Factor Tables'!$B$89:$M$105,MATCH($CU100,'Factor Tables'!$B$88:$M$88,0),FALSE)))","v":""},{"$f":"IF($CU100=\"\",\"\",IF(OR($CU100=\"DX HP\",$CU100=\"VRF HP\",$CU100=\"PTHP\"),VLOOKUP($D100,'Factor Tables'!$B$89:$M$105,MATCH(CONCATENATE($CU100,\" Htg\"),'Factor Tables'!$B$88:$M$88,0),FALSE),0))","v":""},{"$f":"IF($CU100=\"\",\"\",IF(OR($CU100=\"DX HP\",$CU100=\"VRF HP\",$CU100=\"PTHP\"),VLOOKUP($D100,'Factor Tables'!$N$89:$Y$105,MATCH(CONCATENATE($CU100,\" Clg\"),'Factor Tables'!$N$88:$Y$88,0),FALSE),VLOOKUP($D100,'Factor Tables'!$N$89:$Y$105,MATCH($CU100,'Factor Tables'!$N$88:$Y$88,0),FALSE)))","v":""},{"$f":"IF($CU100=\"\",\"\",IF(OR($CU100=\"DX HP\",$CU100=\"VRF HP\",$CU100=\"PTHP\"),VLOOKUP($D100,'Factor Tables'!$N$89:$Y$105,MATCH(CONCATENATE($CU100,\" Htg\"),'Factor Tables'!$N$88:$Y$88,0),FALSE),0))","v":""},{"$f":"IF($AB100=\"\",0,VLOOKUP($AB100,'Utility Admin'!$E:$G,2,FALSE))","v":0},{"$f":"IF($AB100=\"\",0,VLOOKUP($AB100,'Utility Admin'!$E:$G,3,FALSE))","v":0},{"$f":"IFERROR(IF(ABS(Summary!$F$12)<=ABS(Summary!$E$12)*'Utility Admin'!$I$5,$BA100*$DG100+$BB100*$DH100,$BA100*$DG100+$BA100*'Utility Admin'!$I$5*$DH100),0)","v":0},null,"Summer",null,null,null,null,null,null,null,null,null,null,{"$f":"IF(OR('Project Info'!$C$10=\"\",$C100=\"\",$D100=\"\"),\"\",VLOOKUP($D100,$DX$9:$EA$32,MATCH($C100,$DX$9:$EA$9,0),FALSE))","v":""},null,null,null,null,null,null,"ERROR: Contact Program Manager. Post Capacity/Unit x Post # of Units must be within +/- 20% of Pre Capacity/Unit x Pre # of Units."]
[null,92,"","",null,null,null,null,null,null,null,null,null,null,null,null,null,null,null,null,null,null,null,null,null,null,null,null,null,"A",null,null,null,null,null,null,null,null,null,null,null,null,null,null,0,0,0,0,0,0,999999999,"",0,0,{"$f":"IFERROR(IF($DI$261>'Utility Admin'!$H$5,$BB101/$BB$5*$BC$261,$DI101),0)","v":0},"","",{"$f":"IF(AND(OR($AB101=\"DX AC Air Cooled\",$AB101=\"DX HP Air Cooled\"),OR(AND($AJ101=\"Btu/hr\",$AI101<65000),AND($AJ101=\"Tons\",$AI101<65000/12000)),$AC101=\"Split\",$AO101>=15.2),MAX(Baselines!$CF345,12/9.8),Baselines!$CF345)","v":0},{"$f":"Baselines!$CG345","v":0},{"$f":"Baselines!$CI345","v":0},0,0,0,0,0,0,0,0,0,0,{"$f":"IF(OR($C101<>\"Early Retirement\",$J101=\"\"),0,IF(OR($I101=\"DX AC Air Cooled\",$I101=\"DX HP Air Cooled\"),VLOOKUP($J101,'Early Retirement'!$CI$6:$CM$32,2,FALSE),IF(OR($I101=\"PTAC\",$I101=\"PTHP\"),VLOOKUP($J101,'Early Retirement'!$CI$6:$CM$32,3,FALSE),IF(AND(OR($I101=\"Air Cooled Chiller\",$I101=\"Water Cooled Chiller\"),$L101<>\"Centrifugal\"),VLOOKUP($J101,'Early Retirement'!$CI$6:$CM$32,4,FALSE),IF(AND(OR($I101=\"Air Cooled Chiller\",$I101=\"Water Cooled Chiller\"),$L101=\"Centrifugal\"),VLOOKUP($J101,'Early Retirement'!$CI$6:$CM$32,5,FALSE),\"\")))))","v":0},0,0,0,0,0,0,0,0,0,0,0,"","","",0,0,0,{"$f":"IF(AND($C101=\"Early Retirement\",$J101<>\"\",$S101<>\"\",$U101<>\"\"),$CH101,IF(AND(OR($AB101=\"DX AC Air Cooled\",$AB101=\"DX HP Air Cooled\"),OR(AND($AJ101=\"Btu/hr\",$AI101<65000),AND($AJ101=\"Tons\",$AI101<65000/12000)),$AC101=\"Split\",$AO101>=15.2),MAX(Baselines!$CF94,12/9.8),Baselines!$CF94))","v":0},{"$f":"IF(AND($C101=\"Early Retirement\",$J101<>\"\",$S101<>\"\",$U101<>\"\"),$CI101,Baselines!$CG94)","v":0},{"$f":"Baselines!$CH94","v":"kW/ton"},"",{"$f":"IF(AND($C101=\"Early Retirement\",$J101<>\"\",$S101<>\"\",$U101<>\"\"),$CJ101,IF(AND(Baselines!$CI94=0,OR($CU101=\"DX HP\",$CU101=\"PTHP\")),$BH101,Baselines!$CI94))","v":0},"COP",{"$f":"IF(OR($C101=\"Replace-on-Burnout\",$C101=\"New Construction\"),$DC101,IF($CE101=\"\",\"\",IF(OR($CE101=\"DX HP\",$CE101=\"PTHP\"),VLOOKUP($D101,'Factor Tables'!$B$89:$M$105,MATCH(CONCATENATE($CE101,\" Clg\"),'Factor Tables'!$B$88:$M$88,0),FALSE),VLOOKUP($D101,'Factor Tables'!$B$89:$M$105,MATCH($CE101,'Factor Tables'!$B$88:$M$88,0),FALSE))))","v":""},{"$f":"IF(OR($C101=\"Replace-on-Burnout\",$C101=\"New Construction\"),$DD101,IF($CE101=\"\",\"\",IF($CE101=\"DX HP\",VLOOKUP($D101,'Factor Tables'!$B$89:$M$105,MATCH(\"DX HP Htg\",'Factor Tables'!$B$88:$M$88,0),FALSE),0)))","v":""},{"$f":"IF(OR($C101=\"Replace-on-Burnout\",$C101=\"New Construction\"),$DE101,IF($CE101=\"\",\"\",IF($CE101=\"DX HP\",VLOOKUP($D101,'Factor Tables'!$N$89:$Y$105,MATCH(\"DX HP Clg\",'Factor Tables'!$N$88:$Y$88,0),FALSE),IF($CE101=\"PTHP\",VLOOKUP($D101,'Factor Tables'!$N$89:$Y$105,MATCH(\"PTHP Clg\",'Factor Tables'!$N$88:$Y$88,0),FALSE),IF(AND($CE101<>\"DX HP\",$CE101<>\"PTHP\"),VLOOKUP($D101,'Factor Tables'!$N$89:$Y$105,MATCH($CE101,'Factor Tables'!$N$88:$Y$88,0),FALSE),\"\")))))","v":""},{"$f":"IF(OR($C101=\"Replace-on-Burnout\",$C101=\"New Construction\",$CU101=\"DX HP\",$CU101=\"PTHP\"),$DF101,IF($CE101=\"\",\"\",IF($CE101=\"DX HP\",VLOOKUP($D101,'Factor Tables'!$N$89:$Y$105,MATCH(\"DX HP Htg\",'Factor Tables'!$N$88:$Y$88,0),FALSE),IF($CE101=\"PTHP\",VLOOKUP($D101,'Factor Tables'!$N$89:$Y$105,MATCH(\"PTHP Htg\",'Factor Tables'!$N$88:$Y$88,0),FALSE),0))))","v":""},"","",0,0,"kW/ton","",0,"COP",{"$f":"IF($CU101=\"\",\"\",IF(OR($CU101=\"DX HP\",$CU101=\"VRF HP\",$CU101=\"PTHP\"),VLOOKUP($D101,'Factor Tables'!$B$89:$M$105,MATCH(CONCATENATE($CU101,\" Clg\"),'Factor Tables'!$B$88:$M$88,0),FALSE),VLOOKUP($D101,'Factor Tables'!$B$89:$M$105,MATCH($CU101,'Factor Tables'!$B$88:$M$88,0),FALSE)))","v":""},{"$f":"IF($CU101=\"\",\"\",IF(OR($CU101=\"DX HP\",$CU101=\"VRF HP\",$CU101=\"PTHP\"),VLOOKUP($D101,'Factor Tables'!$B$89:$M$105,MATCH(CONCATENATE($CU101,\" Htg\"),'Factor Tables'!$B$88:$M$88,0),FALSE),0))","v":""},{"$f":"IF($CU101=\"\",\"\",IF(OR($CU101=\"DX HP\",$CU101=\"VRF HP\",$CU101=\"PTHP\"),VLOOKUP($D101,'Factor Tables'!$N$89:$Y$105,MATCH(CONCATENATE($CU101,\" Clg\"),'Factor Tables'!$N$88:$Y$88,0),FALSE),VLOOKUP($D101,'Factor Tables'!$N$89:$Y$105,MATCH($CU101,'Factor Tables'!$N$88:$Y$88,0),FALSE)))","v":""},{"$f":"IF($CU101=\"\",\"\",IF(OR($CU101=\"DX HP\",$CU101=\"VRF HP\",$CU101=\"PTHP\"),VLOOKUP($D101,'Factor Tables'!$N$89:$Y$105,MATCH(CONCATENATE($CU101,\" Htg\"),'Factor Tables'!$N$88:$Y$88,0),FALSE),0))","v":""},{"$f":"IF($AB101=\"\",0,VLOOKUP($AB101,'Utility Admin'!$E:$G,2,FALSE))","v":0},{"$f":"IF($AB101=\"\",0,VLOOKUP($AB101,'Utility Admin'!$E:$G,3,FALSE))","v":0},{"$f":"IFERROR(IF(ABS(Summary!$F$12)<=ABS(Summary!$E$12)*'Utility Admin'!$I$5,$BA101*$DG101+$BB101*$DH101,$BA101*$DG101+$BA101*'Utility Admin'!$I$5*$DH101),0)","v":0},null,"Summer",null,null,null,null,null,null,null,null,null,null,{"$f":"IF(OR('Project Info'!$C$10=\"\",$C101=\"\",$D101=\"\"),\"\",VLOOKUP($D101,$DX$9:$EA$32,MATCH($C101,$DX$9:$EA$9,0),FALSE))","v":""},null,null,null,null,null,null,"ERROR: Contact Program Manager. Post Capacity/Unit x Post # of Units must be within +/- 20% of Pre Capacity/Unit x Pre # of Units."]
[null,93,"","",null,null,null,null,null,null,null,null,null,null,null,null,null,null,null,null,null,null,null,null,null,null,null,null,null,"A",null,null,null,null,null,null,null,null,null,null,null,null,null,null,0,0,0,0,0,0,999999999,"",0,0,{"$f":"IFERROR(IF($DI$261>'Utility Admin'!$H$5,$BB102/$BB$5*$BC$261,$DI102),0)","v":0},"","",{"$f":"IF(AND(OR($AB102=\"DX AC Air Cooled\",$AB102=\"DX HP Air Cooled\"),OR(AND($AJ102=\"Btu/hr\",$AI102<65000),AND($AJ102=\"Tons\",$AI102<65000/12000)),$AC102=\"Split\",$AO102>=15.2),MAX(Baselines!$CF346,12/9.8),Baselines!$CF346)","v":0},{"$f":"Baselines!$CG346","v":0},{"$f":"Baselines!$CI346","v":0},0,0,0,0,0,0,0,0,0,0,{"$f":"IF(OR($C102<>\"Early Retirement\",$J102=\"\"),0,IF(OR($I102=\"DX AC Air Cooled\",$I102=\"DX HP Air Cooled\"),VLOOKUP($J102,'Early Retirement'!$CI$6:$CM$32,2,FALSE),IF(OR($I102=\"PTAC\",$I102=\"PTHP\"),VLOOKUP($J102,'Early Retirement'!$CI$6:$CM$32,3,FALSE),IF(AND(OR($I102=\"Air Cooled Chiller\",$I102=\"Water Cooled Chiller\"),$L102<>\"Centrifugal\"),VLOOKUP($J102,'Early Retirement'!$CI$6:$CM$32,4,FALSE),IF(AND(OR($I102=\"Air Cooled Chiller\",$I102=\"Water Cooled Chiller\"),$L102=\"Centrifugal\"),VLOOKUP($J102,'Early Retirement'!$CI$6:$CM$32,5,FALSE),\"\")))))","v":0},0,0,0,0,0,0,0,0,0,0,0,"","","",0,0,0,{"$f":"IF(AND($C102=\"Early Retirement\",$J102<>\"\",$S102<>\"\",$U102<>\"\"),$CH102,IF(AND(OR($AB102=\"DX AC Air Cooled\",$AB102=\"DX HP Air Cooled\"),OR(AND($AJ102=\"Btu/hr\",$AI102<65000),AND($AJ102=\"Tons\",$AI102<65000/12000)),$AC102=\"Split\",$AO102>=15.2),MAX(Baselines!$CF95,12/9.8),Baselines!$CF95))","v":0},{"$f":"IF(AND($C102=\"Early Retirement\",$J102<>\"\",$S102<>\"\",$U102<>\"\"),$CI102,Baselines!$CG95)","v":0},{"$f":"Baselines!$CH95","v":"kW/ton"},"",{"$f":"IF(AND($C102=\"Early Retirement\",$J102<>\"\",$S102<>\"\",$U102<>\"\"),$CJ102,IF(AND(Baselines!$CI95=0,OR($CU102=\"DX HP\",$CU102=\"PTHP\")),$BH102,Baselines!$CI95))","v":0},"COP",{"$f":"IF(OR($C102=\"Replace-on-Burnout\",$C102=\"New Construction\"),$DC102,IF($CE102=\"\",\"\",IF(OR($CE102=\"DX HP\",$CE102=\"PTHP\"),VLOOKUP($D102,'Factor Tables'!$B$89:$M$105,MATCH(CONCATENATE($CE102,\" Clg\"),'Factor Tables'!$B$88:$M$88,0),FALSE),VLOOKUP($D102,'Factor Tables'!$B$89:$M$105,MATCH($CE102,'Factor Tables'!$B$88:$M$88,0),FALSE))))","v":""},{"$f":"IF(OR($C102=\"Replace-on-Burnout\",$C102=\"New Construction\"),$DD102,IF($CE102=\"\",\"\",IF($CE102=\"DX HP\",VLOOKUP($D102,'Factor Tables'!$B$89:$M$105,MATCH(\"DX HP Htg\",'Factor Tables'!$B$88:$M$88,0),FALSE),0)))","v":""},{"$f":"IF(OR($C102=\"Replace-on-Burnout\",$C102=\"New Construction\"),$DE102,IF($CE102=\"\",\"\",IF($CE102=\"DX HP\",VLOOKUP($D102,'Factor Tables'!$N$89:$Y$105,MATCH(\"DX HP Clg\",'Factor Tables'!$N$88:$Y$88,0),FALSE),IF($CE102=\"PTHP\",VLOOKUP($D102,'Factor Tables'!$N$89:$Y$105,MATCH(\"PTHP Clg\",'Factor Tables'!$N$88:$Y$88,0),FALSE),IF(AND($CE102<>\"DX HP\",$CE102<>\"PTHP\"),VLOOKUP($D102,'Factor Tables'!$N$89:$Y$105,MATCH($CE102,'Factor Tables'!$N$88:$Y$88,0),FALSE),\"\")))))","v":""},{"$f":"IF(OR($C102=\"Replace-on-Burnout\",$C102=\"New Construction\",$CU102=\"DX HP\",$CU102=\"PTHP\"),$DF102,IF($CE102=\"\",\"\",IF($CE102=\"DX HP\",VLOOKUP($D102,'Factor Tables'!$N$89:$Y$105,MATCH(\"DX HP Htg\",'Factor Tables'!$N$88:$Y$88,0),FALSE),IF($CE102=\"PTHP\",VLOOKUP($D102,'Factor Tables'!$N$89:$Y$105,MATCH(\"PTHP Htg\",'Factor Tables'!$N$88:$Y$88,0),FALSE),0))))","v":""},"","",0,0,"kW/ton","",0,"COP",{"$f":"IF($CU102=\"\",\"\",IF(OR($CU102=\"DX HP\",$CU102=\"VRF HP\",$CU102=\"PTHP\"),VLOOKUP($D102,'Factor Tables'!$B$89:$M$105,MATCH(CONCATENATE($CU102,\" Clg\"),'Factor Tables'!$B$88:$M$88,0),FALSE),VLOOKUP($D102,'Factor Tables'!$B$89:$M$105,MATCH($CU102,'Factor Tables'!$B$88:$M$88,0),FALSE)))","v":""},{"$f":"IF($CU102=\"\",\"\",IF(OR($CU102=\"DX HP\",$CU102=\"VRF HP\",$CU102=\"PTHP\"),VLOOKUP($D102,'Factor Tables'!$B$89:$M$105,MATCH(CONCATENATE($CU102,\" Htg\"),'Factor Tables'!$B$88:$M$88,0),FALSE),0))","v":""},{"$f":"IF($CU102=\"\",\"\",IF(OR($CU102=\"DX HP\",$CU102=\"VRF HP\",$CU102=\"PTHP\"),VLOOKUP($D102,'Factor Tables'!$N$89:$Y$105,MATCH(CONCATENATE($CU102,\" Clg\"),'Factor Tables'!$N$88:$Y$88,0),FALSE),VLOOKUP($D102,'Factor Tables'!$N$89:$Y$105,MATCH($CU102,'Factor Tables'!$N$88:$Y$88,0),FALSE)))","v":""},{"$f":"IF($CU102=\"\",\"\",IF(OR($CU102=\"DX HP\",$CU102=\"VRF HP\",$CU102=\"PTHP\"),VLOOKUP($D102,'Factor Tables'!$N$89:$Y$105,MATCH(CONCATENATE($CU102,\" Htg\"),'Factor Tables'!$N$88:$Y$88,0),FALSE),0))","v":""},{"$f":"IF($AB102=\"\",0,VLOOKUP($AB102,'Utility Admin'!$E:$G,2,FALSE))","v":0},{"$f":"IF($AB102=\"\",0,VLOOKUP($AB102,'Utility Admin'!$E:$G,3,FALSE))","v":0},{"$f":"IFERROR(IF(ABS(Summary!$F$12)<=ABS(Summary!$E$12)*'Utility Admin'!$I$5,$BA102*$DG102+$BB102*$DH102,$BA102*$DG102+$BA102*'Utility Admin'!$I$5*$DH102),0)","v":0},null,"Summer",null,null,null,null,null,null,null,null,null,null,{"$f":"IF(OR('Project Info'!$C$10=\"\",$C102=\"\",$D102=\"\"),\"\",VLOOKUP($D102,$DX$9:$EA$32,MATCH($C102,$DX$9:$EA$9,0),FALSE))","v":""},null,null,null,null,null,null,"ERROR: Contact Program Manager. Post Capacity/Unit x Post # of Units must be within +/- 20% of Pre Capacity/Unit x Pre # of Units."]
[null,94,"","",null,null,null,null,null,null,null,null,null,null,null,null,null,null,null,null,null,null,null,null,null,null,null,null,null,"A",null,null,null,null,null,null,null,null,null,null,null,null,null,null,0,0,0,0,0,0,999999999,"",0,0,{"$f":"IFERROR(IF($DI$261>'Utility Admin'!$H$5,$BB103/$BB$5*$BC$261,$DI103),0)","v":0},"","",{"$f":"IF(AND(OR($AB103=\"DX AC Air Cooled\",$AB103=\"DX HP Air Cooled\"),OR(AND($AJ103=\"Btu/hr\",$AI103<65000),AND($AJ103=\"Tons\",$AI103<65000/12000)),$AC103=\"Split\",$AO103>=15.2),MAX(Baselines!$CF347,12/9.8),Baselines!$CF347)","v":0},{"$f":"Baselines!$CG347","v":0},{"$f":"Baselines!$CI347","v":0},0,0,0,0,0,0,0,0,0,0,{"$f":"IF(OR($C103<>\"Early Retirement\",$J103=\"\"),0,IF(OR($I103=\"DX AC Air Cooled\",$I103=\"DX HP Air Cooled\"),VLOOKUP($J103,'Early Retirement'!$CI$6:$CM$32,2,FALSE),IF(OR($I103=\"PTAC\",$I103=\"PTHP\"),VLOOKUP($J103,'Early Retirement'!$CI$6:$CM$32,3,FALSE),IF(AND(OR($I103=\"Air Cooled Chiller\",$I103=\"Water Cooled Chiller\"),$L103<>\"Centrifugal\"),VLOOKUP($J103,'Early Retirement'!$CI$6:$CM$32,4,FALSE),IF(AND(OR($I103=\"Air Cooled Chiller\",$I103=\"Water Cooled Chiller\"),$L103=\"Centrifugal\"),VLOOKUP($J103,'Early Retirement'!$CI$6:$CM$32,5,FALSE),\"\")))))","v":0},0,0,0,0,0,0,0,0,0,0,0,"","","",0,0,0,{"$f":"IF(AND($C103=\"Early Retirement\",$J103<>\"\",$S103<>\"\",$U103<>\"\"),$CH103,IF(AND(OR($AB103=\"DX AC Air Cooled\",$AB103=\"DX HP Air Cooled\"),OR(AND($AJ103=\"Btu/hr\",$AI103<65000),AND($AJ103=\"Tons\",$AI103<65000/12000)),$AC103=\"Split\",$AO103>=15.2),MAX(Baselines!$CF96,12/9.8),Baselines!$CF96))","v":0},{"$f":"IF(AND($C103=\"Early Retirement\",$J103<>\"\",$S103<>\"\",$U103<>\"\"),$CI103,Baselines!$CG96)","v":0},{"$f":"Baselines!$CH96","v":"kW/ton"},"",{"$f":"IF(AND($C103=\"Early Retirement\",$J103<>\"\",$S103<>\"\",$U103<>\"\"),$CJ103,IF(AND(Baselines!$CI96=0,OR($CU103=\"DX HP\",$CU103=\"PTHP\")),$BH103,Baselines!$CI96))","v":0},"COP",{"$f":"IF(OR($C103=\"Replace-on-Burnout\",$C103=\"New Construction\"),$DC103,IF($CE103=\"\",\"\",IF(OR($CE103=\"DX HP\",$CE103=\"PTHP\"),VLOOKUP($D103,'Factor Tables'!$B$89:$M$105,MATCH(CONCATENATE($CE103,\" Clg\"),'Factor Tables'!$B$88:$M$88,0),FALSE),VLOOKUP($D103,'Factor Tables'!$B$89:$M$105,MATCH($CE103,'Factor Tables'!$B$88:$M$88,0),FALSE))))","v":""},{"$f":"IF(OR($C103=\"Replace-on-Burnout\",$C103=\"New Construction\"),$DD103,IF($CE103=\"\",\"\",IF($CE103=\"DX HP\",VLOOKUP($D103,'Factor Tables'!$B$89:$M$105,MATCH(\"DX HP Htg\",'Factor Tables'!$B$88:$M$88,0),FALSE),0)))","v":""},{"$f":"IF(OR($C103=\"Replace-on-Burnout\",$C103=\"New Construction\"),$DE103,IF($CE103=\"\",\"\",IF($CE103=\"DX HP\",VLOOKUP($D103,'Factor Tables'!$N$89:$Y$105,MATCH(\"DX HP Clg\",'Factor Tables'!$N$88:$Y$88,0),FALSE),IF($CE103=\"PTHP\",VLOOKUP($D103,'Factor Tables'!$N$89:$Y$105,MATCH(\"PTHP Clg\",'Factor Tables'!$N$88:$Y$88,0),FALSE),IF(AND($CE103<>\"DX HP\",$CE103<>\"PTHP\"),VLOOKUP($D103,'Factor Tables'!$N$89:$Y$105,MATCH($CE103,'Factor Tables'!$N$88:$Y$88,0),FALSE),\"\")))))","v":""},{"$f":"IF(OR($C103=\"Replace-on-Burnout\",$C103=\"New Construction\",$CU103=\"DX HP\",$CU103=\"PTHP\"),$DF103,IF($CE103=\"\",\"\",IF($CE103=\"DX HP\",VLOOKUP($D103,'Factor Tables'!$N$89:$Y$105,MATCH(\"DX HP Htg\",'Factor Tables'!$N$88:$Y$88,0),FALSE),IF($CE103=\"PTHP\",VLOOKUP($D103,'Factor Tables'!$N$89:$Y$105,MATCH(\"PTHP Htg\",'Factor Tables'!$N$88:$Y$88,0),FALSE),0))))","v":""},"","",0,0,"kW/ton","",0,"COP",{"$f":"IF($CU103=\"\",\"\",IF(OR($CU103=\"DX HP\",$CU103=\"VRF HP\",$CU103=\"PTHP\"),VLOOKUP($D103,'Factor Tables'!$B$89:$M$105,MATCH(CONCATENATE($CU103,\" Clg\"),'Factor Tables'!$B$88:$M$88,0),FALSE),VLOOKUP($D103,'Factor Tables'!$B$89:$M$105,MATCH($CU103,'Factor Tables'!$B$88:$M$88,0),FALSE)))","v":""},{"$f":"IF($CU103=\"\",\"\",IF(OR($CU103=\"DX HP\",$CU103=\"VRF HP\",$CU103=\"PTHP\"),VLOOKUP($D103,'Factor Tables'!$B$89:$M$105,MATCH(CONCATENATE($CU103,\" Htg\"),'Factor Tables'!$B$88:$M$88,0),FALSE),0))","v":""},{"$f":"IF($CU103=\"\",\"\",IF(OR($CU103=\"DX HP\",$CU103=\"VRF HP\",$CU103=\"PTHP\"),VLOOKUP($D103,'Factor Tables'!$N$89:$Y$105,MATCH(CONCATENATE($CU103,\" Clg\"),'Factor Tables'!$N$88:$Y$88,0),FALSE),VLOOKUP($D103,'Factor Tables'!$N$89:$Y$105,MATCH($CU103,'Factor Tables'!$N$88:$Y$88,0),FALSE)))","v":""},{"$f":"IF($CU103=\"\",\"\",IF(OR($CU103=\"DX HP\",$CU103=\"VRF HP\",$CU103=\"PTHP\"),VLOOKUP($D103,'Factor Tables'!$N$89:$Y$105,MATCH(CONCATENATE($CU103,\" Htg\"),'Factor Tables'!$N$88:$Y$88,0),FALSE),0))","v":""},{"$f":"IF($AB103=\"\",0,VLOOKUP($AB103,'Utility Admin'!$E:$G,2,FALSE))","v":0},{"$f":"IF($AB103=\"\",0,VLOOKUP($AB103,'Utility Admin'!$E:$G,3,FALSE))","v":0},{"$f":"IFERROR(IF(ABS(Summary!$F$12)<=ABS(Summary!$E$12)*'Utility Admin'!$I$5,$BA103*$DG103+$BB103*$DH103,$BA103*$DG103+$BA103*'Utility Admin'!$I$5*$DH103),0)","v":0},null,"Summer",null,null,null,null,null,null,null,null,null,null,{"$f":"IF(OR('Project Info'!$C$10=\"\",$C103=\"\",$D103=\"\"),\"\",VLOOKUP($D103,$DX$9:$EA$32,MATCH($C103,$DX$9:$EA$9,0),FALSE))","v":""},null,null,null,null,null,null,"ERROR: Contact Program Manager. Post Capacity/Unit x Post # of Units must be within +/- 20% of Pre Capacity/Unit x Pre # of Units."]
[null,95,"","",null,null,null,null,null,null,null,null,null,null,null,null,null,null,null,null,null,null,null,null,null,null,null,null,null,"A",null,null,null,null,null,null,null,null,null,null,null,null,null,null,0,0,0,0,0,0,999999999,"",0,0,{"$f":"IFERROR(IF($DI$261>'Utility Admin'!$H$5,$BB104/$BB$5*$BC$261,$DI104),0)","v":0},"","",{"$f":"IF(AND(OR($AB104=\"DX AC Air Cooled\",$AB104=\"DX HP Air Cooled\"),OR(AND($AJ104=\"Btu/hr\",$AI104<65000),AND($AJ104=\"Tons\",$AI104<65000/12000)),$AC104=\"Split\",$AO104>=15.2),MAX(Baselines!$CF348,12/9.8),Baselines!$CF348)","v":0},{"$f":"Baselines!$CG348","v":0},{"$f":"Baselines!$CI348","v":0},0,0,0,0,0,0,0,0,0,0,{"$f":"IF(OR($C104<>\"Early Retirement\",$J104=\"\"),0,IF(OR($I104=\"DX AC Air Cooled\",$I104=\"DX HP Air Cooled\"),VLOOKUP($J104,'Early Retirement'!$CI$6:$CM$32,2,FALSE),IF(OR($I104=\"PTAC\",$I104=\"PTHP\"),VLOOKUP($J104,'Early Retirement'!$CI$6:$CM$32,3,FALSE),IF(AND(OR($I104=\"Air Cooled Chiller\",$I104=\"Water Cooled Chiller\"),$L104<>\"Centrifugal\"),VLOOKUP($J104,'Early Retirement'!$CI$6:$CM$32,4,FALSE),IF(AND(OR($I104=\"Air Cooled Chiller\",$I104=\"Water Cooled Chiller\"),$L104=\"Centrifugal\"),VLOOKUP($J104,'Early Retirement'!$CI$6:$CM$32,5,FALSE),\"\")))))","v":0},0,0,0,0,0,0,0,0,0,0,0,"","","",0,0,0,{"$f":"IF(AND($C104=\"Early Retirement\",$J104<>\"\",$S104<>\"\",$U104<>\"\"),$CH104,IF(AND(OR($AB104=\"DX AC Air Cooled\",$AB104=\"DX HP Air Cooled\"),OR(AND($AJ104=\"Btu/hr\",$AI104<65000),AND($AJ104=\"Tons\",$AI104<65000/12000)),$AC104=\"Split\",$AO104>=15.2),MAX(Baselines!$CF97,12/9.8),Baselines!$CF97))","v":0},{"$f":"IF(AND($C104=\"Early Retirement\",$J104<>\"\",$S104<>\"\",$U104<>\"\"),$CI104,Baselines!$CG97)","v":0},{"$f":"Baselines!$CH97","v":"kW/ton"},"",{"$f":"IF(AND($C104=\"Early Retirement\",$J104<>\"\",$S104<>\"\",$U104<>\"\"),$CJ104,IF(AND(Baselines!$CI97=0,OR($CU104=\"DX HP\",$CU104=\"PTHP\")),$BH104,Baselines!$CI97))","v":0},"COP",{"$f":"IF(OR($C104=\"Replace-on-Burnout\",$C104=\"New Construction\"),$DC104,IF($CE104=\"\",\"\",IF(OR($CE104=\"DX HP\",$CE104=\"PTHP\"),VLOOKUP($D104,'Factor Tables'!$B$89:$M$105,MATCH(CONCATENATE($CE104,\" Clg\"),'Factor Tables'!$B$88:$M$88,0),FALSE),VLOOKUP($D104,'Factor Tables'!$B$89:$M$105,MATCH($CE104,'Factor Tables'!$B$88:$M$88,0),FALSE))))","v":""},{"$f":"IF(OR($C104=\"Replace-on-Burnout\",$C104=\"New Construction\"),$DD104,IF($CE104=\"\",\"\",IF($CE104=\"DX HP\",VLOOKUP($D104,'Factor Tables'!$B$89:$M$105,MATCH(\"DX HP Htg\",'Factor Tables'!$B$88:$M$88,0),FALSE),0)))","v":""},{"$f":"IF(OR($C104=\"Replace-on-Burnout\",$C104=\"New Construction\"),$DE104,IF($CE104=\"\",\"\",IF($CE104=\"DX HP\",VLOOKUP($D104,'Factor Tables'!$N$89:$Y$105,MATCH(\"DX HP Clg\",'Factor Tables'!$N$88:$Y$88,0),FALSE),IF($CE104=\"PTHP\",VLOOKUP($D104,'Factor Tables'!$N$89:$Y$105,MATCH(\"PTHP Clg\",'Factor Tables'!$N$88:$Y$88,0),FALSE),IF(AND($CE104<>\"DX HP\",$CE104<>\"PTHP\"),VLOOKUP($D104,'Factor Tables'!$N$89:$Y$105,MATCH($CE104,'Factor Tables'!$N$88:$Y$88,0),FALSE),\"\")))))","v":""},{"$f":"IF(OR($C104=\"Replace-on-Burnout\",$C104=\"New Construction\",$CU104=\"DX HP\",$CU104=\"PTHP\"),$DF104,IF($CE104=\"\",\"\",IF($CE104=\"DX HP\",VLOOKUP($D104,'Factor Tables'!$N$89:$Y$105,MATCH(\"DX HP Htg\",'Factor Tables'!$N$88:$Y$88,0),FALSE),IF($CE104=\"PTHP\",VLOOKUP($D104,'Factor Tables'!$N$89:$Y$105,MATCH(\"PTHP Htg\",'Factor Tables'!$N$88:$Y$88,0),FALSE),0))))","v":""},"","",0,0,"kW/ton","",0,"COP",{"$f":"IF($CU104=\"\",\"\",IF(OR($CU104=\"DX HP\",$CU104=\"VRF HP\",$CU104=\"PTHP\"),VLOOKUP($D104,'Factor Tables'!$B$89:$M$105,MATCH(CONCATENATE($CU104,\" Clg\"),'Factor Tables'!$B$88:$M$88,0),FALSE),VLOOKUP($D104,'Factor Tables'!$B$89:$M$105,MATCH($CU104,'Factor Tables'!$B$88:$M$88,0),FALSE)))","v":""},{"$f":"IF($CU104=\"\",\"\",IF(OR($CU104=\"DX HP\",$CU104=\"VRF HP\",$CU104=\"PTHP\"),VLOOKUP($D104,'Factor Tables'!$B$89:$M$105,MATCH(CONCATENATE($CU104,\" Htg\"),'Factor Tables'!$B$88:$M$88,0),FALSE),0))","v":""},{"$f":"IF($CU104=\"\",\"\",IF(OR($CU104=\"DX HP\",$CU104=\"VRF HP\",$CU104=\"PTHP\"),VLOOKUP($D104,'Factor Tables'!$N$89:$Y$105,MATCH(CONCATENATE($CU104,\" Clg\"),'Factor Tables'!$N$88:$Y$88,0),FALSE),VLOOKUP($D104,'Factor Tables'!$N$89:$Y$105,MATCH($CU104,'Factor Tables'!$N$88:$Y$88,0),FALSE)))","v":""},{"$f":"IF($CU104=\"\",\"\",IF(OR($CU104=\"DX HP\",$CU104=\"VRF HP\",$CU104=\"PTHP\"),VLOOKUP($D104,'Factor Tables'!$N$89:$Y$105,MATCH(CONCATENATE($CU104,\" Htg\"),'Factor Tables'!$N$88:$Y$88,0),FALSE),0))","v":""},{"$f":"IF($AB104=\"\",0,VLOOKUP($AB104,'Utility Admin'!$E:$G,2,FALSE))","v":0},{"$f":"IF($AB104=\"\",0,VLOOKUP($AB104,'Utility Admin'!$E:$G,3,FALSE))","v":0},{"$f":"IFERROR(IF(ABS(Summary!$F$12)<=ABS(Summary!$E$12)*'Utility Admin'!$I$5,$BA104*$DG104+$BB104*$DH104,$BA104*$DG104+$BA104*'Utility Admin'!$I$5*$DH104),0)","v":0},null,"Summer",null,null,null,null,null,null,null,null,null,null,{"$f":"IF(OR('Project Info'!$C$10=\"\",$C104=\"\",$D104=\"\"),\"\",VLOOKUP($D104,$DX$9:$EA$32,MATCH($C104,$DX$9:$EA$9,0),FALSE))","v":""},null,null,null,null,null,null,"ERROR: Contact Program Manager. Post Capacity/Unit x Post # of Units must be within +/- 20% of Pre Capacity/Unit x Pre # of Units."]
[null,96,"","",null,null,null,null,null,null,null,null,null,null,null,null,null,null,null,null,null,null,null,null,null,null,null,null,null,"A",null,null,null,null,null,null,null,null,null,null,null,null,null,null,0,0,0,0,0,0,999999999,"",0,0,{"$f":"IFERROR(IF($DI$261>'Utility Admin'!$H$5,$BB105/$BB$5*$BC$261,$DI105),0)","v":0},"","",{"$f":"IF(AND(OR($AB105=\"DX AC Air Cooled\",$AB105=\"DX HP Air Cooled\"),OR(AND($AJ105=\"Btu/hr\",$AI105<65000),AND($AJ105=\"Tons\",$AI105<65000/12000)),$AC105=\"Split\",$AO105>=15.2),MAX(Baselines!$CF349,12/9.8),Baselines!$CF349)","v":0},{"$f":"Baselines!$CG349","v":0},{"$f":"Baselines!$CI349","v":0},0,0,0,0,0,0,0,0,0,0,{"$f":"IF(OR($C105<>\"Early Retirement\",$J105=\"\"),0,IF(OR($I105=\"DX AC Air Cooled\",$I105=\"DX HP Air Cooled\"),VLOOKUP($J105,'Early Retirement'!$CI$6:$CM$32,2,FALSE),IF(OR($I105=\"PTAC\",$I105=\"PTHP\"),VLOOKUP($J105,'Early Retirement'!$CI$6:$CM$32,3,FALSE),IF(AND(OR($I105=\"Air Cooled Chiller\",$I105=\"Water Cooled Chiller\"),$L105<>\"Centrifugal\"),VLOOKUP($J105,'Early Retirement'!$CI$6:$CM$32,4,FALSE),IF(AND(OR($I105=\"Air Cooled Chiller\",$I105=\"Water Cooled Chiller\"),$L105=\"Centrifugal\"),VLOOKUP($J105,'Early Retirement'!$CI$6:$CM$32,5,FALSE),\"\")))))","v":0},0,0,0,0,0,0,0,0,0,0,0,"","","",0,0,0,{"$f":"IF(AND($C105=\"Early Retirement\",$J105<>\"\",$S105<>\"\",$U105<>\"\"),$CH105,IF(AND(OR($AB105=\"DX AC Air Cooled\",$AB105=\"DX HP Air Cooled\"),OR(AND($AJ105=\"Btu/hr\",$AI105<65000),AND($AJ105=\"Tons\",$AI105<65000/12000)),$AC105=\"Split\",$AO105>=15.2),MAX(Baselines!$CF98,12/9.8),Baselines!$CF98))","v":0},{"$f":"IF(AND($C105=\"Early Retirement\",$J105<>\"\",$S105<>\"\",$U105<>\"\"),$CI105,Baselines!$CG98)","v":0},{"$f":"Baselines!$CH98","v":"kW/ton"},"",{"$f":"IF(AND($C105=\"Early Retirement\",$J105<>\"\",$S105<>\"\",$U105<>\"\"),$CJ105,IF(AND(Baselines!$CI98=0,OR($CU105=\"DX HP\",$CU105=\"PTHP\")),$BH105,Baselines!$CI98))","v":0},"COP",{"$f":"IF(OR($C105=\"Replace-on-Burnout\",$C105=\"New Construction\"),$DC105,IF($CE105=\"\",\"\",IF(OR($CE105=\"DX HP\",$CE105=\"PTHP\"),VLOOKUP($D105,'Factor Tables'!$B$89:$M$105,MATCH(CONCATENATE($CE105,\" Clg\"),'Factor Tables'!$B$88:$M$88,0),FALSE),VLOOKUP($D105,'Factor Tables'!$B$89:$M$105,MATCH($CE105,'Factor Tables'!$B$88:$M$88,0),FALSE))))","v":""},{"$f":"IF(OR($C105=\"Replace-on-Burnout\",$C105=\"New Construction\"),$DD105,IF($CE105=\"\",\"\",IF($CE105=\"DX HP\",VLOOKUP($D105,'Factor Tables'!$B$89:$M$105,MATCH(\"DX HP Htg\",'Factor Tables'!$B$88:$M$88,0),FALSE),0)))","v":""},{"$f":"IF(OR($C105=\"Replace-on-Burnout\",$C105=\"New Construction\"),$DE105,IF($CE105=\"\",\"\",IF($CE105=\"DX HP\",VLOOKUP($D105,'Factor Tables'!$N$89:$Y$105,MATCH(\"DX HP Clg\",'Factor Tables'!$N$88:$Y$88,0),FALSE),IF($CE105=\"PTHP\",VLOOKUP($D105,'Factor Tables'!$N$89:$Y$105,MATCH(\"PTHP Clg\",'Factor Tables'!$N$88:$Y$88,0),FALSE),IF(AND($CE105<>\"DX HP\",$CE105<>\"PTHP\"),VLOOKUP($D105,'Factor Tables'!$N$89:$Y$105,MATCH($CE105,'Factor Tables'!$N$88:$Y$88,0),FALSE),\"\")))))","v":""},{"$f":"IF(OR($C105=\"Replace-on-Burnout\",$C105=\"New Construction\",$CU105=\"DX HP\",$CU105=\"PTHP\"),$DF105,IF($CE105=\"\",\"\",IF($CE105=\"DX HP\",VLOOKUP($D105,'Factor Tables'!$N$89:$Y$105,MATCH(\"DX HP Htg\",'Factor Tables'!$N$88:$Y$88,0),FALSE),IF($CE105=\"PTHP\",VLOOKUP($D105,'Factor Tables'!$N$89:$Y$105,MATCH(\"PTHP Htg\",'Factor Tables'!$N$88:$Y$88,0),FALSE),0))))","v":""},"","",0,0,"kW/ton","",0,"COP",{"$f":"IF($CU105=\"\",\"\",IF(OR($CU105=\"DX HP\",$CU105=\"VRF HP\",$CU105=\"PTHP\"),VLOOKUP($D105,'Factor Tables'!$B$89:$M$105,MATCH(CONCATENATE($CU105,\" Clg\"),'Factor Tables'!$B$88:$M$88,0),FALSE),VLOOKUP($D105,'Factor Tables'!$B$89:$M$105,MATCH($CU105,'Factor Tables'!$B$88:$M$88,0),FALSE)))","v":""},{"$f":"IF($CU105=\"\",\"\",IF(OR($CU105=\"DX HP\",$CU105=\"VRF HP\",$CU105=\"PTHP\"),VLOOKUP($D105,'Factor Tables'!$B$89:$M$105,MATCH(CONCATENATE($CU105,\" Htg\"),'Factor Tables'!$B$88:$M$88,0),FALSE),0))","v":""},{"$f":"IF($CU105=\"\",\"\",IF(OR($CU105=\"DX HP\",$CU105=\"VRF HP\",$CU105=\"PTHP\"),VLOOKUP($D105,'Factor Tables'!$N$89:$Y$105,MATCH(CONCATENATE($CU105,\" Clg\"),'Factor Tables'!$N$88:$Y$88,0),FALSE),VLOOKUP($D105,'Factor Tables'!$N$89:$Y$105,MATCH($CU105,'Factor Tables'!$N$88:$Y$88,0),FALSE)))","v":""},{"$f":"IF($CU105=\"\",\"\",IF(OR($CU105=\"DX HP\",$CU105=\"VRF HP\",$CU105=\"PTHP\"),VLOOKUP($D105,'Factor Tables'!$N$89:$Y$105,MATCH(CONCATENATE($CU105,\" Htg\"),'Factor Tables'!$N$88:$Y$88,0),FALSE),0))","v":""},{"$f":"IF($AB105=\"\",0,VLOOKUP($AB105,'Utility Admin'!$E:$G,2,FALSE))","v":0},{"$f":"IF($AB105=\"\",0,VLOOKUP($AB105,'Utility Admin'!$E:$G,3,FALSE))","v":0},{"$f":"IFERROR(IF(ABS(Summary!$F$12)<=ABS(Summary!$E$12)*'Utility Admin'!$I$5,$BA105*$DG105+$BB105*$DH105,$BA105*$DG105+$BA105*'Utility Admin'!$I$5*$DH105),0)","v":0},null,"Summer",null,null,null,null,null,null,null,null,null,null,{"$f":"IF(OR('Project Info'!$C$10=\"\",$C105=\"\",$D105=\"\"),\"\",VLOOKUP($D105,$DX$9:$EA$32,MATCH($C105,$DX$9:$EA$9,0),FALSE))","v":""},null,null,null,null,null,null,"ERROR: Contact Program Manager. Post Capacity/Unit x Post # of Units must be within +/- 20% of Pre Capacity/Unit x Pre # of Units."]
[null,97,"","",null,null,null,null,null,null,null,null,null,null,null,null,null,null,null,null,null,null,null,null,null,null,null,null,null,"A",null,null,null,null,null,null,null,null,null,null,null,null,null,null,0,0,0,0,0,0,999999999,"",0,0,{"$f":"IFERROR(IF($DI$261>'Utility Admin'!$H$5,$BB106/$BB$5*$BC$261,$DI106),0)","v":0},"","",{"$f":"IF(AND(OR($AB106=\"DX AC Air Cooled\",$AB106=\"DX HP Air Cooled\"),OR(AND($AJ106=\"Btu/hr\",$AI106<65000),AND($AJ106=\"Tons\",$AI106<65000/12000)),$AC106=\"Split\",$AO106>=15.2),MAX(Baselines!$CF350,12/9.8),Baselines!$CF350)","v":0},{"$f":"Baselines!$CG350","v":0},{"$f":"Baselines!$CI350","v":0},0,0,0,0,0,0,0,0,0,0,{"$f":"IF(OR($C106<>\"Early Retirement\",$J106=\"\"),0,IF(OR($I106=\"DX AC Air Cooled\",$I106=\"DX HP Air Cooled\"),VLOOKUP($J106,'Early Retirement'!$CI$6:$CM$32,2,FALSE),IF(OR($I106=\"PTAC\",$I106=\"PTHP\"),VLOOKUP($J106,'Early Retirement'!$CI$6:$CM$32,3,FALSE),IF(AND(OR($I106=\"Air Cooled Chiller\",$I106=\"Water Cooled Chiller\"),$L106<>\"Centrifugal\"),VLOOKUP($J106,'Early Retirement'!$CI$6:$CM$32,4,FALSE),IF(AND(OR($I106=\"Air Cooled Chiller\",$I106=\"Water Cooled Chiller\"),$L106=\"Centrifugal\"),VLOOKUP($J106,'Early Retirement'!$CI$6:$CM$32,5,FALSE),\"\")))))","v":0},0,0,0,0,0,0,0,0,0,0,0,"","","",0,0,0,{"$f":"IF(AND($C106=\"Early Retirement\",$J106<>\"\",$S106<>\"\",$U106<>\"\"),$CH106,IF(AND(OR($AB106=\"DX AC Air Cooled\",$AB106=\"DX HP Air Cooled\"),OR(AND($AJ106=\"Btu/hr\",$AI106<65000),AND($AJ106=\"Tons\",$AI106<65000/12000)),$AC106=\"Split\",$AO106>=15.2),MAX(Baselines!$CF99,12/9.8),Baselines!$CF99))","v":0},{"$f":"IF(AND($C106=\"Early Retirement\",$J106<>\"\",$S106<>\"\",$U106<>\"\"),$CI106,Baselines!$CG99)","v":0},{"$f":"Baselines!$CH99","v":"kW/ton"},"",{"$f":"IF(AND($C106=\"Early Retirement\",$J106<>\"\",$S106<>\"\",$U106<>\"\"),$CJ106,IF(AND(Baselines!$CI99=0,OR($CU106=\"DX HP\",$CU106=\"PTHP\")),$BH106,Baselines!$CI99))","v":0},"COP",{"$f":"IF(OR($C106=\"Replace-on-Burnout\",$C106=\"New Construction\"),$DC106,IF($CE106=\"\",\"\",IF(OR($CE106=\"DX HP\",$CE106=\"PTHP\"),VLOOKUP($D106,'Factor Tables'!$B$89:$M$105,MATCH(CONCATENATE($CE106,\" Clg\"),'Factor Tables'!$B$88:$M$88,0),FALSE),VLOOKUP($D106,'Factor Tables'!$B$89:$M$105,MATCH($CE106,'Factor Tables'!$B$88:$M$88,0),FALSE))))","v":""},{"$f":"IF(OR($C106=\"Replace-on-Burnout\",$C106=\"New Construction\"),$DD106,IF($CE106=\"\",\"\",IF($CE106=\"DX HP\",VLOOKUP($D106,'Factor Tables'!$B$89:$M$105,MATCH(\"DX HP Htg\",'Factor Tables'!$B$88:$M$88,0),FALSE),0)))","v":""},{"$f":"IF(OR($C106=\"Replace-on-Burnout\",$C106=\"New Construction\"),$DE106,IF($CE106=\"\",\"\",IF($CE106=\"DX HP\",VLOOKUP($D106,'Factor Tables'!$N$89:$Y$105,MATCH(\"DX HP Clg\",'Factor Tables'!$N$88:$Y$88,0),FALSE),IF($CE106=\"PTHP\",VLOOKUP($D106,'Factor Tables'!$N$89:$Y$105,MATCH(\"PTHP Clg\",'Factor Tables'!$N$88:$Y$88,0),FALSE),IF(AND($CE106<>\"DX HP\",$CE106<>\"PTHP\"),VLOOKUP($D106,'Factor Tables'!$N$89:$Y$105,MATCH($CE106,'Factor Tables'!$N$88:$Y$88,0),FALSE),\"\")))))","v":""},{"$f":"IF(OR($C106=\"Replace-on-Burnout\",$C106=\"New Construction\",$CU106=\"DX HP\",$CU106=\"PTHP\"),$DF106,IF($CE106=\"\",\"\",IF($CE106=\"DX HP\",VLOOKUP($D106,'Factor Tables'!$N$89:$Y$105,MATCH(\"DX HP Htg\",'Factor Tables'!$N$88:$Y$88,0),FALSE),IF($CE106=\"PTHP\",VLOOKUP($D106,'Factor Tables'!$N$89:$Y$105,MATCH(\"PTHP Htg\",'Factor Tables'!$N$88:$Y$88,0),FALSE),0))))","v":""},"","",0,0,"kW/ton","",0,"COP",{"$f":"IF($CU106=\"\",\"\",IF(OR($CU106=\"DX HP\",$CU106=\"VRF HP\",$CU106=\"PTHP\"),VLOOKUP($D106,'Factor Tables'!$B$89:$M$105,MATCH(CONCATENATE($CU106,\" Clg\"),'Factor Tables'!$B$88:$M$88,0),FALSE),VLOOKUP($D106,'Factor Tables'!$B$89:$M$105,MATCH($CU106,'Factor Tables'!$B$88:$M$88,0),FALSE)))","v":""},{"$f":"IF($CU106=\"\",\"\",IF(OR($CU106=\"DX HP\",$CU106=\"VRF HP\",$CU106=\"PTHP\"),VLOOKUP($D106,'Factor Tables'!$B$89:$M$105,MATCH(CONCATENATE($CU106,\" Htg\"),'Factor Tables'!$B$88:$M$88,0),FALSE),0))","v":""},{"$f":"IF($CU106=\"\",\"\",IF(OR($CU106=\"DX HP\",$CU106=\"VRF HP\",$CU106=\"PTHP\"),VLOOKUP($D106,'Factor Tables'!$N$89:$Y$105,MATCH(CONCATENATE($CU106,\" Clg\"),'Factor Tables'!$N$88:$Y$88,0),FALSE),VLOOKUP($D106,'Factor Tables'!$N$89:$Y$105,MATCH($CU106,'Factor Tables'!$N$88:$Y$88,0),FALSE)))","v":""},{"$f":"IF($CU106=\"\",\"\",IF(OR($CU106=\"DX HP\",$CU106=\"VRF HP\",$CU106=\"PTHP\"),VLOOKUP($D106,'Factor Tables'!$N$89:$Y$105,MATCH(CONCATENATE($CU106,\" Htg\"),'Factor Tables'!$N$88:$Y$88,0),FALSE),0))","v":""},{"$f":"IF($AB106=\"\",0,VLOOKUP($AB106,'Utility Admin'!$E:$G,2,FALSE))","v":0},{"$f":"IF($AB106=\"\",0,VLOOKUP($AB106,'Utility Admin'!$E:$G,3,FALSE))","v":0},{"$f":"IFERROR(IF(ABS(Summary!$F$12)<=ABS(Summary!$E$12)*'Utility Admin'!$I$5,$BA106*$DG106+$BB106*$DH106,$BA106*$DG106+$BA106*'Utility Admin'!$I$5*$DH106),0)","v":0},null,"Summer",null,null,null,null,null,null,null,null,null,null,{"$f":"IF(OR('Project Info'!$C$10=\"\",$C106=\"\",$D106=\"\"),\"\",VLOOKUP($D106,$DX$9:$EA$32,MATCH($C106,$DX$9:$EA$9,0),FALSE))","v":""},null,null,null,null,null,null,"ERROR: Contact Program Manager. Post Capacity/Unit x Post # of Units must be within +/- 20% of Pre Capacity/Unit x Pre # of Units."]
[null,98,"","",null,null,null,null,null,null,null,null,null,null,null,null,null,null,null,null,null,null,null,null,null,null,null,null,null,"A",null,null,null,null,null,null,null,null,null,null,null,null,null,null,0,0,0,0,0,0,999999999,"",0,0,{"$f":"IFERROR(IF($DI$261>'Utility Admin'!$H$5,$BB107/$BB$5*$BC$261,$DI107),0)","v":0},"","",{"$f":"IF(AND(OR($AB107=\"DX AC Air Cooled\",$AB107=\"DX HP Air Cooled\"),OR(AND($AJ107=\"Btu/hr\",$AI107<65000),AND($AJ107=\"Tons\",$AI107<65000/12000)),$AC107=\"Split\",$AO107>=15.2),MAX(Baselines!$CF351,12/9.8),Baselines!$CF351)","v":0},{"$f":"Baselines!$CG351","v":0},{"$f":"Baselines!$CI351","v":0},0,0,0,0,0,0,0,0,0,0,{"$f":"IF(OR($C107<>\"Early Retirement\",$J107=\"\"),0,IF(OR($I107=\"DX AC Air Cooled\",$I107=\"DX HP Air Cooled\"),VLOOKUP($J107,'Early Retirement'!$CI$6:$CM$32,2,FALSE),IF(OR($I107=\"PTAC\",$I107=\"PTHP\"),VLOOKUP($J107,'Early Retirement'!$CI$6:$CM$32,3,FALSE),IF(AND(OR($I107=\"Air Cooled Chiller\",$I107=\"Water Cooled Chiller\"),$L107<>\"Centrifugal\"),VLOOKUP($J107,'Early Retirement'!$CI$6:$CM$32,4,FALSE),IF(AND(OR($I107=\"Air Cooled Chiller\",$I107=\"Water Cooled Chiller\"),$L107=\"Centrifugal\"),VLOOKUP($J107,'Early Retirement'!$CI$6:$CM$32,5,FALSE),\"\")))))","v":0},0,0,0,0,0,0,0,0,0,0,0,"","","",0,0,0,{"$f":"IF(AND($C107=\"Early Retirement\",$J107<>\"\",$S107<>\"\",$U107<>\"\"),$CH107,IF(AND(OR($AB107=\"DX AC Air Cooled\",$AB107=\"DX HP Air Cooled\"),OR(AND($AJ107=\"Btu/hr\",$AI107<65000),AND($AJ107=\"Tons\",$AI107<65000/12000)),$AC107=\"Split\",$AO107>=15.2),MAX(Baselines!$CF100,12/9.8),Baselines!$CF100))","v":0},{"$f":"IF(AND($C107=\"Early Retirement\",$J107<>\"\",$S107<>\"\",$U107<>\"\"),$CI107,Baselines!$CG100)","v":0},{"$f":"Baselines!$CH100","v":"kW/ton"},"",{"$f":"IF(AND($C107=\"Early Retirement\",$J107<>\"\",$S107<>\"\",$U107<>\"\"),$CJ107,IF(AND(Baselines!$CI100=0,OR($CU107=\"DX HP\",$CU107=\"PTHP\")),$BH107,Baselines!$CI100))","v":0},"COP",{"$f":"IF(OR($C107=\"Replace-on-Burnout\",$C107=\"New Construction\"),$DC107,IF($CE107=\"\",\"\",IF(OR($CE107=\"DX HP\",$CE107=\"PTHP\"),VLOOKUP($D107,'Factor Tables'!$B$89:$M$105,MATCH(CONCATENATE($CE107,\" Clg\"),'Factor Tables'!$B$88:$M$88,0),FALSE),VLOOKUP($D107,'Factor Tables'!$B$89:$M$105,MATCH($CE107,'Factor Tables'!$B$88:$M$88,0),FALSE))))","v":""},{"$f":"IF(OR($C107=\"Replace-on-Burnout\",$C107=\"New Construction\"),$DD107,IF($CE107=\"\",\"\",IF($CE107=\"DX HP\",VLOOKUP($D107,'Factor Tables'!$B$89:$M$105,MATCH(\"DX HP Htg\",'Factor Tables'!$B$88:$M$88,0),FALSE),0)))","v":""},{"$f":"IF(OR($C107=\"Replace-on-Burnout\",$C107=\"New Construction\"),$DE107,IF($CE107=\"\",\"\",IF($CE107=\"DX HP\",VLOOKUP($D107,'Factor Tables'!$N$89:$Y$105,MATCH(\"DX HP Clg\",'Factor Tables'!$N$88:$Y$88,0),FALSE),IF($CE107=\"PTHP\",VLOOKUP($D107,'Factor Tables'!$N$89:$Y$105,MATCH(\"PTHP Clg\",'Factor Tables'!$N$88:$Y$88,0),FALSE),IF(AND($CE107<>\"DX HP\",$CE107<>\"PTHP\"),VLOOKUP($D107,'Factor Tables'!$N$89:$Y$105,MATCH($CE107,'Factor Tables'!$N$88:$Y$88,0),FALSE),\"\")))))","v":""},{"$f":"IF(OR($C107=\"Replace-on-Burnout\",$C107=\"New Construction\",$CU107=\"DX HP\",$CU107=\"PTHP\"),$DF107,IF($CE107=\"\",\"\",IF($CE107=\"DX HP\",VLOOKUP($D107,'Factor Tables'!$N$89:$Y$105,MATCH(\"DX HP Htg\",'Factor Tables'!$N$88:$Y$88,0),FALSE),IF($CE107=\"PTHP\",VLOOKUP($D107,'Factor Tables'!$N$89:$Y$105,MATCH(\"PTHP Htg\",'Factor Tables'!$N$88:$Y$88,0),FALSE),0))))","v":""},"","",0,0,"kW/ton","",0,"COP",{"$f":"IF($CU107=\"\",\"\",IF(OR($CU107=\"DX HP\",$CU107=\"VRF HP\",$CU107=\"PTHP\"),VLOOKUP($D107,'Factor Tables'!$B$89:$M$105,MATCH(CONCATENATE($CU107,\" Clg\"),'Factor Tables'!$B$88:$M$88,0),FALSE),VLOOKUP($D107,'Factor Tables'!$B$89:$M$105,MATCH($CU107,'Factor Tables'!$B$88:$M$88,0),FALSE)))","v":""},{"$f":"IF($CU107=\"\",\"\",IF(OR($CU107=\"DX HP\",$CU107=\"VRF HP\",$CU107=\"PTHP\"),VLOOKUP($D107,'Factor Tables'!$B$89:$M$105,MATCH(CONCATENATE($CU107,\" Htg\"),'Factor Tables'!$B$88:$M$88,0),FALSE),0))","v":""},{"$f":"IF($CU107=\"\",\"\",IF(OR($CU107=\"DX HP\",$CU107=\"VRF HP\",$CU107=\"PTHP\"),VLOOKUP($D107,'Factor Tables'!$N$89:$Y$105,MATCH(CONCATENATE($CU107,\" Clg\"),'Factor Tables'!$N$88:$Y$88,0),FALSE),VLOOKUP($D107,'Factor Tables'!$N$89:$Y$105,MATCH($CU107,'Factor Tables'!$N$88:$Y$88,0),FALSE)))","v":""},{"$f":"IF($CU107=\"\",\"\",IF(OR($CU107=\"DX HP\",$CU107=\"VRF HP\",$CU107=\"PTHP\"),VLOOKUP($D107,'Factor Tables'!$N$89:$Y$105,MATCH(CONCATENATE($CU107,\" Htg\"),'Factor Tables'!$N$88:$Y$88,0),FALSE),0))","v":""},{"$f":"IF($AB107=\"\",0,VLOOKUP($AB107,'Utility Admin'!$E:$G,2,FALSE))","v":0},{"$f":"IF($AB107=\"\",0,VLOOKUP($AB107,'Utility Admin'!$E:$G,3,FALSE))","v":0},{"$f":"IFERROR(IF(ABS(Summary!$F$12)<=ABS(Summary!$E$12)*'Utility Admin'!$I$5,$BA107*$DG107+$BB107*$DH107,$BA107*$DG107+$BA107*'Utility Admin'!$I$5*$DH107),0)","v":0},null,"Summer",null,null,null,null,null,null,null,null,null,null,{"$f":"IF(OR('Project Info'!$C$10=\"\",$C107=\"\",$D107=\"\"),\"\",VLOOKUP($D107,$DX$9:$EA$32,MATCH($C107,$DX$9:$EA$9,0),FALSE))","v":""},null,null,null,null,null,null,"ERROR: Contact Program Manager. Post Capacity/Unit x Post # of Units must be within +/- 20% of Pre Capacity/Unit x Pre # of Units."]
[null,99,"","",null,null,null,null,null,null,null,null,null,null,null,null,null,null,null,null,null,null,null,null,null,null,null,null,null,"A",null,null,null,null,null,null,null,null,null,null,null,null,null,null,0,0,0,0,0,0,999999999,"",0,0,{"$f":"IFERROR(IF($DI$261>'Utility Admin'!$H$5,$BB108/$BB$5*$BC$261,$DI108),0)","v":0},"","",{"$f":"IF(AND(OR($AB108=\"DX AC Air Cooled\",$AB108=\"DX HP Air Cooled\"),OR(AND($AJ108=\"Btu/hr\",$AI108<65000),AND($AJ108=\"Tons\",$AI108<65000/12000)),$AC108=\"Split\",$AO108>=15.2),MAX(Baselines!$CF352,12/9.8),Baselines!$CF352)","v":0},{"$f":"Baselines!$CG352","v":0},{"$f":"Baselines!$CI352","v":0},0,0,0,0,0,0,0,0,0,0,{"$f":"IF(OR($C108<>\"Early Retirement\",$J108=\"\"),0,IF(OR($I108=\"DX AC Air Cooled\",$I108=\"DX HP Air Cooled\"),VLOOKUP($J108,'Early Retirement'!$CI$6:$CM$32,2,FALSE),IF(OR($I108=\"PTAC\",$I108=\"PTHP\"),VLOOKUP($J108,'Early Retirement'!$CI$6:$CM$32,3,FALSE),IF(AND(OR($I108=\"Air Cooled Chiller\",$I108=\"Water Cooled Chiller\"),$L108<>\"Centrifugal\"),VLOOKUP($J108,'Early Retirement'!$CI$6:$CM$32,4,FALSE),IF(AND(OR($I108=\"Air Cooled Chiller\",$I108=\"Water Cooled Chiller\"),$L108=\"Centrifugal\"),VLOOKUP($J108,'Early Retirement'!$CI$6:$CM$32,5,FALSE),\"\")))))","v":0},0,0,0,0,0,0,0,0,0,0,0,"","","",0,0,0,{"$f":"IF(AND($C108=\"Early Retirement\",$J108<>\"\",$S108<>\"\",$U108<>\"\"),$CH108,IF(AND(OR($AB108=\"DX AC Air Cooled\",$AB108=\"DX HP Air Cooled\"),OR(AND($AJ108=\"Btu/hr\",$AI108<65000),AND($AJ108=\"Tons\",$AI108<65000/12000)),$AC108=\"Split\",$AO108>=15.2),MAX(Baselines!$CF101,12/9.8),Baselines!$CF101))","v":0},{"$f":"IF(AND($C108=\"Early Retirement\",$J108<>\"\",$S108<>\"\",$U108<>\"\"),$CI108,Baselines!$CG101)","v":0},{"$f":"Baselines!$CH101","v":"kW/ton"},"",{"$f":"IF(AND($C108=\"Early Retirement\",$J108<>\"\",$S108<>\"\",$U108<>\"\"),$CJ108,IF(AND(Baselines!$CI101=0,OR($CU108=\"DX HP\",$CU108=\"PTHP\")),$BH108,Baselines!$CI101))","v":0},"COP",{"$f":"IF(OR($C108=\"Replace-on-Burnout\",$C108=\"New Construction\"),$DC108,IF($CE108=\"\",\"\",IF(OR($CE108=\"DX HP\",$CE108=\"PTHP\"),VLOOKUP($D108,'Factor Tables'!$B$89:$M$105,MATCH(CONCATENATE($CE108,\" Clg\"),'Factor Tables'!$B$88:$M$88,0),FALSE),VLOOKUP($D108,'Factor Tables'!$B$89:$M$105,MATCH($CE108,'Factor Tables'!$B$88:$M$88,0),FALSE))))","v":""},{"$f":"IF(OR($C108=\"Replace-on-Burnout\",$C108=\"New Construction\"),$DD108,IF($CE108=\"\",\"\",IF($CE108=\"DX HP\",VLOOKUP($D108,'Factor Tables'!$B$89:$M$105,MATCH(\"DX HP Htg\",'Factor Tables'!$B$88:$M$88,0),FALSE),0)))","v":""},{"$f":"IF(OR($C108=\"Replace-on-Burnout\",$C108=\"New Construction\"),$DE108,IF($CE108=\"\",\"\",IF($CE108=\"DX HP\",VLOOKUP($D108,'Factor Tables'!$N$89:$Y$105,MATCH(\"DX HP Clg\",'Factor Tables'!$N$88:$Y$88,0),FALSE),IF($CE108=\"PTHP\",VLOOKUP($D108,'Factor Tables'!$N$89:$Y$105,MATCH(\"PTHP Clg\",'Factor Tables'!$N$88:$Y$88,0),FALSE),IF(AND($CE108<>\"DX HP\",$CE108<>\"PTHP\"),VLOOKUP($D108,'Factor Tables'!$N$89:$Y$105,MATCH($CE108,'Factor Tables'!$N$88:$Y$88,0),FALSE),\"\")))))","v":""},{"$f":"IF(OR($C108=\"Replace-on-Burnout\",$C108=\"New Construction\",$CU108=\"DX HP\",$CU108=\"PTHP\"),$DF108,IF($CE108=\"\",\"\",IF($CE108=\"DX HP\",VLOOKUP($D108,'Factor Tables'!$N$89:$Y$105,MATCH(\"DX HP Htg\",'Factor Tables'!$N$88:$Y$88,0),FALSE),IF($CE108=\"PTHP\",VLOOKUP($D108,'Factor Tables'!$N$89:$Y$105,MATCH(\"PTHP Htg\",'Factor Tables'!$N$88:$Y$88,0),FALSE),0))))","v":""},"","",0,0,"kW/ton","",0,"COP",{"$f":"IF($CU108=\"\",\"\",IF(OR($CU108=\"DX HP\",$CU108=\"VRF HP\",$CU108=\"PTHP\"),VLOOKUP($D108,'Factor Tables'!$B$89:$M$105,MATCH(CONCATENATE($CU108,\" Clg\"),'Factor Tables'!$B$88:$M$88,0),FALSE),VLOOKUP($D108,'Factor Tables'!$B$89:$M$105,MATCH($CU108,'Factor Tables'!$B$88:$M$88,0),FALSE)))","v":""},{"$f":"IF($CU108=\"\",\"\",IF(OR($CU108=\"DX HP\",$CU108=\"VRF HP\",$CU108=\"PTHP\"),VLOOKUP($D108,'Factor Tables'!$B$89:$M$105,MATCH(CONCATENATE($CU108,\" Htg\"),'Factor Tables'!$B$88:$M$88,0),FALSE),0))","v":""},{"$f":"IF($CU108=\"\",\"\",IF(OR($CU108=\"DX HP\",$CU108=\"VRF HP\",$CU108=\"PTHP\"),VLOOKUP($D108,'Factor Tables'!$N$89:$Y$105,MATCH(CONCATENATE($CU108,\" Clg\"),'Factor Tables'!$N$88:$Y$88,0),FALSE),VLOOKUP($D108,'Factor Tables'!$N$89:$Y$105,MATCH($CU108,'Factor Tables'!$N$88:$Y$88,0),FALSE)))","v":""},{"$f":"IF($CU108=\"\",\"\",IF(OR($CU108=\"DX HP\",$CU108=\"VRF HP\",$CU108=\"PTHP\"),VLOOKUP($D108,'Factor Tables'!$N$89:$Y$105,MATCH(CONCATENATE($CU108,\" Htg\"),'Factor Tables'!$N$88:$Y$88,0),FALSE),0))","v":""},{"$f":"IF($AB108=\"\",0,VLOOKUP($AB108,'Utility Admin'!$E:$G,2,FALSE))","v":0},{"$f":"IF($AB108=\"\",0,VLOOKUP($AB108,'Utility Admin'!$E:$G,3,FALSE))","v":0},{"$f":"IFERROR(IF(ABS(Summary!$F$12)<=ABS(Summary!$E$12)*'Utility Admin'!$I$5,$BA108*$DG108+$BB108*$DH108,$BA108*$DG108+$BA108*'Utility Admin'!$I$5*$DH108),0)","v":0},null,"Summer",null,null,null,null,null,null,null,null,null,null,{"$f":"IF(OR('Project Info'!$C$10=\"\",$C108=\"\",$D108=\"\"),\"\",VLOOKUP($D108,$DX$9:$EA$32,MATCH($C108,$DX$9:$EA$9,0),FALSE))","v":""},null,null,null,null,null,null,"ERROR: Contact Program Manager. Post Capacity/Unit x Post # of Units must be within +/- 20% of Pre Capacity/Unit x Pre # of Units."]
[null,100,"","",null,null,null,null,null,null,null,null,null,null,null,null,null,null,null,null,null,null,null,null,null,null,null,null,null,"A",null,null,null,null,null,null,null,null,null,null,null,null,null,null,0,0,0,0,0,0,999999999,"",0,0,{"$f":"IFERROR(IF($DI$261>'Utility Admin'!$H$5,$BB109/$BB$5*$BC$261,$DI109),0)","v":0},"","",{"$f":"IF(AND(OR($AB109=\"DX AC Air Cooled\",$AB109=\"DX HP Air Cooled\"),OR(AND($AJ109=\"Btu/hr\",$AI109<65000),AND($AJ109=\"Tons\",$AI109<65000/12000)),$AC109=\"Split\",$AO109>=15.2),MAX(Baselines!$CF353,12/9.8),Baselines!$CF353)","v":0},{"$f":"Baselines!$CG353","v":0},{"$f":"Baselines!$CI353","v":0},0,0,0,0,0,0,0,0,0,0,{"$f":"IF(OR($C109<>\"Early Retirement\",$J109=\"\"),0,IF(OR($I109=\"DX AC Air Cooled\",$I109=\"DX HP Air Cooled\"),VLOOKUP($J109,'Early Retirement'!$CI$6:$CM$32,2,FALSE),IF(OR($I109=\"PTAC\",$I109=\"PTHP\"),VLOOKUP($J109,'Early Retirement'!$CI$6:$CM$32,3,FALSE),IF(AND(OR($I109=\"Air Cooled Chiller\",$I109=\"Water Cooled Chiller\"),$L109<>\"Centrifugal\"),VLOOKUP($J109,'Early Retirement'!$CI$6:$CM$32,4,FALSE),IF(AND(OR($I109=\"Air Cooled Chiller\",$I109=\"Water Cooled Chiller\"),$L109=\"Centrifugal\"),VLOOKUP($J109,'Early Retirement'!$CI$6:$CM$32,5,FALSE),\"\")))))","v":0},0,0,0,0,0,0,0,0,0,0,0,"","","",0,0,0,{"$f":"IF(AND($C109=\"Early Retirement\",$J109<>\"\",$S109<>\"\",$U109<>\"\"),$CH109,IF(AND(OR($AB109=\"DX AC Air Cooled\",$AB109=\"DX HP Air Cooled\"),OR(AND($AJ109=\"Btu/hr\",$AI109<65000),AND($AJ109=\"Tons\",$AI109<65000/12000)),$AC109=\"Split\",$AO109>=15.2),MAX(Baselines!$CF102,12/9.8),Baselines!$CF102))","v":0},{"$f":"IF(AND($C109=\"Early Retirement\",$J109<>\"\",$S109<>\"\",$U109<>\"\"),$CI109,Baselines!$CG102)","v":0},{"$f":"Baselines!$CH102","v":"kW/ton"},"",{"$f":"IF(AND($C109=\"Early Retirement\",$J109<>\"\",$S109<>\"\",$U109<>\"\"),$CJ109,IF(AND(Baselines!$CI102=0,OR($CU109=\"DX HP\",$CU109=\"PTHP\")),$BH109,Baselines!$CI102))","v":0},"COP",{"$f":"IF(OR($C109=\"Replace-on-Burnout\",$C109=\"New Construction\"),$DC109,IF($CE109=\"\",\"\",IF(OR($CE109=\"DX HP\",$CE109=\"PTHP\"),VLOOKUP($D109,'Factor Tables'!$B$89:$M$105,MATCH(CONCATENATE($CE109,\" Clg\"),'Factor Tables'!$B$88:$M$88,0),FALSE),VLOOKUP($D109,'Factor Tables'!$B$89:$M$105,MATCH($CE109,'Factor Tables'!$B$88:$M$88,0),FALSE))))","v":""},{"$f":"IF(OR($C109=\"Replace-on-Burnout\",$C109=\"New Construction\"),$DD109,IF($CE109=\"\",\"\",IF($CE109=\"DX HP\",VLOOKUP($D109,'Factor Tables'!$B$89:$M$105,MATCH(\"DX HP Htg\",'Factor Tables'!$B$88:$M$88,0),FALSE),0)))","v":""},{"$f":"IF(OR($C109=\"Replace-on-Burnout\",$C109=\"New Construction\"),$DE109,IF($CE109=\"\",\"\",IF($CE109=\"DX HP\",VLOOKUP($D109,'Factor Tables'!$N$89:$Y$105,MATCH(\"DX HP Clg\",'Factor Tables'!$N$88:$Y$88,0),FALSE),IF($CE109=\"PTHP\",VLOOKUP($D109,'Factor Tables'!$N$89:$Y$105,MATCH(\"PTHP Clg\",'Factor Tables'!$N$88:$Y$88,0),FALSE),IF(AND($CE109<>\"DX HP\",$CE109<>\"PTHP\"),VLOOKUP($D109,'Factor Tables'!$N$89:$Y$105,MATCH($CE109,'Factor Tables'!$N$88:$Y$88,0),FALSE),\"\")))))","v":""},{"$f":"IF(OR($C109=\"Replace-on-Burnout\",$C109=\"New Construction\",$CU109=\"DX HP\",$CU109=\"PTHP\"),$DF109,IF($CE109=\"\",\"\",IF($CE109=\"DX HP\",VLOOKUP($D109,'Factor Tables'!$N$89:$Y$105,MATCH(\"DX HP Htg\",'Factor Tables'!$N$88:$Y$88,0),FALSE),IF($CE109=\"PTHP\",VLOOKUP($D109,'Factor Tables'!$N$89:$Y$105,MATCH(\"PTHP Htg\",'Factor Tables'!$N$88:$Y$88,0),FALSE),0))))","v":""},"","",0,0,"kW/ton","",0,"COP",{"$f":"IF($CU109=\"\",\"\",IF(OR($CU109=\"DX HP\",$CU109=\"VRF HP\",$CU109=\"PTHP\"),VLOOKUP($D109,'Factor Tables'!$B$89:$M$105,MATCH(CONCATENATE($CU109,\" Clg\"),'Factor Tables'!$B$88:$M$88,0),FALSE),VLOOKUP($D109,'Factor Tables'!$B$89:$M$105,MATCH($CU109,'Factor Tables'!$B$88:$M$88,0),FALSE)))","v":""},{"$f":"IF($CU109=\"\",\"\",IF(OR($CU109=\"DX HP\",$CU109=\"VRF HP\",$CU109=\"PTHP\"),VLOOKUP($D109,'Factor Tables'!$B$89:$M$105,MATCH(CONCATENATE($CU109,\" Htg\"),'Factor Tables'!$B$88:$M$88,0),FALSE),0))","v":""},{"$f":"IF($CU109=\"\",\"\",IF(OR($CU109=\"DX HP\",$CU109=\"VRF HP\",$CU109=\"PTHP\"),VLOOKUP($D109,'Factor Tables'!$N$89:$Y$105,MATCH(CONCATENATE($CU109,\" Clg\"),'Factor Tables'!$N$88:$Y$88,0),FALSE),VLOOKUP($D109,'Factor Tables'!$N$89:$Y$105,MATCH($CU109,'Factor Tables'!$N$88:$Y$88,0),FALSE)))","v":""},{"$f":"IF($CU109=\"\",\"\",IF(OR($CU109=\"DX HP\",$CU109=\"VRF HP\",$CU109=\"PTHP\"),VLOOKUP($D109,'Factor Tables'!$N$89:$Y$105,MATCH(CONCATENATE($CU109,\" Htg\"),'Factor Tables'!$N$88:$Y$88,0),FALSE),0))","v":""},{"$f":"IF($AB109=\"\",0,VLOOKUP($AB109,'Utility Admin'!$E:$G,2,FALSE))","v":0},{"$f":"IF($AB109=\"\",0,VLOOKUP($AB109,'Utility Admin'!$E:$G,3,FALSE))","v":0},{"$f":"IFERROR(IF(ABS(Summary!$F$12)<=ABS(Summary!$E$12)*'Utility Admin'!$I$5,$BA109*$DG109+$BB109*$DH109,$BA109*$DG109+$BA109*'Utility Admin'!$I$5*$DH109),0)","v":0},null,"Summer",null,null,null,null,null,null,null,null,null,null,{"$f":"IF(OR('Project Info'!$C$10=\"\",$C109=\"\",$D109=\"\"),\"\",VLOOKUP($D109,$DX$9:$EA$32,MATCH($C109,$DX$9:$EA$9,0),FALSE))","v":""},null,null,null,null,null,null,"ERROR: Contact Program Manager. Post Capacity/Unit x Post # of Units must be within +/- 20% of Pre Capacity/Unit x Pre # of Units."]
[null,101,"","",null,null,null,null,null,null,null,null,null,null,null,null,null,null,null,null,null,null,null,null,null,null,null,null,null,"A",null,null,null,null,null,null,null,null,null,null,null,null,null,null,0,0,0,0,0,0,999999999,"",0,0,{"$f":"IFERROR(IF($DI$261>'Utility Admin'!$H$5,$BB110/$BB$5*$BC$261,$DI110),0)","v":0},"","",{"$f":"IF(AND(OR($AB110=\"DX AC Air Cooled\",$AB110=\"DX HP Air Cooled\"),OR(AND($AJ110=\"Btu/hr\",$AI110<65000),AND($AJ110=\"Tons\",$AI110<65000/12000)),$AC110=\"Split\",$AO110>=15.2),MAX(Baselines!$CF354,12/9.8),Baselines!$CF354)","v":0},{"$f":"Baselines!$CG354","v":0},{"$f":"Baselines!$CI354","v":0},0,0,0,0,0,0,0,0,0,0,{"$f":"IF(OR($C110<>\"Early Retirement\",$J110=\"\"),0,IF(OR($I110=\"DX AC Air Cooled\",$I110=\"DX HP Air Cooled\"),VLOOKUP($J110,'Early Retirement'!$CI$6:$CM$32,2,FALSE),IF(OR($I110=\"PTAC\",$I110=\"PTHP\"),VLOOKUP($J110,'Early Retirement'!$CI$6:$CM$32,3,FALSE),IF(AND(OR($I110=\"Air Cooled Chiller\",$I110=\"Water Cooled Chiller\"),$L110<>\"Centrifugal\"),VLOOKUP($J110,'Early Retirement'!$CI$6:$CM$32,4,FALSE),IF(AND(OR($I110=\"Air Cooled Chiller\",$I110=\"Water Cooled Chiller\"),$L110=\"Centrifugal\"),VLOOKUP($J110,'Early Retirement'!$CI$6:$CM$32,5,FALSE),\"\")))))","v":0},0,0,0,0,0,0,0,0,0,0,0,"","","",0,0,0,{"$f":"IF(AND($C110=\"Early Retirement\",$J110<>\"\",$S110<>\"\",$U110<>\"\"),$CH110,IF(AND(OR($AB110=\"DX AC Air Cooled\",$AB110=\"DX HP Air Cooled\"),OR(AND($AJ110=\"Btu/hr\",$AI110<65000),AND($AJ110=\"Tons\",$AI110<65000/12000)),$AC110=\"Split\",$AO110>=15.2),MAX(Baselines!$CF103,12/9.8),Baselines!$CF103))","v":0},{"$f":"IF(AND($C110=\"Early Retirement\",$J110<>\"\",$S110<>\"\",$U110<>\"\"),$CI110,Baselines!$CG103)","v":0},{"$f":"Baselines!$CH103","v":"kW/ton"},"",{"$f":"IF(AND($C110=\"Early Retirement\",$J110<>\"\",$S110<>\"\",$U110<>\"\"),$CJ110,IF(AND(Baselines!$CI103=0,OR($CU110=\"DX HP\",$CU110=\"PTHP\")),$BH110,Baselines!$CI103))","v":0},"COP",{"$f":"IF(OR($C110=\"Replace-on-Burnout\",$C110=\"New Construction\"),$DC110,IF($CE110=\"\",\"\",IF(OR($CE110=\"DX HP\",$CE110=\"PTHP\"),VLOOKUP($D110,'Factor Tables'!$B$89:$M$105,MATCH(CONCATENATE($CE110,\" Clg\"),'Factor Tables'!$B$88:$M$88,0),FALSE),VLOOKUP($D110,'Factor Tables'!$B$89:$M$105,MATCH($CE110,'Factor Tables'!$B$88:$M$88,0),FALSE))))","v":""},{"$f":"IF(OR($C110=\"Replace-on-Burnout\",$C110=\"New Construction\"),$DD110,IF($CE110=\"\",\"\",IF($CE110=\"DX HP\",VLOOKUP($D110,'Factor Tables'!$B$89:$M$105,MATCH(\"DX HP Htg\",'Factor Tables'!$B$88:$M$88,0),FALSE),0)))","v":""},{"$f":"IF(OR($C110=\"Replace-on-Burnout\",$C110=\"New Construction\"),$DE110,IF($CE110=\"\",\"\",IF($CE110=\"DX HP\",VLOOKUP($D110,'Factor Tables'!$N$89:$Y$105,MATCH(\"DX HP Clg\",'Factor Tables'!$N$88:$Y$88,0),FALSE),IF($CE110=\"PTHP\",VLOOKUP($D110,'Factor Tables'!$N$89:$Y$105,MATCH(\"PTHP Clg\",'Factor Tables'!$N$88:$Y$88,0),FALSE),IF(AND($CE110<>\"DX HP\",$CE110<>\"PTHP\"),VLOOKUP($D110,'Factor Tables'!$N$89:$Y$105,MATCH($CE110,'Factor Tables'!$N$88:$Y$88,0),FALSE),\"\")))))","v":""},{"$f":"IF(OR($C110=\"Replace-on-Burnout\",$C110=\"New Construction\",$CU110=\"DX HP\",$CU110=\"PTHP\"),$DF110,IF($CE110=\"\",\"\",IF($CE110=\"DX HP\",VLOOKUP($D110,'Factor Tables'!$N$89:$Y$105,MATCH(\"DX HP Htg\",'Factor Tables'!$N$88:$Y$88,0),FALSE),IF($CE110=\"PTHP\",VLOOKUP($D110,'Factor Tables'!$N$89:$Y$105,MATCH(\"PTHP Htg\",'Factor Tables'!$N$88:$Y$88,0),FALSE),0))))","v":""},"","",0,0,"kW/ton","",0,"COP",{"$f":"IF($CU110=\"\",\"\",IF(OR($CU110=\"DX HP\",$CU110=\"VRF HP\",$CU110=\"PTHP\"),VLOOKUP($D110,'Factor Tables'!$B$89:$M$105,MATCH(CONCATENATE($CU110,\" Clg\"),'Factor Tables'!$B$88:$M$88,0),FALSE),VLOOKUP($D110,'Factor Tables'!$B$89:$M$105,MATCH($CU110,'Factor Tables'!$B$88:$M$88,0),FALSE)))","v":""},{"$f":"IF($CU110=\"\",\"\",IF(OR($CU110=\"DX HP\",$CU110=\"VRF HP\",$CU110=\"PTHP\"),VLOOKUP($D110,'Factor Tables'!$B$89:$M$105,MATCH(CONCATENATE($CU110,\" Htg\"),'Factor Tables'!$B$88:$M$88,0),FALSE),0))","v":""},{"$f":"IF($CU110=\"\",\"\",IF(OR($CU110=\"DX HP\",$CU110=\"VRF HP\",$CU110=\"PTHP\"),VLOOKUP($D110,'Factor Tables'!$N$89:$Y$105,MATCH(CONCATENATE($CU110,\" Clg\"),'Factor Tables'!$N$88:$Y$88,0),FALSE),VLOOKUP($D110,'Factor Tables'!$N$89:$Y$105,MATCH($CU110,'Factor Tables'!$N$88:$Y$88,0),FALSE)))","v":""},{"$f":"IF($CU110=\"\",\"\",IF(OR($CU110=\"DX HP\",$CU110=\"VRF HP\",$CU110=\"PTHP\"),VLOOKUP($D110,'Factor Tables'!$N$89:$Y$105,MATCH(CONCATENATE($CU110,\" Htg\"),'Factor Tables'!$N$88:$Y$88,0),FALSE),0))","v":""},{"$f":"IF($AB110=\"\",0,VLOOKUP($AB110,'Utility Admin'!$E:$G,2,FALSE))","v":0},{"$f":"IF($AB110=\"\",0,VLOOKUP($AB110,'Utility Admin'!$E:$G,3,FALSE))","v":0},{"$f":"IFERROR(IF(ABS(Summary!$F$12)<=ABS(Summary!$E$12)*'Utility Admin'!$I$5,$BA110*$DG110+$BB110*$DH110,$BA110*$DG110+$BA110*'Utility Admin'!$I$5*$DH110),0)","v":0},null,"Summer",null,null,null,null,null,null,null,null,null,null,{"$f":"IF(OR('Project Info'!$C$10=\"\",$C110=\"\",$D110=\"\"),\"\",VLOOKUP($D110,$DX$9:$EA$32,MATCH($C110,$DX$9:$EA$9,0),FALSE))","v":""},null,null,null,null,null,null,"ERROR: Contact Program Manager. Post Capacity/Unit x Post # of Units must be within +/- 20% of Pre Capacity/Unit x Pre # of Units."]
[null,102,"","",null,null,null,null,null,null,null,null,null,null,null,null,null,null,null,null,null,null,null,null,null,null,null,null,null,"A",null,null,null,null,null,null,null,null,null,null,null,null,null,null,0,0,0,0,0,0,999999999,"",0,0,{"$f":"IFERROR(IF($DI$261>'Utility Admin'!$H$5,$BB111/$BB$5*$BC$261,$DI111),0)","v":0},"","",{"$f":"IF(AND(OR($AB111=\"DX AC Air Cooled\",$AB111=\"DX HP Air Cooled\"),OR(AND($AJ111=\"Btu/hr\",$AI111<65000),AND($AJ111=\"Tons\",$AI111<65000/12000)),$AC111=\"Split\",$AO111>=15.2),MAX(Baselines!$CF355,12/9.8),Baselines!$CF355)","v":0},{"$f":"Baselines!$CG355","v":0},{"$f":"Baselines!$CI355","v":0},0,0,0,0,0,0,0,0,0,0,{"$f":"IF(OR($C111<>\"Early Retirement\",$J111=\"\"),0,IF(OR($I111=\"DX AC Air Cooled\",$I111=\"DX HP Air Cooled\"),VLOOKUP($J111,'Early Retirement'!$CI$6:$CM$32,2,FALSE),IF(OR($I111=\"PTAC\",$I111=\"PTHP\"),VLOOKUP($J111,'Early Retirement'!$CI$6:$CM$32,3,FALSE),IF(AND(OR($I111=\"Air Cooled Chiller\",$I111=\"Water Cooled Chiller\"),$L111<>\"Centrifugal\"),VLOOKUP($J111,'Early Retirement'!$CI$6:$CM$32,4,FALSE),IF(AND(OR($I111=\"Air Cooled Chiller\",$I111=\"Water Cooled Chiller\"),$L111=\"Centrifugal\"),VLOOKUP($J111,'Early Retirement'!$CI$6:$CM$32,5,FALSE),\"\")))))","v":0},0,0,0,0,0,0,0,0,0,0,0,"","","",0,0,0,{"$f":"IF(AND($C111=\"Early Retirement\",$J111<>\"\",$S111<>\"\",$U111<>\"\"),$CH111,IF(AND(OR($AB111=\"DX AC Air Cooled\",$AB111=\"DX HP Air Cooled\"),OR(AND($AJ111=\"Btu/hr\",$AI111<65000),AND($AJ111=\"Tons\",$AI111<65000/12000)),$AC111=\"Split\",$AO111>=15.2),MAX(Baselines!$CF104,12/9.8),Baselines!$CF104))","v":0},{"$f":"IF(AND($C111=\"Early Retirement\",$J111<>\"\",$S111<>\"\",$U111<>\"\"),$CI111,Baselines!$CG104)","v":0},{"$f":"Baselines!$CH104","v":"kW/ton"},"",{"$f":"IF(AND($C111=\"Early Retirement\",$J111<>\"\",$S111<>\"\",$U111<>\"\"),$CJ111,IF(AND(Baselines!$CI104=0,OR($CU111=\"DX HP\",$CU111=\"PTHP\")),$BH111,Baselines!$CI104))","v":0},"COP",{"$f":"IF(OR($C111=\"Replace-on-Burnout\",$C111=\"New Construction\"),$DC111,IF($CE111=\"\",\"\",IF(OR($CE111=\"DX HP\",$CE111=\"PTHP\"),VLOOKUP($D111,'Factor Tables'!$B$89:$M$105,MATCH(CONCATENATE($CE111,\" Clg\"),'Factor Tables'!$B$88:$M$88,0),FALSE),VLOOKUP($D111,'Factor Tables'!$B$89:$M$105,MATCH($CE111,'Factor Tables'!$B$88:$M$88,0),FALSE))))","v":""},{"$f":"IF(OR($C111=\"Replace-on-Burnout\",$C111=\"New Construction\"),$DD111,IF($CE111=\"\",\"\",IF($CE111=\"DX HP\",VLOOKUP($D111,'Factor Tables'!$B$89:$M$105,MATCH(\"DX HP Htg\",'Factor Tables'!$B$88:$M$88,0),FALSE),0)))","v":""},{"$f":"IF(OR($C111=\"Replace-on-Burnout\",$C111=\"New Construction\"),$DE111,IF($CE111=\"\",\"\",IF($CE111=\"DX HP\",VLOOKUP($D111,'Factor Tables'!$N$89:$Y$105,MATCH(\"DX HP Clg\",'Factor Tables'!$N$88:$Y$88,0),FALSE),IF($CE111=\"PTHP\",VLOOKUP($D111,'Factor Tables'!$N$89:$Y$105,MATCH(\"PTHP Clg\",'Factor Tables'!$N$88:$Y$88,0),FALSE),IF(AND($CE111<>\"DX HP\",$CE111<>\"PTHP\"),VLOOKUP($D111,'Factor Tables'!$N$89:$Y$105,MATCH($CE111,'Factor Tables'!$N$88:$Y$88,0),FALSE),\"\")))))","v":""},{"$f":"IF(OR($C111=\"Replace-on-Burnout\",$C111=\"New Construction\",$CU111=\"DX HP\",$CU111=\"PTHP\"),$DF111,IF($CE111=\"\",\"\",IF($CE111=\"DX HP\",VLOOKUP($D111,'Factor Tables'!$N$89:$Y$105,MATCH(\"DX HP Htg\",'Factor Tables'!$N$88:$Y$88,0),FALSE),IF($CE111=\"PTHP\",VLOOKUP($D111,'Factor Tables'!$N$89:$Y$105,MATCH(\"PTHP Htg\",'Factor Tables'!$N$88:$Y$88,0),FALSE),0))))","v":""},"","",0,0,"kW/ton","",0,"COP",{"$f":"IF($CU111=\"\",\"\",IF(OR($CU111=\"DX HP\",$CU111=\"VRF HP\",$CU111=\"PTHP\"),VLOOKUP($D111,'Factor Tables'!$B$89:$M$105,MATCH(CONCATENATE($CU111,\" Clg\"),'Factor Tables'!$B$88:$M$88,0),FALSE),VLOOKUP($D111,'Factor Tables'!$B$89:$M$105,MATCH($CU111,'Factor Tables'!$B$88:$M$88,0),FALSE)))","v":""},{"$f":"IF($CU111=\"\",\"\",IF(OR($CU111=\"DX HP\",$CU111=\"VRF HP\",$CU111=\"PTHP\"),VLOOKUP($D111,'Factor Tables'!$B$89:$M$105,MATCH(CONCATENATE($CU111,\" Htg\"),'Factor Tables'!$B$88:$M$88,0),FALSE),0))","v":""},{"$f":"IF($CU111=\"\",\"\",IF(OR($CU111=\"DX HP\",$CU111=\"VRF HP\",$CU111=\"PTHP\"),VLOOKUP($D111,'Factor Tables'!$N$89:$Y$105,MATCH(CONCATENATE($CU111,\" Clg\"),'Factor Tables'!$N$88:$Y$88,0),FALSE),VLOOKUP($D111,'Factor Tables'!$N$89:$Y$105,MATCH($CU111,'Factor Tables'!$N$88:$Y$88,0),FALSE)))","v":""},{"$f":"IF($CU111=\"\",\"\",IF(OR($CU111=\"DX HP\",$CU111=\"VRF HP\",$CU111=\"PTHP\"),VLOOKUP($D111,'Factor Tables'!$N$89:$Y$105,MATCH(CONCATENATE($CU111,\" Htg\"),'Factor Tables'!$N$88:$Y$88,0),FALSE),0))","v":""},{"$f":"IF($AB111=\"\",0,VLOOKUP($AB111,'Utility Admin'!$E:$G,2,FALSE))","v":0},{"$f":"IF($AB111=\"\",0,VLOOKUP($AB111,'Utility Admin'!$E:$G,3,FALSE))","v":0},{"$f":"IFERROR(IF(ABS(Summary!$F$12)<=ABS(Summary!$E$12)*'Utility Admin'!$I$5,$BA111*$DG111+$BB111*$DH111,$BA111*$DG111+$BA111*'Utility Admin'!$I$5*$DH111),0)","v":0},null,"Summer",null,null,null,null,null,null,null,null,null,null,{"$f":"IF(OR('Project Info'!$C$10=\"\",$C111=\"\",$D111=\"\"),\"\",VLOOKUP($D111,$DX$9:$EA$32,MATCH($C111,$DX$9:$EA$9,0),FALSE))","v":""},null,null,null,null,null,null,"ERROR: Contact Program Manager. Post Capacity/Unit x Post # of Units must be within +/- 20% of Pre Capacity/Unit x Pre # of Units."]
[null,103,"","",null,null,null,null,null,null,null,null,null,null,null,null,null,null,null,null,null,null,null,null,null,null,null,null,null,"A",null,null,null,null,null,null,null,null,null,null,null,null,null,null,0,0,0,0,0,0,999999999,"",0,0,{"$f":"IFERROR(IF($DI$261>'Utility Admin'!$H$5,$BB112/$BB$5*$BC$261,$DI112),0)","v":0},"","",{"$f":"IF(AND(OR($AB112=\"DX AC Air Cooled\",$AB112=\"DX HP Air Cooled\"),OR(AND($AJ112=\"Btu/hr\",$AI112<65000),AND($AJ112=\"Tons\",$AI112<65000/12000)),$AC112=\"Split\",$AO112>=15.2),MAX(Baselines!$CF356,12/9.8),Baselines!$CF356)","v":0},{"$f":"Baselines!$CG356","v":0},{"$f":"Baselines!$CI356","v":0},0,0,0,0,0,0,0,0,0,0,{"$f":"IF(OR($C112<>\"Early Retirement\",$J112=\"\"),0,IF(OR($I112=\"DX AC Air Cooled\",$I112=\"DX HP Air Cooled\"),VLOOKUP($J112,'Early Retirement'!$CI$6:$CM$32,2,FALSE),IF(OR($I112=\"PTAC\",$I112=\"PTHP\"),VLOOKUP($J112,'Early Retirement'!$CI$6:$CM$32,3,FALSE),IF(AND(OR($I112=\"Air Cooled Chiller\",$I112=\"Water Cooled Chiller\"),$L112<>\"Centrifugal\"),VLOOKUP($J112,'Early Retirement'!$CI$6:$CM$32,4,FALSE),IF(AND(OR($I112=\"Air Cooled Chiller\",$I112=\"Water Cooled Chiller\"),$L112=\"Centrifugal\"),VLOOKUP($J112,'Early Retirement'!$CI$6:$CM$32,5,FALSE),\"\")))))","v":0},0,0,0,0,0,0,0,0,0,0,0,"","","",0,0,0,{"$f":"IF(AND($C112=\"Early Retirement\",$J112<>\"\",$S112<>\"\",$U112<>\"\"),$CH112,IF(AND(OR($AB112=\"DX AC Air Cooled\",$AB112=\"DX HP Air Cooled\"),OR(AND($AJ112=\"Btu/hr\",$AI112<65000),AND($AJ112=\"Tons\",$AI112<65000/12000)),$AC112=\"Split\",$AO112>=15.2),MAX(Baselines!$CF105,12/9.8),Baselines!$CF105))","v":0},{"$f":"IF(AND($C112=\"Early Retirement\",$J112<>\"\",$S112<>\"\",$U112<>\"\"),$CI112,Baselines!$CG105)","v":0},{"$f":"Baselines!$CH105","v":"kW/ton"},"",{"$f":"IF(AND($C112=\"Early Retirement\",$J112<>\"\",$S112<>\"\",$U112<>\"\"),$CJ112,IF(AND(Baselines!$CI105=0,OR($CU112=\"DX HP\",$CU112=\"PTHP\")),$BH112,Baselines!$CI105))","v":0},"COP",{"$f":"IF(OR($C112=\"Replace-on-Burnout\",$C112=\"New Construction\"),$DC112,IF($CE112=\"\",\"\",IF(OR($CE112=\"DX HP\",$CE112=\"PTHP\"),VLOOKUP($D112,'Factor Tables'!$B$89:$M$105,MATCH(CONCATENATE($CE112,\" Clg\"),'Factor Tables'!$B$88:$M$88,0),FALSE),VLOOKUP($D112,'Factor Tables'!$B$89:$M$105,MATCH($CE112,'Factor Tables'!$B$88:$M$88,0),FALSE))))","v":""},{"$f":"IF(OR($C112=\"Replace-on-Burnout\",$C112=\"New Construction\"),$DD112,IF($CE112=\"\",\"\",IF($CE112=\"DX HP\",VLOOKUP($D112,'Factor Tables'!$B$89:$M$105,MATCH(\"DX HP Htg\",'Factor Tables'!$B$88:$M$88,0),FALSE),0)))","v":""},{"$f":"IF(OR($C112=\"Replace-on-Burnout\",$C112=\"New Construction\"),$DE112,IF($CE112=\"\",\"\",IF($CE112=\"DX HP\",VLOOKUP($D112,'Factor Tables'!$N$89:$Y$105,MATCH(\"DX HP Clg\",'Factor Tables'!$N$88:$Y$88,0),FALSE),IF($CE112=\"PTHP\",VLOOKUP($D112,'Factor Tables'!$N$89:$Y$105,MATCH(\"PTHP Clg\",'Factor Tables'!$N$88:$Y$88,0),FALSE),IF(AND($CE112<>\"DX HP\",$CE112<>\"PTHP\"),VLOOKUP($D112,'Factor Tables'!$N$89:$Y$105,MATCH($CE112,'Factor Tables'!$N$88:$Y$88,0),FALSE),\"\")))))","v":""},{"$f":"IF(OR($C112=\"Replace-on-Burnout\",$C112=\"New Construction\",$CU112=\"DX HP\",$CU112=\"PTHP\"),$DF112,IF($CE112=\"\",\"\",IF($CE112=\"DX HP\",VLOOKUP($D112,'Factor Tables'!$N$89:$Y$105,MATCH(\"DX HP Htg\",'Factor Tables'!$N$88:$Y$88,0),FALSE),IF($CE112=\"PTHP\",VLOOKUP($D112,'Factor Tables'!$N$89:$Y$105,MATCH(\"PTHP Htg\",'Factor Tables'!$N$88:$Y$88,0),FALSE),0))))","v":""},"","",0,0,"kW/ton","",0,"COP",{"$f":"IF($CU112=\"\",\"\",IF(OR($CU112=\"DX HP\",$CU112=\"VRF HP\",$CU112=\"PTHP\"),VLOOKUP($D112,'Factor Tables'!$B$89:$M$105,MATCH(CONCATENATE($CU112,\" Clg\"),'Factor Tables'!$B$88:$M$88,0),FALSE),VLOOKUP($D112,'Factor Tables'!$B$89:$M$105,MATCH($CU112,'Factor Tables'!$B$88:$M$88,0),FALSE)))","v":""},{"$f":"IF($CU112=\"\",\"\",IF(OR($CU112=\"DX HP\",$CU112=\"VRF HP\",$CU112=\"PTHP\"),VLOOKUP($D112,'Factor Tables'!$B$89:$M$105,MATCH(CONCATENATE($CU112,\" Htg\"),'Factor Tables'!$B$88:$M$88,0),FALSE),0))","v":""},{"$f":"IF($CU112=\"\",\"\",IF(OR($CU112=\"DX HP\",$CU112=\"VRF HP\",$CU112=\"PTHP\"),VLOOKUP($D112,'Factor Tables'!$N$89:$Y$105,MATCH(CONCATENATE($CU112,\" Clg\"),'Factor Tables'!$N$88:$Y$88,0),FALSE),VLOOKUP($D112,'Factor Tables'!$N$89:$Y$105,MATCH($CU112,'Factor Tables'!$N$88:$Y$88,0),FALSE)))","v":""},{"$f":"IF($CU112=\"\",\"\",IF(OR($CU112=\"DX HP\",$CU112=\"VRF HP\",$CU112=\"PTHP\"),VLOOKUP($D112,'Factor Tables'!$N$89:$Y$105,MATCH(CONCATENATE($CU112,\" Htg\"),'Factor Tables'!$N$88:$Y$88,0),FALSE),0))","v":""},{"$f":"IF($AB112=\"\",0,VLOOKUP($AB112,'Utility Admin'!$E:$G,2,FALSE))","v":0},{"$f":"IF($AB112=\"\",0,VLOOKUP($AB112,'Utility Admin'!$E:$G,3,FALSE))","v":0},{"$f":"IFERROR(IF(ABS(Summary!$F$12)<=ABS(Summary!$E$12)*'Utility Admin'!$I$5,$BA112*$DG112+$BB112*$DH112,$BA112*$DG112+$BA112*'Utility Admin'!$I$5*$DH112),0)","v":0},null,"Summer",null,null,null,null,null,null,null,null,null,null,{"$f":"IF(OR('Project Info'!$C$10=\"\",$C112=\"\",$D112=\"\"),\"\",VLOOKUP($D112,$DX$9:$EA$32,MATCH($C112,$DX$9:$EA$9,0),FALSE))","v":""},null,null,null,null,null,null,"ERROR: Contact Program Manager. Post Capacity/Unit x Post # of Units must be within +/- 20% of Pre Capacity/Unit x Pre # of Units."]
[null,104,"","",null,null,null,null,null,null,null,null,null,null,null,null,null,null,null,null,null,null,null,null,null,null,null,null,null,"A",null,null,null,null,null,null,null,null,null,null,null,null,null,null,0,0,0,0,0,0,999999999,"",0,0,{"$f":"IFERROR(IF($DI$261>'Utility Admin'!$H$5,$BB113/$BB$5*$BC$261,$DI113),0)","v":0},"","",{"$f":"IF(AND(OR($AB113=\"DX AC Air Cooled\",$AB113=\"DX HP Air Cooled\"),OR(AND($AJ113=\"Btu/hr\",$AI113<65000),AND($AJ113=\"Tons\",$AI113<65000/12000)),$AC113=\"Split\",$AO113>=15.2),MAX(Baselines!$CF357,12/9.8),Baselines!$CF357)","v":0},{"$f":"Baselines!$CG357","v":0},{"$f":"Baselines!$CI357","v":0},0,0,0,0,0,0,0,0,0,0,{"$f":"IF(OR($C113<>\"Early Retirement\",$J113=\"\"),0,IF(OR($I113=\"DX AC Air Cooled\",$I113=\"DX HP Air Cooled\"),VLOOKUP($J113,'Early Retirement'!$CI$6:$CM$32,2,FALSE),IF(OR($I113=\"PTAC\",$I113=\"PTHP\"),VLOOKUP($J113,'Early Retirement'!$CI$6:$CM$32,3,FALSE),IF(AND(OR($I113=\"Air Cooled Chiller\",$I113=\"Water Cooled Chiller\"),$L113<>\"Centrifugal\"),VLOOKUP($J113,'Early Retirement'!$CI$6:$CM$32,4,FALSE),IF(AND(OR($I113=\"Air Cooled Chiller\",$I113=\"Water Cooled Chiller\"),$L113=\"Centrifugal\"),VLOOKUP($J113,'Early Retirement'!$CI$6:$CM$32,5,FALSE),\"\")))))","v":0},0,0,0,0,0,0,0,0,0,0,0,"","","",0,0,0,{"$f":"IF(AND($C113=\"Early Retirement\",$J113<>\"\",$S113<>\"\",$U113<>\"\"),$CH113,IF(AND(OR($AB113=\"DX AC Air Cooled\",$AB113=\"DX HP Air Cooled\"),OR(AND($AJ113=\"Btu/hr\",$AI113<65000),AND($AJ113=\"Tons\",$AI113<65000/12000)),$AC113=\"Split\",$AO113>=15.2),MAX(Baselines!$CF106,12/9.8),Baselines!$CF106))","v":0},{"$f":"IF(AND($C113=\"Early Retirement\",$J113<>\"\",$S113<>\"\",$U113<>\"\"),$CI113,Baselines!$CG106)","v":0},{"$f":"Baselines!$CH106","v":"kW/ton"},"",{"$f":"IF(AND($C113=\"Early Retirement\",$J113<>\"\",$S113<>\"\",$U113<>\"\"),$CJ113,IF(AND(Baselines!$CI106=0,OR($CU113=\"DX HP\",$CU113=\"PTHP\")),$BH113,Baselines!$CI106))","v":0},"COP",{"$f":"IF(OR($C113=\"Replace-on-Burnout\",$C113=\"New Construction\"),$DC113,IF($CE113=\"\",\"\",IF(OR($CE113=\"DX HP\",$CE113=\"PTHP\"),VLOOKUP($D113,'Factor Tables'!$B$89:$M$105,MATCH(CONCATENATE($CE113,\" Clg\"),'Factor Tables'!$B$88:$M$88,0),FALSE),VLOOKUP($D113,'Factor Tables'!$B$89:$M$105,MATCH($CE113,'Factor Tables'!$B$88:$M$88,0),FALSE))))","v":""},{"$f":"IF(OR($C113=\"Replace-on-Burnout\",$C113=\"New Construction\"),$DD113,IF($CE113=\"\",\"\",IF($CE113=\"DX HP\",VLOOKUP($D113,'Factor Tables'!$B$89:$M$105,MATCH(\"DX HP Htg\",'Factor Tables'!$B$88:$M$88,0),FALSE),0)))","v":""},{"$f":"IF(OR($C113=\"Replace-on-Burnout\",$C113=\"New Construction\"),$DE113,IF($CE113=\"\",\"\",IF($CE113=\"DX HP\",VLOOKUP($D113,'Factor Tables'!$N$89:$Y$105,MATCH(\"DX HP Clg\",'Factor Tables'!$N$88:$Y$88,0),FALSE),IF($CE113=\"PTHP\",VLOOKUP($D113,'Factor Tables'!$N$89:$Y$105,MATCH(\"PTHP Clg\",'Factor Tables'!$N$88:$Y$88,0),FALSE),IF(AND($CE113<>\"DX HP\",$CE113<>\"PTHP\"),VLOOKUP($D113,'Factor Tables'!$N$89:$Y$105,MATCH($CE113,'Factor Tables'!$N$88:$Y$88,0),FALSE),\"\")))))","v":""},{"$f":"IF(OR($C113=\"Replace-on-Burnout\",$C113=\"New Construction\",$CU113=\"DX HP\",$CU113=\"PTHP\"),$DF113,IF($CE113=\"\",\"\",IF($CE113=\"DX HP\",VLOOKUP($D113,'Factor Tables'!$N$89:$Y$105,MATCH(\"DX HP Htg\",'Factor Tables'!$N$88:$Y$88,0),FALSE),IF($CE113=\"PTHP\",VLOOKUP($D113,'Factor Tables'!$N$89:$Y$105,MATCH(\"PTHP Htg\",'Factor Tables'!$N$88:$Y$88,0),FALSE),0))))","v":""},"","",0,0,"kW/ton","",0,"COP",{"$f":"IF($CU113=\"\",\"\",IF(OR($CU113=\"DX HP\",$CU113=\"VRF HP\",$CU113=\"PTHP\"),VLOOKUP($D113,'Factor Tables'!$B$89:$M$105,MATCH(CONCATENATE($CU113,\" Clg\"),'Factor Tables'!$B$88:$M$88,0),FALSE),VLOOKUP($D113,'Factor Tables'!$B$89:$M$105,MATCH($CU113,'Factor Tables'!$B$88:$M$88,0),FALSE)))","v":""},{"$f":"IF($CU113=\"\",\"\",IF(OR($CU113=\"DX HP\",$CU113=\"VRF HP\",$CU113=\"PTHP\"),VLOOKUP($D113,'Factor Tables'!$B$89:$M$105,MATCH(CONCATENATE($CU113,\" Htg\"),'Factor Tables'!$B$88:$M$88,0),FALSE),0))","v":""},{"$f":"IF($CU113=\"\",\"\",IF(OR($CU113=\"DX HP\",$CU113=\"VRF HP\",$CU113=\"PTHP\"),VLOOKUP($D113,'Factor Tables'!$N$89:$Y$105,MATCH(CONCATENATE($CU113,\" Clg\"),'Factor Tables'!$N$88:$Y$88,0),FALSE),VLOOKUP($D113,'Factor Tables'!$N$89:$Y$105,MATCH($CU113,'Factor Tables'!$N$88:$Y$88,0),FALSE)))","v":""},{"$f":"IF($CU113=\"\",\"\",IF(OR($CU113=\"DX HP\",$CU113=\"VRF HP\",$CU113=\"PTHP\"),VLOOKUP($D113,'Factor Tables'!$N$89:$Y$105,MATCH(CONCATENATE($CU113,\" Htg\"),'Factor Tables'!$N$88:$Y$88,0),FALSE),0))","v":""},{"$f":"IF($AB113=\"\",0,VLOOKUP($AB113,'Utility Admin'!$E:$G,2,FALSE))","v":0},{"$f":"IF($AB113=\"\",0,VLOOKUP($AB113,'Utility Admin'!$E:$G,3,FALSE))","v":0},{"$f":"IFERROR(IF(ABS(Summary!$F$12)<=ABS(Summary!$E$12)*'Utility Admin'!$I$5,$BA113*$DG113+$BB113*$DH113,$BA113*$DG113+$BA113*'Utility Admin'!$I$5*$DH113),0)","v":0},null,"Summer",null,null,null,null,null,null,null,null,null,null,{"$f":"IF(OR('Project Info'!$C$10=\"\",$C113=\"\",$D113=\"\"),\"\",VLOOKUP($D113,$DX$9:$EA$32,MATCH($C113,$DX$9:$EA$9,0),FALSE))","v":""},null,null,null,null,null,null,"ERROR: Contact Program Manager. Post Capacity/Unit x Post # of Units must be within +/- 20% of Pre Capacity/Unit x Pre # of Units."]
[null,105,"","",null,null,null,null,null,null,null,null,null,null,null,null,null,null,null,null,null,null,null,null,null,null,null,null,null,"A",null,null,null,null,null,null,null,null,null,null,null,null,null,null,0,0,0,0,0,0,999999999,"",0,0,{"$f":"IFERROR(IF($DI$261>'Utility Admin'!$H$5,$BB114/$BB$5*$BC$261,$DI114),0)","v":0},"","",{"$f":"IF(AND(OR($AB114=\"DX AC Air Cooled\",$AB114=\"DX HP Air Cooled\"),OR(AND($AJ114=\"Btu/hr\",$AI114<65000),AND($AJ114=\"Tons\",$AI114<65000/12000)),$AC114=\"Split\",$AO114>=15.2),MAX(Baselines!$CF358,12/9.8),Baselines!$CF358)","v":0},{"$f":"Baselines!$CG358","v":0},{"$f":"Baselines!$CI358","v":0},0,0,0,0,0,0,0,0,0,0,{"$f":"IF(OR($C114<>\"Early Retirement\",$J114=\"\"),0,IF(OR($I114=\"DX AC Air Cooled\",$I114=\"DX HP Air Cooled\"),VLOOKUP($J114,'Early Retirement'!$CI$6:$CM$32,2,FALSE),IF(OR($I114=\"PTAC\",$I114=\"PTHP\"),VLOOKUP($J114,'Early Retirement'!$CI$6:$CM$32,3,FALSE),IF(AND(OR($I114=\"Air Cooled Chiller\",$I114=\"Water Cooled Chiller\"),$L114<>\"Centrifugal\"),VLOOKUP($J114,'Early Retirement'!$CI$6:$CM$32,4,FALSE),IF(AND(OR($I114=\"Air Cooled Chiller\",$I114=\"Water Cooled Chiller\"),$L114=\"Centrifugal\"),VLOOKUP($J114,'Early Retirement'!$CI$6:$CM$32,5,FALSE),\"\")))))","v":0},0,0,0,0,0,0,0,0,0,0,0,"","","",0,0,0,{"$f":"IF(AND($C114=\"Early Retirement\",$J114<>\"\",$S114<>\"\",$U114<>\"\"),$CH114,IF(AND(OR($AB114=\"DX AC Air Cooled\",$AB114=\"DX HP Air Cooled\"),OR(AND($AJ114=\"Btu/hr\",$AI114<65000),AND($AJ114=\"Tons\",$AI114<65000/12000)),$AC114=\"Split\",$AO114>=15.2),MAX(Baselines!$CF107,12/9.8),Baselines!$CF107))","v":0},{"$f":"IF(AND($C114=\"Early Retirement\",$J114<>\"\",$S114<>\"\",$U114<>\"\"),$CI114,Baselines!$CG107)","v":0},{"$f":"Baselines!$CH107","v":"kW/ton"},"",{"$f":"IF(AND($C114=\"Early Retirement\",$J114<>\"\",$S114<>\"\",$U114<>\"\"),$CJ114,IF(AND(Baselines!$CI107=0,OR($CU114=\"DX HP\",$CU114=\"PTHP\")),$BH114,Baselines!$CI107))","v":0},"COP",{"$f":"IF(OR($C114=\"Replace-on-Burnout\",$C114=\"New Construction\"),$DC114,IF($CE114=\"\",\"\",IF(OR($CE114=\"DX HP\",$CE114=\"PTHP\"),VLOOKUP($D114,'Factor Tables'!$B$89:$M$105,MATCH(CONCATENATE($CE114,\" Clg\"),'Factor Tables'!$B$88:$M$88,0),FALSE),VLOOKUP($D114,'Factor Tables'!$B$89:$M$105,MATCH($CE114,'Factor Tables'!$B$88:$M$88,0),FALSE))))","v":""},{"$f":"IF(OR($C114=\"Replace-on-Burnout\",$C114=\"New Construction\"),$DD114,IF($CE114=\"\",\"\",IF($CE114=\"DX HP\",VLOOKUP($D114,'Factor Tables'!$B$89:$M$105,MATCH(\"DX HP Htg\",'Factor Tables'!$B$88:$M$88,0),FALSE),0)))","v":""},{"$f":"IF(OR($C114=\"Replace-on-Burnout\",$C114=\"New Construction\"),$DE114,IF($CE114=\"\",\"\",IF($CE114=\"DX HP\",VLOOKUP($D114,'Factor Tables'!$N$89:$Y$105,MATCH(\"DX HP Clg\",'Factor Tables'!$N$88:$Y$88,0),FALSE),IF($CE114=\"PTHP\",VLOOKUP($D114,'Factor Tables'!$N$89:$Y$105,MATCH(\"PTHP Clg\",'Factor Tables'!$N$88:$Y$88,0),FALSE),IF(AND($CE114<>\"DX HP\",$CE114<>\"PTHP\"),VLOOKUP($D114,'Factor Tables'!$N$89:$Y$105,MATCH($CE114,'Factor Tables'!$N$88:$Y$88,0),FALSE),\"\")))))","v":""},{"$f":"IF(OR($C114=\"Replace-on-Burnout\",$C114=\"New Construction\",$CU114=\"DX HP\",$CU114=\"PTHP\"),$DF114,IF($CE114=\"\",\"\",IF($CE114=\"DX HP\",VLOOKUP($D114,'Factor Tables'!$N$89:$Y$105,MATCH(\"DX HP Htg\",'Factor Tables'!$N$88:$Y$88,0),FALSE),IF($CE114=\"PTHP\",VLOOKUP($D114,'Factor Tables'!$N$89:$Y$105,MATCH(\"PTHP Htg\",'Factor Tables'!$N$88:$Y$88,0),FALSE),0))))","v":""},"","",0,0,"kW/ton","",0,"COP",{"$f":"IF($CU114=\"\",\"\",IF(OR($CU114=\"DX HP\",$CU114=\"VRF HP\",$CU114=\"PTHP\"),VLOOKUP($D114,'Factor Tables'!$B$89:$M$105,MATCH(CONCATENATE($CU114,\" Clg\"),'Factor Tables'!$B$88:$M$88,0),FALSE),VLOOKUP($D114,'Factor Tables'!$B$89:$M$105,MATCH($CU114,'Factor Tables'!$B$88:$M$88,0),FALSE)))","v":""},{"$f":"IF($CU114=\"\",\"\",IF(OR($CU114=\"DX HP\",$CU114=\"VRF HP\",$CU114=\"PTHP\"),VLOOKUP($D114,'Factor Tables'!$B$89:$M$105,MATCH(CONCATENATE($CU114,\" Htg\"),'Factor Tables'!$B$88:$M$88,0),FALSE),0))","v":""},{"$f":"IF($CU114=\"\",\"\",IF(OR($CU114=\"DX HP\",$CU114=\"VRF HP\",$CU114=\"PTHP\"),VLOOKUP($D114,'Factor Tables'!$N$89:$Y$105,MATCH(CONCATENATE($CU114,\" Clg\"),'Factor Tables'!$N$88:$Y$88,0),FALSE),VLOOKUP($D114,'Factor Tables'!$N$89:$Y$105,MATCH($CU114,'Factor Tables'!$N$88:$Y$88,0),FALSE)))","v":""},{"$f":"IF($CU114=\"\",\"\",IF(OR($CU114=\"DX HP\",$CU114=\"VRF HP\",$CU114=\"PTHP\"),VLOOKUP($D114,'Factor Tables'!$N$89:$Y$105,MATCH(CONCATENATE($CU114,\" Htg\"),'Factor Tables'!$N$88:$Y$88,0),FALSE),0))","v":""},{"$f":"IF($AB114=\"\",0,VLOOKUP($AB114,'Utility Admin'!$E:$G,2,FALSE))","v":0},{"$f":"IF($AB114=\"\",0,VLOOKUP($AB114,'Utility Admin'!$E:$G,3,FALSE))","v":0},{"$f":"IFERROR(IF(ABS(Summary!$F$12)<=ABS(Summary!$E$12)*'Utility Admin'!$I$5,$BA114*$DG114+$BB114*$DH114,$BA114*$DG114+$BA114*'Utility Admin'!$I$5*$DH114),0)","v":0},null,"Summer",null,null,null,null,null,null,null,null,null,null,{"$f":"IF(OR('Project Info'!$C$10=\"\",$C114=\"\",$D114=\"\"),\"\",VLOOKUP($D114,$DX$9:$EA$32,MATCH($C114,$DX$9:$EA$9,0),FALSE))","v":""},null,null,null,null,null,null,"ERROR: Contact Program Manager. Post Capacity/Unit x Post # of Units must be within +/- 20% of Pre Capacity/Unit x Pre # of Units."]
[null,106,"","",null,null,null,null,null,null,null,null,null,null,null,null,null,null,null,null,null,null,null,null,null,null,null,null,null,"A",null,null,null,null,null,null,null,null,null,null,null,null,null,null,0,0,0,0,0,0,999999999,"",0,0,{"$f":"IFERROR(IF($DI$261>'Utility Admin'!$H$5,$BB115/$BB$5*$BC$261,$DI115),0)","v":0},"","",{"$f":"IF(AND(OR($AB115=\"DX AC Air Cooled\",$AB115=\"DX HP Air Cooled\"),OR(AND($AJ115=\"Btu/hr\",$AI115<65000),AND($AJ115=\"Tons\",$AI115<65000/12000)),$AC115=\"Split\",$AO115>=15.2),MAX(Baselines!$CF359,12/9.8),Baselines!$CF359)","v":0},{"$f":"Baselines!$CG359","v":0},{"$f":"Baselines!$CI359","v":0},0,0,0,0,0,0,0,0,0,0,{"$f":"IF(OR($C115<>\"Early Retirement\",$J115=\"\"),0,IF(OR($I115=\"DX AC Air Cooled\",$I115=\"DX HP Air Cooled\"),VLOOKUP($J115,'Early Retirement'!$CI$6:$CM$32,2,FALSE),IF(OR($I115=\"PTAC\",$I115=\"PTHP\"),VLOOKUP($J115,'Early Retirement'!$CI$6:$CM$32,3,FALSE),IF(AND(OR($I115=\"Air Cooled Chiller\",$I115=\"Water Cooled Chiller\"),$L115<>\"Centrifugal\"),VLOOKUP($J115,'Early Retirement'!$CI$6:$CM$32,4,FALSE),IF(AND(OR($I115=\"Air Cooled Chiller\",$I115=\"Water Cooled Chiller\"),$L115=\"Centrifugal\"),VLOOKUP($J115,'Early Retirement'!$CI$6:$CM$32,5,FALSE),\"\")))))","v":0},0,0,0,0,0,0,0,0,0,0,0,"","","",0,0,0,{"$f":"IF(AND($C115=\"Early Retirement\",$J115<>\"\",$S115<>\"\",$U115<>\"\"),$CH115,IF(AND(OR($AB115=\"DX AC Air Cooled\",$AB115=\"DX HP Air Cooled\"),OR(AND($AJ115=\"Btu/hr\",$AI115<65000),AND($AJ115=\"Tons\",$AI115<65000/12000)),$AC115=\"Split\",$AO115>=15.2),MAX(Baselines!$CF108,12/9.8),Baselines!$CF108))","v":0},{"$f":"IF(AND($C115=\"Early Retirement\",$J115<>\"\",$S115<>\"\",$U115<>\"\"),$CI115,Baselines!$CG108)","v":0},{"$f":"Baselines!$CH108","v":"kW/ton"},"",{"$f":"IF(AND($C115=\"Early Retirement\",$J115<>\"\",$S115<>\"\",$U115<>\"\"),$CJ115,IF(AND(Baselines!$CI108=0,OR($CU115=\"DX HP\",$CU115=\"PTHP\")),$BH115,Baselines!$CI108))","v":0},"COP",{"$f":"IF(OR($C115=\"Replace-on-Burnout\",$C115=\"New Construction\"),$DC115,IF($CE115=\"\",\"\",IF(OR($CE115=\"DX HP\",$CE115=\"PTHP\"),VLOOKUP($D115,'Factor Tables'!$B$89:$M$105,MATCH(CONCATENATE($CE115,\" Clg\"),'Factor Tables'!$B$88:$M$88,0),FALSE),VLOOKUP($D115,'Factor Tables'!$B$89:$M$105,MATCH($CE115,'Factor Tables'!$B$88:$M$88,0),FALSE))))","v":""},{"$f":"IF(OR($C115=\"Replace-on-Burnout\",$C115=\"New Construction\"),$DD115,IF($CE115=\"\",\"\",IF($CE115=\"DX HP\",VLOOKUP($D115,'Factor Tables'!$B$89:$M$105,MATCH(\"DX HP Htg\",'Factor Tables'!$B$88:$M$88,0),FALSE),0)))","v":""},{"$f":"IF(OR($C115=\"Replace-on-Burnout\",$C115=\"New Construction\"),$DE115,IF($CE115=\"\",\"\",IF($CE115=\"DX HP\",VLOOKUP($D115,'Factor Tables'!$N$89:$Y$105,MATCH(\"DX HP Clg\",'Factor Tables'!$N$88:$Y$88,0),FALSE),IF($CE115=\"PTHP\",VLOOKUP($D115,'Factor Tables'!$N$89:$Y$105,MATCH(\"PTHP Clg\",'Factor Tables'!$N$88:$Y$88,0),FALSE),IF(AND($CE115<>\"DX HP\",$CE115<>\"PTHP\"),VLOOKUP($D115,'Factor Tables'!$N$89:$Y$105,MATCH($CE115,'Factor Tables'!$N$88:$Y$88,0),FALSE),\"\")))))","v":""},{"$f":"IF(OR($C115=\"Replace-on-Burnout\",$C115=\"New Construction\",$CU115=\"DX HP\",$CU115=\"PTHP\"),$DF115,IF($CE115=\"\",\"\",IF($CE115=\"DX HP\",VLOOKUP($D115,'Factor Tables'!$N$89:$Y$105,MATCH(\"DX HP Htg\",'Factor Tables'!$N$88:$Y$88,0),FALSE),IF($CE115=\"PTHP\",VLOOKUP($D115,'Factor Tables'!$N$89:$Y$105,MATCH(\"PTHP Htg\",'Factor Tables'!$N$88:$Y$88,0),FALSE),0))))","v":""},"","",0,0,"kW/ton","",0,"COP",{"$f":"IF($CU115=\"\",\"\",IF(OR($CU115=\"DX HP\",$CU115=\"VRF HP\",$CU115=\"PTHP\"),VLOOKUP($D115,'Factor Tables'!$B$89:$M$105,MATCH(CONCATENATE($CU115,\" Clg\"),'Factor Tables'!$B$88:$M$88,0),FALSE),VLOOKUP($D115,'Factor Tables'!$B$89:$M$105,MATCH($CU115,'Factor Tables'!$B$88:$M$88,0),FALSE)))","v":""},{"$f":"IF($CU115=\"\",\"\",IF(OR($CU115=\"DX HP\",$CU115=\"VRF HP\",$CU115=\"PTHP\"),VLOOKUP($D115,'Factor Tables'!$B$89:$M$105,MATCH(CONCATENATE($CU115,\" Htg\"),'Factor Tables'!$B$88:$M$88,0),FALSE),0))","v":""},{"$f":"IF($CU115=\"\",\"\",IF(OR($CU115=\"DX HP\",$CU115=\"VRF HP\",$CU115=\"PTHP\"),VLOOKUP($D115,'Factor Tables'!$N$89:$Y$105,MATCH(CONCATENATE($CU115,\" Clg\"),'Factor Tables'!$N$88:$Y$88,0),FALSE),VLOOKUP($D115,'Factor Tables'!$N$89:$Y$105,MATCH($CU115,'Factor Tables'!$N$88:$Y$88,0),FALSE)))","v":""},{"$f":"IF($CU115=\"\",\"\",IF(OR($CU115=\"DX HP\",$CU115=\"VRF HP\",$CU115=\"PTHP\"),VLOOKUP($D115,'Factor Tables'!$N$89:$Y$105,MATCH(CONCATENATE($CU115,\" Htg\"),'Factor Tables'!$N$88:$Y$88,0),FALSE),0))","v":""},{"$f":"IF($AB115=\"\",0,VLOOKUP($AB115,'Utility Admin'!$E:$G,2,FALSE))","v":0},{"$f":"IF($AB115=\"\",0,VLOOKUP($AB115,'Utility Admin'!$E:$G,3,FALSE))","v":0},{"$f":"IFERROR(IF(ABS(Summary!$F$12)<=ABS(Summary!$E$12)*'Utility Admin'!$I$5,$BA115*$DG115+$BB115*$DH115,$BA115*$DG115+$BA115*'Utility Admin'!$I$5*$DH115),0)","v":0},null,"Summer",null,null,null,null,null,null,null,null,null,null,{"$f":"IF(OR('Project Info'!$C$10=\"\",$C115=\"\",$D115=\"\"),\"\",VLOOKUP($D115,$DX$9:$EA$32,MATCH($C115,$DX$9:$EA$9,0),FALSE))","v":""},null,null,null,null,null,null,"ERROR: Contact Program Manager. Post Capacity/Unit x Post # of Units must be within +/- 20% of Pre Capacity/Unit x Pre # of Units."]
[null,107,"","",null,null,null,null,null,null,null,null,null,null,null,null,null,null,null,null,null,null,null,null,null,null,null,null,null,"A",null,null,null,null,null,null,null,null,null,null,null,null,null,null,0,0,0,0,0,0,999999999,"",0,0,{"$f":"IFERROR(IF($DI$261>'Utility Admin'!$H$5,$BB116/$BB$5*$BC$261,$DI116),0)","v":0},"","",{"$f":"IF(AND(OR($AB116=\"DX AC Air Cooled\",$AB116=\"DX HP Air Cooled\"),OR(AND($AJ116=\"Btu/hr\",$AI116<65000),AND($AJ116=\"Tons\",$AI116<65000/12000)),$AC116=\"Split\",$AO116>=15.2),MAX(Baselines!$CF360,12/9.8),Baselines!$CF360)","v":0},{"$f":"Baselines!$CG360","v":0},{"$f":"Baselines!$CI360","v":0},0,0,0,0,0,0,0,0,0,0,{"$f":"IF(OR($C116<>\"Early Retirement\",$J116=\"\"),0,IF(OR($I116=\"DX AC Air Cooled\",$I116=\"DX HP Air Cooled\"),VLOOKUP($J116,'Early Retirement'!$CI$6:$CM$32,2,FALSE),IF(OR($I116=\"PTAC\",$I116=\"PTHP\"),VLOOKUP($J116,'Early Retirement'!$CI$6:$CM$32,3,FALSE),IF(AND(OR($I116=\"Air Cooled Chiller\",$I116=\"Water Cooled Chiller\"),$L116<>\"Centrifugal\"),VLOOKUP($J116,'Early Retirement'!$CI$6:$CM$32,4,FALSE),IF(AND(OR($I116=\"Air Cooled Chiller\",$I116=\"Water Cooled Chiller\"),$L116=\"Centrifugal\"),VLOOKUP($J116,'Early Retirement'!$CI$6:$CM$32,5,FALSE),\"\")))))","v":0},0,0,0,0,0,0,0,0,0,0,0,"","","",0,0,0,{"$f":"IF(AND($C116=\"Early Retirement\",$J116<>\"\",$S116<>\"\",$U116<>\"\"),$CH116,IF(AND(OR($AB116=\"DX AC Air Cooled\",$AB116=\"DX HP Air Cooled\"),OR(AND($AJ116=\"Btu/hr\",$AI116<65000),AND($AJ116=\"Tons\",$AI116<65000/12000)),$AC116=\"Split\",$AO116>=15.2),MAX(Baselines!$CF109,12/9.8),Baselines!$CF109))","v":0},{"$f":"IF(AND($C116=\"Early Retirement\",$J116<>\"\",$S116<>\"\",$U116<>\"\"),$CI116,Baselines!$CG109)","v":0},{"$f":"Baselines!$CH109","v":"kW/ton"},"",{"$f":"IF(AND($C116=\"Early Retirement\",$J116<>\"\",$S116<>\"\",$U116<>\"\"),$CJ116,IF(AND(Baselines!$CI109=0,OR($CU116=\"DX HP\",$CU116=\"PTHP\")),$BH116,Baselines!$CI109))","v":0},"COP",{"$f":"IF(OR($C116=\"Replace-on-Burnout\",$C116=\"New Construction\"),$DC116,IF($CE116=\"\",\"\",IF(OR($CE116=\"DX HP\",$CE116=\"PTHP\"),VLOOKUP($D116,'Factor Tables'!$B$89:$M$105,MATCH(CONCATENATE($CE116,\" Clg\"),'Factor Tables'!$B$88:$M$88,0),FALSE),VLOOKUP($D116,'Factor Tables'!$B$89:$M$105,MATCH($CE116,'Factor Tables'!$B$88:$M$88,0),FALSE))))","v":""},{"$f":"IF(OR($C116=\"Replace-on-Burnout\",$C116=\"New Construction\"),$DD116,IF($CE116=\"\",\"\",IF($CE116=\"DX HP\",VLOOKUP($D116,'Factor Tables'!$B$89:$M$105,MATCH(\"DX HP Htg\",'Factor Tables'!$B$88:$M$88,0),FALSE),0)))","v":""},{"$f":"IF(OR($C116=\"Replace-on-Burnout\",$C116=\"New Construction\"),$DE116,IF($CE116=\"\",\"\",IF($CE116=\"DX HP\",VLOOKUP($D116,'Factor Tables'!$N$89:$Y$105,MATCH(\"DX HP Clg\",'Factor Tables'!$N$88:$Y$88,0),FALSE),IF($CE116=\"PTHP\",VLOOKUP($D116,'Factor Tables'!$N$89:$Y$105,MATCH(\"PTHP Clg\",'Factor Tables'!$N$88:$Y$88,0),FALSE),IF(AND($CE116<>\"DX HP\",$CE116<>\"PTHP\"),VLOOKUP($D116,'Factor Tables'!$N$89:$Y$105,MATCH($CE116,'Factor Tables'!$N$88:$Y$88,0),FALSE),\"\")))))","v":""},{"$f":"IF(OR($C116=\"Replace-on-Burnout\",$C116=\"New Construction\",$CU116=\"DX HP\",$CU116=\"PTHP\"),$DF116,IF($CE116=\"\",\"\",IF($CE116=\"DX HP\",VLOOKUP($D116,'Factor Tables'!$N$89:$Y$105,MATCH(\"DX HP Htg\",'Factor Tables'!$N$88:$Y$88,0),FALSE),IF($CE116=\"PTHP\",VLOOKUP($D116,'Factor Tables'!$N$89:$Y$105,MATCH(\"PTHP Htg\",'Factor Tables'!$N$88:$Y$88,0),FALSE),0))))","v":""},"","",0,0,"kW/ton","",0,"COP",{"$f":"IF($CU116=\"\",\"\",IF(OR($CU116=\"DX HP\",$CU116=\"VRF HP\",$CU116=\"PTHP\"),VLOOKUP($D116,'Factor Tables'!$B$89:$M$105,MATCH(CONCATENATE($CU116,\" Clg\"),'Factor Tables'!$B$88:$M$88,0),FALSE),VLOOKUP($D116,'Factor Tables'!$B$89:$M$105,MATCH($CU116,'Factor Tables'!$B$88:$M$88,0),FALSE)))","v":""},{"$f":"IF($CU116=\"\",\"\",IF(OR($CU116=\"DX HP\",$CU116=\"VRF HP\",$CU116=\"PTHP\"),VLOOKUP($D116,'Factor Tables'!$B$89:$M$105,MATCH(CONCATENATE($CU116,\" Htg\"),'Factor Tables'!$B$88:$M$88,0),FALSE),0))","v":""},{"$f":"IF($CU116=\"\",\"\",IF(OR($CU116=\"DX HP\",$CU116=\"VRF HP\",$CU116=\"PTHP\"),VLOOKUP($D116,'Factor Tables'!$N$89:$Y$105,MATCH(CONCATENATE($CU116,\" Clg\"),'Factor Tables'!$N$88:$Y$88,0),FALSE),VLOOKUP($D116,'Factor Tables'!$N$89:$Y$105,MATCH($CU116,'Factor Tables'!$N$88:$Y$88,0),FALSE)))","v":""},{"$f":"IF($CU116=\"\",\"\",IF(OR($CU116=\"DX HP\",$CU116=\"VRF HP\",$CU116=\"PTHP\"),VLOOKUP($D116,'Factor Tables'!$N$89:$Y$105,MATCH(CONCATENATE($CU116,\" Htg\"),'Factor Tables'!$N$88:$Y$88,0),FALSE),0))","v":""},{"$f":"IF($AB116=\"\",0,VLOOKUP($AB116,'Utility Admin'!$E:$G,2,FALSE))","v":0},{"$f":"IF($AB116=\"\",0,VLOOKUP($AB116,'Utility Admin'!$E:$G,3,FALSE))","v":0},{"$f":"IFERROR(IF(ABS(Summary!$F$12)<=ABS(Summary!$E$12)*'Utility Admin'!$I$5,$BA116*$DG116+$BB116*$DH116,$BA116*$DG116+$BA116*'Utility Admin'!$I$5*$DH116),0)","v":0},null,"Summer",null,null,null,null,null,null,null,null,null,null,{"$f":"IF(OR('Project Info'!$C$10=\"\",$C116=\"\",$D116=\"\"),\"\",VLOOKUP($D116,$DX$9:$EA$32,MATCH($C116,$DX$9:$EA$9,0),FALSE))","v":""},null,null,null,null,null,null,"ERROR: Contact Program Manager. Post Capacity/Unit x Post # of Units must be within +/- 20% of Pre Capacity/Unit x Pre # of Units."]
[null,108,"","",null,null,null,null,null,null,null,null,null,null,null,null,null,null,null,null,null,null,null,null,null,null,null,null,null,"A",null,null,null,null,null,null,null,null,null,null,null,null,null,null,0,0,0,0,0,0,999999999,"",0,0,{"$f":"IFERROR(IF($DI$261>'Utility Admin'!$H$5,$BB117/$BB$5*$BC$261,$DI117),0)","v":0},"","",{"$f":"IF(AND(OR($AB117=\"DX AC Air Cooled\",$AB117=\"DX HP Air Cooled\"),OR(AND($AJ117=\"Btu/hr\",$AI117<65000),AND($AJ117=\"Tons\",$AI117<65000/12000)),$AC117=\"Split\",$AO117>=15.2),MAX(Baselines!$CF361,12/9.8),Baselines!$CF361)","v":0},{"$f":"Baselines!$CG361","v":0},{"$f":"Baselines!$CI361","v":0},0,0,0,0,0,0,0,0,0,0,{"$f":"IF(OR($C117<>\"Early Retirement\",$J117=\"\"),0,IF(OR($I117=\"DX AC Air Cooled\",$I117=\"DX HP Air Cooled\"),VLOOKUP($J117,'Early Retirement'!$CI$6:$CM$32,2,FALSE),IF(OR($I117=\"PTAC\",$I117=\"PTHP\"),VLOOKUP($J117,'Early Retirement'!$CI$6:$CM$32,3,FALSE),IF(AND(OR($I117=\"Air Cooled Chiller\",$I117=\"Water Cooled Chiller\"),$L117<>\"Centrifugal\"),VLOOKUP($J117,'Early Retirement'!$CI$6:$CM$32,4,FALSE),IF(AND(OR($I117=\"Air Cooled Chiller\",$I117=\"Water Cooled Chiller\"),$L117=\"Centrifugal\"),VLOOKUP($J117,'Early Retirement'!$CI$6:$CM$32,5,FALSE),\"\")))))","v":0},0,0,0,0,0,0,0,0,0,0,0,"","","",0,0,0,{"$f":"IF(AND($C117=\"Early Retirement\",$J117<>\"\",$S117<>\"\",$U117<>\"\"),$CH117,IF(AND(OR($AB117=\"DX AC Air Cooled\",$AB117=\"DX HP Air Cooled\"),OR(AND($AJ117=\"Btu/hr\",$AI117<65000),AND($AJ117=\"Tons\",$AI117<65000/12000)),$AC117=\"Split\",$AO117>=15.2),MAX(Baselines!$CF110,12/9.8),Baselines!$CF110))","v":0},{"$f":"IF(AND($C117=\"Early Retirement\",$J117<>\"\",$S117<>\"\",$U117<>\"\"),$CI117,Baselines!$CG110)","v":0},{"$f":"Baselines!$CH110","v":"kW/ton"},"",{"$f":"IF(AND($C117=\"Early Retirement\",$J117<>\"\",$S117<>\"\",$U117<>\"\"),$CJ117,IF(AND(Baselines!$CI110=0,OR($CU117=\"DX HP\",$CU117=\"PTHP\")),$BH117,Baselines!$CI110))","v":0},"COP",{"$f":"IF(OR($C117=\"Replace-on-Burnout\",$C117=\"New Construction\"),$DC117,IF($CE117=\"\",\"\",IF(OR($CE117=\"DX HP\",$CE117=\"PTHP\"),VLOOKUP($D117,'Factor Tables'!$B$89:$M$105,MATCH(CONCATENATE($CE117,\" Clg\"),'Factor Tables'!$B$88:$M$88,0),FALSE),VLOOKUP($D117,'Factor Tables'!$B$89:$M$105,MATCH($CE117,'Factor Tables'!$B$88:$M$88,0),FALSE))))","v":""},{"$f":"IF(OR($C117=\"Replace-on-Burnout\",$C117=\"New Construction\"),$DD117,IF($CE117=\"\",\"\",IF($CE117=\"DX HP\",VLOOKUP($D117,'Factor Tables'!$B$89:$M$105,MATCH(\"DX HP Htg\",'Factor Tables'!$B$88:$M$88,0),FALSE),0)))","v":""},{"$f":"IF(OR($C117=\"Replace-on-Burnout\",$C117=\"New Construction\"),$DE117,IF($CE117=\"\",\"\",IF($CE117=\"DX HP\",VLOOKUP($D117,'Factor Tables'!$N$89:$Y$105,MATCH(\"DX HP Clg\",'Factor Tables'!$N$88:$Y$88,0),FALSE),IF($CE117=\"PTHP\",VLOOKUP($D117,'Factor Tables'!$N$89:$Y$105,MATCH(\"PTHP Clg\",'Factor Tables'!$N$88:$Y$88,0),FALSE),IF(AND($CE117<>\"DX HP\",$CE117<>\"PTHP\"),VLOOKUP($D117,'Factor Tables'!$N$89:$Y$105,MATCH($CE117,'Factor Tables'!$N$88:$Y$88,0),FALSE),\"\")))))","v":""},{"$f":"IF(OR($C117=\"Replace-on-Burnout\",$C117=\"New Construction\",$CU117=\"DX HP\",$CU117=\"PTHP\"),$DF117,IF($CE117=\"\",\"\",IF($CE117=\"DX HP\",VLOOKUP($D117,'Factor Tables'!$N$89:$Y$105,MATCH(\"DX HP Htg\",'Factor Tables'!$N$88:$Y$88,0),FALSE),IF($CE117=\"PTHP\",VLOOKUP($D117,'Factor Tables'!$N$89:$Y$105,MATCH(\"PTHP Htg\",'Factor Tables'!$N$88:$Y$88,0),FALSE),0))))","v":""},"","",0,0,"kW/ton","",0,"COP",{"$f":"IF($CU117=\"\",\"\",IF(OR($CU117=\"DX HP\",$CU117=\"VRF HP\",$CU117=\"PTHP\"),VLOOKUP($D117,'Factor Tables'!$B$89:$M$105,MATCH(CONCATENATE($CU117,\" Clg\"),'Factor Tables'!$B$88:$M$88,0),FALSE),VLOOKUP($D117,'Factor Tables'!$B$89:$M$105,MATCH($CU117,'Factor Tables'!$B$88:$M$88,0),FALSE)))","v":""},{"$f":"IF($CU117=\"\",\"\",IF(OR($CU117=\"DX HP\",$CU117=\"VRF HP\",$CU117=\"PTHP\"),VLOOKUP($D117,'Factor Tables'!$B$89:$M$105,MATCH(CONCATENATE($CU117,\" Htg\"),'Factor Tables'!$B$88:$M$88,0),FALSE),0))","v":""},{"$f":"IF($CU117=\"\",\"\",IF(OR($CU117=\"DX HP\",$CU117=\"VRF HP\",$CU117=\"PTHP\"),VLOOKUP($D117,'Factor Tables'!$N$89:$Y$105,MATCH(CONCATENATE($CU117,\" Clg\"),'Factor Tables'!$N$88:$Y$88,0),FALSE),VLOOKUP($D117,'Factor Tables'!$N$89:$Y$105,MATCH($CU117,'Factor Tables'!$N$88:$Y$88,0),FALSE)))","v":""},{"$f":"IF($CU117=\"\",\"\",IF(OR($CU117=\"DX HP\",$CU117=\"VRF HP\",$CU117=\"PTHP\"),VLOOKUP($D117,'Factor Tables'!$N$89:$Y$105,MATCH(CONCATENATE($CU117,\" Htg\"),'Factor Tables'!$N$88:$Y$88,0),FALSE),0))","v":""},{"$f":"IF($AB117=\"\",0,VLOOKUP($AB117,'Utility Admin'!$E:$G,2,FALSE))","v":0},{"$f":"IF($AB117=\"\",0,VLOOKUP($AB117,'Utility Admin'!$E:$G,3,FALSE))","v":0},{"$f":"IFERROR(IF(ABS(Summary!$F$12)<=ABS(Summary!$E$12)*'Utility Admin'!$I$5,$BA117*$DG117+$BB117*$DH117,$BA117*$DG117+$BA117*'Utility Admin'!$I$5*$DH117),0)","v":0},null,"Summer",null,null,null,null,null,null,null,null,null,null,{"$f":"IF(OR('Project Info'!$C$10=\"\",$C117=\"\",$D117=\"\"),\"\",VLOOKUP($D117,$DX$9:$EA$32,MATCH($C117,$DX$9:$EA$9,0),FALSE))","v":""},null,null,null,null,null,null,"ERROR: Contact Program Manager. Post Capacity/Unit x Post # of Units must be within +/- 20% of Pre Capacity/Unit x Pre # of Units."]
[null,109,"","",null,null,null,null,null,null,null,null,null,null,null,null,null,null,null,null,null,null,null,null,null,null,null,null,null,"A",null,null,null,null,null,null,null,null,null,null,null,null,null,null,0,0,0,0,0,0,999999999,"",0,0,{"$f":"IFERROR(IF($DI$261>'Utility Admin'!$H$5,$BB118/$BB$5*$BC$261,$DI118),0)","v":0},"","",{"$f":"IF(AND(OR($AB118=\"DX AC Air Cooled\",$AB118=\"DX HP Air Cooled\"),OR(AND($AJ118=\"Btu/hr\",$AI118<65000),AND($AJ118=\"Tons\",$AI118<65000/12000)),$AC118=\"Split\",$AO118>=15.2),MAX(Baselines!$CF362,12/9.8),Baselines!$CF362)","v":0},{"$f":"Baselines!$CG362","v":0},{"$f":"Baselines!$CI362","v":0},0,0,0,0,0,0,0,0,0,0,{"$f":"IF(OR($C118<>\"Early Retirement\",$J118=\"\"),0,IF(OR($I118=\"DX AC Air Cooled\",$I118=\"DX HP Air Cooled\"),VLOOKUP($J118,'Early Retirement'!$CI$6:$CM$32,2,FALSE),IF(OR($I118=\"PTAC\",$I118=\"PTHP\"),VLOOKUP($J118,'Early Retirement'!$CI$6:$CM$32,3,FALSE),IF(AND(OR($I118=\"Air Cooled Chiller\",$I118=\"Water Cooled Chiller\"),$L118<>\"Centrifugal\"),VLOOKUP($J118,'Early Retirement'!$CI$6:$CM$32,4,FALSE),IF(AND(OR($I118=\"Air Cooled Chiller\",$I118=\"Water Cooled Chiller\"),$L118=\"Centrifugal\"),VLOOKUP($J118,'Early Retirement'!$CI$6:$CM$32,5,FALSE),\"\")))))","v":0},0,0,0,0,0,0,0,0,0,0,0,"","","",0,0,0,{"$f":"IF(AND($C118=\"Early Retirement\",$J118<>\"\",$S118<>\"\",$U118<>\"\"),$CH118,IF(AND(OR($AB118=\"DX AC Air Cooled\",$AB118=\"DX HP Air Cooled\"),OR(AND($AJ118=\"Btu/hr\",$AI118<65000),AND($AJ118=\"Tons\",$AI118<65000/12000)),$AC118=\"Split\",$AO118>=15.2),MAX(Baselines!$CF111,12/9.8),Baselines!$CF111))","v":0},{"$f":"IF(AND($C118=\"Early Retirement\",$J118<>\"\",$S118<>\"\",$U118<>\"\"),$CI118,Baselines!$CG111)","v":0},{"$f":"Baselines!$CH111","v":"kW/ton"},"",{"$f":"IF(AND($C118=\"Early Retirement\",$J118<>\"\",$S118<>\"\",$U118<>\"\"),$CJ118,IF(AND(Baselines!$CI111=0,OR($CU118=\"DX HP\",$CU118=\"PTHP\")),$BH118,Baselines!$CI111))","v":0},"COP",{"$f":"IF(OR($C118=\"Replace-on-Burnout\",$C118=\"New Construction\"),$DC118,IF($CE118=\"\",\"\",IF(OR($CE118=\"DX HP\",$CE118=\"PTHP\"),VLOOKUP($D118,'Factor Tables'!$B$89:$M$105,MATCH(CONCATENATE($CE118,\" Clg\"),'Factor Tables'!$B$88:$M$88,0),FALSE),VLOOKUP($D118,'Factor Tables'!$B$89:$M$105,MATCH($CE118,'Factor Tables'!$B$88:$M$88,0),FALSE))))","v":""},{"$f":"IF(OR($C118=\"Replace-on-Burnout\",$C118=\"New Construction\"),$DD118,IF($CE118=\"\",\"\",IF($CE118=\"DX HP\",VLOOKUP($D118,'Factor Tables'!$B$89:$M$105,MATCH(\"DX HP Htg\",'Factor Tables'!$B$88:$M$88,0),FALSE),0)))","v":""},{"$f":"IF(OR($C118=\"Replace-on-Burnout\",$C118=\"New Construction\"),$DE118,IF($CE118=\"\",\"\",IF($CE118=\"DX HP\",VLOOKUP($D118,'Factor Tables'!$N$89:$Y$105,MATCH(\"DX HP Clg\",'Factor Tables'!$N$88:$Y$88,0),FALSE),IF($CE118=\"PTHP\",VLOOKUP($D118,'Factor Tables'!$N$89:$Y$105,MATCH(\"PTHP Clg\",'Factor Tables'!$N$88:$Y$88,0),FALSE),IF(AND($CE118<>\"DX HP\",$CE118<>\"PTHP\"),VLOOKUP($D118,'Factor Tables'!$N$89:$Y$105,MATCH($CE118,'Factor Tables'!$N$88:$Y$88,0),FALSE),\"\")))))","v":""},{"$f":"IF(OR($C118=\"Replace-on-Burnout\",$C118=\"New Construction\",$CU118=\"DX HP\",$CU118=\"PTHP\"),$DF118,IF($CE118=\"\",\"\",IF($CE118=\"DX HP\",VLOOKUP($D118,'Factor Tables'!$N$89:$Y$105,MATCH(\"DX HP Htg\",'Factor Tables'!$N$88:$Y$88,0),FALSE),IF($CE118=\"PTHP\",VLOOKUP($D118,'Factor Tables'!$N$89:$Y$105,MATCH(\"PTHP Htg\",'Factor Tables'!$N$88:$Y$88,0),FALSE),0))))","v":""},"","",0,0,"kW/ton","",0,"COP",{"$f":"IF($CU118=\"\",\"\",IF(OR($CU118=\"DX HP\",$CU118=\"VRF HP\",$CU118=\"PTHP\"),VLOOKUP($D118,'Factor Tables'!$B$89:$M$105,MATCH(CONCATENATE($CU118,\" Clg\"),'Factor Tables'!$B$88:$M$88,0),FALSE),VLOOKUP($D118,'Factor Tables'!$B$89:$M$105,MATCH($CU118,'Factor Tables'!$B$88:$M$88,0),FALSE)))","v":""},{"$f":"IF($CU118=\"\",\"\",IF(OR($CU118=\"DX HP\",$CU118=\"VRF HP\",$CU118=\"PTHP\"),VLOOKUP($D118,'Factor Tables'!$B$89:$M$105,MATCH(CONCATENATE($CU118,\" Htg\"),'Factor Tables'!$B$88:$M$88,0),FALSE),0))","v":""},{"$f":"IF($CU118=\"\",\"\",IF(OR($CU118=\"DX HP\",$CU118=\"VRF HP\",$CU118=\"PTHP\"),VLOOKUP($D118,'Factor Tables'!$N$89:$Y$105,MATCH(CONCATENATE($CU118,\" Clg\"),'Factor Tables'!$N$88:$Y$88,0),FALSE),VLOOKUP($D118,'Factor Tables'!$N$89:$Y$105,MATCH($CU118,'Factor Tables'!$N$88:$Y$88,0),FALSE)))","v":""},{"$f":"IF($CU118=\"\",\"\",IF(OR($CU118=\"DX HP\",$CU118=\"VRF HP\",$CU118=\"PTHP\"),VLOOKUP($D118,'Factor Tables'!$N$89:$Y$105,MATCH(CONCATENATE($CU118,\" Htg\"),'Factor Tables'!$N$88:$Y$88,0),FALSE),0))","v":""},{"$f":"IF($AB118=\"\",0,VLOOKUP($AB118,'Utility Admin'!$E:$G,2,FALSE))","v":0},{"$f":"IF($AB118=\"\",0,VLOOKUP($AB118,'Utility Admin'!$E:$G,3,FALSE))","v":0},{"$f":"IFERROR(IF(ABS(Summary!$F$12)<=ABS(Summary!$E$12)*'Utility Admin'!$I$5,$BA118*$DG118+$BB118*$DH118,$BA118*$DG118+$BA118*'Utility Admin'!$I$5*$DH118),0)","v":0},null,"Summer",null,null,null,null,null,null,null,null,null,null,{"$f":"IF(OR('Project Info'!$C$10=\"\",$C118=\"\",$D118=\"\"),\"\",VLOOKUP($D118,$DX$9:$EA$32,MATCH($C118,$DX$9:$EA$9,0),FALSE))","v":""},null,null,null,null,null,null,"ERROR: Contact Program Manager. Post Capacity/Unit x Post # of Units must be within +/- 20% of Pre Capacity/Unit x Pre # of Units."]
[null,110,"","",null,null,null,null,null,null,null,null,null,null,null,null,null,null,null,null,null,null,null,null,null,null,null,null,null,"A",null,null,null,null,null,null,null,null,null,null,null,null,null,null,0,0,0,0,0,0,999999999,"",0,0,{"$f":"IFERROR(IF($DI$261>'Utility Admin'!$H$5,$BB119/$BB$5*$BC$261,$DI119),0)","v":0},"","",{"$f":"IF(AND(OR($AB119=\"DX AC Air Cooled\",$AB119=\"DX HP Air Cooled\"),OR(AND($AJ119=\"Btu/hr\",$AI119<65000),AND($AJ119=\"Tons\",$AI119<65000/12000)),$AC119=\"Split\",$AO119>=15.2),MAX(Baselines!$CF363,12/9.8),Baselines!$CF363)","v":0},{"$f":"Baselines!$CG363","v":0},{"$f":"Baselines!$CI363","v":0},0,0,0,0,0,0,0,0,0,0,{"$f":"IF(OR($C119<>\"Early Retirement\",$J119=\"\"),0,IF(OR($I119=\"DX AC Air Cooled\",$I119=\"DX HP Air Cooled\"),VLOOKUP($J119,'Early Retirement'!$CI$6:$CM$32,2,FALSE),IF(OR($I119=\"PTAC\",$I119=\"PTHP\"),VLOOKUP($J119,'Early Retirement'!$CI$6:$CM$32,3,FALSE),IF(AND(OR($I119=\"Air Cooled Chiller\",$I119=\"Water Cooled Chiller\"),$L119<>\"Centrifugal\"),VLOOKUP($J119,'Early Retirement'!$CI$6:$CM$32,4,FALSE),IF(AND(OR($I119=\"Air Cooled Chiller\",$I119=\"Water Cooled Chiller\"),$L119=\"Centrifugal\"),VLOOKUP($J119,'Early Retirement'!$CI$6:$CM$32,5,FALSE),\"\")))))","v":0},0,0,0,0,0,0,0,0,0,0,0,"","","",0,0,0,{"$f":"IF(AND($C119=\"Early Retirement\",$J119<>\"\",$S119<>\"\",$U119<>\"\"),$CH119,IF(AND(OR($AB119=\"DX AC Air Cooled\",$AB119=\"DX HP Air Cooled\"),OR(AND($AJ119=\"Btu/hr\",$AI119<65000),AND($AJ119=\"Tons\",$AI119<65000/12000)),$AC119=\"Split\",$AO119>=15.2),MAX(Baselines!$CF112,12/9.8),Baselines!$CF112))","v":0},{"$f":"IF(AND($C119=\"Early Retirement\",$J119<>\"\",$S119<>\"\",$U119<>\"\"),$CI119,Baselines!$CG112)","v":0},{"$f":"Baselines!$CH112","v":"kW/ton"},"",{"$f":"IF(AND($C119=\"Early Retirement\",$J119<>\"\",$S119<>\"\",$U119<>\"\"),$CJ119,IF(AND(Baselines!$CI112=0,OR($CU119=\"DX HP\",$CU119=\"PTHP\")),$BH119,Baselines!$CI112))","v":0},"COP",{"$f":"IF(OR($C119=\"Replace-on-Burnout\",$C119=\"New Construction\"),$DC119,IF($CE119=\"\",\"\",IF(OR($CE119=\"DX HP\",$CE119=\"PTHP\"),VLOOKUP($D119,'Factor Tables'!$B$89:$M$105,MATCH(CONCATENATE($CE119,\" Clg\"),'Factor Tables'!$B$88:$M$88,0),FALSE),VLOOKUP($D119,'Factor Tables'!$B$89:$M$105,MATCH($CE119,'Factor Tables'!$B$88:$M$88,0),FALSE))))","v":""},{"$f":"IF(OR($C119=\"Replace-on-Burnout\",$C119=\"New Construction\"),$DD119,IF($CE119=\"\",\"\",IF($CE119=\"DX HP\",VLOOKUP($D119,'Factor Tables'!$B$89:$M$105,MATCH(\"DX HP Htg\",'Factor Tables'!$B$88:$M$88,0),FALSE),0)))","v":""},{"$f":"IF(OR($C119=\"Replace-on-Burnout\",$C119=\"New Construction\"),$DE119,IF($CE119=\"\",\"\",IF($CE119=\"DX HP\",VLOOKUP($D119,'Factor Tables'!$N$89:$Y$105,MATCH(\"DX HP Clg\",'Factor Tables'!$N$88:$Y$88,0),FALSE),IF($CE119=\"PTHP\",VLOOKUP($D119,'Factor Tables'!$N$89:$Y$105,MATCH(\"PTHP Clg\",'Factor Tables'!$N$88:$Y$88,0),FALSE),IF(AND($CE119<>\"DX HP\",$CE119<>\"PTHP\"),VLOOKUP($D119,'Factor Tables'!$N$89:$Y$105,MATCH($CE119,'Factor Tables'!$N$88:$Y$88,0),FALSE),\"\")))))","v":""},{"$f":"IF(OR($C119=\"Replace-on-Burnout\",$C119=\"New Construction\",$CU119=\"DX HP\",$CU119=\"PTHP\"),$DF119,IF($CE119=\"\",\"\",IF($CE119=\"DX HP\",VLOOKUP($D119,'Factor Tables'!$N$89:$Y$105,MATCH(\"DX HP Htg\",'Factor Tables'!$N$88:$Y$88,0),FALSE),IF($CE119=\"PTHP\",VLOOKUP($D119,'Factor Tables'!$N$89:$Y$105,MATCH(\"PTHP Htg\",'Factor Tables'!$N$88:$Y$88,0),FALSE),0))))","v":""},"","",0,0,"kW/ton","",0,"COP",{"$f":"IF($CU119=\"\",\"\",IF(OR($CU119=\"DX HP\",$CU119=\"VRF HP\",$CU119=\"PTHP\"),VLOOKUP($D119,'Factor Tables'!$B$89:$M$105,MATCH(CONCATENATE($CU119,\" Clg\"),'Factor Tables'!$B$88:$M$88,0),FALSE),VLOOKUP($D119,'Factor Tables'!$B$89:$M$105,MATCH($CU119,'Factor Tables'!$B$88:$M$88,0),FALSE)))","v":""},{"$f":"IF($CU119=\"\",\"\",IF(OR($CU119=\"DX HP\",$CU119=\"VRF HP\",$CU119=\"PTHP\"),VLOOKUP($D119,'Factor Tables'!$B$89:$M$105,MATCH(CONCATENATE($CU119,\" Htg\"),'Factor Tables'!$B$88:$M$88,0),FALSE),0))","v":""},{"$f":"IF($CU119=\"\",\"\",IF(OR($CU119=\"DX HP\",$CU119=\"VRF HP\",$CU119=\"PTHP\"),VLOOKUP($D119,'Factor Tables'!$N$89:$Y$105,MATCH(CONCATENATE($CU119,\" Clg\"),'Factor Tables'!$N$88:$Y$88,0),FALSE),VLOOKUP($D119,'Factor Tables'!$N$89:$Y$105,MATCH($CU119,'Factor Tables'!$N$88:$Y$88,0),FALSE)))","v":""},{"$f":"IF($CU119=\"\",\"\",IF(OR($CU119=\"DX HP\",$CU119=\"VRF HP\",$CU119=\"PTHP\"),VLOOKUP($D119,'Factor Tables'!$N$89:$Y$105,MATCH(CONCATENATE($CU119,\" Htg\"),'Factor Tables'!$N$88:$Y$88,0),FALSE),0))","v":""},{"$f":"IF($AB119=\"\",0,VLOOKUP($AB119,'Utility Admin'!$E:$G,2,FALSE))","v":0},{"$f":"IF($AB119=\"\",0,VLOOKUP($AB119,'Utility Admin'!$E:$G,3,FALSE))","v":0},{"$f":"IFERROR(IF(ABS(Summary!$F$12)<=ABS(Summary!$E$12)*'Utility Admin'!$I$5,$BA119*$DG119+$BB119*$DH119,$BA119*$DG119+$BA119*'Utility Admin'!$I$5*$DH119),0)","v":0},null,"Summer",null,null,null,null,null,null,null,null,null,null,{"$f":"IF(OR('Project Info'!$C$10=\"\",$C119=\"\",$D119=\"\"),\"\",VLOOKUP($D119,$DX$9:$EA$32,MATCH($C119,$DX$9:$EA$9,0),FALSE))","v":""},null,null,null,null,null,null,"ERROR: Contact Program Manager. Post Capacity/Unit x Post # of Units must be within +/- 20% of Pre Capacity/Unit x Pre # of Units."]
[null,111,"","",null,null,null,null,null,null,null,null,null,null,null,null,null,null,null,null,null,null,null,null,null,null,null,null,null,"A",null,null,null,null,null,null,null,null,null,null,null,null,null,null,0,0,0,0,0,0,999999999,"",0,0,{"$f":"IFERROR(IF($DI$261>'Utility Admin'!$H$5,$BB120/$BB$5*$BC$261,$DI120),0)","v":0},"","",{"$f":"IF(AND(OR($AB120=\"DX AC Air Cooled\",$AB120=\"DX HP Air Cooled\"),OR(AND($AJ120=\"Btu/hr\",$AI120<65000),AND($AJ120=\"Tons\",$AI120<65000/12000)),$AC120=\"Split\",$AO120>=15.2),MAX(Baselines!$CF364,12/9.8),Baselines!$CF364)","v":0},{"$f":"Baselines!$CG364","v":0},{"$f":"Baselines!$CI364","v":0},0,0,0,0,0,0,0,0,0,0,{"$f":"IF(OR($C120<>\"Early Retirement\",$J120=\"\"),0,IF(OR($I120=\"DX AC Air Cooled\",$I120=\"DX HP Air Cooled\"),VLOOKUP($J120,'Early Retirement'!$CI$6:$CM$32,2,FALSE),IF(OR($I120=\"PTAC\",$I120=\"PTHP\"),VLOOKUP($J120,'Early Retirement'!$CI$6:$CM$32,3,FALSE),IF(AND(OR($I120=\"Air Cooled Chiller\",$I120=\"Water Cooled Chiller\"),$L120<>\"Centrifugal\"),VLOOKUP($J120,'Early Retirement'!$CI$6:$CM$32,4,FALSE),IF(AND(OR($I120=\"Air Cooled Chiller\",$I120=\"Water Cooled Chiller\"),$L120=\"Centrifugal\"),VLOOKUP($J120,'Early Retirement'!$CI$6:$CM$32,5,FALSE),\"\")))))","v":0},0,0,0,0,0,0,0,0,0,0,0,"","","",0,0,0,{"$f":"IF(AND($C120=\"Early Retirement\",$J120<>\"\",$S120<>\"\",$U120<>\"\"),$CH120,IF(AND(OR($AB120=\"DX AC Air Cooled\",$AB120=\"DX HP Air Cooled\"),OR(AND($AJ120=\"Btu/hr\",$AI120<65000),AND($AJ120=\"Tons\",$AI120<65000/12000)),$AC120=\"Split\",$AO120>=15.2),MAX(Baselines!$CF113,12/9.8),Baselines!$CF113))","v":0},{"$f":"IF(AND($C120=\"Early Retirement\",$J120<>\"\",$S120<>\"\",$U120<>\"\"),$CI120,Baselines!$CG113)","v":0},{"$f":"Baselines!$CH113","v":"kW/ton"},"",{"$f":"IF(AND($C120=\"Early Retirement\",$J120<>\"\",$S120<>\"\",$U120<>\"\"),$CJ120,IF(AND(Baselines!$CI113=0,OR($CU120=\"DX HP\",$CU120=\"PTHP\")),$BH120,Baselines!$CI113))","v":0},"COP",{"$f":"IF(OR($C120=\"Replace-on-Burnout\",$C120=\"New Construction\"),$DC120,IF($CE120=\"\",\"\",IF(OR($CE120=\"DX HP\",$CE120=\"PTHP\"),VLOOKUP($D120,'Factor Tables'!$B$89:$M$105,MATCH(CONCATENATE($CE120,\" Clg\"),'Factor Tables'!$B$88:$M$88,0),FALSE),VLOOKUP($D120,'Factor Tables'!$B$89:$M$105,MATCH($CE120,'Factor Tables'!$B$88:$M$88,0),FALSE))))","v":""},{"$f":"IF(OR($C120=\"Replace-on-Burnout\",$C120=\"New Construction\"),$DD120,IF($CE120=\"\",\"\",IF($CE120=\"DX HP\",VLOOKUP($D120,'Factor Tables'!$B$89:$M$105,MATCH(\"DX HP Htg\",'Factor Tables'!$B$88:$M$88,0),FALSE),0)))","v":""},{"$f":"IF(OR($C120=\"Replace-on-Burnout\",$C120=\"New Construction\"),$DE120,IF($CE120=\"\",\"\",IF($CE120=\"DX HP\",VLOOKUP($D120,'Factor Tables'!$N$89:$Y$105,MATCH(\"DX HP Clg\",'Factor Tables'!$N$88:$Y$88,0),FALSE),IF($CE120=\"PTHP\",VLOOKUP($D120,'Factor Tables'!$N$89:$Y$105,MATCH(\"PTHP Clg\",'Factor Tables'!$N$88:$Y$88,0),FALSE),IF(AND($CE120<>\"DX HP\",$CE120<>\"PTHP\"),VLOOKUP($D120,'Factor Tables'!$N$89:$Y$105,MATCH($CE120,'Factor Tables'!$N$88:$Y$88,0),FALSE),\"\")))))","v":""},{"$f":"IF(OR($C120=\"Replace-on-Burnout\",$C120=\"New Construction\",$CU120=\"DX HP\",$CU120=\"PTHP\"),$DF120,IF($CE120=\"\",\"\",IF($CE120=\"DX HP\",VLOOKUP($D120,'Factor Tables'!$N$89:$Y$105,MATCH(\"DX HP Htg\",'Factor Tables'!$N$88:$Y$88,0),FALSE),IF($CE120=\"PTHP\",VLOOKUP($D120,'Factor Tables'!$N$89:$Y$105,MATCH(\"PTHP Htg\",'Factor Tables'!$N$88:$Y$88,0),FALSE),0))))","v":""},"","",0,0,"kW/ton","",0,"COP",{"$f":"IF($CU120=\"\",\"\",IF(OR($CU120=\"DX HP\",$CU120=\"VRF HP\",$CU120=\"PTHP\"),VLOOKUP($D120,'Factor Tables'!$B$89:$M$105,MATCH(CONCATENATE($CU120,\" Clg\"),'Factor Tables'!$B$88:$M$88,0),FALSE),VLOOKUP($D120,'Factor Tables'!$B$89:$M$105,MATCH($CU120,'Factor Tables'!$B$88:$M$88,0),FALSE)))","v":""},{"$f":"IF($CU120=\"\",\"\",IF(OR($CU120=\"DX HP\",$CU120=\"VRF HP\",$CU120=\"PTHP\"),VLOOKUP($D120,'Factor Tables'!$B$89:$M$105,MATCH(CONCATENATE($CU120,\" Htg\"),'Factor Tables'!$B$88:$M$88,0),FALSE),0))","v":""},{"$f":"IF($CU120=\"\",\"\",IF(OR($CU120=\"DX HP\",$CU120=\"VRF HP\",$CU120=\"PTHP\"),VLOOKUP($D120,'Factor Tables'!$N$89:$Y$105,MATCH(CONCATENATE($CU120,\" Clg\"),'Factor Tables'!$N$88:$Y$88,0),FALSE),VLOOKUP($D120,'Factor Tables'!$N$89:$Y$105,MATCH($CU120,'Factor Tables'!$N$88:$Y$88,0),FALSE)))","v":""},{"$f":"IF($CU120=\"\",\"\",IF(OR($CU120=\"DX HP\",$CU120=\"VRF HP\",$CU120=\"PTHP\"),VLOOKUP($D120,'Factor Tables'!$N$89:$Y$105,MATCH(CONCATENATE($CU120,\" Htg\"),'Factor Tables'!$N$88:$Y$88,0),FALSE),0))","v":""},{"$f":"IF($AB120=\"\",0,VLOOKUP($AB120,'Utility Admin'!$E:$G,2,FALSE))","v":0},{"$f":"IF($AB120=\"\",0,VLOOKUP($AB120,'Utility Admin'!$E:$G,3,FALSE))","v":0},{"$f":"IFERROR(IF(ABS(Summary!$F$12)<=ABS(Summary!$E$12)*'Utility Admin'!$I$5,$BA120*$DG120+$BB120*$DH120,$BA120*$DG120+$BA120*'Utility Admin'!$I$5*$DH120),0)","v":0},null,"Summer",null,null,null,null,null,null,null,null,null,null,{"$f":"IF(OR('Project Info'!$C$10=\"\",$C120=\"\",$D120=\"\"),\"\",VLOOKUP($D120,$DX$9:$EA$32,MATCH($C120,$DX$9:$EA$9,0),FALSE))","v":""},null,null,null,null,null,null,"ERROR: Contact Program Manager. Post Capacity/Unit x Post # of Units must be within +/- 20% of Pre Capacity/Unit x Pre # of Units."]
[null,112,"","",null,null,null,null,null,null,null,null,null,null,null,null,null,null,null,null,null,null,null,null,null,null,null,null,null,"A",null,null,null,null,null,null,null,null,null,null,null,null,null,null,0,0,0,0,0,0,999999999,"",0,0,{"$f":"IFERROR(IF($DI$261>'Utility Admin'!$H$5,$BB121/$BB$5*$BC$261,$DI121),0)","v":0},"","",{"$f":"IF(AND(OR($AB121=\"DX AC Air Cooled\",$AB121=\"DX HP Air Cooled\"),OR(AND($AJ121=\"Btu/hr\",$AI121<65000),AND($AJ121=\"Tons\",$AI121<65000/12000)),$AC121=\"Split\",$AO121>=15.2),MAX(Baselines!$CF365,12/9.8),Baselines!$CF365)","v":0},{"$f":"Baselines!$CG365","v":0},{"$f":"Baselines!$CI365","v":0},0,0,0,0,0,0,0,0,0,0,{"$f":"IF(OR($C121<>\"Early Retirement\",$J121=\"\"),0,IF(OR($I121=\"DX AC Air Cooled\",$I121=\"DX HP Air Cooled\"),VLOOKUP($J121,'Early Retirement'!$CI$6:$CM$32,2,FALSE),IF(OR($I121=\"PTAC\",$I121=\"PTHP\"),VLOOKUP($J121,'Early Retirement'!$CI$6:$CM$32,3,FALSE),IF(AND(OR($I121=\"Air Cooled Chiller\",$I121=\"Water Cooled Chiller\"),$L121<>\"Centrifugal\"),VLOOKUP($J121,'Early Retirement'!$CI$6:$CM$32,4,FALSE),IF(AND(OR($I121=\"Air Cooled Chiller\",$I121=\"Water Cooled Chiller\"),$L121=\"Centrifugal\"),VLOOKUP($J121,'Early Retirement'!$CI$6:$CM$32,5,FALSE),\"\")))))","v":0},0,0,0,0,0,0,0,0,0,0,0,"","","",0,0,0,{"$f":"IF(AND($C121=\"Early Retirement\",$J121<>\"\",$S121<>\"\",$U121<>\"\"),$CH121,IF(AND(OR($AB121=\"DX AC Air Cooled\",$AB121=\"DX HP Air Cooled\"),OR(AND($AJ121=\"Btu/hr\",$AI121<65000),AND($AJ121=\"Tons\",$AI121<65000/12000)),$AC121=\"Split\",$AO121>=15.2),MAX(Baselines!$CF114,12/9.8),Baselines!$CF114))","v":0},{"$f":"IF(AND($C121=\"Early Retirement\",$J121<>\"\",$S121<>\"\",$U121<>\"\"),$CI121,Baselines!$CG114)","v":0},{"$f":"Baselines!$CH114","v":"kW/ton"},"",{"$f":"IF(AND($C121=\"Early Retirement\",$J121<>\"\",$S121<>\"\",$U121<>\"\"),$CJ121,IF(AND(Baselines!$CI114=0,OR($CU121=\"DX HP\",$CU121=\"PTHP\")),$BH121,Baselines!$CI114))","v":0},"COP",{"$f":"IF(OR($C121=\"Replace-on-Burnout\",$C121=\"New Construction\"),$DC121,IF($CE121=\"\",\"\",IF(OR($CE121=\"DX HP\",$CE121=\"PTHP\"),VLOOKUP($D121,'Factor Tables'!$B$89:$M$105,MATCH(CONCATENATE($CE121,\" Clg\"),'Factor Tables'!$B$88:$M$88,0),FALSE),VLOOKUP($D121,'Factor Tables'!$B$89:$M$105,MATCH($CE121,'Factor Tables'!$B$88:$M$88,0),FALSE))))","v":""},{"$f":"IF(OR($C121=\"Replace-on-Burnout\",$C121=\"New Construction\"),$DD121,IF($CE121=\"\",\"\",IF($CE121=\"DX HP\",VLOOKUP($D121,'Factor Tables'!$B$89:$M$105,MATCH(\"DX HP Htg\",'Factor Tables'!$B$88:$M$88,0),FALSE),0)))","v":""},{"$f":"IF(OR($C121=\"Replace-on-Burnout\",$C121=\"New Construction\"),$DE121,IF($CE121=\"\",\"\",IF($CE121=\"DX HP\",VLOOKUP($D121,'Factor Tables'!$N$89:$Y$105,MATCH(\"DX HP Clg\",'Factor Tables'!$N$88:$Y$88,0),FALSE),IF($CE121=\"PTHP\",VLOOKUP($D121,'Factor Tables'!$N$89:$Y$105,MATCH(\"PTHP Clg\",'Factor Tables'!$N$88:$Y$88,0),FALSE),IF(AND($CE121<>\"DX HP\",$CE121<>\"PTHP\"),VLOOKUP($D121,'Factor Tables'!$N$89:$Y$105,MATCH($CE121,'Factor Tables'!$N$88:$Y$88,0),FALSE),\"\")))))","v":""},{"$f":"IF(OR($C121=\"Replace-on-Burnout\",$C121=\"New Construction\",$CU121=\"DX HP\",$CU121=\"PTHP\"),$DF121,IF($CE121=\"\",\"\",IF($CE121=\"DX HP\",VLOOKUP($D121,'Factor Tables'!$N$89:$Y$105,MATCH(\"DX HP Htg\",'Factor Tables'!$N$88:$Y$88,0),FALSE),IF($CE121=\"PTHP\",VLOOKUP($D121,'Factor Tables'!$N$89:$Y$105,MATCH(\"PTHP Htg\",'Factor Tables'!$N$88:$Y$88,0),FALSE),0))))","v":""},"","",0,0,"kW/ton","",0,"COP",{"$f":"IF($CU121=\"\",\"\",IF(OR($CU121=\"DX HP\",$CU121=\"VRF HP\",$CU121=\"PTHP\"),VLOOKUP($D121,'Factor Tables'!$B$89:$M$105,MATCH(CONCATENATE($CU121,\" Clg\"),'Factor Tables'!$B$88:$M$88,0),FALSE),VLOOKUP($D121,'Factor Tables'!$B$89:$M$105,MATCH($CU121,'Factor Tables'!$B$88:$M$88,0),FALSE)))","v":""},{"$f":"IF($CU121=\"\",\"\",IF(OR($CU121=\"DX HP\",$CU121=\"VRF HP\",$CU121=\"PTHP\"),VLOOKUP($D121,'Factor Tables'!$B$89:$M$105,MATCH(CONCATENATE($CU121,\" Htg\"),'Factor Tables'!$B$88:$M$88,0),FALSE),0))","v":""},{"$f":"IF($CU121=\"\",\"\",IF(OR($CU121=\"DX HP\",$CU121=\"VRF HP\",$CU121=\"PTHP\"),VLOOKUP($D121,'Factor Tables'!$N$89:$Y$105,MATCH(CONCATENATE($CU121,\" Clg\"),'Factor Tables'!$N$88:$Y$88,0),FALSE),VLOOKUP($D121,'Factor Tables'!$N$89:$Y$105,MATCH($CU121,'Factor Tables'!$N$88:$Y$88,0),FALSE)))","v":""},{"$f":"IF($CU121=\"\",\"\",IF(OR($CU121=\"DX HP\",$CU121=\"VRF HP\",$CU121=\"PTHP\"),VLOOKUP($D121,'Factor Tables'!$N$89:$Y$105,MATCH(CONCATENATE($CU121,\" Htg\"),'Factor Tables'!$N$88:$Y$88,0),FALSE),0))","v":""},{"$f":"IF($AB121=\"\",0,VLOOKUP($AB121,'Utility Admin'!$E:$G,2,FALSE))","v":0},{"$f":"IF($AB121=\"\",0,VLOOKUP($AB121,'Utility Admin'!$E:$G,3,FALSE))","v":0},{"$f":"IFERROR(IF(ABS(Summary!$F$12)<=ABS(Summary!$E$12)*'Utility Admin'!$I$5,$BA121*$DG121+$BB121*$DH121,$BA121*$DG121+$BA121*'Utility Admin'!$I$5*$DH121),0)","v":0},null,"Summer",null,null,null,null,null,null,null,null,null,null,{"$f":"IF(OR('Project Info'!$C$10=\"\",$C121=\"\",$D121=\"\"),\"\",VLOOKUP($D121,$DX$9:$EA$32,MATCH($C121,$DX$9:$EA$9,0),FALSE))","v":""},null,null,null,null,null,null,"ERROR: Contact Program Manager. Post Capacity/Unit x Post # of Units must be within +/- 20% of Pre Capacity/Unit x Pre # of Units."]
[null,113,"","",null,null,null,null,null,null,null,null,null,null,null,null,null,null,null,null,null,null,null,null,null,null,null,null,null,"A",null,null,null,null,null,null,null,null,null,null,null,null,null,null,0,0,0,0,0,0,999999999,"",0,0,{"$f":"IFERROR(IF($DI$261>'Utility Admin'!$H$5,$BB122/$BB$5*$BC$261,$DI122),0)","v":0},"","",{"$f":"IF(AND(OR($AB122=\"DX AC Air Cooled\",$AB122=\"DX HP Air Cooled\"),OR(AND($AJ122=\"Btu/hr\",$AI122<65000),AND($AJ122=\"Tons\",$AI122<65000/12000)),$AC122=\"Split\",$AO122>=15.2),MAX(Baselines!$CF366,12/9.8),Baselines!$CF366)","v":0},{"$f":"Baselines!$CG366","v":0},{"$f":"Baselines!$CI366","v":0},0,0,0,0,0,0,0,0,0,0,{"$f":"IF(OR($C122<>\"Early Retirement\",$J122=\"\"),0,IF(OR($I122=\"DX AC Air Cooled\",$I122=\"DX HP Air Cooled\"),VLOOKUP($J122,'Early Retirement'!$CI$6:$CM$32,2,FALSE),IF(OR($I122=\"PTAC\",$I122=\"PTHP\"),VLOOKUP($J122,'Early Retirement'!$CI$6:$CM$32,3,FALSE),IF(AND(OR($I122=\"Air Cooled Chiller\",$I122=\"Water Cooled Chiller\"),$L122<>\"Centrifugal\"),VLOOKUP($J122,'Early Retirement'!$CI$6:$CM$32,4,FALSE),IF(AND(OR($I122=\"Air Cooled Chiller\",$I122=\"Water Cooled Chiller\"),$L122=\"Centrifugal\"),VLOOKUP($J122,'Early Retirement'!$CI$6:$CM$32,5,FALSE),\"\")))))","v":0},0,0,0,0,0,0,0,0,0,0,0,"","","",0,0,0,{"$f":"IF(AND($C122=\"Early Retirement\",$J122<>\"\",$S122<>\"\",$U122<>\"\"),$CH122,IF(AND(OR($AB122=\"DX AC Air Cooled\",$AB122=\"DX HP Air Cooled\"),OR(AND($AJ122=\"Btu/hr\",$AI122<65000),AND($AJ122=\"Tons\",$AI122<65000/12000)),$AC122=\"Split\",$AO122>=15.2),MAX(Baselines!$CF115,12/9.8),Baselines!$CF115))","v":0},{"$f":"IF(AND($C122=\"Early Retirement\",$J122<>\"\",$S122<>\"\",$U122<>\"\"),$CI122,Baselines!$CG115)","v":0},{"$f":"Baselines!$CH115","v":"kW/ton"},"",{"$f":"IF(AND($C122=\"Early Retirement\",$J122<>\"\",$S122<>\"\",$U122<>\"\"),$CJ122,IF(AND(Baselines!$CI115=0,OR($CU122=\"DX HP\",$CU122=\"PTHP\")),$BH122,Baselines!$CI115))","v":0},"COP",{"$f":"IF(OR($C122=\"Replace-on-Burnout\",$C122=\"New Construction\"),$DC122,IF($CE122=\"\",\"\",IF(OR($CE122=\"DX HP\",$CE122=\"PTHP\"),VLOOKUP($D122,'Factor Tables'!$B$89:$M$105,MATCH(CONCATENATE($CE122,\" Clg\"),'Factor Tables'!$B$88:$M$88,0),FALSE),VLOOKUP($D122,'Factor Tables'!$B$89:$M$105,MATCH($CE122,'Factor Tables'!$B$88:$M$88,0),FALSE))))","v":""},{"$f":"IF(OR($C122=\"Replace-on-Burnout\",$C122=\"New Construction\"),$DD122,IF($CE122=\"\",\"\",IF($CE122=\"DX HP\",VLOOKUP($D122,'Factor Tables'!$B$89:$M$105,MATCH(\"DX HP Htg\",'Factor Tables'!$B$88:$M$88,0),FALSE),0)))","v":""},{"$f":"IF(OR($C122=\"Replace-on-Burnout\",$C122=\"New Construction\"),$DE122,IF($CE122=\"\",\"\",IF($CE122=\"DX HP\",VLOOKUP($D122,'Factor Tables'!$N$89:$Y$105,MATCH(\"DX HP Clg\",'Factor Tables'!$N$88:$Y$88,0),FALSE),IF($CE122=\"PTHP\",VLOOKUP($D122,'Factor Tables'!$N$89:$Y$105,MATCH(\"PTHP Clg\",'Factor Tables'!$N$88:$Y$88,0),FALSE),IF(AND($CE122<>\"DX HP\",$CE122<>\"PTHP\"),VLOOKUP($D122,'Factor Tables'!$N$89:$Y$105,MATCH($CE122,'Factor Tables'!$N$88:$Y$88,0),FALSE),\"\")))))","v":""},{"$f":"IF(OR($C122=\"Replace-on-Burnout\",$C122=\"New Construction\",$CU122=\"DX HP\",$CU122=\"PTHP\"),$DF122,IF($CE122=\"\",\"\",IF($CE122=\"DX HP\",VLOOKUP($D122,'Factor Tables'!$N$89:$Y$105,MATCH(\"DX HP Htg\",'Factor Tables'!$N$88:$Y$88,0),FALSE),IF($CE122=\"PTHP\",VLOOKUP($D122,'Factor Tables'!$N$89:$Y$105,MATCH(\"PTHP Htg\",'Factor Tables'!$N$88:$Y$88,0),FALSE),0))))","v":""},"","",0,0,"kW/ton","",0,"COP",{"$f":"IF($CU122=\"\",\"\",IF(OR($CU122=\"DX HP\",$CU122=\"VRF HP\",$CU122=\"PTHP\"),VLOOKUP($D122,'Factor Tables'!$B$89:$M$105,MATCH(CONCATENATE($CU122,\" Clg\"),'Factor Tables'!$B$88:$M$88,0),FALSE),VLOOKUP($D122,'Factor Tables'!$B$89:$M$105,MATCH($CU122,'Factor Tables'!$B$88:$M$88,0),FALSE)))","v":""},{"$f":"IF($CU122=\"\",\"\",IF(OR($CU122=\"DX HP\",$CU122=\"VRF HP\",$CU122=\"PTHP\"),VLOOKUP($D122,'Factor Tables'!$B$89:$M$105,MATCH(CONCATENATE($CU122,\" Htg\"),'Factor Tables'!$B$88:$M$88,0),FALSE),0))","v":""},{"$f":"IF($CU122=\"\",\"\",IF(OR($CU122=\"DX HP\",$CU122=\"VRF HP\",$CU122=\"PTHP\"),VLOOKUP($D122,'Factor Tables'!$N$89:$Y$105,MATCH(CONCATENATE($CU122,\" Clg\"),'Factor Tables'!$N$88:$Y$88,0),FALSE),VLOOKUP($D122,'Factor Tables'!$N$89:$Y$105,MATCH($CU122,'Factor Tables'!$N$88:$Y$88,0),FALSE)))","v":""},{"$f":"IF($CU122=\"\",\"\",IF(OR($CU122=\"DX HP\",$CU122=\"VRF HP\",$CU122=\"PTHP\"),VLOOKUP($D122,'Factor Tables'!$N$89:$Y$105,MATCH(CONCATENATE($CU122,\" Htg\"),'Factor Tables'!$N$88:$Y$88,0),FALSE),0))","v":""},{"$f":"IF($AB122=\"\",0,VLOOKUP($AB122,'Utility Admin'!$E:$G,2,FALSE))","v":0},{"$f":"IF($AB122=\"\",0,VLOOKUP($AB122,'Utility Admin'!$E:$G,3,FALSE))","v":0},{"$f":"IFERROR(IF(ABS(Summary!$F$12)<=ABS(Summary!$E$12)*'Utility Admin'!$I$5,$BA122*$DG122+$BB122*$DH122,$BA122*$DG122+$BA122*'Utility Admin'!$I$5*$DH122),0)","v":0},null,"Summer",null,null,null,null,null,null,null,null,null,null,{"$f":"IF(OR('Project Info'!$C$10=\"\",$C122=\"\",$D122=\"\"),\"\",VLOOKUP($D122,$DX$9:$EA$32,MATCH($C122,$DX$9:$EA$9,0),FALSE))","v":""},null,null,null,null,null,null,"ERROR: Contact Program Manager. Post Capacity/Unit x Post # of Units must be within +/- 20% of Pre Capacity/Unit x Pre # of Units."]
[null,114,"","",null,null,null,null,null,null,null,null,null,null,null,null,null,null,null,null,null,null,null,null,null,null,null,null,null,"A",null,null,null,null,null,null,null,null,null,null,null,null,null,null,0,0,0,0,0,0,999999999,"",0,0,{"$f":"IFERROR(IF($DI$261>'Utility Admin'!$H$5,$BB123/$BB$5*$BC$261,$DI123),0)","v":0},"","",{"$f":"IF(AND(OR($AB123=\"DX AC Air Cooled\",$AB123=\"DX HP Air Cooled\"),OR(AND($AJ123=\"Btu/hr\",$AI123<65000),AND($AJ123=\"Tons\",$AI123<65000/12000)),$AC123=\"Split\",$AO123>=15.2),MAX(Baselines!$CF367,12/9.8),Baselines!$CF367)","v":0},{"$f":"Baselines!$CG367","v":0},{"$f":"Baselines!$CI367","v":0},0,0,0,0,0,0,0,0,0,0,{"$f":"IF(OR($C123<>\"Early Retirement\",$J123=\"\"),0,IF(OR($I123=\"DX AC Air Cooled\",$I123=\"DX HP Air Cooled\"),VLOOKUP($J123,'Early Retirement'!$CI$6:$CM$32,2,FALSE),IF(OR($I123=\"PTAC\",$I123=\"PTHP\"),VLOOKUP($J123,'Early Retirement'!$CI$6:$CM$32,3,FALSE),IF(AND(OR($I123=\"Air Cooled Chiller\",$I123=\"Water Cooled Chiller\"),$L123<>\"Centrifugal\"),VLOOKUP($J123,'Early Retirement'!$CI$6:$CM$32,4,FALSE),IF(AND(OR($I123=\"Air Cooled Chiller\",$I123=\"Water Cooled Chiller\"),$L123=\"Centrifugal\"),VLOOKUP($J123,'Early Retirement'!$CI$6:$CM$32,5,FALSE),\"\")))))","v":0},0,0,0,0,0,0,0,0,0,0,0,"","","",0,0,0,{"$f":"IF(AND($C123=\"Early Retirement\",$J123<>\"\",$S123<>\"\",$U123<>\"\"),$CH123,IF(AND(OR($AB123=\"DX AC Air Cooled\",$AB123=\"DX HP Air Cooled\"),OR(AND($AJ123=\"Btu/hr\",$AI123<65000),AND($AJ123=\"Tons\",$AI123<65000/12000)),$AC123=\"Split\",$AO123>=15.2),MAX(Baselines!$CF116,12/9.8),Baselines!$CF116))","v":0},{"$f":"IF(AND($C123=\"Early Retirement\",$J123<>\"\",$S123<>\"\",$U123<>\"\"),$CI123,Baselines!$CG116)","v":0},{"$f":"Baselines!$CH116","v":"kW/ton"},"",{"$f":"IF(AND($C123=\"Early Retirement\",$J123<>\"\",$S123<>\"\",$U123<>\"\"),$CJ123,IF(AND(Baselines!$CI116=0,OR($CU123=\"DX HP\",$CU123=\"PTHP\")),$BH123,Baselines!$CI116))","v":0},"COP",{"$f":"IF(OR($C123=\"Replace-on-Burnout\",$C123=\"New Construction\"),$DC123,IF($CE123=\"\",\"\",IF(OR($CE123=\"DX HP\",$CE123=\"PTHP\"),VLOOKUP($D123,'Factor Tables'!$B$89:$M$105,MATCH(CONCATENATE($CE123,\" Clg\"),'Factor Tables'!$B$88:$M$88,0),FALSE),VLOOKUP($D123,'Factor Tables'!$B$89:$M$105,MATCH($CE123,'Factor Tables'!$B$88:$M$88,0),FALSE))))","v":""},{"$f":"IF(OR($C123=\"Replace-on-Burnout\",$C123=\"New Construction\"),$DD123,IF($CE123=\"\",\"\",IF($CE123=\"DX HP\",VLOOKUP($D123,'Factor Tables'!$B$89:$M$105,MATCH(\"DX HP Htg\",'Factor Tables'!$B$88:$M$88,0),FALSE),0)))","v":""},{"$f":"IF(OR($C123=\"Replace-on-Burnout\",$C123=\"New Construction\"),$DE123,IF($CE123=\"\",\"\",IF($CE123=\"DX HP\",VLOOKUP($D123,'Factor Tables'!$N$89:$Y$105,MATCH(\"DX HP Clg\",'Factor Tables'!$N$88:$Y$88,0),FALSE),IF($CE123=\"PTHP\",VLOOKUP($D123,'Factor Tables'!$N$89:$Y$105,MATCH(\"PTHP Clg\",'Factor Tables'!$N$88:$Y$88,0),FALSE),IF(AND($CE123<>\"DX HP\",$CE123<>\"PTHP\"),VLOOKUP($D123,'Factor Tables'!$N$89:$Y$105,MATCH($CE123,'Factor Tables'!$N$88:$Y$88,0),FALSE),\"\")))))","v":""},{"$f":"IF(OR($C123=\"Replace-on-Burnout\",$C123=\"New Construction\",$CU123=\"DX HP\",$CU123=\"PTHP\"),$DF123,IF($CE123=\"\",\"\",IF($CE123=\"DX HP\",VLOOKUP($D123,'Factor Tables'!$N$89:$Y$105,MATCH(\"DX HP Htg\",'Factor Tables'!$N$88:$Y$88,0),FALSE),IF($CE123=\"PTHP\",VLOOKUP($D123,'Factor Tables'!$N$89:$Y$105,MATCH(\"PTHP Htg\",'Factor Tables'!$N$88:$Y$88,0),FALSE),0))))","v":""},"","",0,0,"kW/ton","",0,"COP",{"$f":"IF($CU123=\"\",\"\",IF(OR($CU123=\"DX HP\",$CU123=\"VRF HP\",$CU123=\"PTHP\"),VLOOKUP($D123,'Factor Tables'!$B$89:$M$105,MATCH(CONCATENATE($CU123,\" Clg\"),'Factor Tables'!$B$88:$M$88,0),FALSE),VLOOKUP($D123,'Factor Tables'!$B$89:$M$105,MATCH($CU123,'Factor Tables'!$B$88:$M$88,0),FALSE)))","v":""},{"$f":"IF($CU123=\"\",\"\",IF(OR($CU123=\"DX HP\",$CU123=\"VRF HP\",$CU123=\"PTHP\"),VLOOKUP($D123,'Factor Tables'!$B$89:$M$105,MATCH(CONCATENATE($CU123,\" Htg\"),'Factor Tables'!$B$88:$M$88,0),FALSE),0))","v":""},{"$f":"IF($CU123=\"\",\"\",IF(OR($CU123=\"DX HP\",$CU123=\"VRF HP\",$CU123=\"PTHP\"),VLOOKUP($D123,'Factor Tables'!$N$89:$Y$105,MATCH(CONCATENATE($CU123,\" Clg\"),'Factor Tables'!$N$88:$Y$88,0),FALSE),VLOOKUP($D123,'Factor Tables'!$N$89:$Y$105,MATCH($CU123,'Factor Tables'!$N$88:$Y$88,0),FALSE)))","v":""},{"$f":"IF($CU123=\"\",\"\",IF(OR($CU123=\"DX HP\",$CU123=\"VRF HP\",$CU123=\"PTHP\"),VLOOKUP($D123,'Factor Tables'!$N$89:$Y$105,MATCH(CONCATENATE($CU123,\" Htg\"),'Factor Tables'!$N$88:$Y$88,0),FALSE),0))","v":""},{"$f":"IF($AB123=\"\",0,VLOOKUP($AB123,'Utility Admin'!$E:$G,2,FALSE))","v":0},{"$f":"IF($AB123=\"\",0,VLOOKUP($AB123,'Utility Admin'!$E:$G,3,FALSE))","v":0},{"$f":"IFERROR(IF(ABS(Summary!$F$12)<=ABS(Summary!$E$12)*'Utility Admin'!$I$5,$BA123*$DG123+$BB123*$DH123,$BA123*$DG123+$BA123*'Utility Admin'!$I$5*$DH123),0)","v":0},null,"Summer",null,null,null,null,null,null,null,null,null,null,{"$f":"IF(OR('Project Info'!$C$10=\"\",$C123=\"\",$D123=\"\"),\"\",VLOOKUP($D123,$DX$9:$EA$32,MATCH($C123,$DX$9:$EA$9,0),FALSE))","v":""},null,null,null,null,null,null,"ERROR: Contact Program Manager. Post Capacity/Unit x Post # of Units must be within +/- 20% of Pre Capacity/Unit x Pre # of Units."]
[null,115,"","",null,null,null,null,null,null,null,null,null,null,null,null,null,null,null,null,null,null,null,null,null,null,null,null,null,"A",null,null,null,null,null,null,null,null,null,null,null,null,null,null,0,0,0,0,0,0,999999999,"",0,0,{"$f":"IFERROR(IF($DI$261>'Utility Admin'!$H$5,$BB124/$BB$5*$BC$261,$DI124),0)","v":0},"","",{"$f":"IF(AND(OR($AB124=\"DX AC Air Cooled\",$AB124=\"DX HP Air Cooled\"),OR(AND($AJ124=\"Btu/hr\",$AI124<65000),AND($AJ124=\"Tons\",$AI124<65000/12000)),$AC124=\"Split\",$AO124>=15.2),MAX(Baselines!$CF368,12/9.8),Baselines!$CF368)","v":0},{"$f":"Baselines!$CG368","v":0},{"$f":"Baselines!$CI368","v":0},0,0,0,0,0,0,0,0,0,0,{"$f":"IF(OR($C124<>\"Early Retirement\",$J124=\"\"),0,IF(OR($I124=\"DX AC Air Cooled\",$I124=\"DX HP Air Cooled\"),VLOOKUP($J124,'Early Retirement'!$CI$6:$CM$32,2,FALSE),IF(OR($I124=\"PTAC\",$I124=\"PTHP\"),VLOOKUP($J124,'Early Retirement'!$CI$6:$CM$32,3,FALSE),IF(AND(OR($I124=\"Air Cooled Chiller\",$I124=\"Water Cooled Chiller\"),$L124<>\"Centrifugal\"),VLOOKUP($J124,'Early Retirement'!$CI$6:$CM$32,4,FALSE),IF(AND(OR($I124=\"Air Cooled Chiller\",$I124=\"Water Cooled Chiller\"),$L124=\"Centrifugal\"),VLOOKUP($J124,'Early Retirement'!$CI$6:$CM$32,5,FALSE),\"\")))))","v":0},0,0,0,0,0,0,0,0,0,0,0,"","","",0,0,0,{"$f":"IF(AND($C124=\"Early Retirement\",$J124<>\"\",$S124<>\"\",$U124<>\"\"),$CH124,IF(AND(OR($AB124=\"DX AC Air Cooled\",$AB124=\"DX HP Air Cooled\"),OR(AND($AJ124=\"Btu/hr\",$AI124<65000),AND($AJ124=\"Tons\",$AI124<65000/12000)),$AC124=\"Split\",$AO124>=15.2),MAX(Baselines!$CF117,12/9.8),Baselines!$CF117))","v":0},{"$f":"IF(AND($C124=\"Early Retirement\",$J124<>\"\",$S124<>\"\",$U124<>\"\"),$CI124,Baselines!$CG117)","v":0},{"$f":"Baselines!$CH117","v":"kW/ton"},"",{"$f":"IF(AND($C124=\"Early Retirement\",$J124<>\"\",$S124<>\"\",$U124<>\"\"),$CJ124,IF(AND(Baselines!$CI117=0,OR($CU124=\"DX HP\",$CU124=\"PTHP\")),$BH124,Baselines!$CI117))","v":0},"COP",{"$f":"IF(OR($C124=\"Replace-on-Burnout\",$C124=\"New Construction\"),$DC124,IF($CE124=\"\",\"\",IF(OR($CE124=\"DX HP\",$CE124=\"PTHP\"),VLOOKUP($D124,'Factor Tables'!$B$89:$M$105,MATCH(CONCATENATE($CE124,\" Clg\"),'Factor Tables'!$B$88:$M$88,0),FALSE),VLOOKUP($D124,'Factor Tables'!$B$89:$M$105,MATCH($CE124,'Factor Tables'!$B$88:$M$88,0),FALSE))))","v":""},{"$f":"IF(OR($C124=\"Replace-on-Burnout\",$C124=\"New Construction\"),$DD124,IF($CE124=\"\",\"\",IF($CE124=\"DX HP\",VLOOKUP($D124,'Factor Tables'!$B$89:$M$105,MATCH(\"DX HP Htg\",'Factor Tables'!$B$88:$M$88,0),FALSE),0)))","v":""},{"$f":"IF(OR($C124=\"Replace-on-Burnout\",$C124=\"New Construction\"),$DE124,IF($CE124=\"\",\"\",IF($CE124=\"DX HP\",VLOOKUP($D124,'Factor Tables'!$N$89:$Y$105,MATCH(\"DX HP Clg\",'Factor Tables'!$N$88:$Y$88,0),FALSE),IF($CE124=\"PTHP\",VLOOKUP($D124,'Factor Tables'!$N$89:$Y$105,MATCH(\"PTHP Clg\",'Factor Tables'!$N$88:$Y$88,0),FALSE),IF(AND($CE124<>\"DX HP\",$CE124<>\"PTHP\"),VLOOKUP($D124,'Factor Tables'!$N$89:$Y$105,MATCH($CE124,'Factor Tables'!$N$88:$Y$88,0),FALSE),\"\")))))","v":""},{"$f":"IF(OR($C124=\"Replace-on-Burnout\",$C124=\"New Construction\",$CU124=\"DX HP\",$CU124=\"PTHP\"),$DF124,IF($CE124=\"\",\"\",IF($CE124=\"DX HP\",VLOOKUP($D124,'Factor Tables'!$N$89:$Y$105,MATCH(\"DX HP Htg\",'Factor Tables'!$N$88:$Y$88,0),FALSE),IF($CE124=\"PTHP\",VLOOKUP($D124,'Factor Tables'!$N$89:$Y$105,MATCH(\"PTHP Htg\",'Factor Tables'!$N$88:$Y$88,0),FALSE),0))))","v":""},"","",0,0,"kW/ton","",0,"COP",{"$f":"IF($CU124=\"\",\"\",IF(OR($CU124=\"DX HP\",$CU124=\"VRF HP\",$CU124=\"PTHP\"),VLOOKUP($D124,'Factor Tables'!$B$89:$M$105,MATCH(CONCATENATE($CU124,\" Clg\"),'Factor Tables'!$B$88:$M$88,0),FALSE),VLOOKUP($D124,'Factor Tables'!$B$89:$M$105,MATCH($CU124,'Factor Tables'!$B$88:$M$88,0),FALSE)))","v":""},{"$f":"IF($CU124=\"\",\"\",IF(OR($CU124=\"DX HP\",$CU124=\"VRF HP\",$CU124=\"PTHP\"),VLOOKUP($D124,'Factor Tables'!$B$89:$M$105,MATCH(CONCATENATE($CU124,\" Htg\"),'Factor Tables'!$B$88:$M$88,0),FALSE),0))","v":""},{"$f":"IF($CU124=\"\",\"\",IF(OR($CU124=\"DX HP\",$CU124=\"VRF HP\",$CU124=\"PTHP\"),VLOOKUP($D124,'Factor Tables'!$N$89:$Y$105,MATCH(CONCATENATE($CU124,\" Clg\"),'Factor Tables'!$N$88:$Y$88,0),FALSE),VLOOKUP($D124,'Factor Tables'!$N$89:$Y$105,MATCH($CU124,'Factor Tables'!$N$88:$Y$88,0),FALSE)))","v":""},{"$f":"IF($CU124=\"\",\"\",IF(OR($CU124=\"DX HP\",$CU124=\"VRF HP\",$CU124=\"PTHP\"),VLOOKUP($D124,'Factor Tables'!$N$89:$Y$105,MATCH(CONCATENATE($CU124,\" Htg\"),'Factor Tables'!$N$88:$Y$88,0),FALSE),0))","v":""},{"$f":"IF($AB124=\"\",0,VLOOKUP($AB124,'Utility Admin'!$E:$G,2,FALSE))","v":0},{"$f":"IF($AB124=\"\",0,VLOOKUP($AB124,'Utility Admin'!$E:$G,3,FALSE))","v":0},{"$f":"IFERROR(IF(ABS(Summary!$F$12)<=ABS(Summary!$E$12)*'Utility Admin'!$I$5,$BA124*$DG124+$BB124*$DH124,$BA124*$DG124+$BA124*'Utility Admin'!$I$5*$DH124),0)","v":0},null,"Summer",null,null,null,null,null,null,null,null,null,null,{"$f":"IF(OR('Project Info'!$C$10=\"\",$C124=\"\",$D124=\"\"),\"\",VLOOKUP($D124,$DX$9:$EA$32,MATCH($C124,$DX$9:$EA$9,0),FALSE))","v":""},null,null,null,null,null,null,"ERROR: Contact Program Manager. Post Capacity/Unit x Post # of Units must be within +/- 20% of Pre Capacity/Unit x Pre # of Units."]
[null,116,"","",null,null,null,null,null,null,null,null,null,null,null,null,null,null,null,null,null,null,null,null,null,null,null,null,null,"A",null,null,null,null,null,null,null,null,null,null,null,null,null,null,0,0,0,0,0,0,999999999,"",0,0,{"$f":"IFERROR(IF($DI$261>'Utility Admin'!$H$5,$BB125/$BB$5*$BC$261,$DI125),0)","v":0},"","",{"$f":"IF(AND(OR($AB125=\"DX AC Air Cooled\",$AB125=\"DX HP Air Cooled\"),OR(AND($AJ125=\"Btu/hr\",$AI125<65000),AND($AJ125=\"Tons\",$AI125<65000/12000)),$AC125=\"Split\",$AO125>=15.2),MAX(Baselines!$CF369,12/9.8),Baselines!$CF369)","v":0},{"$f":"Baselines!$CG369","v":0},{"$f":"Baselines!$CI369","v":0},0,0,0,0,0,0,0,0,0,0,{"$f":"IF(OR($C125<>\"Early Retirement\",$J125=\"\"),0,IF(OR($I125=\"DX AC Air Cooled\",$I125=\"DX HP Air Cooled\"),VLOOKUP($J125,'Early Retirement'!$CI$6:$CM$32,2,FALSE),IF(OR($I125=\"PTAC\",$I125=\"PTHP\"),VLOOKUP($J125,'Early Retirement'!$CI$6:$CM$32,3,FALSE),IF(AND(OR($I125=\"Air Cooled Chiller\",$I125=\"Water Cooled Chiller\"),$L125<>\"Centrifugal\"),VLOOKUP($J125,'Early Retirement'!$CI$6:$CM$32,4,FALSE),IF(AND(OR($I125=\"Air Cooled Chiller\",$I125=\"Water Cooled Chiller\"),$L125=\"Centrifugal\"),VLOOKUP($J125,'Early Retirement'!$CI$6:$CM$32,5,FALSE),\"\")))))","v":0},0,0,0,0,0,0,0,0,0,0,0,"","","",0,0,0,{"$f":"IF(AND($C125=\"Early Retirement\",$J125<>\"\",$S125<>\"\",$U125<>\"\"),$CH125,IF(AND(OR($AB125=\"DX AC Air Cooled\",$AB125=\"DX HP Air Cooled\"),OR(AND($AJ125=\"Btu/hr\",$AI125<65000),AND($AJ125=\"Tons\",$AI125<65000/12000)),$AC125=\"Split\",$AO125>=15.2),MAX(Baselines!$CF118,12/9.8),Baselines!$CF118))","v":0},{"$f":"IF(AND($C125=\"Early Retirement\",$J125<>\"\",$S125<>\"\",$U125<>\"\"),$CI125,Baselines!$CG118)","v":0},{"$f":"Baselines!$CH118","v":"kW/ton"},"",{"$f":"IF(AND($C125=\"Early Retirement\",$J125<>\"\",$S125<>\"\",$U125<>\"\"),$CJ125,IF(AND(Baselines!$CI118=0,OR($CU125=\"DX HP\",$CU125=\"PTHP\")),$BH125,Baselines!$CI118))","v":0},"COP",{"$f":"IF(OR($C125=\"Replace-on-Burnout\",$C125=\"New Construction\"),$DC125,IF($CE125=\"\",\"\",IF(OR($CE125=\"DX HP\",$CE125=\"PTHP\"),VLOOKUP($D125,'Factor Tables'!$B$89:$M$105,MATCH(CONCATENATE($CE125,\" Clg\"),'Factor Tables'!$B$88:$M$88,0),FALSE),VLOOKUP($D125,'Factor Tables'!$B$89:$M$105,MATCH($CE125,'Factor Tables'!$B$88:$M$88,0),FALSE))))","v":""},{"$f":"IF(OR($C125=\"Replace-on-Burnout\",$C125=\"New Construction\"),$DD125,IF($CE125=\"\",\"\",IF($CE125=\"DX HP\",VLOOKUP($D125,'Factor Tables'!$B$89:$M$105,MATCH(\"DX HP Htg\",'Factor Tables'!$B$88:$M$88,0),FALSE),0)))","v":""},{"$f":"IF(OR($C125=\"Replace-on-Burnout\",$C125=\"New Construction\"),$DE125,IF($CE125=\"\",\"\",IF($CE125=\"DX HP\",VLOOKUP($D125,'Factor Tables'!$N$89:$Y$105,MATCH(\"DX HP Clg\",'Factor Tables'!$N$88:$Y$88,0),FALSE),IF($CE125=\"PTHP\",VLOOKUP($D125,'Factor Tables'!$N$89:$Y$105,MATCH(\"PTHP Clg\",'Factor Tables'!$N$88:$Y$88,0),FALSE),IF(AND($CE125<>\"DX HP\",$CE125<>\"PTHP\"),VLOOKUP($D125,'Factor Tables'!$N$89:$Y$105,MATCH($CE125,'Factor Tables'!$N$88:$Y$88,0),FALSE),\"\")))))","v":""},{"$f":"IF(OR($C125=\"Replace-on-Burnout\",$C125=\"New Construction\",$CU125=\"DX HP\",$CU125=\"PTHP\"),$DF125,IF($CE125=\"\",\"\",IF($CE125=\"DX HP\",VLOOKUP($D125,'Factor Tables'!$N$89:$Y$105,MATCH(\"DX HP Htg\",'Factor Tables'!$N$88:$Y$88,0),FALSE),IF($CE125=\"PTHP\",VLOOKUP($D125,'Factor Tables'!$N$89:$Y$105,MATCH(\"PTHP Htg\",'Factor Tables'!$N$88:$Y$88,0),FALSE),0))))","v":""},"","",0,0,"kW/ton","",0,"COP",{"$f":"IF($CU125=\"\",\"\",IF(OR($CU125=\"DX HP\",$CU125=\"VRF HP\",$CU125=\"PTHP\"),VLOOKUP($D125,'Factor Tables'!$B$89:$M$105,MATCH(CONCATENATE($CU125,\" Clg\"),'Factor Tables'!$B$88:$M$88,0),FALSE),VLOOKUP($D125,'Factor Tables'!$B$89:$M$105,MATCH($CU125,'Factor Tables'!$B$88:$M$88,0),FALSE)))","v":""},{"$f":"IF($CU125=\"\",\"\",IF(OR($CU125=\"DX HP\",$CU125=\"VRF HP\",$CU125=\"PTHP\"),VLOOKUP($D125,'Factor Tables'!$B$89:$M$105,MATCH(CONCATENATE($CU125,\" Htg\"),'Factor Tables'!$B$88:$M$88,0),FALSE),0))","v":""},{"$f":"IF($CU125=\"\",\"\",IF(OR($CU125=\"DX HP\",$CU125=\"VRF HP\",$CU125=\"PTHP\"),VLOOKUP($D125,'Factor Tables'!$N$89:$Y$105,MATCH(CONCATENATE($CU125,\" Clg\"),'Factor Tables'!$N$88:$Y$88,0),FALSE),VLOOKUP($D125,'Factor Tables'!$N$89:$Y$105,MATCH($CU125,'Factor Tables'!$N$88:$Y$88,0),FALSE)))","v":""},{"$f":"IF($CU125=\"\",\"\",IF(OR($CU125=\"DX HP\",$CU125=\"VRF HP\",$CU125=\"PTHP\"),VLOOKUP($D125,'Factor Tables'!$N$89:$Y$105,MATCH(CONCATENATE($CU125,\" Htg\"),'Factor Tables'!$N$88:$Y$88,0),FALSE),0))","v":""},{"$f":"IF($AB125=\"\",0,VLOOKUP($AB125,'Utility Admin'!$E:$G,2,FALSE))","v":0},{"$f":"IF($AB125=\"\",0,VLOOKUP($AB125,'Utility Admin'!$E:$G,3,FALSE))","v":0},{"$f":"IFERROR(IF(ABS(Summary!$F$12)<=ABS(Summary!$E$12)*'Utility Admin'!$I$5,$BA125*$DG125+$BB125*$DH125,$BA125*$DG125+$BA125*'Utility Admin'!$I$5*$DH125),0)","v":0},null,"Summer",null,null,null,null,null,null,null,null,null,null,{"$f":"IF(OR('Project Info'!$C$10=\"\",$C125=\"\",$D125=\"\"),\"\",VLOOKUP($D125,$DX$9:$EA$32,MATCH($C125,$DX$9:$EA$9,0),FALSE))","v":""},null,null,null,null,null,null,"ERROR: Contact Program Manager. Post Capacity/Unit x Post # of Units must be within +/- 20% of Pre Capacity/Unit x Pre # of Units."]
[null,117,"","",null,null,null,null,null,null,null,null,null,null,null,null,null,null,null,null,null,null,null,null,null,null,null,null,null,"A",null,null,null,null,null,null,null,null,null,null,null,null,null,null,0,0,0,0,0,0,999999999,"",0,0,{"$f":"IFERROR(IF($DI$261>'Utility Admin'!$H$5,$BB126/$BB$5*$BC$261,$DI126),0)","v":0},"","",{"$f":"IF(AND(OR($AB126=\"DX AC Air Cooled\",$AB126=\"DX HP Air Cooled\"),OR(AND($AJ126=\"Btu/hr\",$AI126<65000),AND($AJ126=\"Tons\",$AI126<65000/12000)),$AC126=\"Split\",$AO126>=15.2),MAX(Baselines!$CF370,12/9.8),Baselines!$CF370)","v":0},{"$f":"Baselines!$CG370","v":0},{"$f":"Baselines!$CI370","v":0},0,0,0,0,0,0,0,0,0,0,{"$f":"IF(OR($C126<>\"Early Retirement\",$J126=\"\"),0,IF(OR($I126=\"DX AC Air Cooled\",$I126=\"DX HP Air Cooled\"),VLOOKUP($J126,'Early Retirement'!$CI$6:$CM$32,2,FALSE),IF(OR($I126=\"PTAC\",$I126=\"PTHP\"),VLOOKUP($J126,'Early Retirement'!$CI$6:$CM$32,3,FALSE),IF(AND(OR($I126=\"Air Cooled Chiller\",$I126=\"Water Cooled Chiller\"),$L126<>\"Centrifugal\"),VLOOKUP($J126,'Early Retirement'!$CI$6:$CM$32,4,FALSE),IF(AND(OR($I126=\"Air Cooled Chiller\",$I126=\"Water Cooled Chiller\"),$L126=\"Centrifugal\"),VLOOKUP($J126,'Early Retirement'!$CI$6:$CM$32,5,FALSE),\"\")))))","v":0},0,0,0,0,0,0,0,0,0,0,0,"","","",0,0,0,{"$f":"IF(AND($C126=\"Early Retirement\",$J126<>\"\",$S126<>\"\",$U126<>\"\"),$CH126,IF(AND(OR($AB126=\"DX AC Air Cooled\",$AB126=\"DX HP Air Cooled\"),OR(AND($AJ126=\"Btu/hr\",$AI126<65000),AND($AJ126=\"Tons\",$AI126<65000/12000)),$AC126=\"Split\",$AO126>=15.2),MAX(Baselines!$CF119,12/9.8),Baselines!$CF119))","v":0},{"$f":"IF(AND($C126=\"Early Retirement\",$J126<>\"\",$S126<>\"\",$U126<>\"\"),$CI126,Baselines!$CG119)","v":0},{"$f":"Baselines!$CH119","v":"kW/ton"},"",{"$f":"IF(AND($C126=\"Early Retirement\",$J126<>\"\",$S126<>\"\",$U126<>\"\"),$CJ126,IF(AND(Baselines!$CI119=0,OR($CU126=\"DX HP\",$CU126=\"PTHP\")),$BH126,Baselines!$CI119))","v":0},"COP",{"$f":"IF(OR($C126=\"Replace-on-Burnout\",$C126=\"New Construction\"),$DC126,IF($CE126=\"\",\"\",IF(OR($CE126=\"DX HP\",$CE126=\"PTHP\"),VLOOKUP($D126,'Factor Tables'!$B$89:$M$105,MATCH(CONCATENATE($CE126,\" Clg\"),'Factor Tables'!$B$88:$M$88,0),FALSE),VLOOKUP($D126,'Factor Tables'!$B$89:$M$105,MATCH($CE126,'Factor Tables'!$B$88:$M$88,0),FALSE))))","v":""},{"$f":"IF(OR($C126=\"Replace-on-Burnout\",$C126=\"New Construction\"),$DD126,IF($CE126=\"\",\"\",IF($CE126=\"DX HP\",VLOOKUP($D126,'Factor Tables'!$B$89:$M$105,MATCH(\"DX HP Htg\",'Factor Tables'!$B$88:$M$88,0),FALSE),0)))","v":""},{"$f":"IF(OR($C126=\"Replace-on-Burnout\",$C126=\"New Construction\"),$DE126,IF($CE126=\"\",\"\",IF($CE126=\"DX HP\",VLOOKUP($D126,'Factor Tables'!$N$89:$Y$105,MATCH(\"DX HP Clg\",'Factor Tables'!$N$88:$Y$88,0),FALSE),IF($CE126=\"PTHP\",VLOOKUP($D126,'Factor Tables'!$N$89:$Y$105,MATCH(\"PTHP Clg\",'Factor Tables'!$N$88:$Y$88,0),FALSE),IF(AND($CE126<>\"DX HP\",$CE126<>\"PTHP\"),VLOOKUP($D126,'Factor Tables'!$N$89:$Y$105,MATCH($CE126,'Factor Tables'!$N$88:$Y$88,0),FALSE),\"\")))))","v":""},{"$f":"IF(OR($C126=\"Replace-on-Burnout\",$C126=\"New Construction\",$CU126=\"DX HP\",$CU126=\"PTHP\"),$DF126,IF($CE126=\"\",\"\",IF($CE126=\"DX HP\",VLOOKUP($D126,'Factor Tables'!$N$89:$Y$105,MATCH(\"DX HP Htg\",'Factor Tables'!$N$88:$Y$88,0),FALSE),IF($CE126=\"PTHP\",VLOOKUP($D126,'Factor Tables'!$N$89:$Y$105,MATCH(\"PTHP Htg\",'Factor Tables'!$N$88:$Y$88,0),FALSE),0))))","v":""},"","",0,0,"kW/ton","",0,"COP",{"$f":"IF($CU126=\"\",\"\",IF(OR($CU126=\"DX HP\",$CU126=\"VRF HP\",$CU126=\"PTHP\"),VLOOKUP($D126,'Factor Tables'!$B$89:$M$105,MATCH(CONCATENATE($CU126,\" Clg\"),'Factor Tables'!$B$88:$M$88,0),FALSE),VLOOKUP($D126,'Factor Tables'!$B$89:$M$105,MATCH($CU126,'Factor Tables'!$B$88:$M$88,0),FALSE)))","v":""},{"$f":"IF($CU126=\"\",\"\",IF(OR($CU126=\"DX HP\",$CU126=\"VRF HP\",$CU126=\"PTHP\"),VLOOKUP($D126,'Factor Tables'!$B$89:$M$105,MATCH(CONCATENATE($CU126,\" Htg\"),'Factor Tables'!$B$88:$M$88,0),FALSE),0))","v":""},{"$f":"IF($CU126=\"\",\"\",IF(OR($CU126=\"DX HP\",$CU126=\"VRF HP\",$CU126=\"PTHP\"),VLOOKUP($D126,'Factor Tables'!$N$89:$Y$105,MATCH(CONCATENATE($CU126,\" Clg\"),'Factor Tables'!$N$88:$Y$88,0),FALSE),VLOOKUP($D126,'Factor Tables'!$N$89:$Y$105,MATCH($CU126,'Factor Tables'!$N$88:$Y$88,0),FALSE)))","v":""},{"$f":"IF($CU126=\"\",\"\",IF(OR($CU126=\"DX HP\",$CU126=\"VRF HP\",$CU126=\"PTHP\"),VLOOKUP($D126,'Factor Tables'!$N$89:$Y$105,MATCH(CONCATENATE($CU126,\" Htg\"),'Factor Tables'!$N$88:$Y$88,0),FALSE),0))","v":""},{"$f":"IF($AB126=\"\",0,VLOOKUP($AB126,'Utility Admin'!$E:$G,2,FALSE))","v":0},{"$f":"IF($AB126=\"\",0,VLOOKUP($AB126,'Utility Admin'!$E:$G,3,FALSE))","v":0},{"$f":"IFERROR(IF(ABS(Summary!$F$12)<=ABS(Summary!$E$12)*'Utility Admin'!$I$5,$BA126*$DG126+$BB126*$DH126,$BA126*$DG126+$BA126*'Utility Admin'!$I$5*$DH126),0)","v":0},null,"Summer",null,null,null,null,null,null,null,null,null,null,{"$f":"IF(OR('Project Info'!$C$10=\"\",$C126=\"\",$D126=\"\"),\"\",VLOOKUP($D126,$DX$9:$EA$32,MATCH($C126,$DX$9:$EA$9,0),FALSE))","v":""},null,null,null,null,null,null,"ERROR: Contact Program Manager. Post Capacity/Unit x Post # of Units must be within +/- 20% of Pre Capacity/Unit x Pre # of Units."]
[null,118,"","",null,null,null,null,null,null,null,null,null,null,null,null,null,null,null,null,null,null,null,null,null,null,null,null,null,"A",null,null,null,null,null,null,null,null,null,null,null,null,null,null,0,0,0,0,0,0,999999999,"",0,0,{"$f":"IFERROR(IF($DI$261>'Utility Admin'!$H$5,$BB127/$BB$5*$BC$261,$DI127),0)","v":0},"","",{"$f":"IF(AND(OR($AB127=\"DX AC Air Cooled\",$AB127=\"DX HP Air Cooled\"),OR(AND($AJ127=\"Btu/hr\",$AI127<65000),AND($AJ127=\"Tons\",$AI127<65000/12000)),$AC127=\"Split\",$AO127>=15.2),MAX(Baselines!$CF371,12/9.8),Baselines!$CF371)","v":0},{"$f":"Baselines!$CG371","v":0},{"$f":"Baselines!$CI371","v":0},0,0,0,0,0,0,0,0,0,0,{"$f":"IF(OR($C127<>\"Early Retirement\",$J127=\"\"),0,IF(OR($I127=\"DX AC Air Cooled\",$I127=\"DX HP Air Cooled\"),VLOOKUP($J127,'Early Retirement'!$CI$6:$CM$32,2,FALSE),IF(OR($I127=\"PTAC\",$I127=\"PTHP\"),VLOOKUP($J127,'Early Retirement'!$CI$6:$CM$32,3,FALSE),IF(AND(OR($I127=\"Air Cooled Chiller\",$I127=\"Water Cooled Chiller\"),$L127<>\"Centrifugal\"),VLOOKUP($J127,'Early Retirement'!$CI$6:$CM$32,4,FALSE),IF(AND(OR($I127=\"Air Cooled Chiller\",$I127=\"Water Cooled Chiller\"),$L127=\"Centrifugal\"),VLOOKUP($J127,'Early Retirement'!$CI$6:$CM$32,5,FALSE),\"\")))))","v":0},0,0,0,0,0,0,0,0,0,0,0,"","","",0,0,0,{"$f":"IF(AND($C127=\"Early Retirement\",$J127<>\"\",$S127<>\"\",$U127<>\"\"),$CH127,IF(AND(OR($AB127=\"DX AC Air Cooled\",$AB127=\"DX HP Air Cooled\"),OR(AND($AJ127=\"Btu/hr\",$AI127<65000),AND($AJ127=\"Tons\",$AI127<65000/12000)),$AC127=\"Split\",$AO127>=15.2),MAX(Baselines!$CF120,12/9.8),Baselines!$CF120))","v":0},{"$f":"IF(AND($C127=\"Early Retirement\",$J127<>\"\",$S127<>\"\",$U127<>\"\"),$CI127,Baselines!$CG120)","v":0},{"$f":"Baselines!$CH120","v":"kW/ton"},"",{"$f":"IF(AND($C127=\"Early Retirement\",$J127<>\"\",$S127<>\"\",$U127<>\"\"),$CJ127,IF(AND(Baselines!$CI120=0,OR($CU127=\"DX HP\",$CU127=\"PTHP\")),$BH127,Baselines!$CI120))","v":0},"COP",{"$f":"IF(OR($C127=\"Replace-on-Burnout\",$C127=\"New Construction\"),$DC127,IF($CE127=\"\",\"\",IF(OR($CE127=\"DX HP\",$CE127=\"PTHP\"),VLOOKUP($D127,'Factor Tables'!$B$89:$M$105,MATCH(CONCATENATE($CE127,\" Clg\"),'Factor Tables'!$B$88:$M$88,0),FALSE),VLOOKUP($D127,'Factor Tables'!$B$89:$M$105,MATCH($CE127,'Factor Tables'!$B$88:$M$88,0),FALSE))))","v":""},{"$f":"IF(OR($C127=\"Replace-on-Burnout\",$C127=\"New Construction\"),$DD127,IF($CE127=\"\",\"\",IF($CE127=\"DX HP\",VLOOKUP($D127,'Factor Tables'!$B$89:$M$105,MATCH(\"DX HP Htg\",'Factor Tables'!$B$88:$M$88,0),FALSE),0)))","v":""},{"$f":"IF(OR($C127=\"Replace-on-Burnout\",$C127=\"New Construction\"),$DE127,IF($CE127=\"\",\"\",IF($CE127=\"DX HP\",VLOOKUP($D127,'Factor Tables'!$N$89:$Y$105,MATCH(\"DX HP Clg\",'Factor Tables'!$N$88:$Y$88,0),FALSE),IF($CE127=\"PTHP\",VLOOKUP($D127,'Factor Tables'!$N$89:$Y$105,MATCH(\"PTHP Clg\",'Factor Tables'!$N$88:$Y$88,0),FALSE),IF(AND($CE127<>\"DX HP\",$CE127<>\"PTHP\"),VLOOKUP($D127,'Factor Tables'!$N$89:$Y$105,MATCH($CE127,'Factor Tables'!$N$88:$Y$88,0),FALSE),\"\")))))","v":""},{"$f":"IF(OR($C127=\"Replace-on-Burnout\",$C127=\"New Construction\",$CU127=\"DX HP\",$CU127=\"PTHP\"),$DF127,IF($CE127=\"\",\"\",IF($CE127=\"DX HP\",VLOOKUP($D127,'Factor Tables'!$N$89:$Y$105,MATCH(\"DX HP Htg\",'Factor Tables'!$N$88:$Y$88,0),FALSE),IF($CE127=\"PTHP\",VLOOKUP($D127,'Factor Tables'!$N$89:$Y$105,MATCH(\"PTHP Htg\",'Factor Tables'!$N$88:$Y$88,0),FALSE),0))))","v":""},"","",0,0,"kW/ton","",0,"COP",{"$f":"IF($CU127=\"\",\"\",IF(OR($CU127=\"DX HP\",$CU127=\"VRF HP\",$CU127=\"PTHP\"),VLOOKUP($D127,'Factor Tables'!$B$89:$M$105,MATCH(CONCATENATE($CU127,\" Clg\"),'Factor Tables'!$B$88:$M$88,0),FALSE),VLOOKUP($D127,'Factor Tables'!$B$89:$M$105,MATCH($CU127,'Factor Tables'!$B$88:$M$88,0),FALSE)))","v":""},{"$f":"IF($CU127=\"\",\"\",IF(OR($CU127=\"DX HP\",$CU127=\"VRF HP\",$CU127=\"PTHP\"),VLOOKUP($D127,'Factor Tables'!$B$89:$M$105,MATCH(CONCATENATE($CU127,\" Htg\"),'Factor Tables'!$B$88:$M$88,0),FALSE),0))","v":""},{"$f":"IF($CU127=\"\",\"\",IF(OR($CU127=\"DX HP\",$CU127=\"VRF HP\",$CU127=\"PTHP\"),VLOOKUP($D127,'Factor Tables'!$N$89:$Y$105,MATCH(CONCATENATE($CU127,\" Clg\"),'Factor Tables'!$N$88:$Y$88,0),FALSE),VLOOKUP($D127,'Factor Tables'!$N$89:$Y$105,MATCH($CU127,'Factor Tables'!$N$88:$Y$88,0),FALSE)))","v":""},{"$f":"IF($CU127=\"\",\"\",IF(OR($CU127=\"DX HP\",$CU127=\"VRF HP\",$CU127=\"PTHP\"),VLOOKUP($D127,'Factor Tables'!$N$89:$Y$105,MATCH(CONCATENATE($CU127,\" Htg\"),'Factor Tables'!$N$88:$Y$88,0),FALSE),0))","v":""},{"$f":"IF($AB127=\"\",0,VLOOKUP($AB127,'Utility Admin'!$E:$G,2,FALSE))","v":0},{"$f":"IF($AB127=\"\",0,VLOOKUP($AB127,'Utility Admin'!$E:$G,3,FALSE))","v":0},{"$f":"IFERROR(IF(ABS(Summary!$F$12)<=ABS(Summary!$E$12)*'Utility Admin'!$I$5,$BA127*$DG127+$BB127*$DH127,$BA127*$DG127+$BA127*'Utility Admin'!$I$5*$DH127),0)","v":0},null,"Summer",null,null,null,null,null,null,null,null,null,null,{"$f":"IF(OR('Project Info'!$C$10=\"\",$C127=\"\",$D127=\"\"),\"\",VLOOKUP($D127,$DX$9:$EA$32,MATCH($C127,$DX$9:$EA$9,0),FALSE))","v":""},null,null,null,null,null,null,"ERROR: Contact Program Manager. Post Capacity/Unit x Post # of Units must be within +/- 20% of Pre Capacity/Unit x Pre # of Units."]
[null,119,"","",null,null,null,null,null,null,null,null,null,null,null,null,null,null,null,null,null,null,null,null,null,null,null,null,null,"A",null,null,null,null,null,null,null,null,null,null,null,null,null,null,0,0,0,0,0,0,999999999,"",0,0,{"$f":"IFERROR(IF($DI$261>'Utility Admin'!$H$5,$BB128/$BB$5*$BC$261,$DI128),0)","v":0},"","",{"$f":"IF(AND(OR($AB128=\"DX AC Air Cooled\",$AB128=\"DX HP Air Cooled\"),OR(AND($AJ128=\"Btu/hr\",$AI128<65000),AND($AJ128=\"Tons\",$AI128<65000/12000)),$AC128=\"Split\",$AO128>=15.2),MAX(Baselines!$CF372,12/9.8),Baselines!$CF372)","v":0},{"$f":"Baselines!$CG372","v":0},{"$f":"Baselines!$CI372","v":0},0,0,0,0,0,0,0,0,0,0,{"$f":"IF(OR($C128<>\"Early Retirement\",$J128=\"\"),0,IF(OR($I128=\"DX AC Air Cooled\",$I128=\"DX HP Air Cooled\"),VLOOKUP($J128,'Early Retirement'!$CI$6:$CM$32,2,FALSE),IF(OR($I128=\"PTAC\",$I128=\"PTHP\"),VLOOKUP($J128,'Early Retirement'!$CI$6:$CM$32,3,FALSE),IF(AND(OR($I128=\"Air Cooled Chiller\",$I128=\"Water Cooled Chiller\"),$L128<>\"Centrifugal\"),VLOOKUP($J128,'Early Retirement'!$CI$6:$CM$32,4,FALSE),IF(AND(OR($I128=\"Air Cooled Chiller\",$I128=\"Water Cooled Chiller\"),$L128=\"Centrifugal\"),VLOOKUP($J128,'Early Retirement'!$CI$6:$CM$32,5,FALSE),\"\")))))","v":0},0,0,0,0,0,0,0,0,0,0,0,"","","",0,0,0,{"$f":"IF(AND($C128=\"Early Retirement\",$J128<>\"\",$S128<>\"\",$U128<>\"\"),$CH128,IF(AND(OR($AB128=\"DX AC Air Cooled\",$AB128=\"DX HP Air Cooled\"),OR(AND($AJ128=\"Btu/hr\",$AI128<65000),AND($AJ128=\"Tons\",$AI128<65000/12000)),$AC128=\"Split\",$AO128>=15.2),MAX(Baselines!$CF121,12/9.8),Baselines!$CF121))","v":0},{"$f":"IF(AND($C128=\"Early Retirement\",$J128<>\"\",$S128<>\"\",$U128<>\"\"),$CI128,Baselines!$CG121)","v":0},{"$f":"Baselines!$CH121","v":"kW/ton"},"",{"$f":"IF(AND($C128=\"Early Retirement\",$J128<>\"\",$S128<>\"\",$U128<>\"\"),$CJ128,IF(AND(Baselines!$CI121=0,OR($CU128=\"DX HP\",$CU128=\"PTHP\")),$BH128,Baselines!$CI121))","v":0},"COP",{"$f":"IF(OR($C128=\"Replace-on-Burnout\",$C128=\"New Construction\"),$DC128,IF($CE128=\"\",\"\",IF(OR($CE128=\"DX HP\",$CE128=\"PTHP\"),VLOOKUP($D128,'Factor Tables'!$B$89:$M$105,MATCH(CONCATENATE($CE128,\" Clg\"),'Factor Tables'!$B$88:$M$88,0),FALSE),VLOOKUP($D128,'Factor Tables'!$B$89:$M$105,MATCH($CE128,'Factor Tables'!$B$88:$M$88,0),FALSE))))","v":""},{"$f":"IF(OR($C128=\"Replace-on-Burnout\",$C128=\"New Construction\"),$DD128,IF($CE128=\"\",\"\",IF($CE128=\"DX HP\",VLOOKUP($D128,'Factor Tables'!$B$89:$M$105,MATCH(\"DX HP Htg\",'Factor Tables'!$B$88:$M$88,0),FALSE),0)))","v":""},{"$f":"IF(OR($C128=\"Replace-on-Burnout\",$C128=\"New Construction\"),$DE128,IF($CE128=\"\",\"\",IF($CE128=\"DX HP\",VLOOKUP($D128,'Factor Tables'!$N$89:$Y$105,MATCH(\"DX HP Clg\",'Factor Tables'!$N$88:$Y$88,0),FALSE),IF($CE128=\"PTHP\",VLOOKUP($D128,'Factor Tables'!$N$89:$Y$105,MATCH(\"PTHP Clg\",'Factor Tables'!$N$88:$Y$88,0),FALSE),IF(AND($CE128<>\"DX HP\",$CE128<>\"PTHP\"),VLOOKUP($D128,'Factor Tables'!$N$89:$Y$105,MATCH($CE128,'Factor Tables'!$N$88:$Y$88,0),FALSE),\"\")))))","v":""},{"$f":"IF(OR($C128=\"Replace-on-Burnout\",$C128=\"New Construction\",$CU128=\"DX HP\",$CU128=\"PTHP\"),$DF128,IF($CE128=\"\",\"\",IF($CE128=\"DX HP\",VLOOKUP($D128,'Factor Tables'!$N$89:$Y$105,MATCH(\"DX HP Htg\",'Factor Tables'!$N$88:$Y$88,0),FALSE),IF($CE128=\"PTHP\",VLOOKUP($D128,'Factor Tables'!$N$89:$Y$105,MATCH(\"PTHP Htg\",'Factor Tables'!$N$88:$Y$88,0),FALSE),0))))","v":""},"","",0,0,"kW/ton","",0,"COP",{"$f":"IF($CU128=\"\",\"\",IF(OR($CU128=\"DX HP\",$CU128=\"VRF HP\",$CU128=\"PTHP\"),VLOOKUP($D128,'Factor Tables'!$B$89:$M$105,MATCH(CONCATENATE($CU128,\" Clg\"),'Factor Tables'!$B$88:$M$88,0),FALSE),VLOOKUP($D128,'Factor Tables'!$B$89:$M$105,MATCH($CU128,'Factor Tables'!$B$88:$M$88,0),FALSE)))","v":""},{"$f":"IF($CU128=\"\",\"\",IF(OR($CU128=\"DX HP\",$CU128=\"VRF HP\",$CU128=\"PTHP\"),VLOOKUP($D128,'Factor Tables'!$B$89:$M$105,MATCH(CONCATENATE($CU128,\" Htg\"),'Factor Tables'!$B$88:$M$88,0),FALSE),0))","v":""},{"$f":"IF($CU128=\"\",\"\",IF(OR($CU128=\"DX HP\",$CU128=\"VRF HP\",$CU128=\"PTHP\"),VLOOKUP($D128,'Factor Tables'!$N$89:$Y$105,MATCH(CONCATENATE($CU128,\" Clg\"),'Factor Tables'!$N$88:$Y$88,0),FALSE),VLOOKUP($D128,'Factor Tables'!$N$89:$Y$105,MATCH($CU128,'Factor Tables'!$N$88:$Y$88,0),FALSE)))","v":""},{"$f":"IF($CU128=\"\",\"\",IF(OR($CU128=\"DX HP\",$CU128=\"VRF HP\",$CU128=\"PTHP\"),VLOOKUP($D128,'Factor Tables'!$N$89:$Y$105,MATCH(CONCATENATE($CU128,\" Htg\"),'Factor Tables'!$N$88:$Y$88,0),FALSE),0))","v":""},{"$f":"IF($AB128=\"\",0,VLOOKUP($AB128,'Utility Admin'!$E:$G,2,FALSE))","v":0},{"$f":"IF($AB128=\"\",0,VLOOKUP($AB128,'Utility Admin'!$E:$G,3,FALSE))","v":0},{"$f":"IFERROR(IF(ABS(Summary!$F$12)<=ABS(Summary!$E$12)*'Utility Admin'!$I$5,$BA128*$DG128+$BB128*$DH128,$BA128*$DG128+$BA128*'Utility Admin'!$I$5*$DH128),0)","v":0},null,"Summer",null,null,null,null,null,null,null,null,null,null,{"$f":"IF(OR('Project Info'!$C$10=\"\",$C128=\"\",$D128=\"\"),\"\",VLOOKUP($D128,$DX$9:$EA$32,MATCH($C128,$DX$9:$EA$9,0),FALSE))","v":""},null,null,null,null,null,null,"ERROR: Contact Program Manager. Post Capacity/Unit x Post # of Units must be within +/- 20% of Pre Capacity/Unit x Pre # of Units."]
[null,120,"","",null,null,null,null,null,null,null,null,null,null,null,null,null,null,null,null,null,null,null,null,null,null,null,null,null,"A",null,null,null,null,null,null,null,null,null,null,null,null,null,null,0,0,0,0,0,0,999999999,"",0,0,{"$f":"IFERROR(IF($DI$261>'Utility Admin'!$H$5,$BB129/$BB$5*$BC$261,$DI129),0)","v":0},"","",{"$f":"IF(AND(OR($AB129=\"DX AC Air Cooled\",$AB129=\"DX HP Air Cooled\"),OR(AND($AJ129=\"Btu/hr\",$AI129<65000),AND($AJ129=\"Tons\",$AI129<65000/12000)),$AC129=\"Split\",$AO129>=15.2),MAX(Baselines!$CF373,12/9.8),Baselines!$CF373)","v":0},{"$f":"Baselines!$CG373","v":0},{"$f":"Baselines!$CI373","v":0},0,0,0,0,0,0,0,0,0,0,{"$f":"IF(OR($C129<>\"Early Retirement\",$J129=\"\"),0,IF(OR($I129=\"DX AC Air Cooled\",$I129=\"DX HP Air Cooled\"),VLOOKUP($J129,'Early Retirement'!$CI$6:$CM$32,2,FALSE),IF(OR($I129=\"PTAC\",$I129=\"PTHP\"),VLOOKUP($J129,'Early Retirement'!$CI$6:$CM$32,3,FALSE),IF(AND(OR($I129=\"Air Cooled Chiller\",$I129=\"Water Cooled Chiller\"),$L129<>\"Centrifugal\"),VLOOKUP($J129,'Early Retirement'!$CI$6:$CM$32,4,FALSE),IF(AND(OR($I129=\"Air Cooled Chiller\",$I129=\"Water Cooled Chiller\"),$L129=\"Centrifugal\"),VLOOKUP($J129,'Early Retirement'!$CI$6:$CM$32,5,FALSE),\"\")))))","v":0},0,0,0,0,0,0,0,0,0,0,0,"","","",0,0,0,{"$f":"IF(AND($C129=\"Early Retirement\",$J129<>\"\",$S129<>\"\",$U129<>\"\"),$CH129,IF(AND(OR($AB129=\"DX AC Air Cooled\",$AB129=\"DX HP Air Cooled\"),OR(AND($AJ129=\"Btu/hr\",$AI129<65000),AND($AJ129=\"Tons\",$AI129<65000/12000)),$AC129=\"Split\",$AO129>=15.2),MAX(Baselines!$CF122,12/9.8),Baselines!$CF122))","v":0},{"$f":"IF(AND($C129=\"Early Retirement\",$J129<>\"\",$S129<>\"\",$U129<>\"\"),$CI129,Baselines!$CG122)","v":0},{"$f":"Baselines!$CH122","v":"kW/ton"},"",{"$f":"IF(AND($C129=\"Early Retirement\",$J129<>\"\",$S129<>\"\",$U129<>\"\"),$CJ129,IF(AND(Baselines!$CI122=0,OR($CU129=\"DX HP\",$CU129=\"PTHP\")),$BH129,Baselines!$CI122))","v":0},"COP",{"$f":"IF(OR($C129=\"Replace-on-Burnout\",$C129=\"New Construction\"),$DC129,IF($CE129=\"\",\"\",IF(OR($CE129=\"DX HP\",$CE129=\"PTHP\"),VLOOKUP($D129,'Factor Tables'!$B$89:$M$105,MATCH(CONCATENATE($CE129,\" Clg\"),'Factor Tables'!$B$88:$M$88,0),FALSE),VLOOKUP($D129,'Factor Tables'!$B$89:$M$105,MATCH($CE129,'Factor Tables'!$B$88:$M$88,0),FALSE))))","v":""},{"$f":"IF(OR($C129=\"Replace-on-Burnout\",$C129=\"New Construction\"),$DD129,IF($CE129=\"\",\"\",IF($CE129=\"DX HP\",VLOOKUP($D129,'Factor Tables'!$B$89:$M$105,MATCH(\"DX HP Htg\",'Factor Tables'!$B$88:$M$88,0),FALSE),0)))","v":""},{"$f":"IF(OR($C129=\"Replace-on-Burnout\",$C129=\"New Construction\"),$DE129,IF($CE129=\"\",\"\",IF($CE129=\"DX HP\",VLOOKUP($D129,'Factor Tables'!$N$89:$Y$105,MATCH(\"DX HP Clg\",'Factor Tables'!$N$88:$Y$88,0),FALSE),IF($CE129=\"PTHP\",VLOOKUP($D129,'Factor Tables'!$N$89:$Y$105,MATCH(\"PTHP Clg\",'Factor Tables'!$N$88:$Y$88,0),FALSE),IF(AND($CE129<>\"DX HP\",$CE129<>\"PTHP\"),VLOOKUP($D129,'Factor Tables'!$N$89:$Y$105,MATCH($CE129,'Factor Tables'!$N$88:$Y$88,0),FALSE),\"\")))))","v":""},{"$f":"IF(OR($C129=\"Replace-on-Burnout\",$C129=\"New Construction\",$CU129=\"DX HP\",$CU129=\"PTHP\"),$DF129,IF($CE129=\"\",\"\",IF($CE129=\"DX HP\",VLOOKUP($D129,'Factor Tables'!$N$89:$Y$105,MATCH(\"DX HP Htg\",'Factor Tables'!$N$88:$Y$88,0),FALSE),IF($CE129=\"PTHP\",VLOOKUP($D129,'Factor Tables'!$N$89:$Y$105,MATCH(\"PTHP Htg\",'Factor Tables'!$N$88:$Y$88,0),FALSE),0))))","v":""},"","",0,0,"kW/ton","",0,"COP",{"$f":"IF($CU129=\"\",\"\",IF(OR($CU129=\"DX HP\",$CU129=\"VRF HP\",$CU129=\"PTHP\"),VLOOKUP($D129,'Factor Tables'!$B$89:$M$105,MATCH(CONCATENATE($CU129,\" Clg\"),'Factor Tables'!$B$88:$M$88,0),FALSE),VLOOKUP($D129,'Factor Tables'!$B$89:$M$105,MATCH($CU129,'Factor Tables'!$B$88:$M$88,0),FALSE)))","v":""},{"$f":"IF($CU129=\"\",\"\",IF(OR($CU129=\"DX HP\",$CU129=\"VRF HP\",$CU129=\"PTHP\"),VLOOKUP($D129,'Factor Tables'!$B$89:$M$105,MATCH(CONCATENATE($CU129,\" Htg\"),'Factor Tables'!$B$88:$M$88,0),FALSE),0))","v":""},{"$f":"IF($CU129=\"\",\"\",IF(OR($CU129=\"DX HP\",$CU129=\"VRF HP\",$CU129=\"PTHP\"),VLOOKUP($D129,'Factor Tables'!$N$89:$Y$105,MATCH(CONCATENATE($CU129,\" Clg\"),'Factor Tables'!$N$88:$Y$88,0),FALSE),VLOOKUP($D129,'Factor Tables'!$N$89:$Y$105,MATCH($CU129,'Factor Tables'!$N$88:$Y$88,0),FALSE)))","v":""},{"$f":"IF($CU129=\"\",\"\",IF(OR($CU129=\"DX HP\",$CU129=\"VRF HP\",$CU129=\"PTHP\"),VLOOKUP($D129,'Factor Tables'!$N$89:$Y$105,MATCH(CONCATENATE($CU129,\" Htg\"),'Factor Tables'!$N$88:$Y$88,0),FALSE),0))","v":""},{"$f":"IF($AB129=\"\",0,VLOOKUP($AB129,'Utility Admin'!$E:$G,2,FALSE))","v":0},{"$f":"IF($AB129=\"\",0,VLOOKUP($AB129,'Utility Admin'!$E:$G,3,FALSE))","v":0},{"$f":"IFERROR(IF(ABS(Summary!$F$12)<=ABS(Summary!$E$12)*'Utility Admin'!$I$5,$BA129*$DG129+$BB129*$DH129,$BA129*$DG129+$BA129*'Utility Admin'!$I$5*$DH129),0)","v":0},null,"Summer",null,null,null,null,null,null,null,null,null,null,{"$f":"IF(OR('Project Info'!$C$10=\"\",$C129=\"\",$D129=\"\"),\"\",VLOOKUP($D129,$DX$9:$EA$32,MATCH($C129,$DX$9:$EA$9,0),FALSE))","v":""},null,null,null,null,null,null,"ERROR: Contact Program Manager. Post Capacity/Unit x Post # of Units must be within +/- 20% of Pre Capacity/Unit x Pre # of Units."]
[null,121,"","",null,null,null,null,null,null,null,null,null,null,null,null,null,null,null,null,null,null,null,null,null,null,null,null,null,"A",null,null,null,null,null,null,null,null,null,null,null,null,null,null,0,0,0,0,0,0,999999999,"",0,0,{"$f":"IFERROR(IF($DI$261>'Utility Admin'!$H$5,$BB130/$BB$5*$BC$261,$DI130),0)","v":0},"","",{"$f":"IF(AND(OR($AB130=\"DX AC Air Cooled\",$AB130=\"DX HP Air Cooled\"),OR(AND($AJ130=\"Btu/hr\",$AI130<65000),AND($AJ130=\"Tons\",$AI130<65000/12000)),$AC130=\"Split\",$AO130>=15.2),MAX(Baselines!$CF374,12/9.8),Baselines!$CF374)","v":0},{"$f":"Baselines!$CG374","v":0},{"$f":"Baselines!$CI374","v":0},0,0,0,0,0,0,0,0,0,0,{"$f":"IF(OR($C130<>\"Early Retirement\",$J130=\"\"),0,IF(OR($I130=\"DX AC Air Cooled\",$I130=\"DX HP Air Cooled\"),VLOOKUP($J130,'Early Retirement'!$CI$6:$CM$32,2,FALSE),IF(OR($I130=\"PTAC\",$I130=\"PTHP\"),VLOOKUP($J130,'Early Retirement'!$CI$6:$CM$32,3,FALSE),IF(AND(OR($I130=\"Air Cooled Chiller\",$I130=\"Water Cooled Chiller\"),$L130<>\"Centrifugal\"),VLOOKUP($J130,'Early Retirement'!$CI$6:$CM$32,4,FALSE),IF(AND(OR($I130=\"Air Cooled Chiller\",$I130=\"Water Cooled Chiller\"),$L130=\"Centrifugal\"),VLOOKUP($J130,'Early Retirement'!$CI$6:$CM$32,5,FALSE),\"\")))))","v":0},0,0,0,0,0,0,0,0,0,0,0,"","","",0,0,0,{"$f":"IF(AND($C130=\"Early Retirement\",$J130<>\"\",$S130<>\"\",$U130<>\"\"),$CH130,IF(AND(OR($AB130=\"DX AC Air Cooled\",$AB130=\"DX HP Air Cooled\"),OR(AND($AJ130=\"Btu/hr\",$AI130<65000),AND($AJ130=\"Tons\",$AI130<65000/12000)),$AC130=\"Split\",$AO130>=15.2),MAX(Baselines!$CF123,12/9.8),Baselines!$CF123))","v":0},{"$f":"IF(AND($C130=\"Early Retirement\",$J130<>\"\",$S130<>\"\",$U130<>\"\"),$CI130,Baselines!$CG123)","v":0},{"$f":"Baselines!$CH123","v":"kW/ton"},"",{"$f":"IF(AND($C130=\"Early Retirement\",$J130<>\"\",$S130<>\"\",$U130<>\"\"),$CJ130,IF(AND(Baselines!$CI123=0,OR($CU130=\"DX HP\",$CU130=\"PTHP\")),$BH130,Baselines!$CI123))","v":0},"COP",{"$f":"IF(OR($C130=\"Replace-on-Burnout\",$C130=\"New Construction\"),$DC130,IF($CE130=\"\",\"\",IF(OR($CE130=\"DX HP\",$CE130=\"PTHP\"),VLOOKUP($D130,'Factor Tables'!$B$89:$M$105,MATCH(CONCATENATE($CE130,\" Clg\"),'Factor Tables'!$B$88:$M$88,0),FALSE),VLOOKUP($D130,'Factor Tables'!$B$89:$M$105,MATCH($CE130,'Factor Tables'!$B$88:$M$88,0),FALSE))))","v":""},{"$f":"IF(OR($C130=\"Replace-on-Burnout\",$C130=\"New Construction\"),$DD130,IF($CE130=\"\",\"\",IF($CE130=\"DX HP\",VLOOKUP($D130,'Factor Tables'!$B$89:$M$105,MATCH(\"DX HP Htg\",'Factor Tables'!$B$88:$M$88,0),FALSE),0)))","v":""},{"$f":"IF(OR($C130=\"Replace-on-Burnout\",$C130=\"New Construction\"),$DE130,IF($CE130=\"\",\"\",IF($CE130=\"DX HP\",VLOOKUP($D130,'Factor Tables'!$N$89:$Y$105,MATCH(\"DX HP Clg\",'Factor Tables'!$N$88:$Y$88,0),FALSE),IF($CE130=\"PTHP\",VLOOKUP($D130,'Factor Tables'!$N$89:$Y$105,MATCH(\"PTHP Clg\",'Factor Tables'!$N$88:$Y$88,0),FALSE),IF(AND($CE130<>\"DX HP\",$CE130<>\"PTHP\"),VLOOKUP($D130,'Factor Tables'!$N$89:$Y$105,MATCH($CE130,'Factor Tables'!$N$88:$Y$88,0),FALSE),\"\")))))","v":""},{"$f":"IF(OR($C130=\"Replace-on-Burnout\",$C130=\"New Construction\",$CU130=\"DX HP\",$CU130=\"PTHP\"),$DF130,IF($CE130=\"\",\"\",IF($CE130=\"DX HP\",VLOOKUP($D130,'Factor Tables'!$N$89:$Y$105,MATCH(\"DX HP Htg\",'Factor Tables'!$N$88:$Y$88,0),FALSE),IF($CE130=\"PTHP\",VLOOKUP($D130,'Factor Tables'!$N$89:$Y$105,MATCH(\"PTHP Htg\",'Factor Tables'!$N$88:$Y$88,0),FALSE),0))))","v":""},"","",0,0,"kW/ton","",0,"COP",{"$f":"IF($CU130=\"\",\"\",IF(OR($CU130=\"DX HP\",$CU130=\"VRF HP\",$CU130=\"PTHP\"),VLOOKUP($D130,'Factor Tables'!$B$89:$M$105,MATCH(CONCATENATE($CU130,\" Clg\"),'Factor Tables'!$B$88:$M$88,0),FALSE),VLOOKUP($D130,'Factor Tables'!$B$89:$M$105,MATCH($CU130,'Factor Tables'!$B$88:$M$88,0),FALSE)))","v":""},{"$f":"IF($CU130=\"\",\"\",IF(OR($CU130=\"DX HP\",$CU130=\"VRF HP\",$CU130=\"PTHP\"),VLOOKUP($D130,'Factor Tables'!$B$89:$M$105,MATCH(CONCATENATE($CU130,\" Htg\"),'Factor Tables'!$B$88:$M$88,0),FALSE),0))","v":""},{"$f":"IF($CU130=\"\",\"\",IF(OR($CU130=\"DX HP\",$CU130=\"VRF HP\",$CU130=\"PTHP\"),VLOOKUP($D130,'Factor Tables'!$N$89:$Y$105,MATCH(CONCATENATE($CU130,\" Clg\"),'Factor Tables'!$N$88:$Y$88,0),FALSE),VLOOKUP($D130,'Factor Tables'!$N$89:$Y$105,MATCH($CU130,'Factor Tables'!$N$88:$Y$88,0),FALSE)))","v":""},{"$f":"IF($CU130=\"\",\"\",IF(OR($CU130=\"DX HP\",$CU130=\"VRF HP\",$CU130=\"PTHP\"),VLOOKUP($D130,'Factor Tables'!$N$89:$Y$105,MATCH(CONCATENATE($CU130,\" Htg\"),'Factor Tables'!$N$88:$Y$88,0),FALSE),0))","v":""},{"$f":"IF($AB130=\"\",0,VLOOKUP($AB130,'Utility Admin'!$E:$G,2,FALSE))","v":0},{"$f":"IF($AB130=\"\",0,VLOOKUP($AB130,'Utility Admin'!$E:$G,3,FALSE))","v":0},{"$f":"IFERROR(IF(ABS(Summary!$F$12)<=ABS(Summary!$E$12)*'Utility Admin'!$I$5,$BA130*$DG130+$BB130*$DH130,$BA130*$DG130+$BA130*'Utility Admin'!$I$5*$DH130),0)","v":0},null,"Summer",null,null,null,null,null,null,null,null,null,null,{"$f":"IF(OR('Project Info'!$C$10=\"\",$C130=\"\",$D130=\"\"),\"\",VLOOKUP($D130,$DX$9:$EA$32,MATCH($C130,$DX$9:$EA$9,0),FALSE))","v":""},null,null,null,null,null,null,"ERROR: Contact Program Manager. Post Capacity/Unit x Post # of Units must be within +/- 20% of Pre Capacity/Unit x Pre # of Units."]
[null,122,"","",null,null,null,null,null,null,null,null,null,null,null,null,null,null,null,null,null,null,null,null,null,null,null,null,null,"A",null,null,null,null,null,null,null,null,null,null,null,null,null,null,0,0,0,0,0,0,999999999,"",0,0,{"$f":"IFERROR(IF($DI$261>'Utility Admin'!$H$5,$BB131/$BB$5*$BC$261,$DI131),0)","v":0},"","",{"$f":"IF(AND(OR($AB131=\"DX AC Air Cooled\",$AB131=\"DX HP Air Cooled\"),OR(AND($AJ131=\"Btu/hr\",$AI131<65000),AND($AJ131=\"Tons\",$AI131<65000/12000)),$AC131=\"Split\",$AO131>=15.2),MAX(Baselines!$CF375,12/9.8),Baselines!$CF375)","v":0},{"$f":"Baselines!$CG375","v":0},{"$f":"Baselines!$CI375","v":0},0,0,0,0,0,0,0,0,0,0,{"$f":"IF(OR($C131<>\"Early Retirement\",$J131=\"\"),0,IF(OR($I131=\"DX AC Air Cooled\",$I131=\"DX HP Air Cooled\"),VLOOKUP($J131,'Early Retirement'!$CI$6:$CM$32,2,FALSE),IF(OR($I131=\"PTAC\",$I131=\"PTHP\"),VLOOKUP($J131,'Early Retirement'!$CI$6:$CM$32,3,FALSE),IF(AND(OR($I131=\"Air Cooled Chiller\",$I131=\"Water Cooled Chiller\"),$L131<>\"Centrifugal\"),VLOOKUP($J131,'Early Retirement'!$CI$6:$CM$32,4,FALSE),IF(AND(OR($I131=\"Air Cooled Chiller\",$I131=\"Water Cooled Chiller\"),$L131=\"Centrifugal\"),VLOOKUP($J131,'Early Retirement'!$CI$6:$CM$32,5,FALSE),\"\")))))","v":0},0,0,0,0,0,0,0,0,0,0,0,"","","",0,0,0,{"$f":"IF(AND($C131=\"Early Retirement\",$J131<>\"\",$S131<>\"\",$U131<>\"\"),$CH131,IF(AND(OR($AB131=\"DX AC Air Cooled\",$AB131=\"DX HP Air Cooled\"),OR(AND($AJ131=\"Btu/hr\",$AI131<65000),AND($AJ131=\"Tons\",$AI131<65000/12000)),$AC131=\"Split\",$AO131>=15.2),MAX(Baselines!$CF124,12/9.8),Baselines!$CF124))","v":0},{"$f":"IF(AND($C131=\"Early Retirement\",$J131<>\"\",$S131<>\"\",$U131<>\"\"),$CI131,Baselines!$CG124)","v":0},{"$f":"Baselines!$CH124","v":"kW/ton"},"",{"$f":"IF(AND($C131=\"Early Retirement\",$J131<>\"\",$S131<>\"\",$U131<>\"\"),$CJ131,IF(AND(Baselines!$CI124=0,OR($CU131=\"DX HP\",$CU131=\"PTHP\")),$BH131,Baselines!$CI124))","v":0},"COP",{"$f":"IF(OR($C131=\"Replace-on-Burnout\",$C131=\"New Construction\"),$DC131,IF($CE131=\"\",\"\",IF(OR($CE131=\"DX HP\",$CE131=\"PTHP\"),VLOOKUP($D131,'Factor Tables'!$B$89:$M$105,MATCH(CONCATENATE($CE131,\" Clg\"),'Factor Tables'!$B$88:$M$88,0),FALSE),VLOOKUP($D131,'Factor Tables'!$B$89:$M$105,MATCH($CE131,'Factor Tables'!$B$88:$M$88,0),FALSE))))","v":""},{"$f":"IF(OR($C131=\"Replace-on-Burnout\",$C131=\"New Construction\"),$DD131,IF($CE131=\"\",\"\",IF($CE131=\"DX HP\",VLOOKUP($D131,'Factor Tables'!$B$89:$M$105,MATCH(\"DX HP Htg\",'Factor Tables'!$B$88:$M$88,0),FALSE),0)))","v":""},{"$f":"IF(OR($C131=\"Replace-on-Burnout\",$C131=\"New Construction\"),$DE131,IF($CE131=\"\",\"\",IF($CE131=\"DX HP\",VLOOKUP($D131,'Factor Tables'!$N$89:$Y$105,MATCH(\"DX HP Clg\",'Factor Tables'!$N$88:$Y$88,0),FALSE),IF($CE131=\"PTHP\",VLOOKUP($D131,'Factor Tables'!$N$89:$Y$105,MATCH(\"PTHP Clg\",'Factor Tables'!$N$88:$Y$88,0),FALSE),IF(AND($CE131<>\"DX HP\",$CE131<>\"PTHP\"),VLOOKUP($D131,'Factor Tables'!$N$89:$Y$105,MATCH($CE131,'Factor Tables'!$N$88:$Y$88,0),FALSE),\"\")))))","v":""},{"$f":"IF(OR($C131=\"Replace-on-Burnout\",$C131=\"New Construction\",$CU131=\"DX HP\",$CU131=\"PTHP\"),$DF131,IF($CE131=\"\",\"\",IF($CE131=\"DX HP\",VLOOKUP($D131,'Factor Tables'!$N$89:$Y$105,MATCH(\"DX HP Htg\",'Factor Tables'!$N$88:$Y$88,0),FALSE),IF($CE131=\"PTHP\",VLOOKUP($D131,'Factor Tables'!$N$89:$Y$105,MATCH(\"PTHP Htg\",'Factor Tables'!$N$88:$Y$88,0),FALSE),0))))","v":""},"","",0,0,"kW/ton","",0,"COP",{"$f":"IF($CU131=\"\",\"\",IF(OR($CU131=\"DX HP\",$CU131=\"VRF HP\",$CU131=\"PTHP\"),VLOOKUP($D131,'Factor Tables'!$B$89:$M$105,MATCH(CONCATENATE($CU131,\" Clg\"),'Factor Tables'!$B$88:$M$88,0),FALSE),VLOOKUP($D131,'Factor Tables'!$B$89:$M$105,MATCH($CU131,'Factor Tables'!$B$88:$M$88,0),FALSE)))","v":""},{"$f":"IF($CU131=\"\",\"\",IF(OR($CU131=\"DX HP\",$CU131=\"VRF HP\",$CU131=\"PTHP\"),VLOOKUP($D131,'Factor Tables'!$B$89:$M$105,MATCH(CONCATENATE($CU131,\" Htg\"),'Factor Tables'!$B$88:$M$88,0),FALSE),0))","v":""},{"$f":"IF($CU131=\"\",\"\",IF(OR($CU131=\"DX HP\",$CU131=\"VRF HP\",$CU131=\"PTHP\"),VLOOKUP($D131,'Factor Tables'!$N$89:$Y$105,MATCH(CONCATENATE($CU131,\" Clg\"),'Factor Tables'!$N$88:$Y$88,0),FALSE),VLOOKUP($D131,'Factor Tables'!$N$89:$Y$105,MATCH($CU131,'Factor Tables'!$N$88:$Y$88,0),FALSE)))","v":""},{"$f":"IF($CU131=\"\",\"\",IF(OR($CU131=\"DX HP\",$CU131=\"VRF HP\",$CU131=\"PTHP\"),VLOOKUP($D131,'Factor Tables'!$N$89:$Y$105,MATCH(CONCATENATE($CU131,\" Htg\"),'Factor Tables'!$N$88:$Y$88,0),FALSE),0))","v":""},{"$f":"IF($AB131=\"\",0,VLOOKUP($AB131,'Utility Admin'!$E:$G,2,FALSE))","v":0},{"$f":"IF($AB131=\"\",0,VLOOKUP($AB131,'Utility Admin'!$E:$G,3,FALSE))","v":0},{"$f":"IFERROR(IF(ABS(Summary!$F$12)<=ABS(Summary!$E$12)*'Utility Admin'!$I$5,$BA131*$DG131+$BB131*$DH131,$BA131*$DG131+$BA131*'Utility Admin'!$I$5*$DH131),0)","v":0},null,"Summer",null,null,null,null,null,null,null,null,null,null,{"$f":"IF(OR('Project Info'!$C$10=\"\",$C131=\"\",$D131=\"\"),\"\",VLOOKUP($D131,$DX$9:$EA$32,MATCH($C131,$DX$9:$EA$9,0),FALSE))","v":""},null,null,null,null,null,null,"ERROR: Contact Program Manager. Post Capacity/Unit x Post # of Units must be within +/- 20% of Pre Capacity/Unit x Pre # of Units."]
[null,123,"","",null,null,null,null,null,null,null,null,null,null,null,null,null,null,null,null,null,null,null,null,null,null,null,null,null,"A",null,null,null,null,null,null,null,null,null,null,null,null,null,null,0,0,0,0,0,0,999999999,"",0,0,{"$f":"IFERROR(IF($DI$261>'Utility Admin'!$H$5,$BB132/$BB$5*$BC$261,$DI132),0)","v":0},"","",{"$f":"IF(AND(OR($AB132=\"DX AC Air Cooled\",$AB132=\"DX HP Air Cooled\"),OR(AND($AJ132=\"Btu/hr\",$AI132<65000),AND($AJ132=\"Tons\",$AI132<65000/12000)),$AC132=\"Split\",$AO132>=15.2),MAX(Baselines!$CF376,12/9.8),Baselines!$CF376)","v":0},{"$f":"Baselines!$CG376","v":0},{"$f":"Baselines!$CI376","v":0},0,0,0,0,0,0,0,0,0,0,{"$f":"IF(OR($C132<>\"Early Retirement\",$J132=\"\"),0,IF(OR($I132=\"DX AC Air Cooled\",$I132=\"DX HP Air Cooled\"),VLOOKUP($J132,'Early Retirement'!$CI$6:$CM$32,2,FALSE),IF(OR($I132=\"PTAC\",$I132=\"PTHP\"),VLOOKUP($J132,'Early Retirement'!$CI$6:$CM$32,3,FALSE),IF(AND(OR($I132=\"Air Cooled Chiller\",$I132=\"Water Cooled Chiller\"),$L132<>\"Centrifugal\"),VLOOKUP($J132,'Early Retirement'!$CI$6:$CM$32,4,FALSE),IF(AND(OR($I132=\"Air Cooled Chiller\",$I132=\"Water Cooled Chiller\"),$L132=\"Centrifugal\"),VLOOKUP($J132,'Early Retirement'!$CI$6:$CM$32,5,FALSE),\"\")))))","v":0},0,0,0,0,0,0,0,0,0,0,0,"","","",0,0,0,{"$f":"IF(AND($C132=\"Early Retirement\",$J132<>\"\",$S132<>\"\",$U132<>\"\"),$CH132,IF(AND(OR($AB132=\"DX AC Air Cooled\",$AB132=\"DX HP Air Cooled\"),OR(AND($AJ132=\"Btu/hr\",$AI132<65000),AND($AJ132=\"Tons\",$AI132<65000/12000)),$AC132=\"Split\",$AO132>=15.2),MAX(Baselines!$CF125,12/9.8),Baselines!$CF125))","v":0},{"$f":"IF(AND($C132=\"Early Retirement\",$J132<>\"\",$S132<>\"\",$U132<>\"\"),$CI132,Baselines!$CG125)","v":0},{"$f":"Baselines!$CH125","v":"kW/ton"},"",{"$f":"IF(AND($C132=\"Early Retirement\",$J132<>\"\",$S132<>\"\",$U132<>\"\"),$CJ132,IF(AND(Baselines!$CI125=0,OR($CU132=\"DX HP\",$CU132=\"PTHP\")),$BH132,Baselines!$CI125))","v":0},"COP",{"$f":"IF(OR($C132=\"Replace-on-Burnout\",$C132=\"New Construction\"),$DC132,IF($CE132=\"\",\"\",IF(OR($CE132=\"DX HP\",$CE132=\"PTHP\"),VLOOKUP($D132,'Factor Tables'!$B$89:$M$105,MATCH(CONCATENATE($CE132,\" Clg\"),'Factor Tables'!$B$88:$M$88,0),FALSE),VLOOKUP($D132,'Factor Tables'!$B$89:$M$105,MATCH($CE132,'Factor Tables'!$B$88:$M$88,0),FALSE))))","v":""},{"$f":"IF(OR($C132=\"Replace-on-Burnout\",$C132=\"New Construction\"),$DD132,IF($CE132=\"\",\"\",IF($CE132=\"DX HP\",VLOOKUP($D132,'Factor Tables'!$B$89:$M$105,MATCH(\"DX HP Htg\",'Factor Tables'!$B$88:$M$88,0),FALSE),0)))","v":""},{"$f":"IF(OR($C132=\"Replace-on-Burnout\",$C132=\"New Construction\"),$DE132,IF($CE132=\"\",\"\",IF($CE132=\"DX HP\",VLOOKUP($D132,'Factor Tables'!$N$89:$Y$105,MATCH(\"DX HP Clg\",'Factor Tables'!$N$88:$Y$88,0),FALSE),IF($CE132=\"PTHP\",VLOOKUP($D132,'Factor Tables'!$N$89:$Y$105,MATCH(\"PTHP Clg\",'Factor Tables'!$N$88:$Y$88,0),FALSE),IF(AND($CE132<>\"DX HP\",$CE132<>\"PTHP\"),VLOOKUP($D132,'Factor Tables'!$N$89:$Y$105,MATCH($CE132,'Factor Tables'!$N$88:$Y$88,0),FALSE),\"\")))))","v":""},{"$f":"IF(OR($C132=\"Replace-on-Burnout\",$C132=\"New Construction\",$CU132=\"DX HP\",$CU132=\"PTHP\"),$DF132,IF($CE132=\"\",\"\",IF($CE132=\"DX HP\",VLOOKUP($D132,'Factor Tables'!$N$89:$Y$105,MATCH(\"DX HP Htg\",'Factor Tables'!$N$88:$Y$88,0),FALSE),IF($CE132=\"PTHP\",VLOOKUP($D132,'Factor Tables'!$N$89:$Y$105,MATCH(\"PTHP Htg\",'Factor Tables'!$N$88:$Y$88,0),FALSE),0))))","v":""},"","",0,0,"kW/ton","",0,"COP",{"$f":"IF($CU132=\"\",\"\",IF(OR($CU132=\"DX HP\",$CU132=\"VRF HP\",$CU132=\"PTHP\"),VLOOKUP($D132,'Factor Tables'!$B$89:$M$105,MATCH(CONCATENATE($CU132,\" Clg\"),'Factor Tables'!$B$88:$M$88,0),FALSE),VLOOKUP($D132,'Factor Tables'!$B$89:$M$105,MATCH($CU132,'Factor Tables'!$B$88:$M$88,0),FALSE)))","v":""},{"$f":"IF($CU132=\"\",\"\",IF(OR($CU132=\"DX HP\",$CU132=\"VRF HP\",$CU132=\"PTHP\"),VLOOKUP($D132,'Factor Tables'!$B$89:$M$105,MATCH(CONCATENATE($CU132,\" Htg\"),'Factor Tables'!$B$88:$M$88,0),FALSE),0))","v":""},{"$f":"IF($CU132=\"\",\"\",IF(OR($CU132=\"DX HP\",$CU132=\"VRF HP\",$CU132=\"PTHP\"),VLOOKUP($D132,'Factor Tables'!$N$89:$Y$105,MATCH(CONCATENATE($CU132,\" Clg\"),'Factor Tables'!$N$88:$Y$88,0),FALSE),VLOOKUP($D132,'Factor Tables'!$N$89:$Y$105,MATCH($CU132,'Factor Tables'!$N$88:$Y$88,0),FALSE)))","v":""},{"$f":"IF($CU132=\"\",\"\",IF(OR($CU132=\"DX HP\",$CU132=\"VRF HP\",$CU132=\"PTHP\"),VLOOKUP($D132,'Factor Tables'!$N$89:$Y$105,MATCH(CONCATENATE($CU132,\" Htg\"),'Factor Tables'!$N$88:$Y$88,0),FALSE),0))","v":""},{"$f":"IF($AB132=\"\",0,VLOOKUP($AB132,'Utility Admin'!$E:$G,2,FALSE))","v":0},{"$f":"IF($AB132=\"\",0,VLOOKUP($AB132,'Utility Admin'!$E:$G,3,FALSE))","v":0},{"$f":"IFERROR(IF(ABS(Summary!$F$12)<=ABS(Summary!$E$12)*'Utility Admin'!$I$5,$BA132*$DG132+$BB132*$DH132,$BA132*$DG132+$BA132*'Utility Admin'!$I$5*$DH132),0)","v":0},null,"Summer",null,null,null,null,null,null,null,null,null,null,{"$f":"IF(OR('Project Info'!$C$10=\"\",$C132=\"\",$D132=\"\"),\"\",VLOOKUP($D132,$DX$9:$EA$32,MATCH($C132,$DX$9:$EA$9,0),FALSE))","v":""},null,null,null,null,null,null,"ERROR: Contact Program Manager. Post Capacity/Unit x Post # of Units must be within +/- 20% of Pre Capacity/Unit x Pre # of Units."]
[null,124,"","",null,null,null,null,null,null,null,null,null,null,null,null,null,null,null,null,null,null,null,null,null,null,null,null,null,"A",null,null,null,null,null,null,null,null,null,null,null,null,null,null,0,0,0,0,0,0,999999999,"",0,0,{"$f":"IFERROR(IF($DI$261>'Utility Admin'!$H$5,$BB133/$BB$5*$BC$261,$DI133),0)","v":0},"","",{"$f":"IF(AND(OR($AB133=\"DX AC Air Cooled\",$AB133=\"DX HP Air Cooled\"),OR(AND($AJ133=\"Btu/hr\",$AI133<65000),AND($AJ133=\"Tons\",$AI133<65000/12000)),$AC133=\"Split\",$AO133>=15.2),MAX(Baselines!$CF377,12/9.8),Baselines!$CF377)","v":0},{"$f":"Baselines!$CG377","v":0},{"$f":"Baselines!$CI377","v":0},0,0,0,0,0,0,0,0,0,0,{"$f":"IF(OR($C133<>\"Early Retirement\",$J133=\"\"),0,IF(OR($I133=\"DX AC Air Cooled\",$I133=\"DX HP Air Cooled\"),VLOOKUP($J133,'Early Retirement'!$CI$6:$CM$32,2,FALSE),IF(OR($I133=\"PTAC\",$I133=\"PTHP\"),VLOOKUP($J133,'Early Retirement'!$CI$6:$CM$32,3,FALSE),IF(AND(OR($I133=\"Air Cooled Chiller\",$I133=\"Water Cooled Chiller\"),$L133<>\"Centrifugal\"),VLOOKUP($J133,'Early Retirement'!$CI$6:$CM$32,4,FALSE),IF(AND(OR($I133=\"Air Cooled Chiller\",$I133=\"Water Cooled Chiller\"),$L133=\"Centrifugal\"),VLOOKUP($J133,'Early Retirement'!$CI$6:$CM$32,5,FALSE),\"\")))))","v":0},0,0,0,0,0,0,0,0,0,0,0,"","","",0,0,0,{"$f":"IF(AND($C133=\"Early Retirement\",$J133<>\"\",$S133<>\"\",$U133<>\"\"),$CH133,IF(AND(OR($AB133=\"DX AC Air Cooled\",$AB133=\"DX HP Air Cooled\"),OR(AND($AJ133=\"Btu/hr\",$AI133<65000),AND($AJ133=\"Tons\",$AI133<65000/12000)),$AC133=\"Split\",$AO133>=15.2),MAX(Baselines!$CF126,12/9.8),Baselines!$CF126))","v":0},{"$f":"IF(AND($C133=\"Early Retirement\",$J133<>\"\",$S133<>\"\",$U133<>\"\"),$CI133,Baselines!$CG126)","v":0},{"$f":"Baselines!$CH126","v":"kW/ton"},"",{"$f":"IF(AND($C133=\"Early Retirement\",$J133<>\"\",$S133<>\"\",$U133<>\"\"),$CJ133,IF(AND(Baselines!$CI126=0,OR($CU133=\"DX HP\",$CU133=\"PTHP\")),$BH133,Baselines!$CI126))","v":0},"COP",{"$f":"IF(OR($C133=\"Replace-on-Burnout\",$C133=\"New Construction\"),$DC133,IF($CE133=\"\",\"\",IF(OR($CE133=\"DX HP\",$CE133=\"PTHP\"),VLOOKUP($D133,'Factor Tables'!$B$89:$M$105,MATCH(CONCATENATE($CE133,\" Clg\"),'Factor Tables'!$B$88:$M$88,0),FALSE),VLOOKUP($D133,'Factor Tables'!$B$89:$M$105,MATCH($CE133,'Factor Tables'!$B$88:$M$88,0),FALSE))))","v":""},{"$f":"IF(OR($C133=\"Replace-on-Burnout\",$C133=\"New Construction\"),$DD133,IF($CE133=\"\",\"\",IF($CE133=\"DX HP\",VLOOKUP($D133,'Factor Tables'!$B$89:$M$105,MATCH(\"DX HP Htg\",'Factor Tables'!$B$88:$M$88,0),FALSE),0)))","v":""},{"$f":"IF(OR($C133=\"Replace-on-Burnout\",$C133=\"New Construction\"),$DE133,IF($CE133=\"\",\"\",IF($CE133=\"DX HP\",VLOOKUP($D133,'Factor Tables'!$N$89:$Y$105,MATCH(\"DX HP Clg\",'Factor Tables'!$N$88:$Y$88,0),FALSE),IF($CE133=\"PTHP\",VLOOKUP($D133,'Factor Tables'!$N$89:$Y$105,MATCH(\"PTHP Clg\",'Factor Tables'!$N$88:$Y$88,0),FALSE),IF(AND($CE133<>\"DX HP\",$CE133<>\"PTHP\"),VLOOKUP($D133,'Factor Tables'!$N$89:$Y$105,MATCH($CE133,'Factor Tables'!$N$88:$Y$88,0),FALSE),\"\")))))","v":""},{"$f":"IF(OR($C133=\"Replace-on-Burnout\",$C133=\"New Construction\",$CU133=\"DX HP\",$CU133=\"PTHP\"),$DF133,IF($CE133=\"\",\"\",IF($CE133=\"DX HP\",VLOOKUP($D133,'Factor Tables'!$N$89:$Y$105,MATCH(\"DX HP Htg\",'Factor Tables'!$N$88:$Y$88,0),FALSE),IF($CE133=\"PTHP\",VLOOKUP($D133,'Factor Tables'!$N$89:$Y$105,MATCH(\"PTHP Htg\",'Factor Tables'!$N$88:$Y$88,0),FALSE),0))))","v":""},"","",0,0,"kW/ton","",0,"COP",{"$f":"IF($CU133=\"\",\"\",IF(OR($CU133=\"DX HP\",$CU133=\"VRF HP\",$CU133=\"PTHP\"),VLOOKUP($D133,'Factor Tables'!$B$89:$M$105,MATCH(CONCATENATE($CU133,\" Clg\"),'Factor Tables'!$B$88:$M$88,0),FALSE),VLOOKUP($D133,'Factor Tables'!$B$89:$M$105,MATCH($CU133,'Factor Tables'!$B$88:$M$88,0),FALSE)))","v":""},{"$f":"IF($CU133=\"\",\"\",IF(OR($CU133=\"DX HP\",$CU133=\"VRF HP\",$CU133=\"PTHP\"),VLOOKUP($D133,'Factor Tables'!$B$89:$M$105,MATCH(CONCATENATE($CU133,\" Htg\"),'Factor Tables'!$B$88:$M$88,0),FALSE),0))","v":""},{"$f":"IF($CU133=\"\",\"\",IF(OR($CU133=\"DX HP\",$CU133=\"VRF HP\",$CU133=\"PTHP\"),VLOOKUP($D133,'Factor Tables'!$N$89:$Y$105,MATCH(CONCATENATE($CU133,\" Clg\"),'Factor Tables'!$N$88:$Y$88,0),FALSE),VLOOKUP($D133,'Factor Tables'!$N$89:$Y$105,MATCH($CU133,'Factor Tables'!$N$88:$Y$88,0),FALSE)))","v":""},{"$f":"IF($CU133=\"\",\"\",IF(OR($CU133=\"DX HP\",$CU133=\"VRF HP\",$CU133=\"PTHP\"),VLOOKUP($D133,'Factor Tables'!$N$89:$Y$105,MATCH(CONCATENATE($CU133,\" Htg\"),'Factor Tables'!$N$88:$Y$88,0),FALSE),0))","v":""},{"$f":"IF($AB133=\"\",0,VLOOKUP($AB133,'Utility Admin'!$E:$G,2,FALSE))","v":0},{"$f":"IF($AB133=\"\",0,VLOOKUP($AB133,'Utility Admin'!$E:$G,3,FALSE))","v":0},{"$f":"IFERROR(IF(ABS(Summary!$F$12)<=ABS(Summary!$E$12)*'Utility Admin'!$I$5,$BA133*$DG133+$BB133*$DH133,$BA133*$DG133+$BA133*'Utility Admin'!$I$5*$DH133),0)","v":0},null,"Summer",null,null,null,null,null,null,null,null,null,null,{"$f":"IF(OR('Project Info'!$C$10=\"\",$C133=\"\",$D133=\"\"),\"\",VLOOKUP($D133,$DX$9:$EA$32,MATCH($C133,$DX$9:$EA$9,0),FALSE))","v":""},null,null,null,null,null,null,"ERROR: Contact Program Manager. Post Capacity/Unit x Post # of Units must be within +/- 20% of Pre Capacity/Unit x Pre # of Units."]
[null,125,"","",null,null,null,null,null,null,null,null,null,null,null,null,null,null,null,null,null,null,null,null,null,null,null,null,null,"A",null,null,null,null,null,null,null,null,null,null,null,null,null,null,0,0,0,0,0,0,999999999,"",0,0,{"$f":"IFERROR(IF($DI$261>'Utility Admin'!$H$5,$BB134/$BB$5*$BC$261,$DI134),0)","v":0},"","",{"$f":"IF(AND(OR($AB134=\"DX AC Air Cooled\",$AB134=\"DX HP Air Cooled\"),OR(AND($AJ134=\"Btu/hr\",$AI134<65000),AND($AJ134=\"Tons\",$AI134<65000/12000)),$AC134=\"Split\",$AO134>=15.2),MAX(Baselines!$CF378,12/9.8),Baselines!$CF378)","v":0},{"$f":"Baselines!$CG378","v":0},{"$f":"Baselines!$CI378","v":0},0,0,0,0,0,0,0,0,0,0,{"$f":"IF(OR($C134<>\"Early Retirement\",$J134=\"\"),0,IF(OR($I134=\"DX AC Air Cooled\",$I134=\"DX HP Air Cooled\"),VLOOKUP($J134,'Early Retirement'!$CI$6:$CM$32,2,FALSE),IF(OR($I134=\"PTAC\",$I134=\"PTHP\"),VLOOKUP($J134,'Early Retirement'!$CI$6:$CM$32,3,FALSE),IF(AND(OR($I134=\"Air Cooled Chiller\",$I134=\"Water Cooled Chiller\"),$L134<>\"Centrifugal\"),VLOOKUP($J134,'Early Retirement'!$CI$6:$CM$32,4,FALSE),IF(AND(OR($I134=\"Air Cooled Chiller\",$I134=\"Water Cooled Chiller\"),$L134=\"Centrifugal\"),VLOOKUP($J134,'Early Retirement'!$CI$6:$CM$32,5,FALSE),\"\")))))","v":0},0,0,0,0,0,0,0,0,0,0,0,"","","",0,0,0,{"$f":"IF(AND($C134=\"Early Retirement\",$J134<>\"\",$S134<>\"\",$U134<>\"\"),$CH134,IF(AND(OR($AB134=\"DX AC Air Cooled\",$AB134=\"DX HP Air Cooled\"),OR(AND($AJ134=\"Btu/hr\",$AI134<65000),AND($AJ134=\"Tons\",$AI134<65000/12000)),$AC134=\"Split\",$AO134>=15.2),MAX(Baselines!$CF127,12/9.8),Baselines!$CF127))","v":0},{"$f":"IF(AND($C134=\"Early Retirement\",$J134<>\"\",$S134<>\"\",$U134<>\"\"),$CI134,Baselines!$CG127)","v":0},{"$f":"Baselines!$CH127","v":"kW/ton"},"",{"$f":"IF(AND($C134=\"Early Retirement\",$J134<>\"\",$S134<>\"\",$U134<>\"\"),$CJ134,IF(AND(Baselines!$CI127=0,OR($CU134=\"DX HP\",$CU134=\"PTHP\")),$BH134,Baselines!$CI127))","v":0},"COP",{"$f":"IF(OR($C134=\"Replace-on-Burnout\",$C134=\"New Construction\"),$DC134,IF($CE134=\"\",\"\",IF(OR($CE134=\"DX HP\",$CE134=\"PTHP\"),VLOOKUP($D134,'Factor Tables'!$B$89:$M$105,MATCH(CONCATENATE($CE134,\" Clg\"),'Factor Tables'!$B$88:$M$88,0),FALSE),VLOOKUP($D134,'Factor Tables'!$B$89:$M$105,MATCH($CE134,'Factor Tables'!$B$88:$M$88,0),FALSE))))","v":""},{"$f":"IF(OR($C134=\"Replace-on-Burnout\",$C134=\"New Construction\"),$DD134,IF($CE134=\"\",\"\",IF($CE134=\"DX HP\",VLOOKUP($D134,'Factor Tables'!$B$89:$M$105,MATCH(\"DX HP Htg\",'Factor Tables'!$B$88:$M$88,0),FALSE),0)))","v":""},{"$f":"IF(OR($C134=\"Replace-on-Burnout\",$C134=\"New Construction\"),$DE134,IF($CE134=\"\",\"\",IF($CE134=\"DX HP\",VLOOKUP($D134,'Factor Tables'!$N$89:$Y$105,MATCH(\"DX HP Clg\",'Factor Tables'!$N$88:$Y$88,0),FALSE),IF($CE134=\"PTHP\",VLOOKUP($D134,'Factor Tables'!$N$89:$Y$105,MATCH(\"PTHP Clg\",'Factor Tables'!$N$88:$Y$88,0),FALSE),IF(AND($CE134<>\"DX HP\",$CE134<>\"PTHP\"),VLOOKUP($D134,'Factor Tables'!$N$89:$Y$105,MATCH($CE134,'Factor Tables'!$N$88:$Y$88,0),FALSE),\"\")))))","v":""},{"$f":"IF(OR($C134=\"Replace-on-Burnout\",$C134=\"New Construction\",$CU134=\"DX HP\",$CU134=\"PTHP\"),$DF134,IF($CE134=\"\",\"\",IF($CE134=\"DX HP\",VLOOKUP($D134,'Factor Tables'!$N$89:$Y$105,MATCH(\"DX HP Htg\",'Factor Tables'!$N$88:$Y$88,0),FALSE),IF($CE134=\"PTHP\",VLOOKUP($D134,'Factor Tables'!$N$89:$Y$105,MATCH(\"PTHP Htg\",'Factor Tables'!$N$88:$Y$88,0),FALSE),0))))","v":""},"","",0,0,"kW/ton","",0,"COP",{"$f":"IF($CU134=\"\",\"\",IF(OR($CU134=\"DX HP\",$CU134=\"VRF HP\",$CU134=\"PTHP\"),VLOOKUP($D134,'Factor Tables'!$B$89:$M$105,MATCH(CONCATENATE($CU134,\" Clg\"),'Factor Tables'!$B$88:$M$88,0),FALSE),VLOOKUP($D134,'Factor Tables'!$B$89:$M$105,MATCH($CU134,'Factor Tables'!$B$88:$M$88,0),FALSE)))","v":""},{"$f":"IF($CU134=\"\",\"\",IF(OR($CU134=\"DX HP\",$CU134=\"VRF HP\",$CU134=\"PTHP\"),VLOOKUP($D134,'Factor Tables'!$B$89:$M$105,MATCH(CONCATENATE($CU134,\" Htg\"),'Factor Tables'!$B$88:$M$88,0),FALSE),0))","v":""},{"$f":"IF($CU134=\"\",\"\",IF(OR($CU134=\"DX HP\",$CU134=\"VRF HP\",$CU134=\"PTHP\"),VLOOKUP($D134,'Factor Tables'!$N$89:$Y$105,MATCH(CONCATENATE($CU134,\" Clg\"),'Factor Tables'!$N$88:$Y$88,0),FALSE),VLOOKUP($D134,'Factor Tables'!$N$89:$Y$105,MATCH($CU134,'Factor Tables'!$N$88:$Y$88,0),FALSE)))","v":""},{"$f":"IF($CU134=\"\",\"\",IF(OR($CU134=\"DX HP\",$CU134=\"VRF HP\",$CU134=\"PTHP\"),VLOOKUP($D134,'Factor Tables'!$N$89:$Y$105,MATCH(CONCATENATE($CU134,\" Htg\"),'Factor Tables'!$N$88:$Y$88,0),FALSE),0))","v":""},{"$f":"IF($AB134=\"\",0,VLOOKUP($AB134,'Utility Admin'!$E:$G,2,FALSE))","v":0},{"$f":"IF($AB134=\"\",0,VLOOKUP($AB134,'Utility Admin'!$E:$G,3,FALSE))","v":0},{"$f":"IFERROR(IF(ABS(Summary!$F$12)<=ABS(Summary!$E$12)*'Utility Admin'!$I$5,$BA134*$DG134+$BB134*$DH134,$BA134*$DG134+$BA134*'Utility Admin'!$I$5*$DH134),0)","v":0},null,"Summer",null,null,null,null,null,null,null,null,null,null,{"$f":"IF(OR('Project Info'!$C$10=\"\",$C134=\"\",$D134=\"\"),\"\",VLOOKUP($D134,$DX$9:$EA$32,MATCH($C134,$DX$9:$EA$9,0),FALSE))","v":""},null,null,null,null,null,null,"ERROR: Contact Program Manager. Post Capacity/Unit x Post # of Units must be within +/- 20% of Pre Capacity/Unit x Pre # of Units."]
[null,126,"","",null,null,null,null,null,null,null,null,null,null,null,null,null,null,null,null,null,null,null,null,null,null,null,null,null,"A",null,null,null,null,null,null,null,null,null,null,null,null,null,null,0,0,0,0,0,0,999999999,"",0,0,{"$f":"IFERROR(IF($DI$261>'Utility Admin'!$H$5,$BB135/$BB$5*$BC$261,$DI135),0)","v":0},"","",{"$f":"IF(AND(OR($AB135=\"DX AC Air Cooled\",$AB135=\"DX HP Air Cooled\"),OR(AND($AJ135=\"Btu/hr\",$AI135<65000),AND($AJ135=\"Tons\",$AI135<65000/12000)),$AC135=\"Split\",$AO135>=15.2),MAX(Baselines!$CF379,12/9.8),Baselines!$CF379)","v":0},{"$f":"Baselines!$CG379","v":0},{"$f":"Baselines!$CI379","v":0},0,0,0,0,0,0,0,0,0,0,{"$f":"IF(OR($C135<>\"Early Retirement\",$J135=\"\"),0,IF(OR($I135=\"DX AC Air Cooled\",$I135=\"DX HP Air Cooled\"),VLOOKUP($J135,'Early Retirement'!$CI$6:$CM$32,2,FALSE),IF(OR($I135=\"PTAC\",$I135=\"PTHP\"),VLOOKUP($J135,'Early Retirement'!$CI$6:$CM$32,3,FALSE),IF(AND(OR($I135=\"Air Cooled Chiller\",$I135=\"Water Cooled Chiller\"),$L135<>\"Centrifugal\"),VLOOKUP($J135,'Early Retirement'!$CI$6:$CM$32,4,FALSE),IF(AND(OR($I135=\"Air Cooled Chiller\",$I135=\"Water Cooled Chiller\"),$L135=\"Centrifugal\"),VLOOKUP($J135,'Early Retirement'!$CI$6:$CM$32,5,FALSE),\"\")))))","v":0},0,0,0,0,0,0,0,0,0,0,0,"","","",0,0,0,{"$f":"IF(AND($C135=\"Early Retirement\",$J135<>\"\",$S135<>\"\",$U135<>\"\"),$CH135,IF(AND(OR($AB135=\"DX AC Air Cooled\",$AB135=\"DX HP Air Cooled\"),OR(AND($AJ135=\"Btu/hr\",$AI135<65000),AND($AJ135=\"Tons\",$AI135<65000/12000)),$AC135=\"Split\",$AO135>=15.2),MAX(Baselines!$CF128,12/9.8),Baselines!$CF128))","v":0},{"$f":"IF(AND($C135=\"Early Retirement\",$J135<>\"\",$S135<>\"\",$U135<>\"\"),$CI135,Baselines!$CG128)","v":0},{"$f":"Baselines!$CH128","v":"kW/ton"},"",{"$f":"IF(AND($C135=\"Early Retirement\",$J135<>\"\",$S135<>\"\",$U135<>\"\"),$CJ135,IF(AND(Baselines!$CI128=0,OR($CU135=\"DX HP\",$CU135=\"PTHP\")),$BH135,Baselines!$CI128))","v":0},"COP",{"$f":"IF(OR($C135=\"Replace-on-Burnout\",$C135=\"New Construction\"),$DC135,IF($CE135=\"\",\"\",IF(OR($CE135=\"DX HP\",$CE135=\"PTHP\"),VLOOKUP($D135,'Factor Tables'!$B$89:$M$105,MATCH(CONCATENATE($CE135,\" Clg\"),'Factor Tables'!$B$88:$M$88,0),FALSE),VLOOKUP($D135,'Factor Tables'!$B$89:$M$105,MATCH($CE135,'Factor Tables'!$B$88:$M$88,0),FALSE))))","v":""},{"$f":"IF(OR($C135=\"Replace-on-Burnout\",$C135=\"New Construction\"),$DD135,IF($CE135=\"\",\"\",IF($CE135=\"DX HP\",VLOOKUP($D135,'Factor Tables'!$B$89:$M$105,MATCH(\"DX HP Htg\",'Factor Tables'!$B$88:$M$88,0),FALSE),0)))","v":""},{"$f":"IF(OR($C135=\"Replace-on-Burnout\",$C135=\"New Construction\"),$DE135,IF($CE135=\"\",\"\",IF($CE135=\"DX HP\",VLOOKUP($D135,'Factor Tables'!$N$89:$Y$105,MATCH(\"DX HP Clg\",'Factor Tables'!$N$88:$Y$88,0),FALSE),IF($CE135=\"PTHP\",VLOOKUP($D135,'Factor Tables'!$N$89:$Y$105,MATCH(\"PTHP Clg\",'Factor Tables'!$N$88:$Y$88,0),FALSE),IF(AND($CE135<>\"DX HP\",$CE135<>\"PTHP\"),VLOOKUP($D135,'Factor Tables'!$N$89:$Y$105,MATCH($CE135,'Factor Tables'!$N$88:$Y$88,0),FALSE),\"\")))))","v":""},{"$f":"IF(OR($C135=\"Replace-on-Burnout\",$C135=\"New Construction\",$CU135=\"DX HP\",$CU135=\"PTHP\"),$DF135,IF($CE135=\"\",\"\",IF($CE135=\"DX HP\",VLOOKUP($D135,'Factor Tables'!$N$89:$Y$105,MATCH(\"DX HP Htg\",'Factor Tables'!$N$88:$Y$88,0),FALSE),IF($CE135=\"PTHP\",VLOOKUP($D135,'Factor Tables'!$N$89:$Y$105,MATCH(\"PTHP Htg\",'Factor Tables'!$N$88:$Y$88,0),FALSE),0))))","v":""},"","",0,0,"kW/ton","",0,"COP",{"$f":"IF($CU135=\"\",\"\",IF(OR($CU135=\"DX HP\",$CU135=\"VRF HP\",$CU135=\"PTHP\"),VLOOKUP($D135,'Factor Tables'!$B$89:$M$105,MATCH(CONCATENATE($CU135,\" Clg\"),'Factor Tables'!$B$88:$M$88,0),FALSE),VLOOKUP($D135,'Factor Tables'!$B$89:$M$105,MATCH($CU135,'Factor Tables'!$B$88:$M$88,0),FALSE)))","v":""},{"$f":"IF($CU135=\"\",\"\",IF(OR($CU135=\"DX HP\",$CU135=\"VRF HP\",$CU135=\"PTHP\"),VLOOKUP($D135,'Factor Tables'!$B$89:$M$105,MATCH(CONCATENATE($CU135,\" Htg\"),'Factor Tables'!$B$88:$M$88,0),FALSE),0))","v":""},{"$f":"IF($CU135=\"\",\"\",IF(OR($CU135=\"DX HP\",$CU135=\"VRF HP\",$CU135=\"PTHP\"),VLOOKUP($D135,'Factor Tables'!$N$89:$Y$105,MATCH(CONCATENATE($CU135,\" Clg\"),'Factor Tables'!$N$88:$Y$88,0),FALSE),VLOOKUP($D135,'Factor Tables'!$N$89:$Y$105,MATCH($CU135,'Factor Tables'!$N$88:$Y$88,0),FALSE)))","v":""},{"$f":"IF($CU135=\"\",\"\",IF(OR($CU135=\"DX HP\",$CU135=\"VRF HP\",$CU135=\"PTHP\"),VLOOKUP($D135,'Factor Tables'!$N$89:$Y$105,MATCH(CONCATENATE($CU135,\" Htg\"),'Factor Tables'!$N$88:$Y$88,0),FALSE),0))","v":""},{"$f":"IF($AB135=\"\",0,VLOOKUP($AB135,'Utility Admin'!$E:$G,2,FALSE))","v":0},{"$f":"IF($AB135=\"\",0,VLOOKUP($AB135,'Utility Admin'!$E:$G,3,FALSE))","v":0},{"$f":"IFERROR(IF(ABS(Summary!$F$12)<=ABS(Summary!$E$12)*'Utility Admin'!$I$5,$BA135*$DG135+$BB135*$DH135,$BA135*$DG135+$BA135*'Utility Admin'!$I$5*$DH135),0)","v":0},null,"Summer",null,null,null,null,null,null,null,null,null,null,{"$f":"IF(OR('Project Info'!$C$10=\"\",$C135=\"\",$D135=\"\"),\"\",VLOOKUP($D135,$DX$9:$EA$32,MATCH($C135,$DX$9:$EA$9,0),FALSE))","v":""},null,null,null,null,null,null,"ERROR: Contact Program Manager. Post Capacity/Unit x Post # of Units must be within +/- 20% of Pre Capacity/Unit x Pre # of Units."]
[null,127,"","",null,null,null,null,null,null,null,null,null,null,null,null,null,null,null,null,null,null,null,null,null,null,null,null,null,"A",null,null,null,null,null,null,null,null,null,null,null,null,null,null,0,0,0,0,0,0,999999999,"",0,0,{"$f":"IFERROR(IF($DI$261>'Utility Admin'!$H$5,$BB136/$BB$5*$BC$261,$DI136),0)","v":0},"","",{"$f":"IF(AND(OR($AB136=\"DX AC Air Cooled\",$AB136=\"DX HP Air Cooled\"),OR(AND($AJ136=\"Btu/hr\",$AI136<65000),AND($AJ136=\"Tons\",$AI136<65000/12000)),$AC136=\"Split\",$AO136>=15.2),MAX(Baselines!$CF380,12/9.8),Baselines!$CF380)","v":0},{"$f":"Baselines!$CG380","v":0},{"$f":"Baselines!$CI380","v":0},0,0,0,0,0,0,0,0,0,0,{"$f":"IF(OR($C136<>\"Early Retirement\",$J136=\"\"),0,IF(OR($I136=\"DX AC Air Cooled\",$I136=\"DX HP Air Cooled\"),VLOOKUP($J136,'Early Retirement'!$CI$6:$CM$32,2,FALSE),IF(OR($I136=\"PTAC\",$I136=\"PTHP\"),VLOOKUP($J136,'Early Retirement'!$CI$6:$CM$32,3,FALSE),IF(AND(OR($I136=\"Air Cooled Chiller\",$I136=\"Water Cooled Chiller\"),$L136<>\"Centrifugal\"),VLOOKUP($J136,'Early Retirement'!$CI$6:$CM$32,4,FALSE),IF(AND(OR($I136=\"Air Cooled Chiller\",$I136=\"Water Cooled Chiller\"),$L136=\"Centrifugal\"),VLOOKUP($J136,'Early Retirement'!$CI$6:$CM$32,5,FALSE),\"\")))))","v":0},0,0,0,0,0,0,0,0,0,0,0,"","","",0,0,0,{"$f":"IF(AND($C136=\"Early Retirement\",$J136<>\"\",$S136<>\"\",$U136<>\"\"),$CH136,IF(AND(OR($AB136=\"DX AC Air Cooled\",$AB136=\"DX HP Air Cooled\"),OR(AND($AJ136=\"Btu/hr\",$AI136<65000),AND($AJ136=\"Tons\",$AI136<65000/12000)),$AC136=\"Split\",$AO136>=15.2),MAX(Baselines!$CF129,12/9.8),Baselines!$CF129))","v":0},{"$f":"IF(AND($C136=\"Early Retirement\",$J136<>\"\",$S136<>\"\",$U136<>\"\"),$CI136,Baselines!$CG129)","v":0},{"$f":"Baselines!$CH129","v":"kW/ton"},"",{"$f":"IF(AND($C136=\"Early Retirement\",$J136<>\"\",$S136<>\"\",$U136<>\"\"),$CJ136,IF(AND(Baselines!$CI129=0,OR($CU136=\"DX HP\",$CU136=\"PTHP\")),$BH136,Baselines!$CI129))","v":0},"COP",{"$f":"IF(OR($C136=\"Replace-on-Burnout\",$C136=\"New Construction\"),$DC136,IF($CE136=\"\",\"\",IF(OR($CE136=\"DX HP\",$CE136=\"PTHP\"),VLOOKUP($D136,'Factor Tables'!$B$89:$M$105,MATCH(CONCATENATE($CE136,\" Clg\"),'Factor Tables'!$B$88:$M$88,0),FALSE),VLOOKUP($D136,'Factor Tables'!$B$89:$M$105,MATCH($CE136,'Factor Tables'!$B$88:$M$88,0),FALSE))))","v":""},{"$f":"IF(OR($C136=\"Replace-on-Burnout\",$C136=\"New Construction\"),$DD136,IF($CE136=\"\",\"\",IF($CE136=\"DX HP\",VLOOKUP($D136,'Factor Tables'!$B$89:$M$105,MATCH(\"DX HP Htg\",'Factor Tables'!$B$88:$M$88,0),FALSE),0)))","v":""},{"$f":"IF(OR($C136=\"Replace-on-Burnout\",$C136=\"New Construction\"),$DE136,IF($CE136=\"\",\"\",IF($CE136=\"DX HP\",VLOOKUP($D136,'Factor Tables'!$N$89:$Y$105,MATCH(\"DX HP Clg\",'Factor Tables'!$N$88:$Y$88,0),FALSE),IF($CE136=\"PTHP\",VLOOKUP($D136,'Factor Tables'!$N$89:$Y$105,MATCH(\"PTHP Clg\",'Factor Tables'!$N$88:$Y$88,0),FALSE),IF(AND($CE136<>\"DX HP\",$CE136<>\"PTHP\"),VLOOKUP($D136,'Factor Tables'!$N$89:$Y$105,MATCH($CE136,'Factor Tables'!$N$88:$Y$88,0),FALSE),\"\")))))","v":""},{"$f":"IF(OR($C136=\"Replace-on-Burnout\",$C136=\"New Construction\",$CU136=\"DX HP\",$CU136=\"PTHP\"),$DF136,IF($CE136=\"\",\"\",IF($CE136=\"DX HP\",VLOOKUP($D136,'Factor Tables'!$N$89:$Y$105,MATCH(\"DX HP Htg\",'Factor Tables'!$N$88:$Y$88,0),FALSE),IF($CE136=\"PTHP\",VLOOKUP($D136,'Factor Tables'!$N$89:$Y$105,MATCH(\"PTHP Htg\",'Factor Tables'!$N$88:$Y$88,0),FALSE),0))))","v":""},"","",0,0,"kW/ton","",0,"COP",{"$f":"IF($CU136=\"\",\"\",IF(OR($CU136=\"DX HP\",$CU136=\"VRF HP\",$CU136=\"PTHP\"),VLOOKUP($D136,'Factor Tables'!$B$89:$M$105,MATCH(CONCATENATE($CU136,\" Clg\"),'Factor Tables'!$B$88:$M$88,0),FALSE),VLOOKUP($D136,'Factor Tables'!$B$89:$M$105,MATCH($CU136,'Factor Tables'!$B$88:$M$88,0),FALSE)))","v":""},{"$f":"IF($CU136=\"\",\"\",IF(OR($CU136=\"DX HP\",$CU136=\"VRF HP\",$CU136=\"PTHP\"),VLOOKUP($D136,'Factor Tables'!$B$89:$M$105,MATCH(CONCATENATE($CU136,\" Htg\"),'Factor Tables'!$B$88:$M$88,0),FALSE),0))","v":""},{"$f":"IF($CU136=\"\",\"\",IF(OR($CU136=\"DX HP\",$CU136=\"VRF HP\",$CU136=\"PTHP\"),VLOOKUP($D136,'Factor Tables'!$N$89:$Y$105,MATCH(CONCATENATE($CU136,\" Clg\"),'Factor Tables'!$N$88:$Y$88,0),FALSE),VLOOKUP($D136,'Factor Tables'!$N$89:$Y$105,MATCH($CU136,'Factor Tables'!$N$88:$Y$88,0),FALSE)))","v":""},{"$f":"IF($CU136=\"\",\"\",IF(OR($CU136=\"DX HP\",$CU136=\"VRF HP\",$CU136=\"PTHP\"),VLOOKUP($D136,'Factor Tables'!$N$89:$Y$105,MATCH(CONCATENATE($CU136,\" Htg\"),'Factor Tables'!$N$88:$Y$88,0),FALSE),0))","v":""},{"$f":"IF($AB136=\"\",0,VLOOKUP($AB136,'Utility Admin'!$E:$G,2,FALSE))","v":0},{"$f":"IF($AB136=\"\",0,VLOOKUP($AB136,'Utility Admin'!$E:$G,3,FALSE))","v":0},{"$f":"IFERROR(IF(ABS(Summary!$F$12)<=ABS(Summary!$E$12)*'Utility Admin'!$I$5,$BA136*$DG136+$BB136*$DH136,$BA136*$DG136+$BA136*'Utility Admin'!$I$5*$DH136),0)","v":0},null,"Summer",null,null,null,null,null,null,null,null,null,null,{"$f":"IF(OR('Project Info'!$C$10=\"\",$C136=\"\",$D136=\"\"),\"\",VLOOKUP($D136,$DX$9:$EA$32,MATCH($C136,$DX$9:$EA$9,0),FALSE))","v":""},null,null,null,null,null,null,"ERROR: Contact Program Manager. Post Capacity/Unit x Post # of Units must be within +/- 20% of Pre Capacity/Unit x Pre # of Units."]
[null,128,"","",null,null,null,null,null,null,null,null,null,null,null,null,null,null,null,null,null,null,null,null,null,null,null,null,null,"A",null,null,null,null,null,null,null,null,null,null,null,null,null,null,0,0,0,0,0,0,999999999,"",0,0,{"$f":"IFERROR(IF($DI$261>'Utility Admin'!$H$5,$BB137/$BB$5*$BC$261,$DI137),0)","v":0},"","",{"$f":"IF(AND(OR($AB137=\"DX AC Air Cooled\",$AB137=\"DX HP Air Cooled\"),OR(AND($AJ137=\"Btu/hr\",$AI137<65000),AND($AJ137=\"Tons\",$AI137<65000/12000)),$AC137=\"Split\",$AO137>=15.2),MAX(Baselines!$CF381,12/9.8),Baselines!$CF381)","v":0},{"$f":"Baselines!$CG381","v":0},{"$f":"Baselines!$CI381","v":0},0,0,0,0,0,0,0,0,0,0,{"$f":"IF(OR($C137<>\"Early Retirement\",$J137=\"\"),0,IF(OR($I137=\"DX AC Air Cooled\",$I137=\"DX HP Air Cooled\"),VLOOKUP($J137,'Early Retirement'!$CI$6:$CM$32,2,FALSE),IF(OR($I137=\"PTAC\",$I137=\"PTHP\"),VLOOKUP($J137,'Early Retirement'!$CI$6:$CM$32,3,FALSE),IF(AND(OR($I137=\"Air Cooled Chiller\",$I137=\"Water Cooled Chiller\"),$L137<>\"Centrifugal\"),VLOOKUP($J137,'Early Retirement'!$CI$6:$CM$32,4,FALSE),IF(AND(OR($I137=\"Air Cooled Chiller\",$I137=\"Water Cooled Chiller\"),$L137=\"Centrifugal\"),VLOOKUP($J137,'Early Retirement'!$CI$6:$CM$32,5,FALSE),\"\")))))","v":0},0,0,0,0,0,0,0,0,0,0,0,"","","",0,0,0,{"$f":"IF(AND($C137=\"Early Retirement\",$J137<>\"\",$S137<>\"\",$U137<>\"\"),$CH137,IF(AND(OR($AB137=\"DX AC Air Cooled\",$AB137=\"DX HP Air Cooled\"),OR(AND($AJ137=\"Btu/hr\",$AI137<65000),AND($AJ137=\"Tons\",$AI137<65000/12000)),$AC137=\"Split\",$AO137>=15.2),MAX(Baselines!$CF130,12/9.8),Baselines!$CF130))","v":0},{"$f":"IF(AND($C137=\"Early Retirement\",$J137<>\"\",$S137<>\"\",$U137<>\"\"),$CI137,Baselines!$CG130)","v":0},{"$f":"Baselines!$CH130","v":"kW/ton"},"",{"$f":"IF(AND($C137=\"Early Retirement\",$J137<>\"\",$S137<>\"\",$U137<>\"\"),$CJ137,IF(AND(Baselines!$CI130=0,OR($CU137=\"DX HP\",$CU137=\"PTHP\")),$BH137,Baselines!$CI130))","v":0},"COP",{"$f":"IF(OR($C137=\"Replace-on-Burnout\",$C137=\"New Construction\"),$DC137,IF($CE137=\"\",\"\",IF(OR($CE137=\"DX HP\",$CE137=\"PTHP\"),VLOOKUP($D137,'Factor Tables'!$B$89:$M$105,MATCH(CONCATENATE($CE137,\" Clg\"),'Factor Tables'!$B$88:$M$88,0),FALSE),VLOOKUP($D137,'Factor Tables'!$B$89:$M$105,MATCH($CE137,'Factor Tables'!$B$88:$M$88,0),FALSE))))","v":""},{"$f":"IF(OR($C137=\"Replace-on-Burnout\",$C137=\"New Construction\"),$DD137,IF($CE137=\"\",\"\",IF($CE137=\"DX HP\",VLOOKUP($D137,'Factor Tables'!$B$89:$M$105,MATCH(\"DX HP Htg\",'Factor Tables'!$B$88:$M$88,0),FALSE),0)))","v":""},{"$f":"IF(OR($C137=\"Replace-on-Burnout\",$C137=\"New Construction\"),$DE137,IF($CE137=\"\",\"\",IF($CE137=\"DX HP\",VLOOKUP($D137,'Factor Tables'!$N$89:$Y$105,MATCH(\"DX HP Clg\",'Factor Tables'!$N$88:$Y$88,0),FALSE),IF($CE137=\"PTHP\",VLOOKUP($D137,'Factor Tables'!$N$89:$Y$105,MATCH(\"PTHP Clg\",'Factor Tables'!$N$88:$Y$88,0),FALSE),IF(AND($CE137<>\"DX HP\",$CE137<>\"PTHP\"),VLOOKUP($D137,'Factor Tables'!$N$89:$Y$105,MATCH($CE137,'Factor Tables'!$N$88:$Y$88,0),FALSE),\"\")))))","v":""},{"$f":"IF(OR($C137=\"Replace-on-Burnout\",$C137=\"New Construction\",$CU137=\"DX HP\",$CU137=\"PTHP\"),$DF137,IF($CE137=\"\",\"\",IF($CE137=\"DX HP\",VLOOKUP($D137,'Factor Tables'!$N$89:$Y$105,MATCH(\"DX HP Htg\",'Factor Tables'!$N$88:$Y$88,0),FALSE),IF($CE137=\"PTHP\",VLOOKUP($D137,'Factor Tables'!$N$89:$Y$105,MATCH(\"PTHP Htg\",'Factor Tables'!$N$88:$Y$88,0),FALSE),0))))","v":""},"","",0,0,"kW/ton","",0,"COP",{"$f":"IF($CU137=\"\",\"\",IF(OR($CU137=\"DX HP\",$CU137=\"VRF HP\",$CU137=\"PTHP\"),VLOOKUP($D137,'Factor Tables'!$B$89:$M$105,MATCH(CONCATENATE($CU137,\" Clg\"),'Factor Tables'!$B$88:$M$88,0),FALSE),VLOOKUP($D137,'Factor Tables'!$B$89:$M$105,MATCH($CU137,'Factor Tables'!$B$88:$M$88,0),FALSE)))","v":""},{"$f":"IF($CU137=\"\",\"\",IF(OR($CU137=\"DX HP\",$CU137=\"VRF HP\",$CU137=\"PTHP\"),VLOOKUP($D137,'Factor Tables'!$B$89:$M$105,MATCH(CONCATENATE($CU137,\" Htg\"),'Factor Tables'!$B$88:$M$88,0),FALSE),0))","v":""},{"$f":"IF($CU137=\"\",\"\",IF(OR($CU137=\"DX HP\",$CU137=\"VRF HP\",$CU137=\"PTHP\"),VLOOKUP($D137,'Factor Tables'!$N$89:$Y$105,MATCH(CONCATENATE($CU137,\" Clg\"),'Factor Tables'!$N$88:$Y$88,0),FALSE),VLOOKUP($D137,'Factor Tables'!$N$89:$Y$105,MATCH($CU137,'Factor Tables'!$N$88:$Y$88,0),FALSE)))","v":""},{"$f":"IF($CU137=\"\",\"\",IF(OR($CU137=\"DX HP\",$CU137=\"VRF HP\",$CU137=\"PTHP\"),VLOOKUP($D137,'Factor Tables'!$N$89:$Y$105,MATCH(CONCATENATE($CU137,\" Htg\"),'Factor Tables'!$N$88:$Y$88,0),FALSE),0))","v":""},{"$f":"IF($AB137=\"\",0,VLOOKUP($AB137,'Utility Admin'!$E:$G,2,FALSE))","v":0},{"$f":"IF($AB137=\"\",0,VLOOKUP($AB137,'Utility Admin'!$E:$G,3,FALSE))","v":0},{"$f":"IFERROR(IF(ABS(Summary!$F$12)<=ABS(Summary!$E$12)*'Utility Admin'!$I$5,$BA137*$DG137+$BB137*$DH137,$BA137*$DG137+$BA137*'Utility Admin'!$I$5*$DH137),0)","v":0},null,"Summer",null,null,null,null,null,null,null,null,null,null,{"$f":"IF(OR('Project Info'!$C$10=\"\",$C137=\"\",$D137=\"\"),\"\",VLOOKUP($D137,$DX$9:$EA$32,MATCH($C137,$DX$9:$EA$9,0),FALSE))","v":""},null,null,null,null,null,null,"ERROR: Contact Program Manager. Post Capacity/Unit x Post # of Units must be within +/- 20% of Pre Capacity/Unit x Pre # of Units."]
[null,129,"","",null,null,null,null,null,null,null,null,null,null,null,null,null,null,null,null,null,null,null,null,null,null,null,null,null,"A",null,null,null,null,null,null,null,null,null,null,null,null,null,null,0,{"$f":"IF(OR($AI138=\"\",$AJ138=\"\"),0,IF($AJ138=\"Tons\",$AI138,IF($AJ138=\"Btu/hr\",$AI138/12000,\"\")))","v":0},0,{"$f":"IF(OR($C138=\"New Construction\",$C138=\"Replace-on-Burnout\",$AJ138=\"\",$AM138=\"\"),0,(0.8*$AS138*$R138)/$AM138)","v":0},{"$f":"IF(OR($C138=\"New Construction\",$C138=\"Replace-on-Burnout\"),999999999,IF(OR($AJ138=\"\",$AM138=\"\"),0,(1.2*$AS138*$R138)/$AM138))","v":0},{"$f":"IF(OR($C138=\"New Construction\",$C138=\"Replace-on-Burnout\",$AJ138=\"\",$AM138=\"\"),0,IF($AJ138=\"Tons\",$AV138,IF($AJ138=\"Btu/hr\",$AV138*12000,0)))","v":0},{"$f":"IF(OR($C138=\"New Construction\",$C138=\"Replace-on-Burnout\",$AJ138=\"\",$AM138=\"\"),999999999,IF($AJ138=\"Tons\",$AW138,IF($AJ138=\"Btu/hr\",$AW138*12000,0)))","v":999999999},{"$f":"IF(OR($AB138=\"\",AND(OR($AB138=\"Air Cooled Chiller\",$AB138=\"Water Cooled Chiller\"),$AE138=\"\")),\"\",IF(OR($AB138=\"Air Cooled Chiller\",$AB138=\"Water Cooled Chiller\"),VLOOKUP(CONCATENATE($AE138,\" \",$AB138),$DN$10:$DQ$22,4,FALSE),VLOOKUP($AB138,$DN$10:$DQ$22,4,FALSE)))","v":""},{"$f":"ROUND(IF($C138=\"Early Retirement\",$CC138,IFERROR(IF(OR($AB138=\"\",$AI138=\"\",$AJ138=\"\",$AM138=\"\",$AN138=\"\",$AP138=\"\",$CQ138=0,$DC138=0,OR($CW138>$CK138,$CX138>$CL138,$DA138<$CO138)),0,IF(OR($AB138=\"DX HP Air Cooled\",$AB138=\"PTHP\"),MAX(($CG138*$CK138*$CQ138)-($CV138*$CW138*$DC138),($CN138/$CO138*$CR138-$CZ138/$DA138*$DD138)/3412),($CG138*$CK138*$CQ138)-($CV138*$CW138*$DC138))),0)),2)","v":0},{"$f":"ROUND(IF($C138=\"Early Retirement\",$CD138,IFERROR(IF(OR($AB138=\"\",$AI138=\"\",$AJ138=\"\",$AM138=\"\",$AN138=\"\",AND(OR($AB138=\"Air Cooled Chiller\",$AB138=\"Water Cooled Chiller\",$AB138=\"DX AC Air Cooled\",$AB138=\"DX HP Air Cooled\"),$AO138=\"\"),$AP138=\"\",AND(OR($AB138=\"DX HP Air Cooled\",$AB138=\"PTHP\"),OR($AQ138=\"\",$AR138=\"\")),$CS138=0,$DE138=0,OR($CW138>$CK138,$CX138>$CL138,$DA138<$CO138)),0,IF(OR($AB138=\"DX HP Air Cooled\",$AB138=\"VRF HP Air Cooled\",$AB138=\"VRF HP Water Cooled\",$AB138=\"PTHP\"),(($CG138*$CL138*$CS138)-($CV138*$CX138*$DE138))+((($CN138*(1/$CO138)*$CT138)-($CZ138*(1/$DA138)*$DF138))*(1/3412)),($CG138*$CL138*$CS138)-($CV138*$CX138*$DE138))),0)),0)","v":0},{"$f":"IFERROR(IF($DI$261>'Utility Admin'!$H$5,$BB138/$BB$5*$BC$261,$DI138),0)","v":0},{"$f":"IF(OR($AB138=\"\",AND(OR($AB138=\"Air Cooled Chiller\",$AB138=\"Water Cooled Chiller\"),$AE138=\"\")),\"\",IF(OR($AB138=\"Air Cooled Chiller\",$AB138=\"Water Cooled Chiller\"),VLOOKUP(CONCATENATE($AE138,\" \",$AB138),$DN$10:$DP$22,3,FALSE),VLOOKUP($AB138,$DN$10:$DP$22,3,FALSE)))","v":""},"",{"$f":"IF(AND(OR($AB138=\"DX AC Air Cooled\",$AB138=\"DX HP Air Cooled\"),OR(AND($AJ138=\"Btu/hr\",$AI138<65000),AND($AJ138=\"Tons\",$AI138<65000/12000)),$AC138=\"Split\",$AO138>=15.2),MAX(Baselines!$CF382,12/9.8),Baselines!$CF382)","v":0},{"$f":"Baselines!$CG382","v":0},{"$f":"Baselines!$CI382","v":0},{"$f":"IF(OR($D138=\"\",$AB138=\"\",$AI138=\"\",$AJ138=\"\",$AM138=\"\",$AN138=\"\",$AP138=\"\",$BE138=\"\"),0,IFERROR(IF(OR($CQ138=0,$DC138=0),0,($CG138*$BF138*$CQ138)-($CV138*$CW138*$DC138)),0))","v":0},{"$f":"IF(OR($D138=\"\",$AB138=\"\",$AI138=\"\",$AJ138=\"\",$AM138=\"\",$AN138=\"\",$AP138=\"\",$BE138=\"\"),0,IFERROR(IF(OR($CR138=0,$DD138=0),0,($CN138/$BH138*$CR138-$CZ138/$DA138*$DD138)/3412),0))","v":0},{"$f":"IF(OR($D138=\"\",$AB138=\"\",$AI138=\"\",$AJ138=\"\",$AM138=\"\",AND($AB138<>\"PTAC\",$AB138<>\"PTHP\",$AO138=\"\"),AND(OR($AB138=\"PTAC\",$AB138=\"PTHP\"),$AN138=\"\"),$AP138=\"\",$BE138=\"\"),0,IFERROR(IF(OR($CS138=0,$DE138=0),0,($CG138*$BG138*$CS138)-($CV138*$CX138*$DE138)),0))","v":0},{"$f":"IF(OR($D138=\"\",$AB138=\"\",$AK138=\"\",$AL138=\"\",$AM138=\"\",$AQ138=\"\",$AR138=\"\",$BE138=\"\"),0,IFERROR(IF(OR($CT138=0,$DF138=0),0,(($CN138*(1/$BH138)*$CT138)-($CZ138*(1/$DA138)*$DF138))*(1/3412)),0))","v":0},0,{"$f":"IF(OR($C138<>\"Early Retirement\",$D138=\"\",$J138=\"\",$AB138=\"\",$AI138=\"\",$AJ138=\"\",$AM138=\"\",$AN138=\"\",$AP138=\"\"),0,IF(AND($C138=\"Early Retirement\",OR($AB138=\"PTAC\",$AB138=\"PTHP\"),OR($AH138<>\"Yes\",$AI138>$N138)),$BI138,IFERROR(IF(OR($CQ138=0,$DC138=0),0,($CG138*$CK138*$CQ138)-($CV138*$CW138*$DC138)),0)))","v":0},{"$f":"IF(OR($C138<>\"Early Retirement\",$D138=\"\",$J138=\"\",$AB138=\"\",$AI138=\"\",$AJ138=\"\",$AM138=\"\",$AN138=\"\",$AP138=\"\"),0,IF(AND($C138=\"Early Retirement\",OR($AB138=\"PTAC\",$AB138=\"PTHP\"),OR($AH138<>\"Yes\",$AI138>$N138)),$BJ138,IFERROR(IF(OR($CR138=0,$DD138=0),0,($CN138/$CO138*$CR138-$CZ138/$DA138*$DD138)/3412),0)))","v":0},{"$f":"IF(OR($C138<>\"Early Retirement\",$D138=\"\",$J138=\"\",$AB138=\"\",$AI138=\"\",$AJ138=\"\",$AM138=\"\",AND($AN138=\"\",$AO138=\"\"),$AP138=\"\"),0,IF(AND($C138=\"Early Retirement\",OR($AB138=\"PTAC\",$AB138=\"PTHP\"),OR($AH138<>\"Yes\",$AI138>$N138)),$BK138,IFERROR(IF(OR($CS138=0,$DE138=0),0,($CG138*$CL138*$CS138)-($CV138*$CX138*$DE138)),0)))","v":0},{"$f":"IF(OR($C138<>\"Early Retirement\",$D138=\"\",$J138=\"\",$AB138=\"\",$AK138=\"\",$AL138=\"\",$AM138=\"\",$AQ138=\"\",$AR138=\"\"),0,IF(AND($C138=\"Early Retirement\",OR($AB138=\"PTAC\",$AB138=\"PTHP\"),OR($AH138<>\"Yes\",$AI138>$N138)),$BL138,IFERROR(IF(OR($CT138=0,$DF138=0),0,(($CN138*(1/$CO138)*$CT138)-($CZ138*(1/$DA138)*$DF138))*(1/3412)),0)))","v":0},0,{"$f":"IF(OR($C138<>\"Early Retirement\",$J138=\"\"),0,IF(OR($I138=\"DX AC Air Cooled\",$I138=\"DX HP Air Cooled\"),VLOOKUP($J138,'Early Retirement'!$CI$6:$CM$32,2,FALSE),IF(OR($I138=\"PTAC\",$I138=\"PTHP\"),VLOOKUP($J138,'Early Retirement'!$CI$6:$CM$32,3,FALSE),IF(AND(OR($I138=\"Air Cooled Chiller\",$I138=\"Water Cooled Chiller\"),$L138<>\"Centrifugal\"),VLOOKUP($J138,'Early Retirement'!$CI$6:$CM$32,4,FALSE),IF(AND(OR($I138=\"Air Cooled Chiller\",$I138=\"Water Cooled Chiller\"),$L138=\"Centrifugal\"),VLOOKUP($J138,'Early Retirement'!$CI$6:$CM$32,5,FALSE),\"\")))))","v":0},{"$f":"IF(OR($C138<>\"Early Retirement\",$J138=\"\",$AB138=\"\",$AZ138=\"\"),0,$AZ138-$BS138)","v":0},0,0,{"$f":"IF(OR($CW138>$BF138,$CX138>$BG138,$DA138<$BH138),0,MAX(BU138,BV138))","v":0},0,{"$f":"IF($AF138=\"\",0,$BW138-$BX138)","v":0},0,0,{"$f":"IF($AF138=\"\",0,$BZ138-$CA138)","v":0},{"$f":"IF(OR($CW138>$BF138,$CX138>$BG138,$DA138<$BH138),0,IF(AND($C138=\"Early Retirement\",$I138=\"Air Cooled Chiller\",$AB138=\"Water Cooled Chiller\"),$BY138,MAX(BU138,BV138)))","v":0},0,{"$f":"IF($C138=\"New Construction\",$CU138,IF($I138=\"\",\"\",VLOOKUP($I138,$DM$10:$DO$22,3,FALSE)))","v":""},"","",0,0,0,{"$f":"IF(AND($C138=\"Early Retirement\",$J138<>\"\",$S138<>\"\",$U138<>\"\"),$CH138,IF(AND(OR($AB138=\"DX AC Air Cooled\",$AB138=\"DX HP Air Cooled\"),OR(AND($AJ138=\"Btu/hr\",$AI138<65000),AND($AJ138=\"Tons\",$AI138<65000/12000)),$AC138=\"Split\",$AO138>=15.2),MAX(Baselines!$CF131,12/9.8),Baselines!$CF131))","v":0},{"$f":"IF(AND($C138=\"Early Retirement\",$J138<>\"\",$S138<>\"\",$U138<>\"\"),$CI138,Baselines!$CG131)","v":0},{"$f":"Baselines!$CH131","v":"kW/ton"},"",{"$f":"IF(AND($C138=\"Early Retirement\",$J138<>\"\",$S138<>\"\",$U138<>\"\"),$CJ138,IF(AND(Baselines!$CI131=0,OR($CU138=\"DX HP\",$CU138=\"PTHP\")),$BH138,Baselines!$CI131))","v":0},"COP",{"$f":"IF(OR($C138=\"Replace-on-Burnout\",$C138=\"New Construction\"),$DC138,IF($CE138=\"\",\"\",IF(OR($CE138=\"DX HP\",$CE138=\"PTHP\"),VLOOKUP($D138,'Factor Tables'!$B$89:$M$105,MATCH(CONCATENATE($CE138,\" Clg\"),'Factor Tables'!$B$88:$M$88,0),FALSE),VLOOKUP($D138,'Factor Tables'!$B$89:$M$105,MATCH($CE138,'Factor Tables'!$B$88:$M$88,0),FALSE))))","v":""},{"$f":"IF(OR($C138=\"Replace-on-Burnout\",$C138=\"New Construction\"),$DD138,IF($CE138=\"\",\"\",IF($CE138=\"DX HP\",VLOOKUP($D138,'Factor Tables'!$B$89:$M$105,MATCH(\"DX HP Htg\",'Factor Tables'!$B$88:$M$88,0),FALSE),0)))","v":""},{"$f":"IF(OR($C138=\"Replace-on-Burnout\",$C138=\"New Construction\"),$DE138,IF($CE138=\"\",\"\",IF($CE138=\"DX HP\",VLOOKUP($D138,'Factor Tables'!$N$89:$Y$105,MATCH(\"DX HP Clg\",'Factor Tables'!$N$88:$Y$88,0),FALSE),IF($CE138=\"PTHP\",VLOOKUP($D138,'Factor Tables'!$N$89:$Y$105,MATCH(\"PTHP Clg\",'Factor Tables'!$N$88:$Y$88,0),FALSE),IF(AND($CE138<>\"DX HP\",$CE138<>\"PTHP\"),VLOOKUP($D138,'Factor Tables'!$N$89:$Y$105,MATCH($CE138,'Factor Tables'!$N$88:$Y$88,0),FALSE),\"\")))))","v":""},{"$f":"IF(OR($C138=\"Replace-on-Burnout\",$C138=\"New Construction\",$CU138=\"DX HP\",$CU138=\"PTHP\"),$DF138,IF($CE138=\"\",\"\",IF($CE138=\"DX HP\",VLOOKUP($D138,'Factor Tables'!$N$89:$Y$105,MATCH(\"DX HP Htg\",'Factor Tables'!$N$88:$Y$88,0),FALSE),IF($CE138=\"PTHP\",VLOOKUP($D138,'Factor Tables'!$N$89:$Y$105,MATCH(\"PTHP Htg\",'Factor Tables'!$N$88:$Y$88,0),FALSE),0))))","v":""},{"$f":"IF($AB138=\"\",\"\",VLOOKUP($AB138,$DM$10:$DO$22,3,FALSE))","v":""},{"$f":"IF(OR($AI138=\"\",$AJ138=\"\",$AM138=\"\"),\"\",IF($AJ138=\"Btu/hr\",($AI138/12000)*$AM138,IF($AJ138=\"Tons\",$AI138*$AM138,\"\")))","v":""},0,0,"kW/ton",{"$f":"IF(OR($AK138=\"\",$AL138=\"\",$AM138=\"\"),\"\",IF($AL138=\"Tons\",($AK138*12000)*$AM138,IF($AL138=\"Btu/hr\",$AK138*$AM138,\"\")))","v":""},0,"COP",{"$f":"IF($CU138=\"\",\"\",IF(OR($CU138=\"DX HP\",$CU138=\"VRF HP\",$CU138=\"PTHP\"),VLOOKUP($D138,'Factor Tables'!$B$89:$M$105,MATCH(CONCATENATE($CU138,\" Clg\"),'Factor Tables'!$B$88:$M$88,0),FALSE),VLOOKUP($D138,'Factor Tables'!$B$89:$M$105,MATCH($CU138,'Factor Tables'!$B$88:$M$88,0),FALSE)))","v":""},{"$f":"IF($CU138=\"\",\"\",IF(OR($CU138=\"DX HP\",$CU138=\"VRF HP\",$CU138=\"PTHP\"),VLOOKUP($D138,'Factor Tables'!$B$89:$M$105,MATCH(CONCATENATE($CU138,\" Htg\"),'Factor Tables'!$B$88:$M$88,0),FALSE),0))","v":""},{"$f":"IF($CU138=\"\",\"\",IF(OR($CU138=\"DX HP\",$CU138=\"VRF HP\",$CU138=\"PTHP\"),VLOOKUP($D138,'Factor Tables'!$N$89:$Y$105,MATCH(CONCATENATE($CU138,\" Clg\"),'Factor Tables'!$N$88:$Y$88,0),FALSE),VLOOKUP($D138,'Factor Tables'!$N$89:$Y$105,MATCH($CU138,'Factor Tables'!$N$88:$Y$88,0),FALSE)))","v":""},{"$f":"IF($CU138=\"\",\"\",IF(OR($CU138=\"DX HP\",$CU138=\"VRF HP\",$CU138=\"PTHP\"),VLOOKUP($D138,'Factor Tables'!$N$89:$Y$105,MATCH(CONCATENATE($CU138,\" Htg\"),'Factor Tables'!$N$88:$Y$88,0),FALSE),0))","v":""},{"$f":"IF($AB138=\"\",0,VLOOKUP($AB138,'Utility Admin'!$E:$G,2,FALSE))","v":0},{"$f":"IF($AB138=\"\",0,VLOOKUP($AB138,'Utility Admin'!$E:$G,3,FALSE))","v":0},{"$f":"IFERROR(IF(ABS(Summary!$F$12)<=ABS(Summary!$E$12)*'Utility Admin'!$I$5,$BA138*$DG138+$BB138*$DH138,$BA138*$DG138+$BA138*'Utility Admin'!$I$5*$DH138),0)","v":0},null,{"$f":"IF(AND($AB138<>\"DX HP Air Cooled\",$AB138<>\"PTHP\"),\"Summer\",IF(AND($C138=\"Early Retirement\",$BV138>$BU138),\"Winter\",IF(AND($C138=\"Early Retirement\",$BV138<=$BU138),\"Summer\",IF((($CN138/$CO138*$CR138-$CZ138/$DA138*$DD138)/3412)>(($CG138*$CK138*$CQ138)-($CV138*$CW138*$DC138)),\"Winter\",\"Summer\"))))","v":"Summer"},null,null,null,null,null,null,null,null,null,null,{"$f":"IF(OR('Project Info'!$C$10=\"\",$C138=\"\",$D138=\"\"),\"\",VLOOKUP($D138,$DX$9:$EA$32,MATCH($C138,$DX$9:$EA$9,0),FALSE))","v":""},null,null,null,null,null,null,"ERROR: Contact Program Manager. Post Capacity/Unit x Post # of Units must be within +/- 20% of Pre Capacity/Unit x Pre # of Units."]
[null,130,{"$f":"IF($C138=\"\",\"\",$C138)","v":""},{"$f":"IF($D138=\"\",\"\",$D138)","v":""},null,null,null,null,null,null,null,null,null,null,null,null,null,null,null,null,null,null,null,null,null,null,null,null,null,"A",null,null,null,null,null,null,null,null,null,null,null,null,null,null,0,0,{"$f":"IF(OR($AK139=\"\",$AL139=\"\"),0,IF($AL139=\"Tons\",$AK139,IF($AL139=\"Btu/hr\",$AK139/12000,\"\")))","v":0},0,0,0,999999999,"",0,0,{"$f":"IFERROR(IF($DI$261>'Utility Admin'!$H$5,$BB139/$BB$5*$BC$261,$DI139),0)","v":0},"","",{"$f":"IF(AND(OR($AB139=\"DX AC Air Cooled\",$AB139=\"DX HP Air Cooled\"),OR(AND($AJ139=\"Btu/hr\",$AI139<65000),AND($AJ139=\"Tons\",$AI139<65000/12000)),$AC139=\"Split\",$AO139>=15.2),MAX(Baselines!$CF383,12/9.8),Baselines!$CF383)","v":0},{"$f":"Baselines!$CG383","v":0},{"$f":"Baselines!$CI383","v":0},0,0,0,0,{"$f":"BK139+BL139","v":0},0,0,0,0,{"$f":"BP139+BQ139","v":0},{"$f":"IF(OR($C139<>\"Early Retirement\",$J139=\"\"),0,IF(OR($I139=\"DX AC Air Cooled\",$I139=\"DX HP Air Cooled\"),VLOOKUP($J139,'Early Retirement'!$CI$6:$CM$32,2,FALSE),IF(OR($I139=\"PTAC\",$I139=\"PTHP\"),VLOOKUP($J139,'Early Retirement'!$CI$6:$CM$32,3,FALSE),IF(AND(OR($I139=\"Air Cooled Chiller\",$I139=\"Water Cooled Chiller\"),$L139<>\"Centrifugal\"),VLOOKUP($J139,'Early Retirement'!$CI$6:$CM$32,4,FALSE),IF(AND(OR($I139=\"Air Cooled Chiller\",$I139=\"Water Cooled Chiller\"),$L139=\"Centrifugal\"),VLOOKUP($J139,'Early Retirement'!$CI$6:$CM$32,5,FALSE),\"\")))))","v":0},0,{"$f":"IF(OR($C139<>\"Early Retirement\",$AN139=\"\",AND($AB139<>\"PTAC\",$AB139<>\"PTHP\",$AO139=\"\"),$AP139=\"\"),0,($BN139*$BS139+$BI139*$BT139)/SUM($BS139:$BT139))","v":0},{"$f":"IF(OR($C139<>\"Early Retirement\",$AN139=\"\",AND($AB139<>\"PTAC\",$AB139<>\"PTHP\",$AO139=\"\"),$AP139=\"\"),0,($BO139*$BS139+$BJ139*$BT139)/SUM($BS139:$BT139))","v":0},0,{"$f":"$AF139*(0.746/0.86)*0.8","v":0},0,{"$f":"IF(OR($C139<>\"Early Retirement\",$AN139=\"\",AND($AB139<>\"PTAC\",$AB139<>\"PTHP\",$AO139=\"\"),$AP139=\"\",OR($CW139>$BF139,$CX139>$BG139,$DA139<$BH139)),0,($BR139*$BS139+$BM139*$BT139)/SUM($BS139:$BT139))","v":0},{"$f":"$BX139*8760","v":0},0,0,{"$f":"IF(OR($C139<>\"Early Retirement\",$AN139=\"\",AND($AB139<>\"PTAC\",$AB139<>\"PTHP\",$AO139=\"\"),$AP139=\"\",OR($CW139>$BF139,$CX139>$BG139,$DA139<$BH139)),0,IF(AND($C139=\"Early Retirement\",$I139=\"Air Cooled Chiller\",$AB139=\"Water Cooled Chiller\"),$CB139,($BR139*$BS139+$BM139*$BT139)/SUM($BS139:$BT139)))","v":0},"",{"$f":"IF(OR($N139=\"\",$O139=\"\",$R139=\"\"),\"\",IF($O139=\"Btu/hr\",($N139/12000)*$R139,IF($O139=\"Tons\",$N139*$R139,\"\")))","v":""},{"$f":"CV139","v":""},{"$f":"IF($U139=\"EER\",12/$S139,IF($U139=\"kW/ton\",$S139,0))","v":0},{"$f":"IF(AND(OR($I139=\"PTAC\",$I139=\"PTHP\"),$U139=\"EER\"),12/$S139,IF(AND(OR($I139=\"PTAC\",$I139=\"PTHP\"),$U139=\"kW/ton\"),$S139,IF($U139=\"EER\",12/$T139,IF($U139=\"kW/ton\",$T139,0))))","v":0},{"$f":"IF($W139=\"HSPF\",$V139/3.214,IF($W139=\"COP\",$V139,0))","v":0},{"$f":"IF(AND($C139=\"Early Retirement\",$J139<>\"\",$S139<>\"\",$U139<>\"\"),$CH139,IF(AND(OR($AB139=\"DX AC Air Cooled\",$AB139=\"DX HP Air Cooled\"),OR(AND($AJ139=\"Btu/hr\",$AI139<65000),AND($AJ139=\"Tons\",$AI139<65000/12000)),$AC139=\"Split\",$AO139>=15.2),MAX(Baselines!$CF132,12/9.8),Baselines!$CF132))","v":0},{"$f":"IF(AND($C139=\"Early Retirement\",$J139<>\"\",$S139<>\"\",$U139<>\"\"),$CI139,Baselines!$CG132)","v":0},{"$f":"Baselines!$CH132","v":"kW/ton"},{"$f":"CZ139","v":""},{"$f":"IF(AND($C139=\"Early Retirement\",$J139<>\"\",$S139<>\"\",$U139<>\"\"),$CJ139,IF(AND(Baselines!$CI132=0,OR($CU139=\"DX HP\",$CU139=\"PTHP\")),$BH139,Baselines!$CI132))","v":0},"COP",{"$f":"IF(OR($C139=\"Replace-on-Burnout\",$C139=\"New Construction\"),$DC139,IF($CE139=\"\",\"\",IF(OR($CE139=\"DX HP\",$CE139=\"PTHP\"),VLOOKUP($D139,'Factor Tables'!$B$89:$M$105,MATCH(CONCATENATE($CE139,\" Clg\"),'Factor Tables'!$B$88:$M$88,0),FALSE),VLOOKUP($D139,'Factor Tables'!$B$89:$M$105,MATCH($CE139,'Factor Tables'!$B$88:$M$88,0),FALSE))))","v":""},{"$f":"IF(OR($C139=\"Replace-on-Burnout\",$C139=\"New Construction\"),$DD139,IF($CE139=\"\",\"\",IF($CE139=\"DX HP\",VLOOKUP($D139,'Factor Tables'!$B$89:$M$105,MATCH(\"DX HP Htg\",'Factor Tables'!$B$88:$M$88,0),FALSE),0)))","v":""},{"$f":"IF(OR($C139=\"Replace-on-Burnout\",$C139=\"New Construction\"),$DE139,IF($CE139=\"\",\"\",IF($CE139=\"DX HP\",VLOOKUP($D139,'Factor Tables'!$N$89:$Y$105,MATCH(\"DX HP Clg\",'Factor Tables'!$N$88:$Y$88,0),FALSE),IF($CE139=\"PTHP\",VLOOKUP($D139,'Factor Tables'!$N$89:$Y$105,MATCH(\"PTHP Clg\",'Factor Tables'!$N$88:$Y$88,0),FALSE),IF(AND($CE139<>\"DX HP\",$CE139<>\"PTHP\"),VLOOKUP($D139,'Factor Tables'!$N$89:$Y$105,MATCH($CE139,'Factor Tables'!$N$88:$Y$88,0),FALSE),\"\")))))","v":""},{"$f":"IF(OR($C139=\"Replace-on-Burnout\",$C139=\"New Construction\",$CU139=\"DX HP\",$CU139=\"PTHP\"),$DF139,IF($CE139=\"\",\"\",IF($CE139=\"DX HP\",VLOOKUP($D139,'Factor Tables'!$N$89:$Y$105,MATCH(\"DX HP Htg\",'Factor Tables'!$N$88:$Y$88,0),FALSE),IF($CE139=\"PTHP\",VLOOKUP($D139,'Factor Tables'!$N$89:$Y$105,MATCH(\"PTHP Htg\",'Factor Tables'!$N$88:$Y$88,0),FALSE),0))))","v":""},"","",{"$f":"IF($AP139=\"EER\",12/$AN139,IF($AP139=\"kW/ton\",$AN139,0))","v":0},{"$f":"IF(AND(OR($AB139=\"VRF HP Water Cooled\",$AB139=\"PTAC\",$AB139=\"PTHP\"),$AP139=\"EER\"),12/$AN139,IF(AND(OR($AB139=\"VRF HP Water Cooled\",$AB139=\"PTAC\",$AB139=\"PTHP\"),$AP139=\"kW/ton\"),$AN139,IF($AP139=\"EER\",12/$AO139,IF($AP139=\"kW/ton\",$AO139,0))))","v":0},"kW/ton","",{"$f":"IF($AR139=\"HSPF\",$AQ139/3.412,IF($AR139=\"COP\",$AQ139,0))","v":0},"COP",{"$f":"IF($CU139=\"\",\"\",IF(OR($CU139=\"DX HP\",$CU139=\"VRF HP\",$CU139=\"PTHP\"),VLOOKUP($D139,'Factor Tables'!$B$89:$M$105,MATCH(CONCATENATE($CU139,\" Clg\"),'Factor Tables'!$B$88:$M$88,0),FALSE),VLOOKUP($D139,'Factor Tables'!$B$89:$M$105,MATCH($CU139,'Factor Tables'!$B$88:$M$88,0),FALSE)))","v":""},{"$f":"IF($CU139=\"\",\"\",IF(OR($CU139=\"DX HP\",$CU139=\"VRF HP\",$CU139=\"PTHP\"),VLOOKUP($D139,'Factor Tables'!$B$89:$M$105,MATCH(CONCATENATE($CU139,\" Htg\"),'Factor Tables'!$B$88:$M$88,0),FALSE),0))","v":""},{"$f":"IF($CU139=\"\",\"\",IF(OR($CU139=\"DX HP\",$CU139=\"VRF HP\",$CU139=\"PTHP\"),VLOOKUP($D139,'Factor Tables'!$N$89:$Y$105,MATCH(CONCATENATE($CU139,\" Clg\"),'Factor Tables'!$N$88:$Y$88,0),FALSE),VLOOKUP($D139,'Factor Tables'!$N$89:$Y$105,MATCH($CU139,'Factor Tables'!$N$88:$Y$88,0),FALSE)))","v":""},{"$f":"IF($CU139=\"\",\"\",IF(OR($CU139=\"DX HP\",$CU139=\"VRF HP\",$CU139=\"PTHP\"),VLOOKUP($D139,'Factor Tables'!$N$89:$Y$105,MATCH(CONCATENATE($CU139,\" Htg\"),'Factor Tables'!$N$88:$Y$88,0),FALSE),0))","v":""},{"$f":"IF($AB139=\"\",0,VLOOKUP($AB139,'Utility Admin'!$E:$G,2,FALSE))","v":0},{"$f":"IF($AB139=\"\",0,VLOOKUP($AB139,'Utility Admin'!$E:$G,3,FALSE))","v":0},{"$f":"IFERROR(IF(ABS(Summary!$F$12)<=ABS(Summary!$E$12)*'Utility Admin'!$I$5,$BA139*$DG139+$BB139*$DH139,$BA139*$DG139+$BA139*'Utility Admin'!$I$5*$DH139),0)","v":0},null,"Summer",null,null,null,null,null,null,null,null,null,null,{"$f":"IF(OR('Project Info'!$C$10=\"\",$C139=\"\",$D139=\"\"),\"\",VLOOKUP($D139,$DX$9:$EA$32,MATCH($C139,$DX$9:$EA$9,0),FALSE))","v":""},null,null,null,null,null,null,"ERROR: Contact Program Manager. Post Capacity/Unit x Post # of Units must be within +/- 20% of Pre Capacity/Unit x Pre # of Units."]
[null,131,"","",null,null,null,null,null,null,null,null,null,null,null,null,null,null,null,null,null,null,null,null,null,null,null,null,null,"A",null,null,null,null,null,null,null,null,null,null,null,null,null,null,0,0,0,0,0,0,999999999,"",0,0,{"$f":"IFERROR(IF($DI$261>'Utility Admin'!$H$5,$BB140/$BB$5*$BC$261,$DI140),0)","v":0},"","",{"$f":"IF(AND(OR($AB140=\"DX AC Air Cooled\",$AB140=\"DX HP Air Cooled\"),OR(AND($AJ140=\"Btu/hr\",$AI140<65000),AND($AJ140=\"Tons\",$AI140<65000/12000)),$AC140=\"Split\",$AO140>=15.2),MAX(Baselines!$CF384,12/9.8),Baselines!$CF384)","v":0},{"$f":"Baselines!$CG384","v":0},{"$f":"Baselines!$CI384","v":0},0,0,0,0,0,0,0,0,0,0,{"$f":"IF(OR($C140<>\"Early Retirement\",$J140=\"\"),0,IF(OR($I140=\"DX AC Air Cooled\",$I140=\"DX HP Air Cooled\"),VLOOKUP($J140,'Early Retirement'!$CI$6:$CM$32,2,FALSE),IF(OR($I140=\"PTAC\",$I140=\"PTHP\"),VLOOKUP($J140,'Early Retirement'!$CI$6:$CM$32,3,FALSE),IF(AND(OR($I140=\"Air Cooled Chiller\",$I140=\"Water Cooled Chiller\"),$L140<>\"Centrifugal\"),VLOOKUP($J140,'Early Retirement'!$CI$6:$CM$32,4,FALSE),IF(AND(OR($I140=\"Air Cooled Chiller\",$I140=\"Water Cooled Chiller\"),$L140=\"Centrifugal\"),VLOOKUP($J140,'Early Retirement'!$CI$6:$CM$32,5,FALSE),\"\")))))","v":0},0,0,0,0,0,0,0,0,0,0,0,"","","",0,0,0,{"$f":"IF(AND($C140=\"Early Retirement\",$J140<>\"\",$S140<>\"\",$U140<>\"\"),$CH140,IF(AND(OR($AB140=\"DX AC Air Cooled\",$AB140=\"DX HP Air Cooled\"),OR(AND($AJ140=\"Btu/hr\",$AI140<65000),AND($AJ140=\"Tons\",$AI140<65000/12000)),$AC140=\"Split\",$AO140>=15.2),MAX(Baselines!$CF133,12/9.8),Baselines!$CF133))","v":0},{"$f":"IF(AND($C140=\"Early Retirement\",$J140<>\"\",$S140<>\"\",$U140<>\"\"),$CI140,Baselines!$CG133)","v":0},{"$f":"Baselines!$CH133","v":"kW/ton"},"",{"$f":"IF(AND($C140=\"Early Retirement\",$J140<>\"\",$S140<>\"\",$U140<>\"\"),$CJ140,IF(AND(Baselines!$CI133=0,OR($CU140=\"DX HP\",$CU140=\"PTHP\")),$BH140,Baselines!$CI133))","v":0},"COP",{"$f":"IF(OR($C140=\"Replace-on-Burnout\",$C140=\"New Construction\"),$DC140,IF($CE140=\"\",\"\",IF(OR($CE140=\"DX HP\",$CE140=\"PTHP\"),VLOOKUP($D140,'Factor Tables'!$B$89:$M$105,MATCH(CONCATENATE($CE140,\" Clg\"),'Factor Tables'!$B$88:$M$88,0),FALSE),VLOOKUP($D140,'Factor Tables'!$B$89:$M$105,MATCH($CE140,'Factor Tables'!$B$88:$M$88,0),FALSE))))","v":""},{"$f":"IF(OR($C140=\"Replace-on-Burnout\",$C140=\"New Construction\"),$DD140,IF($CE140=\"\",\"\",IF($CE140=\"DX HP\",VLOOKUP($D140,'Factor Tables'!$B$89:$M$105,MATCH(\"DX HP Htg\",'Factor Tables'!$B$88:$M$88,0),FALSE),0)))","v":""},{"$f":"IF(OR($C140=\"Replace-on-Burnout\",$C140=\"New Construction\"),$DE140,IF($CE140=\"\",\"\",IF($CE140=\"DX HP\",VLOOKUP($D140,'Factor Tables'!$N$89:$Y$105,MATCH(\"DX HP Clg\",'Factor Tables'!$N$88:$Y$88,0),FALSE),IF($CE140=\"PTHP\",VLOOKUP($D140,'Factor Tables'!$N$89:$Y$105,MATCH(\"PTHP Clg\",'Factor Tables'!$N$88:$Y$88,0),FALSE),IF(AND($CE140<>\"DX HP\",$CE140<>\"PTHP\"),VLOOKUP($D140,'Factor Tables'!$N$89:$Y$105,MATCH($CE140,'Factor Tables'!$N$88:$Y$88,0),FALSE),\"\")))))","v":""},{"$f":"IF(OR($C140=\"Replace-on-Burnout\",$C140=\"New Construction\",$CU140=\"DX HP\",$CU140=\"PTHP\"),$DF140,IF($CE140=\"\",\"\",IF($CE140=\"DX HP\",VLOOKUP($D140,'Factor Tables'!$N$89:$Y$105,MATCH(\"DX HP Htg\",'Factor Tables'!$N$88:$Y$88,0),FALSE),IF($CE140=\"PTHP\",VLOOKUP($D140,'Factor Tables'!$N$89:$Y$105,MATCH(\"PTHP Htg\",'Factor Tables'!$N$88:$Y$88,0),FALSE),0))))","v":""},"","",0,0,"kW/ton","",0,"COP",{"$f":"IF($CU140=\"\",\"\",IF(OR($CU140=\"DX HP\",$CU140=\"VRF HP\",$CU140=\"PTHP\"),VLOOKUP($D140,'Factor Tables'!$B$89:$M$105,MATCH(CONCATENATE($CU140,\" Clg\"),'Factor Tables'!$B$88:$M$88,0),FALSE),VLOOKUP($D140,'Factor Tables'!$B$89:$M$105,MATCH($CU140,'Factor Tables'!$B$88:$M$88,0),FALSE)))","v":""},{"$f":"IF($CU140=\"\",\"\",IF(OR($CU140=\"DX HP\",$CU140=\"VRF HP\",$CU140=\"PTHP\"),VLOOKUP($D140,'Factor Tables'!$B$89:$M$105,MATCH(CONCATENATE($CU140,\" Htg\"),'Factor Tables'!$B$88:$M$88,0),FALSE),0))","v":""},{"$f":"IF($CU140=\"\",\"\",IF(OR($CU140=\"DX HP\",$CU140=\"VRF HP\",$CU140=\"PTHP\"),VLOOKUP($D140,'Factor Tables'!$N$89:$Y$105,MATCH(CONCATENATE($CU140,\" Clg\"),'Factor Tables'!$N$88:$Y$88,0),FALSE),VLOOKUP($D140,'Factor Tables'!$N$89:$Y$105,MATCH($CU140,'Factor Tables'!$N$88:$Y$88,0),FALSE)))","v":""},{"$f":"IF($CU140=\"\",\"\",IF(OR($CU140=\"DX HP\",$CU140=\"VRF HP\",$CU140=\"PTHP\"),VLOOKUP($D140,'Factor Tables'!$N$89:$Y$105,MATCH(CONCATENATE($CU140,\" Htg\"),'Factor Tables'!$N$88:$Y$88,0),FALSE),0))","v":""},{"$f":"IF($AB140=\"\",0,VLOOKUP($AB140,'Utility Admin'!$E:$G,2,FALSE))","v":0},{"$f":"IF($AB140=\"\",0,VLOOKUP($AB140,'Utility Admin'!$E:$G,3,FALSE))","v":0},{"$f":"IFERROR(IF(ABS(Summary!$F$12)<=ABS(Summary!$E$12)*'Utility Admin'!$I$5,$BA140*$DG140+$BB140*$DH140,$BA140*$DG140+$BA140*'Utility Admin'!$I$5*$DH140),0)","v":0},null,"Summer",null,null,null,null,null,null,null,null,null,null,{"$f":"IF(OR('Project Info'!$C$10=\"\",$C140=\"\",$D140=\"\"),\"\",VLOOKUP($D140,$DX$9:$EA$32,MATCH($C140,$DX$9:$EA$9,0),FALSE))","v":""},null,null,null,null,null,null,"ERROR: Contact Program Manager. Post Capacity/Unit x Post # of Units must be within +/- 20% of Pre Capacity/Unit x Pre # of Units."]
[null,132,"","",null,null,null,null,null,null,null,null,null,null,null,null,null,null,null,null,null,null,null,null,null,null,null,null,null,"A",null,null,null,null,null,null,null,null,null,null,null,null,null,null,0,0,0,0,0,0,999999999,"",0,0,{"$f":"IFERROR(IF($DI$261>'Utility Admin'!$H$5,$BB141/$BB$5*$BC$261,$DI141),0)","v":0},"","",{"$f":"IF(AND(OR($AB141=\"DX AC Air Cooled\",$AB141=\"DX HP Air Cooled\"),OR(AND($AJ141=\"Btu/hr\",$AI141<65000),AND($AJ141=\"Tons\",$AI141<65000/12000)),$AC141=\"Split\",$AO141>=15.2),MAX(Baselines!$CF385,12/9.8),Baselines!$CF385)","v":0},{"$f":"Baselines!$CG385","v":0},{"$f":"Baselines!$CI385","v":0},0,0,0,0,0,0,0,0,0,0,{"$f":"IF(OR($C141<>\"Early Retirement\",$J141=\"\"),0,IF(OR($I141=\"DX AC Air Cooled\",$I141=\"DX HP Air Cooled\"),VLOOKUP($J141,'Early Retirement'!$CI$6:$CM$32,2,FALSE),IF(OR($I141=\"PTAC\",$I141=\"PTHP\"),VLOOKUP($J141,'Early Retirement'!$CI$6:$CM$32,3,FALSE),IF(AND(OR($I141=\"Air Cooled Chiller\",$I141=\"Water Cooled Chiller\"),$L141<>\"Centrifugal\"),VLOOKUP($J141,'Early Retirement'!$CI$6:$CM$32,4,FALSE),IF(AND(OR($I141=\"Air Cooled Chiller\",$I141=\"Water Cooled Chiller\"),$L141=\"Centrifugal\"),VLOOKUP($J141,'Early Retirement'!$CI$6:$CM$32,5,FALSE),\"\")))))","v":0},0,0,0,0,0,0,0,0,0,0,0,"","","",0,0,0,{"$f":"IF(AND($C141=\"Early Retirement\",$J141<>\"\",$S141<>\"\",$U141<>\"\"),$CH141,IF(AND(OR($AB141=\"DX AC Air Cooled\",$AB141=\"DX HP Air Cooled\"),OR(AND($AJ141=\"Btu/hr\",$AI141<65000),AND($AJ141=\"Tons\",$AI141<65000/12000)),$AC141=\"Split\",$AO141>=15.2),MAX(Baselines!$CF134,12/9.8),Baselines!$CF134))","v":0},{"$f":"IF(AND($C141=\"Early Retirement\",$J141<>\"\",$S141<>\"\",$U141<>\"\"),$CI141,Baselines!$CG134)","v":0},{"$f":"Baselines!$CH134","v":"kW/ton"},"",{"$f":"IF(AND($C141=\"Early Retirement\",$J141<>\"\",$S141<>\"\",$U141<>\"\"),$CJ141,IF(AND(Baselines!$CI134=0,OR($CU141=\"DX HP\",$CU141=\"PTHP\")),$BH141,Baselines!$CI134))","v":0},"COP",{"$f":"IF(OR($C141=\"Replace-on-Burnout\",$C141=\"New Construction\"),$DC141,IF($CE141=\"\",\"\",IF(OR($CE141=\"DX HP\",$CE141=\"PTHP\"),VLOOKUP($D141,'Factor Tables'!$B$89:$M$105,MATCH(CONCATENATE($CE141,\" Clg\"),'Factor Tables'!$B$88:$M$88,0),FALSE),VLOOKUP($D141,'Factor Tables'!$B$89:$M$105,MATCH($CE141,'Factor Tables'!$B$88:$M$88,0),FALSE))))","v":""},{"$f":"IF(OR($C141=\"Replace-on-Burnout\",$C141=\"New Construction\"),$DD141,IF($CE141=\"\",\"\",IF($CE141=\"DX HP\",VLOOKUP($D141,'Factor Tables'!$B$89:$M$105,MATCH(\"DX HP Htg\",'Factor Tables'!$B$88:$M$88,0),FALSE),0)))","v":""},{"$f":"IF(OR($C141=\"Replace-on-Burnout\",$C141=\"New Construction\"),$DE141,IF($CE141=\"\",\"\",IF($CE141=\"DX HP\",VLOOKUP($D141,'Factor Tables'!$N$89:$Y$105,MATCH(\"DX HP Clg\",'Factor Tables'!$N$88:$Y$88,0),FALSE),IF($CE141=\"PTHP\",VLOOKUP($D141,'Factor Tables'!$N$89:$Y$105,MATCH(\"PTHP Clg\",'Factor Tables'!$N$88:$Y$88,0),FALSE),IF(AND($CE141<>\"DX HP\",$CE141<>\"PTHP\"),VLOOKUP($D141,'Factor Tables'!$N$89:$Y$105,MATCH($CE141,'Factor Tables'!$N$88:$Y$88,0),FALSE),\"\")))))","v":""},{"$f":"IF(OR($C141=\"Replace-on-Burnout\",$C141=\"New Construction\",$CU141=\"DX HP\",$CU141=\"PTHP\"),$DF141,IF($CE141=\"\",\"\",IF($CE141=\"DX HP\",VLOOKUP($D141,'Factor Tables'!$N$89:$Y$105,MATCH(\"DX HP Htg\",'Factor Tables'!$N$88:$Y$88,0),FALSE),IF($CE141=\"PTHP\",VLOOKUP($D141,'Factor Tables'!$N$89:$Y$105,MATCH(\"PTHP Htg\",'Factor Tables'!$N$88:$Y$88,0),FALSE),0))))","v":""},"","",0,0,"kW/ton","",0,"COP",{"$f":"IF($CU141=\"\",\"\",IF(OR($CU141=\"DX HP\",$CU141=\"VRF HP\",$CU141=\"PTHP\"),VLOOKUP($D141,'Factor Tables'!$B$89:$M$105,MATCH(CONCATENATE($CU141,\" Clg\"),'Factor Tables'!$B$88:$M$88,0),FALSE),VLOOKUP($D141,'Factor Tables'!$B$89:$M$105,MATCH($CU141,'Factor Tables'!$B$88:$M$88,0),FALSE)))","v":""},{"$f":"IF($CU141=\"\",\"\",IF(OR($CU141=\"DX HP\",$CU141=\"VRF HP\",$CU141=\"PTHP\"),VLOOKUP($D141,'Factor Tables'!$B$89:$M$105,MATCH(CONCATENATE($CU141,\" Htg\"),'Factor Tables'!$B$88:$M$88,0),FALSE),0))","v":""},{"$f":"IF($CU141=\"\",\"\",IF(OR($CU141=\"DX HP\",$CU141=\"VRF HP\",$CU141=\"PTHP\"),VLOOKUP($D141,'Factor Tables'!$N$89:$Y$105,MATCH(CONCATENATE($CU141,\" Clg\"),'Factor Tables'!$N$88:$Y$88,0),FALSE),VLOOKUP($D141,'Factor Tables'!$N$89:$Y$105,MATCH($CU141,'Factor Tables'!$N$88:$Y$88,0),FALSE)))","v":""},{"$f":"IF($CU141=\"\",\"\",IF(OR($CU141=\"DX HP\",$CU141=\"VRF HP\",$CU141=\"PTHP\"),VLOOKUP($D141,'Factor Tables'!$N$89:$Y$105,MATCH(CONCATENATE($CU141,\" Htg\"),'Factor Tables'!$N$88:$Y$88,0),FALSE),0))","v":""},{"$f":"IF($AB141=\"\",0,VLOOKUP($AB141,'Utility Admin'!$E:$G,2,FALSE))","v":0},{"$f":"IF($AB141=\"\",0,VLOOKUP($AB141,'Utility Admin'!$E:$G,3,FALSE))","v":0},{"$f":"IFERROR(IF(ABS(Summary!$F$12)<=ABS(Summary!$E$12)*'Utility Admin'!$I$5,$BA141*$DG141+$BB141*$DH141,$BA141*$DG141+$BA141*'Utility Admin'!$I$5*$DH141),0)","v":0},null,"Summer",null,null,null,null,null,null,null,null,null,null,{"$f":"IF(OR('Project Info'!$C$10=\"\",$C141=\"\",$D141=\"\"),\"\",VLOOKUP($D141,$DX$9:$EA$32,MATCH($C141,$DX$9:$EA$9,0),FALSE))","v":""},null,null,null,null,null,null,"ERROR: Contact Program Manager. Post Capacity/Unit x Post # of Units must be within +/- 20% of Pre Capacity/Unit x Pre # of Units."]
[null,133,"","",null,null,null,null,null,null,null,null,null,null,null,null,null,null,null,null,null,null,null,null,null,null,null,null,null,"A",null,null,null,null,null,null,null,null,null,null,null,null,null,null,0,0,0,0,0,0,999999999,"",0,0,{"$f":"IFERROR(IF($DI$261>'Utility Admin'!$H$5,$BB142/$BB$5*$BC$261,$DI142),0)","v":0},"","",{"$f":"IF(AND(OR($AB142=\"DX AC Air Cooled\",$AB142=\"DX HP Air Cooled\"),OR(AND($AJ142=\"Btu/hr\",$AI142<65000),AND($AJ142=\"Tons\",$AI142<65000/12000)),$AC142=\"Split\",$AO142>=15.2),MAX(Baselines!$CF386,12/9.8),Baselines!$CF386)","v":0},{"$f":"Baselines!$CG386","v":0},{"$f":"Baselines!$CI386","v":0},0,0,0,0,0,0,0,0,0,0,{"$f":"IF(OR($C142<>\"Early Retirement\",$J142=\"\"),0,IF(OR($I142=\"DX AC Air Cooled\",$I142=\"DX HP Air Cooled\"),VLOOKUP($J142,'Early Retirement'!$CI$6:$CM$32,2,FALSE),IF(OR($I142=\"PTAC\",$I142=\"PTHP\"),VLOOKUP($J142,'Early Retirement'!$CI$6:$CM$32,3,FALSE),IF(AND(OR($I142=\"Air Cooled Chiller\",$I142=\"Water Cooled Chiller\"),$L142<>\"Centrifugal\"),VLOOKUP($J142,'Early Retirement'!$CI$6:$CM$32,4,FALSE),IF(AND(OR($I142=\"Air Cooled Chiller\",$I142=\"Water Cooled Chiller\"),$L142=\"Centrifugal\"),VLOOKUP($J142,'Early Retirement'!$CI$6:$CM$32,5,FALSE),\"\")))))","v":0},0,0,0,0,0,0,0,0,0,0,0,"","","",0,0,0,{"$f":"IF(AND($C142=\"Early Retirement\",$J142<>\"\",$S142<>\"\",$U142<>\"\"),$CH142,IF(AND(OR($AB142=\"DX AC Air Cooled\",$AB142=\"DX HP Air Cooled\"),OR(AND($AJ142=\"Btu/hr\",$AI142<65000),AND($AJ142=\"Tons\",$AI142<65000/12000)),$AC142=\"Split\",$AO142>=15.2),MAX(Baselines!$CF135,12/9.8),Baselines!$CF135))","v":0},{"$f":"IF(AND($C142=\"Early Retirement\",$J142<>\"\",$S142<>\"\",$U142<>\"\"),$CI142,Baselines!$CG135)","v":0},{"$f":"Baselines!$CH135","v":"kW/ton"},"",{"$f":"IF(AND($C142=\"Early Retirement\",$J142<>\"\",$S142<>\"\",$U142<>\"\"),$CJ142,IF(AND(Baselines!$CI135=0,OR($CU142=\"DX HP\",$CU142=\"PTHP\")),$BH142,Baselines!$CI135))","v":0},"COP",{"$f":"IF(OR($C142=\"Replace-on-Burnout\",$C142=\"New Construction\"),$DC142,IF($CE142=\"\",\"\",IF(OR($CE142=\"DX HP\",$CE142=\"PTHP\"),VLOOKUP($D142,'Factor Tables'!$B$89:$M$105,MATCH(CONCATENATE($CE142,\" Clg\"),'Factor Tables'!$B$88:$M$88,0),FALSE),VLOOKUP($D142,'Factor Tables'!$B$89:$M$105,MATCH($CE142,'Factor Tables'!$B$88:$M$88,0),FALSE))))","v":""},{"$f":"IF(OR($C142=\"Replace-on-Burnout\",$C142=\"New Construction\"),$DD142,IF($CE142=\"\",\"\",IF($CE142=\"DX HP\",VLOOKUP($D142,'Factor Tables'!$B$89:$M$105,MATCH(\"DX HP Htg\",'Factor Tables'!$B$88:$M$88,0),FALSE),0)))","v":""},{"$f":"IF(OR($C142=\"Replace-on-Burnout\",$C142=\"New Construction\"),$DE142,IF($CE142=\"\",\"\",IF($CE142=\"DX HP\",VLOOKUP($D142,'Factor Tables'!$N$89:$Y$105,MATCH(\"DX HP Clg\",'Factor Tables'!$N$88:$Y$88,0),FALSE),IF($CE142=\"PTHP\",VLOOKUP($D142,'Factor Tables'!$N$89:$Y$105,MATCH(\"PTHP Clg\",'Factor Tables'!$N$88:$Y$88,0),FALSE),IF(AND($CE142<>\"DX HP\",$CE142<>\"PTHP\"),VLOOKUP($D142,'Factor Tables'!$N$89:$Y$105,MATCH($CE142,'Factor Tables'!$N$88:$Y$88,0),FALSE),\"\")))))","v":""},{"$f":"IF(OR($C142=\"Replace-on-Burnout\",$C142=\"New Construction\",$CU142=\"DX HP\",$CU142=\"PTHP\"),$DF142,IF($CE142=\"\",\"\",IF($CE142=\"DX HP\",VLOOKUP($D142,'Factor Tables'!$N$89:$Y$105,MATCH(\"DX HP Htg\",'Factor Tables'!$N$88:$Y$88,0),FALSE),IF($CE142=\"PTHP\",VLOOKUP($D142,'Factor Tables'!$N$89:$Y$105,MATCH(\"PTHP Htg\",'Factor Tables'!$N$88:$Y$88,0),FALSE),0))))","v":""},"","",0,0,"kW/ton","",0,"COP",{"$f":"IF($CU142=\"\",\"\",IF(OR($CU142=\"DX HP\",$CU142=\"VRF HP\",$CU142=\"PTHP\"),VLOOKUP($D142,'Factor Tables'!$B$89:$M$105,MATCH(CONCATENATE($CU142,\" Clg\"),'Factor Tables'!$B$88:$M$88,0),FALSE),VLOOKUP($D142,'Factor Tables'!$B$89:$M$105,MATCH($CU142,'Factor Tables'!$B$88:$M$88,0),FALSE)))","v":""},{"$f":"IF($CU142=\"\",\"\",IF(OR($CU142=\"DX HP\",$CU142=\"VRF HP\",$CU142=\"PTHP\"),VLOOKUP($D142,'Factor Tables'!$B$89:$M$105,MATCH(CONCATENATE($CU142,\" Htg\"),'Factor Tables'!$B$88:$M$88,0),FALSE),0))","v":""},{"$f":"IF($CU142=\"\",\"\",IF(OR($CU142=\"DX HP\",$CU142=\"VRF HP\",$CU142=\"PTHP\"),VLOOKUP($D142,'Factor Tables'!$N$89:$Y$105,MATCH(CONCATENATE($CU142,\" Clg\"),'Factor Tables'!$N$88:$Y$88,0),FALSE),VLOOKUP($D142,'Factor Tables'!$N$89:$Y$105,MATCH($CU142,'Factor Tables'!$N$88:$Y$88,0),FALSE)))","v":""},{"$f":"IF($CU142=\"\",\"\",IF(OR($CU142=\"DX HP\",$CU142=\"VRF HP\",$CU142=\"PTHP\"),VLOOKUP($D142,'Factor Tables'!$N$89:$Y$105,MATCH(CONCATENATE($CU142,\" Htg\"),'Factor Tables'!$N$88:$Y$88,0),FALSE),0))","v":""},{"$f":"IF($AB142=\"\",0,VLOOKUP($AB142,'Utility Admin'!$E:$G,2,FALSE))","v":0},{"$f":"IF($AB142=\"\",0,VLOOKUP($AB142,'Utility Admin'!$E:$G,3,FALSE))","v":0},{"$f":"IFERROR(IF(ABS(Summary!$F$12)<=ABS(Summary!$E$12)*'Utility Admin'!$I$5,$BA142*$DG142+$BB142*$DH142,$BA142*$DG142+$BA142*'Utility Admin'!$I$5*$DH142),0)","v":0},null,"Summer",null,null,null,null,null,null,null,null,null,null,{"$f":"IF(OR('Project Info'!$C$10=\"\",$C142=\"\",$D142=\"\"),\"\",VLOOKUP($D142,$DX$9:$EA$32,MATCH($C142,$DX$9:$EA$9,0),FALSE))","v":""},null,null,null,null,null,null,"ERROR: Contact Program Manager. Post Capacity/Unit x Post # of Units must be within +/- 20% of Pre Capacity/Unit x Pre # of Units."]
[null,134,"","",null,null,null,null,null,null,null,null,null,null,null,null,null,null,null,null,null,null,null,null,null,null,null,null,null,"A",null,null,null,null,null,null,null,null,null,null,null,null,null,null,0,0,0,0,0,0,999999999,"",0,0,{"$f":"IFERROR(IF($DI$261>'Utility Admin'!$H$5,$BB143/$BB$5*$BC$261,$DI143),0)","v":0},"","",{"$f":"IF(AND(OR($AB143=\"DX AC Air Cooled\",$AB143=\"DX HP Air Cooled\"),OR(AND($AJ143=\"Btu/hr\",$AI143<65000),AND($AJ143=\"Tons\",$AI143<65000/12000)),$AC143=\"Split\",$AO143>=15.2),MAX(Baselines!$CF387,12/9.8),Baselines!$CF387)","v":0},{"$f":"Baselines!$CG387","v":0},{"$f":"Baselines!$CI387","v":0},0,0,0,0,0,0,0,0,0,0,{"$f":"IF(OR($C143<>\"Early Retirement\",$J143=\"\"),0,IF(OR($I143=\"DX AC Air Cooled\",$I143=\"DX HP Air Cooled\"),VLOOKUP($J143,'Early Retirement'!$CI$6:$CM$32,2,FALSE),IF(OR($I143=\"PTAC\",$I143=\"PTHP\"),VLOOKUP($J143,'Early Retirement'!$CI$6:$CM$32,3,FALSE),IF(AND(OR($I143=\"Air Cooled Chiller\",$I143=\"Water Cooled Chiller\"),$L143<>\"Centrifugal\"),VLOOKUP($J143,'Early Retirement'!$CI$6:$CM$32,4,FALSE),IF(AND(OR($I143=\"Air Cooled Chiller\",$I143=\"Water Cooled Chiller\"),$L143=\"Centrifugal\"),VLOOKUP($J143,'Early Retirement'!$CI$6:$CM$32,5,FALSE),\"\")))))","v":0},0,0,0,0,0,0,0,0,0,0,0,"","","",0,0,0,{"$f":"IF(AND($C143=\"Early Retirement\",$J143<>\"\",$S143<>\"\",$U143<>\"\"),$CH143,IF(AND(OR($AB143=\"DX AC Air Cooled\",$AB143=\"DX HP Air Cooled\"),OR(AND($AJ143=\"Btu/hr\",$AI143<65000),AND($AJ143=\"Tons\",$AI143<65000/12000)),$AC143=\"Split\",$AO143>=15.2),MAX(Baselines!$CF136,12/9.8),Baselines!$CF136))","v":0},{"$f":"IF(AND($C143=\"Early Retirement\",$J143<>\"\",$S143<>\"\",$U143<>\"\"),$CI143,Baselines!$CG136)","v":0},{"$f":"Baselines!$CH136","v":"kW/ton"},"",{"$f":"IF(AND($C143=\"Early Retirement\",$J143<>\"\",$S143<>\"\",$U143<>\"\"),$CJ143,IF(AND(Baselines!$CI136=0,OR($CU143=\"DX HP\",$CU143=\"PTHP\")),$BH143,Baselines!$CI136))","v":0},"COP",{"$f":"IF(OR($C143=\"Replace-on-Burnout\",$C143=\"New Construction\"),$DC143,IF($CE143=\"\",\"\",IF(OR($CE143=\"DX HP\",$CE143=\"PTHP\"),VLOOKUP($D143,'Factor Tables'!$B$89:$M$105,MATCH(CONCATENATE($CE143,\" Clg\"),'Factor Tables'!$B$88:$M$88,0),FALSE),VLOOKUP($D143,'Factor Tables'!$B$89:$M$105,MATCH($CE143,'Factor Tables'!$B$88:$M$88,0),FALSE))))","v":""},{"$f":"IF(OR($C143=\"Replace-on-Burnout\",$C143=\"New Construction\"),$DD143,IF($CE143=\"\",\"\",IF($CE143=\"DX HP\",VLOOKUP($D143,'Factor Tables'!$B$89:$M$105,MATCH(\"DX HP Htg\",'Factor Tables'!$B$88:$M$88,0),FALSE),0)))","v":""},{"$f":"IF(OR($C143=\"Replace-on-Burnout\",$C143=\"New Construction\"),$DE143,IF($CE143=\"\",\"\",IF($CE143=\"DX HP\",VLOOKUP($D143,'Factor Tables'!$N$89:$Y$105,MATCH(\"DX HP Clg\",'Factor Tables'!$N$88:$Y$88,0),FALSE),IF($CE143=\"PTHP\",VLOOKUP($D143,'Factor Tables'!$N$89:$Y$105,MATCH(\"PTHP Clg\",'Factor Tables'!$N$88:$Y$88,0),FALSE),IF(AND($CE143<>\"DX HP\",$CE143<>\"PTHP\"),VLOOKUP($D143,'Factor Tables'!$N$89:$Y$105,MATCH($CE143,'Factor Tables'!$N$88:$Y$88,0),FALSE),\"\")))))","v":""},{"$f":"IF(OR($C143=\"Replace-on-Burnout\",$C143=\"New Construction\",$CU143=\"DX HP\",$CU143=\"PTHP\"),$DF143,IF($CE143=\"\",\"\",IF($CE143=\"DX HP\",VLOOKUP($D143,'Factor Tables'!$N$89:$Y$105,MATCH(\"DX HP Htg\",'Factor Tables'!$N$88:$Y$88,0),FALSE),IF($CE143=\"PTHP\",VLOOKUP($D143,'Factor Tables'!$N$89:$Y$105,MATCH(\"PTHP Htg\",'Factor Tables'!$N$88:$Y$88,0),FALSE),0))))","v":""},"","",0,0,"kW/ton","",0,"COP",{"$f":"IF($CU143=\"\",\"\",IF(OR($CU143=\"DX HP\",$CU143=\"VRF HP\",$CU143=\"PTHP\"),VLOOKUP($D143,'Factor Tables'!$B$89:$M$105,MATCH(CONCATENATE($CU143,\" Clg\"),'Factor Tables'!$B$88:$M$88,0),FALSE),VLOOKUP($D143,'Factor Tables'!$B$89:$M$105,MATCH($CU143,'Factor Tables'!$B$88:$M$88,0),FALSE)))","v":""},{"$f":"IF($CU143=\"\",\"\",IF(OR($CU143=\"DX HP\",$CU143=\"VRF HP\",$CU143=\"PTHP\"),VLOOKUP($D143,'Factor Tables'!$B$89:$M$105,MATCH(CONCATENATE($CU143,\" Htg\"),'Factor Tables'!$B$88:$M$88,0),FALSE),0))","v":""},{"$f":"IF($CU143=\"\",\"\",IF(OR($CU143=\"DX HP\",$CU143=\"VRF HP\",$CU143=\"PTHP\"),VLOOKUP($D143,'Factor Tables'!$N$89:$Y$105,MATCH(CONCATENATE($CU143,\" Clg\"),'Factor Tables'!$N$88:$Y$88,0),FALSE),VLOOKUP($D143,'Factor Tables'!$N$89:$Y$105,MATCH($CU143,'Factor Tables'!$N$88:$Y$88,0),FALSE)))","v":""},{"$f":"IF($CU143=\"\",\"\",IF(OR($CU143=\"DX HP\",$CU143=\"VRF HP\",$CU143=\"PTHP\"),VLOOKUP($D143,'Factor Tables'!$N$89:$Y$105,MATCH(CONCATENATE($CU143,\" Htg\"),'Factor Tables'!$N$88:$Y$88,0),FALSE),0))","v":""},{"$f":"IF($AB143=\"\",0,VLOOKUP($AB143,'Utility Admin'!$E:$G,2,FALSE))","v":0},{"$f":"IF($AB143=\"\",0,VLOOKUP($AB143,'Utility Admin'!$E:$G,3,FALSE))","v":0},{"$f":"IFERROR(IF(ABS(Summary!$F$12)<=ABS(Summary!$E$12)*'Utility Admin'!$I$5,$BA143*$DG143+$BB143*$DH143,$BA143*$DG143+$BA143*'Utility Admin'!$I$5*$DH143),0)","v":0},null,"Summer",null,null,null,null,null,null,null,null,null,null,{"$f":"IF(OR('Project Info'!$C$10=\"\",$C143=\"\",$D143=\"\"),\"\",VLOOKUP($D143,$DX$9:$EA$32,MATCH($C143,$DX$9:$EA$9,0),FALSE))","v":""},null,null,null,null,null,null,"ERROR: Contact Program Manager. Post Capacity/Unit x Post # of Units must be within +/- 20% of Pre Capacity/Unit x Pre # of Units."]
[null,135,"","",null,null,null,null,null,null,null,null,null,null,null,null,null,null,null,null,null,null,null,null,null,null,null,null,null,"A",null,null,null,null,null,null,null,null,null,null,null,null,null,null,0,0,0,0,0,0,999999999,"",0,0,{"$f":"IFERROR(IF($DI$261>'Utility Admin'!$H$5,$BB144/$BB$5*$BC$261,$DI144),0)","v":0},"","",{"$f":"IF(AND(OR($AB144=\"DX AC Air Cooled\",$AB144=\"DX HP Air Cooled\"),OR(AND($AJ144=\"Btu/hr\",$AI144<65000),AND($AJ144=\"Tons\",$AI144<65000/12000)),$AC144=\"Split\",$AO144>=15.2),MAX(Baselines!$CF388,12/9.8),Baselines!$CF388)","v":0},{"$f":"Baselines!$CG388","v":0},{"$f":"Baselines!$CI388","v":0},0,0,0,0,0,0,0,0,0,0,{"$f":"IF(OR($C144<>\"Early Retirement\",$J144=\"\"),0,IF(OR($I144=\"DX AC Air Cooled\",$I144=\"DX HP Air Cooled\"),VLOOKUP($J144,'Early Retirement'!$CI$6:$CM$32,2,FALSE),IF(OR($I144=\"PTAC\",$I144=\"PTHP\"),VLOOKUP($J144,'Early Retirement'!$CI$6:$CM$32,3,FALSE),IF(AND(OR($I144=\"Air Cooled Chiller\",$I144=\"Water Cooled Chiller\"),$L144<>\"Centrifugal\"),VLOOKUP($J144,'Early Retirement'!$CI$6:$CM$32,4,FALSE),IF(AND(OR($I144=\"Air Cooled Chiller\",$I144=\"Water Cooled Chiller\"),$L144=\"Centrifugal\"),VLOOKUP($J144,'Early Retirement'!$CI$6:$CM$32,5,FALSE),\"\")))))","v":0},0,0,0,0,0,0,0,0,0,0,0,"","","",0,0,0,{"$f":"IF(AND($C144=\"Early Retirement\",$J144<>\"\",$S144<>\"\",$U144<>\"\"),$CH144,IF(AND(OR($AB144=\"DX AC Air Cooled\",$AB144=\"DX HP Air Cooled\"),OR(AND($AJ144=\"Btu/hr\",$AI144<65000),AND($AJ144=\"Tons\",$AI144<65000/12000)),$AC144=\"Split\",$AO144>=15.2),MAX(Baselines!$CF137,12/9.8),Baselines!$CF137))","v":0},{"$f":"IF(AND($C144=\"Early Retirement\",$J144<>\"\",$S144<>\"\",$U144<>\"\"),$CI144,Baselines!$CG137)","v":0},{"$f":"Baselines!$CH137","v":"kW/ton"},"",{"$f":"IF(AND($C144=\"Early Retirement\",$J144<>\"\",$S144<>\"\",$U144<>\"\"),$CJ144,IF(AND(Baselines!$CI137=0,OR($CU144=\"DX HP\",$CU144=\"PTHP\")),$BH144,Baselines!$CI137))","v":0},"COP",{"$f":"IF(OR($C144=\"Replace-on-Burnout\",$C144=\"New Construction\"),$DC144,IF($CE144=\"\",\"\",IF(OR($CE144=\"DX HP\",$CE144=\"PTHP\"),VLOOKUP($D144,'Factor Tables'!$B$89:$M$105,MATCH(CONCATENATE($CE144,\" Clg\"),'Factor Tables'!$B$88:$M$88,0),FALSE),VLOOKUP($D144,'Factor Tables'!$B$89:$M$105,MATCH($CE144,'Factor Tables'!$B$88:$M$88,0),FALSE))))","v":""},{"$f":"IF(OR($C144=\"Replace-on-Burnout\",$C144=\"New Construction\"),$DD144,IF($CE144=\"\",\"\",IF($CE144=\"DX HP\",VLOOKUP($D144,'Factor Tables'!$B$89:$M$105,MATCH(\"DX HP Htg\",'Factor Tables'!$B$88:$M$88,0),FALSE),0)))","v":""},{"$f":"IF(OR($C144=\"Replace-on-Burnout\",$C144=\"New Construction\"),$DE144,IF($CE144=\"\",\"\",IF($CE144=\"DX HP\",VLOOKUP($D144,'Factor Tables'!$N$89:$Y$105,MATCH(\"DX HP Clg\",'Factor Tables'!$N$88:$Y$88,0),FALSE),IF($CE144=\"PTHP\",VLOOKUP($D144,'Factor Tables'!$N$89:$Y$105,MATCH(\"PTHP Clg\",'Factor Tables'!$N$88:$Y$88,0),FALSE),IF(AND($CE144<>\"DX HP\",$CE144<>\"PTHP\"),VLOOKUP($D144,'Factor Tables'!$N$89:$Y$105,MATCH($CE144,'Factor Tables'!$N$88:$Y$88,0),FALSE),\"\")))))","v":""},{"$f":"IF(OR($C144=\"Replace-on-Burnout\",$C144=\"New Construction\",$CU144=\"DX HP\",$CU144=\"PTHP\"),$DF144,IF($CE144=\"\",\"\",IF($CE144=\"DX HP\",VLOOKUP($D144,'Factor Tables'!$N$89:$Y$105,MATCH(\"DX HP Htg\",'Factor Tables'!$N$88:$Y$88,0),FALSE),IF($CE144=\"PTHP\",VLOOKUP($D144,'Factor Tables'!$N$89:$Y$105,MATCH(\"PTHP Htg\",'Factor Tables'!$N$88:$Y$88,0),FALSE),0))))","v":""},"","",0,0,"kW/ton","",0,"COP",{"$f":"IF($CU144=\"\",\"\",IF(OR($CU144=\"DX HP\",$CU144=\"VRF HP\",$CU144=\"PTHP\"),VLOOKUP($D144,'Factor Tables'!$B$89:$M$105,MATCH(CONCATENATE($CU144,\" Clg\"),'Factor Tables'!$B$88:$M$88,0),FALSE),VLOOKUP($D144,'Factor Tables'!$B$89:$M$105,MATCH($CU144,'Factor Tables'!$B$88:$M$88,0),FALSE)))","v":""},{"$f":"IF($CU144=\"\",\"\",IF(OR($CU144=\"DX HP\",$CU144=\"VRF HP\",$CU144=\"PTHP\"),VLOOKUP($D144,'Factor Tables'!$B$89:$M$105,MATCH(CONCATENATE($CU144,\" Htg\"),'Factor Tables'!$B$88:$M$88,0),FALSE),0))","v":""},{"$f":"IF($CU144=\"\",\"\",IF(OR($CU144=\"DX HP\",$CU144=\"VRF HP\",$CU144=\"PTHP\"),VLOOKUP($D144,'Factor Tables'!$N$89:$Y$105,MATCH(CONCATENATE($CU144,\" Clg\"),'Factor Tables'!$N$88:$Y$88,0),FALSE),VLOOKUP($D144,'Factor Tables'!$N$89:$Y$105,MATCH($CU144,'Factor Tables'!$N$88:$Y$88,0),FALSE)))","v":""},{"$f":"IF($CU144=\"\",\"\",IF(OR($CU144=\"DX HP\",$CU144=\"VRF HP\",$CU144=\"PTHP\"),VLOOKUP($D144,'Factor Tables'!$N$89:$Y$105,MATCH(CONCATENATE($CU144,\" Htg\"),'Factor Tables'!$N$88:$Y$88,0),FALSE),0))","v":""},{"$f":"IF($AB144=\"\",0,VLOOKUP($AB144,'Utility Admin'!$E:$G,2,FALSE))","v":0},{"$f":"IF($AB144=\"\",0,VLOOKUP($AB144,'Utility Admin'!$E:$G,3,FALSE))","v":0},{"$f":"IFERROR(IF(ABS(Summary!$F$12)<=ABS(Summary!$E$12)*'Utility Admin'!$I$5,$BA144*$DG144+$BB144*$DH144,$BA144*$DG144+$BA144*'Utility Admin'!$I$5*$DH144),0)","v":0},null,"Summer",null,null,null,null,null,null,null,null,null,null,{"$f":"IF(OR('Project Info'!$C$10=\"\",$C144=\"\",$D144=\"\"),\"\",VLOOKUP($D144,$DX$9:$EA$32,MATCH($C144,$DX$9:$EA$9,0),FALSE))","v":""},null,null,null,null,null,null,"ERROR: Contact Program Manager. Post Capacity/Unit x Post # of Units must be within +/- 20% of Pre Capacity/Unit x Pre # of Units."]
[null,136,"","",null,null,null,null,null,null,null,null,null,null,null,null,null,null,null,null,null,null,null,null,null,null,null,null,null,"A",null,null,null,null,null,null,null,null,null,null,null,null,null,null,0,0,0,0,0,0,999999999,"",0,0,{"$f":"IFERROR(IF($DI$261>'Utility Admin'!$H$5,$BB145/$BB$5*$BC$261,$DI145),0)","v":0},"","",{"$f":"IF(AND(OR($AB145=\"DX AC Air Cooled\",$AB145=\"DX HP Air Cooled\"),OR(AND($AJ145=\"Btu/hr\",$AI145<65000),AND($AJ145=\"Tons\",$AI145<65000/12000)),$AC145=\"Split\",$AO145>=15.2),MAX(Baselines!$CF389,12/9.8),Baselines!$CF389)","v":0},{"$f":"Baselines!$CG389","v":0},{"$f":"Baselines!$CI389","v":0},0,0,0,0,0,0,0,0,0,0,{"$f":"IF(OR($C145<>\"Early Retirement\",$J145=\"\"),0,IF(OR($I145=\"DX AC Air Cooled\",$I145=\"DX HP Air Cooled\"),VLOOKUP($J145,'Early Retirement'!$CI$6:$CM$32,2,FALSE),IF(OR($I145=\"PTAC\",$I145=\"PTHP\"),VLOOKUP($J145,'Early Retirement'!$CI$6:$CM$32,3,FALSE),IF(AND(OR($I145=\"Air Cooled Chiller\",$I145=\"Water Cooled Chiller\"),$L145<>\"Centrifugal\"),VLOOKUP($J145,'Early Retirement'!$CI$6:$CM$32,4,FALSE),IF(AND(OR($I145=\"Air Cooled Chiller\",$I145=\"Water Cooled Chiller\"),$L145=\"Centrifugal\"),VLOOKUP($J145,'Early Retirement'!$CI$6:$CM$32,5,FALSE),\"\")))))","v":0},0,0,0,0,0,0,0,0,0,0,0,"","","",0,0,0,{"$f":"IF(AND($C145=\"Early Retirement\",$J145<>\"\",$S145<>\"\",$U145<>\"\"),$CH145,IF(AND(OR($AB145=\"DX AC Air Cooled\",$AB145=\"DX HP Air Cooled\"),OR(AND($AJ145=\"Btu/hr\",$AI145<65000),AND($AJ145=\"Tons\",$AI145<65000/12000)),$AC145=\"Split\",$AO145>=15.2),MAX(Baselines!$CF138,12/9.8),Baselines!$CF138))","v":0},{"$f":"IF(AND($C145=\"Early Retirement\",$J145<>\"\",$S145<>\"\",$U145<>\"\"),$CI145,Baselines!$CG138)","v":0},{"$f":"Baselines!$CH138","v":"kW/ton"},"",{"$f":"IF(AND($C145=\"Early Retirement\",$J145<>\"\",$S145<>\"\",$U145<>\"\"),$CJ145,IF(AND(Baselines!$CI138=0,OR($CU145=\"DX HP\",$CU145=\"PTHP\")),$BH145,Baselines!$CI138))","v":0},"COP",{"$f":"IF(OR($C145=\"Replace-on-Burnout\",$C145=\"New Construction\"),$DC145,IF($CE145=\"\",\"\",IF(OR($CE145=\"DX HP\",$CE145=\"PTHP\"),VLOOKUP($D145,'Factor Tables'!$B$89:$M$105,MATCH(CONCATENATE($CE145,\" Clg\"),'Factor Tables'!$B$88:$M$88,0),FALSE),VLOOKUP($D145,'Factor Tables'!$B$89:$M$105,MATCH($CE145,'Factor Tables'!$B$88:$M$88,0),FALSE))))","v":""},{"$f":"IF(OR($C145=\"Replace-on-Burnout\",$C145=\"New Construction\"),$DD145,IF($CE145=\"\",\"\",IF($CE145=\"DX HP\",VLOOKUP($D145,'Factor Tables'!$B$89:$M$105,MATCH(\"DX HP Htg\",'Factor Tables'!$B$88:$M$88,0),FALSE),0)))","v":""},{"$f":"IF(OR($C145=\"Replace-on-Burnout\",$C145=\"New Construction\"),$DE145,IF($CE145=\"\",\"\",IF($CE145=\"DX HP\",VLOOKUP($D145,'Factor Tables'!$N$89:$Y$105,MATCH(\"DX HP Clg\",'Factor Tables'!$N$88:$Y$88,0),FALSE),IF($CE145=\"PTHP\",VLOOKUP($D145,'Factor Tables'!$N$89:$Y$105,MATCH(\"PTHP Clg\",'Factor Tables'!$N$88:$Y$88,0),FALSE),IF(AND($CE145<>\"DX HP\",$CE145<>\"PTHP\"),VLOOKUP($D145,'Factor Tables'!$N$89:$Y$105,MATCH($CE145,'Factor Tables'!$N$88:$Y$88,0),FALSE),\"\")))))","v":""},{"$f":"IF(OR($C145=\"Replace-on-Burnout\",$C145=\"New Construction\",$CU145=\"DX HP\",$CU145=\"PTHP\"),$DF145,IF($CE145=\"\",\"\",IF($CE145=\"DX HP\",VLOOKUP($D145,'Factor Tables'!$N$89:$Y$105,MATCH(\"DX HP Htg\",'Factor Tables'!$N$88:$Y$88,0),FALSE),IF($CE145=\"PTHP\",VLOOKUP($D145,'Factor Tables'!$N$89:$Y$105,MATCH(\"PTHP Htg\",'Factor Tables'!$N$88:$Y$88,0),FALSE),0))))","v":""},"","",0,0,"kW/ton","",0,"COP",{"$f":"IF($CU145=\"\",\"\",IF(OR($CU145=\"DX HP\",$CU145=\"VRF HP\",$CU145=\"PTHP\"),VLOOKUP($D145,'Factor Tables'!$B$89:$M$105,MATCH(CONCATENATE($CU145,\" Clg\"),'Factor Tables'!$B$88:$M$88,0),FALSE),VLOOKUP($D145,'Factor Tables'!$B$89:$M$105,MATCH($CU145,'Factor Tables'!$B$88:$M$88,0),FALSE)))","v":""},{"$f":"IF($CU145=\"\",\"\",IF(OR($CU145=\"DX HP\",$CU145=\"VRF HP\",$CU145=\"PTHP\"),VLOOKUP($D145,'Factor Tables'!$B$89:$M$105,MATCH(CONCATENATE($CU145,\" Htg\"),'Factor Tables'!$B$88:$M$88,0),FALSE),0))","v":""},{"$f":"IF($CU145=\"\",\"\",IF(OR($CU145=\"DX HP\",$CU145=\"VRF HP\",$CU145=\"PTHP\"),VLOOKUP($D145,'Factor Tables'!$N$89:$Y$105,MATCH(CONCATENATE($CU145,\" Clg\"),'Factor Tables'!$N$88:$Y$88,0),FALSE),VLOOKUP($D145,'Factor Tables'!$N$89:$Y$105,MATCH($CU145,'Factor Tables'!$N$88:$Y$88,0),FALSE)))","v":""},{"$f":"IF($CU145=\"\",\"\",IF(OR($CU145=\"DX HP\",$CU145=\"VRF HP\",$CU145=\"PTHP\"),VLOOKUP($D145,'Factor Tables'!$N$89:$Y$105,MATCH(CONCATENATE($CU145,\" Htg\"),'Factor Tables'!$N$88:$Y$88,0),FALSE),0))","v":""},{"$f":"IF($AB145=\"\",0,VLOOKUP($AB145,'Utility Admin'!$E:$G,2,FALSE))","v":0},{"$f":"IF($AB145=\"\",0,VLOOKUP($AB145,'Utility Admin'!$E:$G,3,FALSE))","v":0},{"$f":"IFERROR(IF(ABS(Summary!$F$12)<=ABS(Summary!$E$12)*'Utility Admin'!$I$5,$BA145*$DG145+$BB145*$DH145,$BA145*$DG145+$BA145*'Utility Admin'!$I$5*$DH145),0)","v":0},null,"Summer",null,null,null,null,null,null,null,null,null,null,{"$f":"IF(OR('Project Info'!$C$10=\"\",$C145=\"\",$D145=\"\"),\"\",VLOOKUP($D145,$DX$9:$EA$32,MATCH($C145,$DX$9:$EA$9,0),FALSE))","v":""},null,null,null,null,null,null,"ERROR: Contact Program Manager. Post Capacity/Unit x Post # of Units must be within +/- 20% of Pre Capacity/Unit x Pre # of Units."]
[null,137,"","",null,null,null,null,null,null,null,null,null,null,null,null,null,null,null,null,null,null,null,null,null,null,null,null,null,"A",null,null,null,null,null,null,null,null,null,null,null,null,null,null,0,0,0,0,0,0,999999999,"",0,0,{"$f":"IFERROR(IF($DI$261>'Utility Admin'!$H$5,$BB146/$BB$5*$BC$261,$DI146),0)","v":0},"","",{"$f":"IF(AND(OR($AB146=\"DX AC Air Cooled\",$AB146=\"DX HP Air Cooled\"),OR(AND($AJ146=\"Btu/hr\",$AI146<65000),AND($AJ146=\"Tons\",$AI146<65000/12000)),$AC146=\"Split\",$AO146>=15.2),MAX(Baselines!$CF390,12/9.8),Baselines!$CF390)","v":0},{"$f":"Baselines!$CG390","v":0},{"$f":"Baselines!$CI390","v":0},0,0,0,0,0,0,0,0,0,0,{"$f":"IF(OR($C146<>\"Early Retirement\",$J146=\"\"),0,IF(OR($I146=\"DX AC Air Cooled\",$I146=\"DX HP Air Cooled\"),VLOOKUP($J146,'Early Retirement'!$CI$6:$CM$32,2,FALSE),IF(OR($I146=\"PTAC\",$I146=\"PTHP\"),VLOOKUP($J146,'Early Retirement'!$CI$6:$CM$32,3,FALSE),IF(AND(OR($I146=\"Air Cooled Chiller\",$I146=\"Water Cooled Chiller\"),$L146<>\"Centrifugal\"),VLOOKUP($J146,'Early Retirement'!$CI$6:$CM$32,4,FALSE),IF(AND(OR($I146=\"Air Cooled Chiller\",$I146=\"Water Cooled Chiller\"),$L146=\"Centrifugal\"),VLOOKUP($J146,'Early Retirement'!$CI$6:$CM$32,5,FALSE),\"\")))))","v":0},0,0,0,0,0,0,0,0,0,0,0,"","","",0,0,0,{"$f":"IF(AND($C146=\"Early Retirement\",$J146<>\"\",$S146<>\"\",$U146<>\"\"),$CH146,IF(AND(OR($AB146=\"DX AC Air Cooled\",$AB146=\"DX HP Air Cooled\"),OR(AND($AJ146=\"Btu/hr\",$AI146<65000),AND($AJ146=\"Tons\",$AI146<65000/12000)),$AC146=\"Split\",$AO146>=15.2),MAX(Baselines!$CF139,12/9.8),Baselines!$CF139))","v":0},{"$f":"IF(AND($C146=\"Early Retirement\",$J146<>\"\",$S146<>\"\",$U146<>\"\"),$CI146,Baselines!$CG139)","v":0},{"$f":"Baselines!$CH139","v":"kW/ton"},"",{"$f":"IF(AND($C146=\"Early Retirement\",$J146<>\"\",$S146<>\"\",$U146<>\"\"),$CJ146,IF(AND(Baselines!$CI139=0,OR($CU146=\"DX HP\",$CU146=\"PTHP\")),$BH146,Baselines!$CI139))","v":0},"COP",{"$f":"IF(OR($C146=\"Replace-on-Burnout\",$C146=\"New Construction\"),$DC146,IF($CE146=\"\",\"\",IF(OR($CE146=\"DX HP\",$CE146=\"PTHP\"),VLOOKUP($D146,'Factor Tables'!$B$89:$M$105,MATCH(CONCATENATE($CE146,\" Clg\"),'Factor Tables'!$B$88:$M$88,0),FALSE),VLOOKUP($D146,'Factor Tables'!$B$89:$M$105,MATCH($CE146,'Factor Tables'!$B$88:$M$88,0),FALSE))))","v":""},{"$f":"IF(OR($C146=\"Replace-on-Burnout\",$C146=\"New Construction\"),$DD146,IF($CE146=\"\",\"\",IF($CE146=\"DX HP\",VLOOKUP($D146,'Factor Tables'!$B$89:$M$105,MATCH(\"DX HP Htg\",'Factor Tables'!$B$88:$M$88,0),FALSE),0)))","v":""},{"$f":"IF(OR($C146=\"Replace-on-Burnout\",$C146=\"New Construction\"),$DE146,IF($CE146=\"\",\"\",IF($CE146=\"DX HP\",VLOOKUP($D146,'Factor Tables'!$N$89:$Y$105,MATCH(\"DX HP Clg\",'Factor Tables'!$N$88:$Y$88,0),FALSE),IF($CE146=\"PTHP\",VLOOKUP($D146,'Factor Tables'!$N$89:$Y$105,MATCH(\"PTHP Clg\",'Factor Tables'!$N$88:$Y$88,0),FALSE),IF(AND($CE146<>\"DX HP\",$CE146<>\"PTHP\"),VLOOKUP($D146,'Factor Tables'!$N$89:$Y$105,MATCH($CE146,'Factor Tables'!$N$88:$Y$88,0),FALSE),\"\")))))","v":""},{"$f":"IF(OR($C146=\"Replace-on-Burnout\",$C146=\"New Construction\",$CU146=\"DX HP\",$CU146=\"PTHP\"),$DF146,IF($CE146=\"\",\"\",IF($CE146=\"DX HP\",VLOOKUP($D146,'Factor Tables'!$N$89:$Y$105,MATCH(\"DX HP Htg\",'Factor Tables'!$N$88:$Y$88,0),FALSE),IF($CE146=\"PTHP\",VLOOKUP($D146,'Factor Tables'!$N$89:$Y$105,MATCH(\"PTHP Htg\",'Factor Tables'!$N$88:$Y$88,0),FALSE),0))))","v":""},"","",0,0,"kW/ton","",0,"COP",{"$f":"IF($CU146=\"\",\"\",IF(OR($CU146=\"DX HP\",$CU146=\"VRF HP\",$CU146=\"PTHP\"),VLOOKUP($D146,'Factor Tables'!$B$89:$M$105,MATCH(CONCATENATE($CU146,\" Clg\"),'Factor Tables'!$B$88:$M$88,0),FALSE),VLOOKUP($D146,'Factor Tables'!$B$89:$M$105,MATCH($CU146,'Factor Tables'!$B$88:$M$88,0),FALSE)))","v":""},{"$f":"IF($CU146=\"\",\"\",IF(OR($CU146=\"DX HP\",$CU146=\"VRF HP\",$CU146=\"PTHP\"),VLOOKUP($D146,'Factor Tables'!$B$89:$M$105,MATCH(CONCATENATE($CU146,\" Htg\"),'Factor Tables'!$B$88:$M$88,0),FALSE),0))","v":""},{"$f":"IF($CU146=\"\",\"\",IF(OR($CU146=\"DX HP\",$CU146=\"VRF HP\",$CU146=\"PTHP\"),VLOOKUP($D146,'Factor Tables'!$N$89:$Y$105,MATCH(CONCATENATE($CU146,\" Clg\"),'Factor Tables'!$N$88:$Y$88,0),FALSE),VLOOKUP($D146,'Factor Tables'!$N$89:$Y$105,MATCH($CU146,'Factor Tables'!$N$88:$Y$88,0),FALSE)))","v":""},{"$f":"IF($CU146=\"\",\"\",IF(OR($CU146=\"DX HP\",$CU146=\"VRF HP\",$CU146=\"PTHP\"),VLOOKUP($D146,'Factor Tables'!$N$89:$Y$105,MATCH(CONCATENATE($CU146,\" Htg\"),'Factor Tables'!$N$88:$Y$88,0),FALSE),0))","v":""},{"$f":"IF($AB146=\"\",0,VLOOKUP($AB146,'Utility Admin'!$E:$G,2,FALSE))","v":0},{"$f":"IF($AB146=\"\",0,VLOOKUP($AB146,'Utility Admin'!$E:$G,3,FALSE))","v":0},{"$f":"IFERROR(IF(ABS(Summary!$F$12)<=ABS(Summary!$E$12)*'Utility Admin'!$I$5,$BA146*$DG146+$BB146*$DH146,$BA146*$DG146+$BA146*'Utility Admin'!$I$5*$DH146),0)","v":0},null,"Summer",null,null,null,null,null,null,null,null,null,null,{"$f":"IF(OR('Project Info'!$C$10=\"\",$C146=\"\",$D146=\"\"),\"\",VLOOKUP($D146,$DX$9:$EA$32,MATCH($C146,$DX$9:$EA$9,0),FALSE))","v":""},null,null,null,null,null,null,"ERROR: Contact Program Manager. Post Capacity/Unit x Post # of Units must be within +/- 20% of Pre Capacity/Unit x Pre # of Units."]
[null,138,"","",null,null,null,null,null,null,null,null,null,null,null,null,null,null,null,null,null,null,null,null,null,null,null,null,null,"A",null,null,null,null,null,null,null,null,null,null,null,null,null,null,0,0,0,0,0,0,999999999,"",0,0,{"$f":"IFERROR(IF($DI$261>'Utility Admin'!$H$5,$BB147/$BB$5*$BC$261,$DI147),0)","v":0},"","",{"$f":"IF(AND(OR($AB147=\"DX AC Air Cooled\",$AB147=\"DX HP Air Cooled\"),OR(AND($AJ147=\"Btu/hr\",$AI147<65000),AND($AJ147=\"Tons\",$AI147<65000/12000)),$AC147=\"Split\",$AO147>=15.2),MAX(Baselines!$CF391,12/9.8),Baselines!$CF391)","v":0},{"$f":"Baselines!$CG391","v":0},{"$f":"Baselines!$CI391","v":0},0,0,0,0,0,0,0,0,0,0,{"$f":"IF(OR($C147<>\"Early Retirement\",$J147=\"\"),0,IF(OR($I147=\"DX AC Air Cooled\",$I147=\"DX HP Air Cooled\"),VLOOKUP($J147,'Early Retirement'!$CI$6:$CM$32,2,FALSE),IF(OR($I147=\"PTAC\",$I147=\"PTHP\"),VLOOKUP($J147,'Early Retirement'!$CI$6:$CM$32,3,FALSE),IF(AND(OR($I147=\"Air Cooled Chiller\",$I147=\"Water Cooled Chiller\"),$L147<>\"Centrifugal\"),VLOOKUP($J147,'Early Retirement'!$CI$6:$CM$32,4,FALSE),IF(AND(OR($I147=\"Air Cooled Chiller\",$I147=\"Water Cooled Chiller\"),$L147=\"Centrifugal\"),VLOOKUP($J147,'Early Retirement'!$CI$6:$CM$32,5,FALSE),\"\")))))","v":0},0,0,0,0,0,0,0,0,0,0,0,"","","",0,0,0,{"$f":"IF(AND($C147=\"Early Retirement\",$J147<>\"\",$S147<>\"\",$U147<>\"\"),$CH147,IF(AND(OR($AB147=\"DX AC Air Cooled\",$AB147=\"DX HP Air Cooled\"),OR(AND($AJ147=\"Btu/hr\",$AI147<65000),AND($AJ147=\"Tons\",$AI147<65000/12000)),$AC147=\"Split\",$AO147>=15.2),MAX(Baselines!$CF140,12/9.8),Baselines!$CF140))","v":0},{"$f":"IF(AND($C147=\"Early Retirement\",$J147<>\"\",$S147<>\"\",$U147<>\"\"),$CI147,Baselines!$CG140)","v":0},{"$f":"Baselines!$CH140","v":"kW/ton"},"",{"$f":"IF(AND($C147=\"Early Retirement\",$J147<>\"\",$S147<>\"\",$U147<>\"\"),$CJ147,IF(AND(Baselines!$CI140=0,OR($CU147=\"DX HP\",$CU147=\"PTHP\")),$BH147,Baselines!$CI140))","v":0},"COP",{"$f":"IF(OR($C147=\"Replace-on-Burnout\",$C147=\"New Construction\"),$DC147,IF($CE147=\"\",\"\",IF(OR($CE147=\"DX HP\",$CE147=\"PTHP\"),VLOOKUP($D147,'Factor Tables'!$B$89:$M$105,MATCH(CONCATENATE($CE147,\" Clg\"),'Factor Tables'!$B$88:$M$88,0),FALSE),VLOOKUP($D147,'Factor Tables'!$B$89:$M$105,MATCH($CE147,'Factor Tables'!$B$88:$M$88,0),FALSE))))","v":""},{"$f":"IF(OR($C147=\"Replace-on-Burnout\",$C147=\"New Construction\"),$DD147,IF($CE147=\"\",\"\",IF($CE147=\"DX HP\",VLOOKUP($D147,'Factor Tables'!$B$89:$M$105,MATCH(\"DX HP Htg\",'Factor Tables'!$B$88:$M$88,0),FALSE),0)))","v":""},{"$f":"IF(OR($C147=\"Replace-on-Burnout\",$C147=\"New Construction\"),$DE147,IF($CE147=\"\",\"\",IF($CE147=\"DX HP\",VLOOKUP($D147,'Factor Tables'!$N$89:$Y$105,MATCH(\"DX HP Clg\",'Factor Tables'!$N$88:$Y$88,0),FALSE),IF($CE147=\"PTHP\",VLOOKUP($D147,'Factor Tables'!$N$89:$Y$105,MATCH(\"PTHP Clg\",'Factor Tables'!$N$88:$Y$88,0),FALSE),IF(AND($CE147<>\"DX HP\",$CE147<>\"PTHP\"),VLOOKUP($D147,'Factor Tables'!$N$89:$Y$105,MATCH($CE147,'Factor Tables'!$N$88:$Y$88,0),FALSE),\"\")))))","v":""},{"$f":"IF(OR($C147=\"Replace-on-Burnout\",$C147=\"New Construction\",$CU147=\"DX HP\",$CU147=\"PTHP\"),$DF147,IF($CE147=\"\",\"\",IF($CE147=\"DX HP\",VLOOKUP($D147,'Factor Tables'!$N$89:$Y$105,MATCH(\"DX HP Htg\",'Factor Tables'!$N$88:$Y$88,0),FALSE),IF($CE147=\"PTHP\",VLOOKUP($D147,'Factor Tables'!$N$89:$Y$105,MATCH(\"PTHP Htg\",'Factor Tables'!$N$88:$Y$88,0),FALSE),0))))","v":""},"","",0,0,"kW/ton","",0,"COP",{"$f":"IF($CU147=\"\",\"\",IF(OR($CU147=\"DX HP\",$CU147=\"VRF HP\",$CU147=\"PTHP\"),VLOOKUP($D147,'Factor Tables'!$B$89:$M$105,MATCH(CONCATENATE($CU147,\" Clg\"),'Factor Tables'!$B$88:$M$88,0),FALSE),VLOOKUP($D147,'Factor Tables'!$B$89:$M$105,MATCH($CU147,'Factor Tables'!$B$88:$M$88,0),FALSE)))","v":""},{"$f":"IF($CU147=\"\",\"\",IF(OR($CU147=\"DX HP\",$CU147=\"VRF HP\",$CU147=\"PTHP\"),VLOOKUP($D147,'Factor Tables'!$B$89:$M$105,MATCH(CONCATENATE($CU147,\" Htg\"),'Factor Tables'!$B$88:$M$88,0),FALSE),0))","v":""},{"$f":"IF($CU147=\"\",\"\",IF(OR($CU147=\"DX HP\",$CU147=\"VRF HP\",$CU147=\"PTHP\"),VLOOKUP($D147,'Factor Tables'!$N$89:$Y$105,MATCH(CONCATENATE($CU147,\" Clg\"),'Factor Tables'!$N$88:$Y$88,0),FALSE),VLOOKUP($D147,'Factor Tables'!$N$89:$Y$105,MATCH($CU147,'Factor Tables'!$N$88:$Y$88,0),FALSE)))","v":""},{"$f":"IF($CU147=\"\",\"\",IF(OR($CU147=\"DX HP\",$CU147=\"VRF HP\",$CU147=\"PTHP\"),VLOOKUP($D147,'Factor Tables'!$N$89:$Y$105,MATCH(CONCATENATE($CU147,\" Htg\"),'Factor Tables'!$N$88:$Y$88,0),FALSE),0))","v":""},{"$f":"IF($AB147=\"\",0,VLOOKUP($AB147,'Utility Admin'!$E:$G,2,FALSE))","v":0},{"$f":"IF($AB147=\"\",0,VLOOKUP($AB147,'Utility Admin'!$E:$G,3,FALSE))","v":0},{"$f":"IFERROR(IF(ABS(Summary!$F$12)<=ABS(Summary!$E$12)*'Utility Admin'!$I$5,$BA147*$DG147+$BB147*$DH147,$BA147*$DG147+$BA147*'Utility Admin'!$I$5*$DH147),0)","v":0},null,"Summer",null,null,null,null,null,null,null,null,null,null,{"$f":"IF(OR('Project Info'!$C$10=\"\",$C147=\"\",$D147=\"\"),\"\",VLOOKUP($D147,$DX$9:$EA$32,MATCH($C147,$DX$9:$EA$9,0),FALSE))","v":""},null,null,null,null,null,null,"ERROR: Contact Program Manager. Post Capacity/Unit x Post # of Units must be within +/- 20% of Pre Capacity/Unit x Pre # of Units."]
[null,139,"","",null,null,null,null,null,null,null,null,null,null,null,null,null,null,null,null,null,null,null,null,null,null,null,null,null,"A",null,null,null,null,null,null,null,null,null,null,null,null,null,null,0,0,0,0,0,0,999999999,"",0,0,{"$f":"IFERROR(IF($DI$261>'Utility Admin'!$H$5,$BB148/$BB$5*$BC$261,$DI148),0)","v":0},"","",{"$f":"IF(AND(OR($AB148=\"DX AC Air Cooled\",$AB148=\"DX HP Air Cooled\"),OR(AND($AJ148=\"Btu/hr\",$AI148<65000),AND($AJ148=\"Tons\",$AI148<65000/12000)),$AC148=\"Split\",$AO148>=15.2),MAX(Baselines!$CF392,12/9.8),Baselines!$CF392)","v":0},{"$f":"Baselines!$CG392","v":0},{"$f":"Baselines!$CI392","v":0},0,0,0,0,0,0,0,0,0,0,{"$f":"IF(OR($C148<>\"Early Retirement\",$J148=\"\"),0,IF(OR($I148=\"DX AC Air Cooled\",$I148=\"DX HP Air Cooled\"),VLOOKUP($J148,'Early Retirement'!$CI$6:$CM$32,2,FALSE),IF(OR($I148=\"PTAC\",$I148=\"PTHP\"),VLOOKUP($J148,'Early Retirement'!$CI$6:$CM$32,3,FALSE),IF(AND(OR($I148=\"Air Cooled Chiller\",$I148=\"Water Cooled Chiller\"),$L148<>\"Centrifugal\"),VLOOKUP($J148,'Early Retirement'!$CI$6:$CM$32,4,FALSE),IF(AND(OR($I148=\"Air Cooled Chiller\",$I148=\"Water Cooled Chiller\"),$L148=\"Centrifugal\"),VLOOKUP($J148,'Early Retirement'!$CI$6:$CM$32,5,FALSE),\"\")))))","v":0},0,0,0,0,0,0,0,0,0,0,0,"","","",0,0,0,{"$f":"IF(AND($C148=\"Early Retirement\",$J148<>\"\",$S148<>\"\",$U148<>\"\"),$CH148,IF(AND(OR($AB148=\"DX AC Air Cooled\",$AB148=\"DX HP Air Cooled\"),OR(AND($AJ148=\"Btu/hr\",$AI148<65000),AND($AJ148=\"Tons\",$AI148<65000/12000)),$AC148=\"Split\",$AO148>=15.2),MAX(Baselines!$CF141,12/9.8),Baselines!$CF141))","v":0},{"$f":"IF(AND($C148=\"Early Retirement\",$J148<>\"\",$S148<>\"\",$U148<>\"\"),$CI148,Baselines!$CG141)","v":0},{"$f":"Baselines!$CH141","v":"kW/ton"},"",{"$f":"IF(AND($C148=\"Early Retirement\",$J148<>\"\",$S148<>\"\",$U148<>\"\"),$CJ148,IF(AND(Baselines!$CI141=0,OR($CU148=\"DX HP\",$CU148=\"PTHP\")),$BH148,Baselines!$CI141))","v":0},"COP",{"$f":"IF(OR($C148=\"Replace-on-Burnout\",$C148=\"New Construction\"),$DC148,IF($CE148=\"\",\"\",IF(OR($CE148=\"DX HP\",$CE148=\"PTHP\"),VLOOKUP($D148,'Factor Tables'!$B$89:$M$105,MATCH(CONCATENATE($CE148,\" Clg\"),'Factor Tables'!$B$88:$M$88,0),FALSE),VLOOKUP($D148,'Factor Tables'!$B$89:$M$105,MATCH($CE148,'Factor Tables'!$B$88:$M$88,0),FALSE))))","v":""},{"$f":"IF(OR($C148=\"Replace-on-Burnout\",$C148=\"New Construction\"),$DD148,IF($CE148=\"\",\"\",IF($CE148=\"DX HP\",VLOOKUP($D148,'Factor Tables'!$B$89:$M$105,MATCH(\"DX HP Htg\",'Factor Tables'!$B$88:$M$88,0),FALSE),0)))","v":""},{"$f":"IF(OR($C148=\"Replace-on-Burnout\",$C148=\"New Construction\"),$DE148,IF($CE148=\"\",\"\",IF($CE148=\"DX HP\",VLOOKUP($D148,'Factor Tables'!$N$89:$Y$105,MATCH(\"DX HP Clg\",'Factor Tables'!$N$88:$Y$88,0),FALSE),IF($CE148=\"PTHP\",VLOOKUP($D148,'Factor Tables'!$N$89:$Y$105,MATCH(\"PTHP Clg\",'Factor Tables'!$N$88:$Y$88,0),FALSE),IF(AND($CE148<>\"DX HP\",$CE148<>\"PTHP\"),VLOOKUP($D148,'Factor Tables'!$N$89:$Y$105,MATCH($CE148,'Factor Tables'!$N$88:$Y$88,0),FALSE),\"\")))))","v":""},{"$f":"IF(OR($C148=\"Replace-on-Burnout\",$C148=\"New Construction\",$CU148=\"DX HP\",$CU148=\"PTHP\"),$DF148,IF($CE148=\"\",\"\",IF($CE148=\"DX HP\",VLOOKUP($D148,'Factor Tables'!$N$89:$Y$105,MATCH(\"DX HP Htg\",'Factor Tables'!$N$88:$Y$88,0),FALSE),IF($CE148=\"PTHP\",VLOOKUP($D148,'Factor Tables'!$N$89:$Y$105,MATCH(\"PTHP Htg\",'Factor Tables'!$N$88:$Y$88,0),FALSE),0))))","v":""},"","",0,0,"kW/ton","",0,"COP",{"$f":"IF($CU148=\"\",\"\",IF(OR($CU148=\"DX HP\",$CU148=\"VRF HP\",$CU148=\"PTHP\"),VLOOKUP($D148,'Factor Tables'!$B$89:$M$105,MATCH(CONCATENATE($CU148,\" Clg\"),'Factor Tables'!$B$88:$M$88,0),FALSE),VLOOKUP($D148,'Factor Tables'!$B$89:$M$105,MATCH($CU148,'Factor Tables'!$B$88:$M$88,0),FALSE)))","v":""},{"$f":"IF($CU148=\"\",\"\",IF(OR($CU148=\"DX HP\",$CU148=\"VRF HP\",$CU148=\"PTHP\"),VLOOKUP($D148,'Factor Tables'!$B$89:$M$105,MATCH(CONCATENATE($CU148,\" Htg\"),'Factor Tables'!$B$88:$M$88,0),FALSE),0))","v":""},{"$f":"IF($CU148=\"\",\"\",IF(OR($CU148=\"DX HP\",$CU148=\"VRF HP\",$CU148=\"PTHP\"),VLOOKUP($D148,'Factor Tables'!$N$89:$Y$105,MATCH(CONCATENATE($CU148,\" Clg\"),'Factor Tables'!$N$88:$Y$88,0),FALSE),VLOOKUP($D148,'Factor Tables'!$N$89:$Y$105,MATCH($CU148,'Factor Tables'!$N$88:$Y$88,0),FALSE)))","v":""},{"$f":"IF($CU148=\"\",\"\",IF(OR($CU148=\"DX HP\",$CU148=\"VRF HP\",$CU148=\"PTHP\"),VLOOKUP($D148,'Factor Tables'!$N$89:$Y$105,MATCH(CONCATENATE($CU148,\" Htg\"),'Factor Tables'!$N$88:$Y$88,0),FALSE),0))","v":""},{"$f":"IF($AB148=\"\",0,VLOOKUP($AB148,'Utility Admin'!$E:$G,2,FALSE))","v":0},{"$f":"IF($AB148=\"\",0,VLOOKUP($AB148,'Utility Admin'!$E:$G,3,FALSE))","v":0},{"$f":"IFERROR(IF(ABS(Summary!$F$12)<=ABS(Summary!$E$12)*'Utility Admin'!$I$5,$BA148*$DG148+$BB148*$DH148,$BA148*$DG148+$BA148*'Utility Admin'!$I$5*$DH148),0)","v":0},null,"Summer",null,null,null,null,null,null,null,null,null,null,{"$f":"IF(OR('Project Info'!$C$10=\"\",$C148=\"\",$D148=\"\"),\"\",VLOOKUP($D148,$DX$9:$EA$32,MATCH($C148,$DX$9:$EA$9,0),FALSE))","v":""},null,null,null,null,null,null,"ERROR: Contact Program Manager. Post Capacity/Unit x Post # of Units must be within +/- 20% of Pre Capacity/Unit x Pre # of Units."]
[null,140,"","",null,null,null,null,null,null,null,null,null,null,null,null,null,null,null,null,null,null,null,null,null,null,null,null,null,"A",null,null,null,null,null,null,null,null,null,null,null,null,null,null,0,0,0,0,0,0,999999999,"",0,0,{"$f":"IFERROR(IF($DI$261>'Utility Admin'!$H$5,$BB149/$BB$5*$BC$261,$DI149),0)","v":0},"","",{"$f":"IF(AND(OR($AB149=\"DX AC Air Cooled\",$AB149=\"DX HP Air Cooled\"),OR(AND($AJ149=\"Btu/hr\",$AI149<65000),AND($AJ149=\"Tons\",$AI149<65000/12000)),$AC149=\"Split\",$AO149>=15.2),MAX(Baselines!$CF393,12/9.8),Baselines!$CF393)","v":0},{"$f":"Baselines!$CG393","v":0},{"$f":"Baselines!$CI393","v":0},0,0,0,0,0,0,0,0,0,0,{"$f":"IF(OR($C149<>\"Early Retirement\",$J149=\"\"),0,IF(OR($I149=\"DX AC Air Cooled\",$I149=\"DX HP Air Cooled\"),VLOOKUP($J149,'Early Retirement'!$CI$6:$CM$32,2,FALSE),IF(OR($I149=\"PTAC\",$I149=\"PTHP\"),VLOOKUP($J149,'Early Retirement'!$CI$6:$CM$32,3,FALSE),IF(AND(OR($I149=\"Air Cooled Chiller\",$I149=\"Water Cooled Chiller\"),$L149<>\"Centrifugal\"),VLOOKUP($J149,'Early Retirement'!$CI$6:$CM$32,4,FALSE),IF(AND(OR($I149=\"Air Cooled Chiller\",$I149=\"Water Cooled Chiller\"),$L149=\"Centrifugal\"),VLOOKUP($J149,'Early Retirement'!$CI$6:$CM$32,5,FALSE),\"\")))))","v":0},0,0,0,0,0,0,0,0,0,0,0,"","","",0,0,0,{"$f":"IF(AND($C149=\"Early Retirement\",$J149<>\"\",$S149<>\"\",$U149<>\"\"),$CH149,IF(AND(OR($AB149=\"DX AC Air Cooled\",$AB149=\"DX HP Air Cooled\"),OR(AND($AJ149=\"Btu/hr\",$AI149<65000),AND($AJ149=\"Tons\",$AI149<65000/12000)),$AC149=\"Split\",$AO149>=15.2),MAX(Baselines!$CF142,12/9.8),Baselines!$CF142))","v":0},{"$f":"IF(AND($C149=\"Early Retirement\",$J149<>\"\",$S149<>\"\",$U149<>\"\"),$CI149,Baselines!$CG142)","v":0},{"$f":"Baselines!$CH142","v":"kW/ton"},"",{"$f":"IF(AND($C149=\"Early Retirement\",$J149<>\"\",$S149<>\"\",$U149<>\"\"),$CJ149,IF(AND(Baselines!$CI142=0,OR($CU149=\"DX HP\",$CU149=\"PTHP\")),$BH149,Baselines!$CI142))","v":0},"COP",{"$f":"IF(OR($C149=\"Replace-on-Burnout\",$C149=\"New Construction\"),$DC149,IF($CE149=\"\",\"\",IF(OR($CE149=\"DX HP\",$CE149=\"PTHP\"),VLOOKUP($D149,'Factor Tables'!$B$89:$M$105,MATCH(CONCATENATE($CE149,\" Clg\"),'Factor Tables'!$B$88:$M$88,0),FALSE),VLOOKUP($D149,'Factor Tables'!$B$89:$M$105,MATCH($CE149,'Factor Tables'!$B$88:$M$88,0),FALSE))))","v":""},{"$f":"IF(OR($C149=\"Replace-on-Burnout\",$C149=\"New Construction\"),$DD149,IF($CE149=\"\",\"\",IF($CE149=\"DX HP\",VLOOKUP($D149,'Factor Tables'!$B$89:$M$105,MATCH(\"DX HP Htg\",'Factor Tables'!$B$88:$M$88,0),FALSE),0)))","v":""},{"$f":"IF(OR($C149=\"Replace-on-Burnout\",$C149=\"New Construction\"),$DE149,IF($CE149=\"\",\"\",IF($CE149=\"DX HP\",VLOOKUP($D149,'Factor Tables'!$N$89:$Y$105,MATCH(\"DX HP Clg\",'Factor Tables'!$N$88:$Y$88,0),FALSE),IF($CE149=\"PTHP\",VLOOKUP($D149,'Factor Tables'!$N$89:$Y$105,MATCH(\"PTHP Clg\",'Factor Tables'!$N$88:$Y$88,0),FALSE),IF(AND($CE149<>\"DX HP\",$CE149<>\"PTHP\"),VLOOKUP($D149,'Factor Tables'!$N$89:$Y$105,MATCH($CE149,'Factor Tables'!$N$88:$Y$88,0),FALSE),\"\")))))","v":""},{"$f":"IF(OR($C149=\"Replace-on-Burnout\",$C149=\"New Construction\",$CU149=\"DX HP\",$CU149=\"PTHP\"),$DF149,IF($CE149=\"\",\"\",IF($CE149=\"DX HP\",VLOOKUP($D149,'Factor Tables'!$N$89:$Y$105,MATCH(\"DX HP Htg\",'Factor Tables'!$N$88:$Y$88,0),FALSE),IF($CE149=\"PTHP\",VLOOKUP($D149,'Factor Tables'!$N$89:$Y$105,MATCH(\"PTHP Htg\",'Factor Tables'!$N$88:$Y$88,0),FALSE),0))))","v":""},"","",0,0,"kW/ton","",0,"COP",{"$f":"IF($CU149=\"\",\"\",IF(OR($CU149=\"DX HP\",$CU149=\"VRF HP\",$CU149=\"PTHP\"),VLOOKUP($D149,'Factor Tables'!$B$89:$M$105,MATCH(CONCATENATE($CU149,\" Clg\"),'Factor Tables'!$B$88:$M$88,0),FALSE),VLOOKUP($D149,'Factor Tables'!$B$89:$M$105,MATCH($CU149,'Factor Tables'!$B$88:$M$88,0),FALSE)))","v":""},{"$f":"IF($CU149=\"\",\"\",IF(OR($CU149=\"DX HP\",$CU149=\"VRF HP\",$CU149=\"PTHP\"),VLOOKUP($D149,'Factor Tables'!$B$89:$M$105,MATCH(CONCATENATE($CU149,\" Htg\"),'Factor Tables'!$B$88:$M$88,0),FALSE),0))","v":""},{"$f":"IF($CU149=\"\",\"\",IF(OR($CU149=\"DX HP\",$CU149=\"VRF HP\",$CU149=\"PTHP\"),VLOOKUP($D149,'Factor Tables'!$N$89:$Y$105,MATCH(CONCATENATE($CU149,\" Clg\"),'Factor Tables'!$N$88:$Y$88,0),FALSE),VLOOKUP($D149,'Factor Tables'!$N$89:$Y$105,MATCH($CU149,'Factor Tables'!$N$88:$Y$88,0),FALSE)))","v":""},{"$f":"IF($CU149=\"\",\"\",IF(OR($CU149=\"DX HP\",$CU149=\"VRF HP\",$CU149=\"PTHP\"),VLOOKUP($D149,'Factor Tables'!$N$89:$Y$105,MATCH(CONCATENATE($CU149,\" Htg\"),'Factor Tables'!$N$88:$Y$88,0),FALSE),0))","v":""},{"$f":"IF($AB149=\"\",0,VLOOKUP($AB149,'Utility Admin'!$E:$G,2,FALSE))","v":0},{"$f":"IF($AB149=\"\",0,VLOOKUP($AB149,'Utility Admin'!$E:$G,3,FALSE))","v":0},{"$f":"IFERROR(IF(ABS(Summary!$F$12)<=ABS(Summary!$E$12)*'Utility Admin'!$I$5,$BA149*$DG149+$BB149*$DH149,$BA149*$DG149+$BA149*'Utility Admin'!$I$5*$DH149),0)","v":0},null,"Summer",null,null,null,null,null,null,null,null,null,null,{"$f":"IF(OR('Project Info'!$C$10=\"\",$C149=\"\",$D149=\"\"),\"\",VLOOKUP($D149,$DX$9:$EA$32,MATCH($C149,$DX$9:$EA$9,0),FALSE))","v":""},null,null,null,null,null,null,"ERROR: Contact Program Manager. Post Capacity/Unit x Post # of Units must be within +/- 20% of Pre Capacity/Unit x Pre # of Units."]
[null,141,"","",null,null,null,null,null,null,null,null,null,null,null,null,null,null,null,null,null,null,null,null,null,null,null,null,null,"A",null,null,null,null,null,null,null,null,null,null,null,null,null,null,0,0,0,0,0,0,999999999,"",0,0,{"$f":"IFERROR(IF($DI$261>'Utility Admin'!$H$5,$BB150/$BB$5*$BC$261,$DI150),0)","v":0},"","",{"$f":"IF(AND(OR($AB150=\"DX AC Air Cooled\",$AB150=\"DX HP Air Cooled\"),OR(AND($AJ150=\"Btu/hr\",$AI150<65000),AND($AJ150=\"Tons\",$AI150<65000/12000)),$AC150=\"Split\",$AO150>=15.2),MAX(Baselines!$CF394,12/9.8),Baselines!$CF394)","v":0},{"$f":"Baselines!$CG394","v":0},{"$f":"Baselines!$CI394","v":0},0,0,0,0,0,0,0,0,0,0,{"$f":"IF(OR($C150<>\"Early Retirement\",$J150=\"\"),0,IF(OR($I150=\"DX AC Air Cooled\",$I150=\"DX HP Air Cooled\"),VLOOKUP($J150,'Early Retirement'!$CI$6:$CM$32,2,FALSE),IF(OR($I150=\"PTAC\",$I150=\"PTHP\"),VLOOKUP($J150,'Early Retirement'!$CI$6:$CM$32,3,FALSE),IF(AND(OR($I150=\"Air Cooled Chiller\",$I150=\"Water Cooled Chiller\"),$L150<>\"Centrifugal\"),VLOOKUP($J150,'Early Retirement'!$CI$6:$CM$32,4,FALSE),IF(AND(OR($I150=\"Air Cooled Chiller\",$I150=\"Water Cooled Chiller\"),$L150=\"Centrifugal\"),VLOOKUP($J150,'Early Retirement'!$CI$6:$CM$32,5,FALSE),\"\")))))","v":0},0,0,0,0,0,0,0,0,0,0,0,"","","",0,0,0,{"$f":"IF(AND($C150=\"Early Retirement\",$J150<>\"\",$S150<>\"\",$U150<>\"\"),$CH150,IF(AND(OR($AB150=\"DX AC Air Cooled\",$AB150=\"DX HP Air Cooled\"),OR(AND($AJ150=\"Btu/hr\",$AI150<65000),AND($AJ150=\"Tons\",$AI150<65000/12000)),$AC150=\"Split\",$AO150>=15.2),MAX(Baselines!$CF143,12/9.8),Baselines!$CF143))","v":0},{"$f":"IF(AND($C150=\"Early Retirement\",$J150<>\"\",$S150<>\"\",$U150<>\"\"),$CI150,Baselines!$CG143)","v":0},{"$f":"Baselines!$CH143","v":"kW/ton"},"",{"$f":"IF(AND($C150=\"Early Retirement\",$J150<>\"\",$S150<>\"\",$U150<>\"\"),$CJ150,IF(AND(Baselines!$CI143=0,OR($CU150=\"DX HP\",$CU150=\"PTHP\")),$BH150,Baselines!$CI143))","v":0},"COP",{"$f":"IF(OR($C150=\"Replace-on-Burnout\",$C150=\"New Construction\"),$DC150,IF($CE150=\"\",\"\",IF(OR($CE150=\"DX HP\",$CE150=\"PTHP\"),VLOOKUP($D150,'Factor Tables'!$B$89:$M$105,MATCH(CONCATENATE($CE150,\" Clg\"),'Factor Tables'!$B$88:$M$88,0),FALSE),VLOOKUP($D150,'Factor Tables'!$B$89:$M$105,MATCH($CE150,'Factor Tables'!$B$88:$M$88,0),FALSE))))","v":""},{"$f":"IF(OR($C150=\"Replace-on-Burnout\",$C150=\"New Construction\"),$DD150,IF($CE150=\"\",\"\",IF($CE150=\"DX HP\",VLOOKUP($D150,'Factor Tables'!$B$89:$M$105,MATCH(\"DX HP Htg\",'Factor Tables'!$B$88:$M$88,0),FALSE),0)))","v":""},{"$f":"IF(OR($C150=\"Replace-on-Burnout\",$C150=\"New Construction\"),$DE150,IF($CE150=\"\",\"\",IF($CE150=\"DX HP\",VLOOKUP($D150,'Factor Tables'!$N$89:$Y$105,MATCH(\"DX HP Clg\",'Factor Tables'!$N$88:$Y$88,0),FALSE),IF($CE150=\"PTHP\",VLOOKUP($D150,'Factor Tables'!$N$89:$Y$105,MATCH(\"PTHP Clg\",'Factor Tables'!$N$88:$Y$88,0),FALSE),IF(AND($CE150<>\"DX HP\",$CE150<>\"PTHP\"),VLOOKUP($D150,'Factor Tables'!$N$89:$Y$105,MATCH($CE150,'Factor Tables'!$N$88:$Y$88,0),FALSE),\"\")))))","v":""},{"$f":"IF(OR($C150=\"Replace-on-Burnout\",$C150=\"New Construction\",$CU150=\"DX HP\",$CU150=\"PTHP\"),$DF150,IF($CE150=\"\",\"\",IF($CE150=\"DX HP\",VLOOKUP($D150,'Factor Tables'!$N$89:$Y$105,MATCH(\"DX HP Htg\",'Factor Tables'!$N$88:$Y$88,0),FALSE),IF($CE150=\"PTHP\",VLOOKUP($D150,'Factor Tables'!$N$89:$Y$105,MATCH(\"PTHP Htg\",'Factor Tables'!$N$88:$Y$88,0),FALSE),0))))","v":""},"","",0,0,"kW/ton","",0,"COP",{"$f":"IF($CU150=\"\",\"\",IF(OR($CU150=\"DX HP\",$CU150=\"VRF HP\",$CU150=\"PTHP\"),VLOOKUP($D150,'Factor Tables'!$B$89:$M$105,MATCH(CONCATENATE($CU150,\" Clg\"),'Factor Tables'!$B$88:$M$88,0),FALSE),VLOOKUP($D150,'Factor Tables'!$B$89:$M$105,MATCH($CU150,'Factor Tables'!$B$88:$M$88,0),FALSE)))","v":""},{"$f":"IF($CU150=\"\",\"\",IF(OR($CU150=\"DX HP\",$CU150=\"VRF HP\",$CU150=\"PTHP\"),VLOOKUP($D150,'Factor Tables'!$B$89:$M$105,MATCH(CONCATENATE($CU150,\" Htg\"),'Factor Tables'!$B$88:$M$88,0),FALSE),0))","v":""},{"$f":"IF($CU150=\"\",\"\",IF(OR($CU150=\"DX HP\",$CU150=\"VRF HP\",$CU150=\"PTHP\"),VLOOKUP($D150,'Factor Tables'!$N$89:$Y$105,MATCH(CONCATENATE($CU150,\" Clg\"),'Factor Tables'!$N$88:$Y$88,0),FALSE),VLOOKUP($D150,'Factor Tables'!$N$89:$Y$105,MATCH($CU150,'Factor Tables'!$N$88:$Y$88,0),FALSE)))","v":""},{"$f":"IF($CU150=\"\",\"\",IF(OR($CU150=\"DX HP\",$CU150=\"VRF HP\",$CU150=\"PTHP\"),VLOOKUP($D150,'Factor Tables'!$N$89:$Y$105,MATCH(CONCATENATE($CU150,\" Htg\"),'Factor Tables'!$N$88:$Y$88,0),FALSE),0))","v":""},{"$f":"IF($AB150=\"\",0,VLOOKUP($AB150,'Utility Admin'!$E:$G,2,FALSE))","v":0},{"$f":"IF($AB150=\"\",0,VLOOKUP($AB150,'Utility Admin'!$E:$G,3,FALSE))","v":0},{"$f":"IFERROR(IF(ABS(Summary!$F$12)<=ABS(Summary!$E$12)*'Utility Admin'!$I$5,$BA150*$DG150+$BB150*$DH150,$BA150*$DG150+$BA150*'Utility Admin'!$I$5*$DH150),0)","v":0},null,"Summer",null,null,null,null,null,null,null,null,null,null,{"$f":"IF(OR('Project Info'!$C$10=\"\",$C150=\"\",$D150=\"\"),\"\",VLOOKUP($D150,$DX$9:$EA$32,MATCH($C150,$DX$9:$EA$9,0),FALSE))","v":""},null,null,null,null,null,null,"ERROR: Contact Program Manager. Post Capacity/Unit x Post # of Units must be within +/- 20% of Pre Capacity/Unit x Pre # of Units."]
[null,142,"","",null,null,null,null,null,null,null,null,null,null,null,null,null,null,null,null,null,null,null,null,null,null,null,null,null,"A",null,null,null,null,null,null,null,null,null,null,null,null,null,null,0,0,0,0,0,0,999999999,"",0,0,{"$f":"IFERROR(IF($DI$261>'Utility Admin'!$H$5,$BB151/$BB$5*$BC$261,$DI151),0)","v":0},"","",{"$f":"IF(AND(OR($AB151=\"DX AC Air Cooled\",$AB151=\"DX HP Air Cooled\"),OR(AND($AJ151=\"Btu/hr\",$AI151<65000),AND($AJ151=\"Tons\",$AI151<65000/12000)),$AC151=\"Split\",$AO151>=15.2),MAX(Baselines!$CF395,12/9.8),Baselines!$CF395)","v":0},{"$f":"Baselines!$CG395","v":0},{"$f":"Baselines!$CI395","v":0},0,0,0,0,0,0,0,0,0,0,{"$f":"IF(OR($C151<>\"Early Retirement\",$J151=\"\"),0,IF(OR($I151=\"DX AC Air Cooled\",$I151=\"DX HP Air Cooled\"),VLOOKUP($J151,'Early Retirement'!$CI$6:$CM$32,2,FALSE),IF(OR($I151=\"PTAC\",$I151=\"PTHP\"),VLOOKUP($J151,'Early Retirement'!$CI$6:$CM$32,3,FALSE),IF(AND(OR($I151=\"Air Cooled Chiller\",$I151=\"Water Cooled Chiller\"),$L151<>\"Centrifugal\"),VLOOKUP($J151,'Early Retirement'!$CI$6:$CM$32,4,FALSE),IF(AND(OR($I151=\"Air Cooled Chiller\",$I151=\"Water Cooled Chiller\"),$L151=\"Centrifugal\"),VLOOKUP($J151,'Early Retirement'!$CI$6:$CM$32,5,FALSE),\"\")))))","v":0},0,0,0,0,0,0,0,0,0,0,0,"","","",0,0,0,{"$f":"IF(AND($C151=\"Early Retirement\",$J151<>\"\",$S151<>\"\",$U151<>\"\"),$CH151,IF(AND(OR($AB151=\"DX AC Air Cooled\",$AB151=\"DX HP Air Cooled\"),OR(AND($AJ151=\"Btu/hr\",$AI151<65000),AND($AJ151=\"Tons\",$AI151<65000/12000)),$AC151=\"Split\",$AO151>=15.2),MAX(Baselines!$CF144,12/9.8),Baselines!$CF144))","v":0},{"$f":"IF(AND($C151=\"Early Retirement\",$J151<>\"\",$S151<>\"\",$U151<>\"\"),$CI151,Baselines!$CG144)","v":0},{"$f":"Baselines!$CH144","v":"kW/ton"},"",{"$f":"IF(AND($C151=\"Early Retirement\",$J151<>\"\",$S151<>\"\",$U151<>\"\"),$CJ151,IF(AND(Baselines!$CI144=0,OR($CU151=\"DX HP\",$CU151=\"PTHP\")),$BH151,Baselines!$CI144))","v":0},"COP",{"$f":"IF(OR($C151=\"Replace-on-Burnout\",$C151=\"New Construction\"),$DC151,IF($CE151=\"\",\"\",IF(OR($CE151=\"DX HP\",$CE151=\"PTHP\"),VLOOKUP($D151,'Factor Tables'!$B$89:$M$105,MATCH(CONCATENATE($CE151,\" Clg\"),'Factor Tables'!$B$88:$M$88,0),FALSE),VLOOKUP($D151,'Factor Tables'!$B$89:$M$105,MATCH($CE151,'Factor Tables'!$B$88:$M$88,0),FALSE))))","v":""},{"$f":"IF(OR($C151=\"Replace-on-Burnout\",$C151=\"New Construction\"),$DD151,IF($CE151=\"\",\"\",IF($CE151=\"DX HP\",VLOOKUP($D151,'Factor Tables'!$B$89:$M$105,MATCH(\"DX HP Htg\",'Factor Tables'!$B$88:$M$88,0),FALSE),0)))","v":""},{"$f":"IF(OR($C151=\"Replace-on-Burnout\",$C151=\"New Construction\"),$DE151,IF($CE151=\"\",\"\",IF($CE151=\"DX HP\",VLOOKUP($D151,'Factor Tables'!$N$89:$Y$105,MATCH(\"DX HP Clg\",'Factor Tables'!$N$88:$Y$88,0),FALSE),IF($CE151=\"PTHP\",VLOOKUP($D151,'Factor Tables'!$N$89:$Y$105,MATCH(\"PTHP Clg\",'Factor Tables'!$N$88:$Y$88,0),FALSE),IF(AND($CE151<>\"DX HP\",$CE151<>\"PTHP\"),VLOOKUP($D151,'Factor Tables'!$N$89:$Y$105,MATCH($CE151,'Factor Tables'!$N$88:$Y$88,0),FALSE),\"\")))))","v":""},{"$f":"IF(OR($C151=\"Replace-on-Burnout\",$C151=\"New Construction\",$CU151=\"DX HP\",$CU151=\"PTHP\"),$DF151,IF($CE151=\"\",\"\",IF($CE151=\"DX HP\",VLOOKUP($D151,'Factor Tables'!$N$89:$Y$105,MATCH(\"DX HP Htg\",'Factor Tables'!$N$88:$Y$88,0),FALSE),IF($CE151=\"PTHP\",VLOOKUP($D151,'Factor Tables'!$N$89:$Y$105,MATCH(\"PTHP Htg\",'Factor Tables'!$N$88:$Y$88,0),FALSE),0))))","v":""},"","",0,0,"kW/ton","",0,"COP",{"$f":"IF($CU151=\"\",\"\",IF(OR($CU151=\"DX HP\",$CU151=\"VRF HP\",$CU151=\"PTHP\"),VLOOKUP($D151,'Factor Tables'!$B$89:$M$105,MATCH(CONCATENATE($CU151,\" Clg\"),'Factor Tables'!$B$88:$M$88,0),FALSE),VLOOKUP($D151,'Factor Tables'!$B$89:$M$105,MATCH($CU151,'Factor Tables'!$B$88:$M$88,0),FALSE)))","v":""},{"$f":"IF($CU151=\"\",\"\",IF(OR($CU151=\"DX HP\",$CU151=\"VRF HP\",$CU151=\"PTHP\"),VLOOKUP($D151,'Factor Tables'!$B$89:$M$105,MATCH(CONCATENATE($CU151,\" Htg\"),'Factor Tables'!$B$88:$M$88,0),FALSE),0))","v":""},{"$f":"IF($CU151=\"\",\"\",IF(OR($CU151=\"DX HP\",$CU151=\"VRF HP\",$CU151=\"PTHP\"),VLOOKUP($D151,'Factor Tables'!$N$89:$Y$105,MATCH(CONCATENATE($CU151,\" Clg\"),'Factor Tables'!$N$88:$Y$88,0),FALSE),VLOOKUP($D151,'Factor Tables'!$N$89:$Y$105,MATCH($CU151,'Factor Tables'!$N$88:$Y$88,0),FALSE)))","v":""},{"$f":"IF($CU151=\"\",\"\",IF(OR($CU151=\"DX HP\",$CU151=\"VRF HP\",$CU151=\"PTHP\"),VLOOKUP($D151,'Factor Tables'!$N$89:$Y$105,MATCH(CONCATENATE($CU151,\" Htg\"),'Factor Tables'!$N$88:$Y$88,0),FALSE),0))","v":""},{"$f":"IF($AB151=\"\",0,VLOOKUP($AB151,'Utility Admin'!$E:$G,2,FALSE))","v":0},{"$f":"IF($AB151=\"\",0,VLOOKUP($AB151,'Utility Admin'!$E:$G,3,FALSE))","v":0},{"$f":"IFERROR(IF(ABS(Summary!$F$12)<=ABS(Summary!$E$12)*'Utility Admin'!$I$5,$BA151*$DG151+$BB151*$DH151,$BA151*$DG151+$BA151*'Utility Admin'!$I$5*$DH151),0)","v":0},null,"Summer",null,null,null,null,null,null,null,null,null,null,{"$f":"IF(OR('Project Info'!$C$10=\"\",$C151=\"\",$D151=\"\"),\"\",VLOOKUP($D151,$DX$9:$EA$32,MATCH($C151,$DX$9:$EA$9,0),FALSE))","v":""},null,null,null,null,null,null,"ERROR: Contact Program Manager. Post Capacity/Unit x Post # of Units must be within +/- 20% of Pre Capacity/Unit x Pre # of Units."]
[null,143,"","",null,null,null,null,null,null,null,null,null,null,null,null,null,null,null,null,null,null,null,null,null,null,null,null,null,"A",null,null,null,null,null,null,null,null,null,null,null,null,null,null,0,0,0,0,0,0,999999999,"",0,0,{"$f":"IFERROR(IF($DI$261>'Utility Admin'!$H$5,$BB152/$BB$5*$BC$261,$DI152),0)","v":0},"","",{"$f":"IF(AND(OR($AB152=\"DX AC Air Cooled\",$AB152=\"DX HP Air Cooled\"),OR(AND($AJ152=\"Btu/hr\",$AI152<65000),AND($AJ152=\"Tons\",$AI152<65000/12000)),$AC152=\"Split\",$AO152>=15.2),MAX(Baselines!$CF396,12/9.8),Baselines!$CF396)","v":0},{"$f":"Baselines!$CG396","v":0},{"$f":"Baselines!$CI396","v":0},0,0,0,0,0,0,0,0,0,0,{"$f":"IF(OR($C152<>\"Early Retirement\",$J152=\"\"),0,IF(OR($I152=\"DX AC Air Cooled\",$I152=\"DX HP Air Cooled\"),VLOOKUP($J152,'Early Retirement'!$CI$6:$CM$32,2,FALSE),IF(OR($I152=\"PTAC\",$I152=\"PTHP\"),VLOOKUP($J152,'Early Retirement'!$CI$6:$CM$32,3,FALSE),IF(AND(OR($I152=\"Air Cooled Chiller\",$I152=\"Water Cooled Chiller\"),$L152<>\"Centrifugal\"),VLOOKUP($J152,'Early Retirement'!$CI$6:$CM$32,4,FALSE),IF(AND(OR($I152=\"Air Cooled Chiller\",$I152=\"Water Cooled Chiller\"),$L152=\"Centrifugal\"),VLOOKUP($J152,'Early Retirement'!$CI$6:$CM$32,5,FALSE),\"\")))))","v":0},0,0,0,0,0,0,0,0,0,0,0,"","","",0,0,0,{"$f":"IF(AND($C152=\"Early Retirement\",$J152<>\"\",$S152<>\"\",$U152<>\"\"),$CH152,IF(AND(OR($AB152=\"DX AC Air Cooled\",$AB152=\"DX HP Air Cooled\"),OR(AND($AJ152=\"Btu/hr\",$AI152<65000),AND($AJ152=\"Tons\",$AI152<65000/12000)),$AC152=\"Split\",$AO152>=15.2),MAX(Baselines!$CF145,12/9.8),Baselines!$CF145))","v":0},{"$f":"IF(AND($C152=\"Early Retirement\",$J152<>\"\",$S152<>\"\",$U152<>\"\"),$CI152,Baselines!$CG145)","v":0},{"$f":"Baselines!$CH145","v":"kW/ton"},"",{"$f":"IF(AND($C152=\"Early Retirement\",$J152<>\"\",$S152<>\"\",$U152<>\"\"),$CJ152,IF(AND(Baselines!$CI145=0,OR($CU152=\"DX HP\",$CU152=\"PTHP\")),$BH152,Baselines!$CI145))","v":0},"COP",{"$f":"IF(OR($C152=\"Replace-on-Burnout\",$C152=\"New Construction\"),$DC152,IF($CE152=\"\",\"\",IF(OR($CE152=\"DX HP\",$CE152=\"PTHP\"),VLOOKUP($D152,'Factor Tables'!$B$89:$M$105,MATCH(CONCATENATE($CE152,\" Clg\"),'Factor Tables'!$B$88:$M$88,0),FALSE),VLOOKUP($D152,'Factor Tables'!$B$89:$M$105,MATCH($CE152,'Factor Tables'!$B$88:$M$88,0),FALSE))))","v":""},{"$f":"IF(OR($C152=\"Replace-on-Burnout\",$C152=\"New Construction\"),$DD152,IF($CE152=\"\",\"\",IF($CE152=\"DX HP\",VLOOKUP($D152,'Factor Tables'!$B$89:$M$105,MATCH(\"DX HP Htg\",'Factor Tables'!$B$88:$M$88,0),FALSE),0)))","v":""},{"$f":"IF(OR($C152=\"Replace-on-Burnout\",$C152=\"New Construction\"),$DE152,IF($CE152=\"\",\"\",IF($CE152=\"DX HP\",VLOOKUP($D152,'Factor Tables'!$N$89:$Y$105,MATCH(\"DX HP Clg\",'Factor Tables'!$N$88:$Y$88,0),FALSE),IF($CE152=\"PTHP\",VLOOKUP($D152,'Factor Tables'!$N$89:$Y$105,MATCH(\"PTHP Clg\",'Factor Tables'!$N$88:$Y$88,0),FALSE),IF(AND($CE152<>\"DX HP\",$CE152<>\"PTHP\"),VLOOKUP($D152,'Factor Tables'!$N$89:$Y$105,MATCH($CE152,'Factor Tables'!$N$88:$Y$88,0),FALSE),\"\")))))","v":""},{"$f":"IF(OR($C152=\"Replace-on-Burnout\",$C152=\"New Construction\",$CU152=\"DX HP\",$CU152=\"PTHP\"),$DF152,IF($CE152=\"\",\"\",IF($CE152=\"DX HP\",VLOOKUP($D152,'Factor Tables'!$N$89:$Y$105,MATCH(\"DX HP Htg\",'Factor Tables'!$N$88:$Y$88,0),FALSE),IF($CE152=\"PTHP\",VLOOKUP($D152,'Factor Tables'!$N$89:$Y$105,MATCH(\"PTHP Htg\",'Factor Tables'!$N$88:$Y$88,0),FALSE),0))))","v":""},"","",0,0,"kW/ton","",0,"COP",{"$f":"IF($CU152=\"\",\"\",IF(OR($CU152=\"DX HP\",$CU152=\"VRF HP\",$CU152=\"PTHP\"),VLOOKUP($D152,'Factor Tables'!$B$89:$M$105,MATCH(CONCATENATE($CU152,\" Clg\"),'Factor Tables'!$B$88:$M$88,0),FALSE),VLOOKUP($D152,'Factor Tables'!$B$89:$M$105,MATCH($CU152,'Factor Tables'!$B$88:$M$88,0),FALSE)))","v":""},{"$f":"IF($CU152=\"\",\"\",IF(OR($CU152=\"DX HP\",$CU152=\"VRF HP\",$CU152=\"PTHP\"),VLOOKUP($D152,'Factor Tables'!$B$89:$M$105,MATCH(CONCATENATE($CU152,\" Htg\"),'Factor Tables'!$B$88:$M$88,0),FALSE),0))","v":""},{"$f":"IF($CU152=\"\",\"\",IF(OR($CU152=\"DX HP\",$CU152=\"VRF HP\",$CU152=\"PTHP\"),VLOOKUP($D152,'Factor Tables'!$N$89:$Y$105,MATCH(CONCATENATE($CU152,\" Clg\"),'Factor Tables'!$N$88:$Y$88,0),FALSE),VLOOKUP($D152,'Factor Tables'!$N$89:$Y$105,MATCH($CU152,'Factor Tables'!$N$88:$Y$88,0),FALSE)))","v":""},{"$f":"IF($CU152=\"\",\"\",IF(OR($CU152=\"DX HP\",$CU152=\"VRF HP\",$CU152=\"PTHP\"),VLOOKUP($D152,'Factor Tables'!$N$89:$Y$105,MATCH(CONCATENATE($CU152,\" Htg\"),'Factor Tables'!$N$88:$Y$88,0),FALSE),0))","v":""},{"$f":"IF($AB152=\"\",0,VLOOKUP($AB152,'Utility Admin'!$E:$G,2,FALSE))","v":0},{"$f":"IF($AB152=\"\",0,VLOOKUP($AB152,'Utility Admin'!$E:$G,3,FALSE))","v":0},{"$f":"IFERROR(IF(ABS(Summary!$F$12)<=ABS(Summary!$E$12)*'Utility Admin'!$I$5,$BA152*$DG152+$BB152*$DH152,$BA152*$DG152+$BA152*'Utility Admin'!$I$5*$DH152),0)","v":0},null,"Summer",null,null,null,null,null,null,null,null,null,null,{"$f":"IF(OR('Project Info'!$C$10=\"\",$C152=\"\",$D152=\"\"),\"\",VLOOKUP($D152,$DX$9:$EA$32,MATCH($C152,$DX$9:$EA$9,0),FALSE))","v":""},null,null,null,null,null,null,"ERROR: Contact Program Manager. Post Capacity/Unit x Post # of Units must be within +/- 20% of Pre Capacity/Unit x Pre # of Units."]
[null,144,"","",null,null,null,null,null,null,null,null,null,null,null,null,null,null,null,null,null,null,null,null,null,null,null,null,null,"A",null,null,null,null,null,null,null,null,null,null,null,null,null,null,0,0,0,0,0,0,999999999,"",0,0,{"$f":"IFERROR(IF($DI$261>'Utility Admin'!$H$5,$BB153/$BB$5*$BC$261,$DI153),0)","v":0},"","",{"$f":"IF(AND(OR($AB153=\"DX AC Air Cooled\",$AB153=\"DX HP Air Cooled\"),OR(AND($AJ153=\"Btu/hr\",$AI153<65000),AND($AJ153=\"Tons\",$AI153<65000/12000)),$AC153=\"Split\",$AO153>=15.2),MAX(Baselines!$CF397,12/9.8),Baselines!$CF397)","v":0},{"$f":"Baselines!$CG397","v":0},{"$f":"Baselines!$CI397","v":0},0,0,0,0,0,0,0,0,0,0,{"$f":"IF(OR($C153<>\"Early Retirement\",$J153=\"\"),0,IF(OR($I153=\"DX AC Air Cooled\",$I153=\"DX HP Air Cooled\"),VLOOKUP($J153,'Early Retirement'!$CI$6:$CM$32,2,FALSE),IF(OR($I153=\"PTAC\",$I153=\"PTHP\"),VLOOKUP($J153,'Early Retirement'!$CI$6:$CM$32,3,FALSE),IF(AND(OR($I153=\"Air Cooled Chiller\",$I153=\"Water Cooled Chiller\"),$L153<>\"Centrifugal\"),VLOOKUP($J153,'Early Retirement'!$CI$6:$CM$32,4,FALSE),IF(AND(OR($I153=\"Air Cooled Chiller\",$I153=\"Water Cooled Chiller\"),$L153=\"Centrifugal\"),VLOOKUP($J153,'Early Retirement'!$CI$6:$CM$32,5,FALSE),\"\")))))","v":0},0,0,0,0,0,0,0,0,0,0,0,"","","",0,0,0,{"$f":"IF(AND($C153=\"Early Retirement\",$J153<>\"\",$S153<>\"\",$U153<>\"\"),$CH153,IF(AND(OR($AB153=\"DX AC Air Cooled\",$AB153=\"DX HP Air Cooled\"),OR(AND($AJ153=\"Btu/hr\",$AI153<65000),AND($AJ153=\"Tons\",$AI153<65000/12000)),$AC153=\"Split\",$AO153>=15.2),MAX(Baselines!$CF146,12/9.8),Baselines!$CF146))","v":0},{"$f":"IF(AND($C153=\"Early Retirement\",$J153<>\"\",$S153<>\"\",$U153<>\"\"),$CI153,Baselines!$CG146)","v":0},{"$f":"Baselines!$CH146","v":"kW/ton"},"",{"$f":"IF(AND($C153=\"Early Retirement\",$J153<>\"\",$S153<>\"\",$U153<>\"\"),$CJ153,IF(AND(Baselines!$CI146=0,OR($CU153=\"DX HP\",$CU153=\"PTHP\")),$BH153,Baselines!$CI146))","v":0},"COP",{"$f":"IF(OR($C153=\"Replace-on-Burnout\",$C153=\"New Construction\"),$DC153,IF($CE153=\"\",\"\",IF(OR($CE153=\"DX HP\",$CE153=\"PTHP\"),VLOOKUP($D153,'Factor Tables'!$B$89:$M$105,MATCH(CONCATENATE($CE153,\" Clg\"),'Factor Tables'!$B$88:$M$88,0),FALSE),VLOOKUP($D153,'Factor Tables'!$B$89:$M$105,MATCH($CE153,'Factor Tables'!$B$88:$M$88,0),FALSE))))","v":""},{"$f":"IF(OR($C153=\"Replace-on-Burnout\",$C153=\"New Construction\"),$DD153,IF($CE153=\"\",\"\",IF($CE153=\"DX HP\",VLOOKUP($D153,'Factor Tables'!$B$89:$M$105,MATCH(\"DX HP Htg\",'Factor Tables'!$B$88:$M$88,0),FALSE),0)))","v":""},{"$f":"IF(OR($C153=\"Replace-on-Burnout\",$C153=\"New Construction\"),$DE153,IF($CE153=\"\",\"\",IF($CE153=\"DX HP\",VLOOKUP($D153,'Factor Tables'!$N$89:$Y$105,MATCH(\"DX HP Clg\",'Factor Tables'!$N$88:$Y$88,0),FALSE),IF($CE153=\"PTHP\",VLOOKUP($D153,'Factor Tables'!$N$89:$Y$105,MATCH(\"PTHP Clg\",'Factor Tables'!$N$88:$Y$88,0),FALSE),IF(AND($CE153<>\"DX HP\",$CE153<>\"PTHP\"),VLOOKUP($D153,'Factor Tables'!$N$89:$Y$105,MATCH($CE153,'Factor Tables'!$N$88:$Y$88,0),FALSE),\"\")))))","v":""},{"$f":"IF(OR($C153=\"Replace-on-Burnout\",$C153=\"New Construction\",$CU153=\"DX HP\",$CU153=\"PTHP\"),$DF153,IF($CE153=\"\",\"\",IF($CE153=\"DX HP\",VLOOKUP($D153,'Factor Tables'!$N$89:$Y$105,MATCH(\"DX HP Htg\",'Factor Tables'!$N$88:$Y$88,0),FALSE),IF($CE153=\"PTHP\",VLOOKUP($D153,'Factor Tables'!$N$89:$Y$105,MATCH(\"PTHP Htg\",'Factor Tables'!$N$88:$Y$88,0),FALSE),0))))","v":""},"","",0,0,"kW/ton","",0,"COP",{"$f":"IF($CU153=\"\",\"\",IF(OR($CU153=\"DX HP\",$CU153=\"VRF HP\",$CU153=\"PTHP\"),VLOOKUP($D153,'Factor Tables'!$B$89:$M$105,MATCH(CONCATENATE($CU153,\" Clg\"),'Factor Tables'!$B$88:$M$88,0),FALSE),VLOOKUP($D153,'Factor Tables'!$B$89:$M$105,MATCH($CU153,'Factor Tables'!$B$88:$M$88,0),FALSE)))","v":""},{"$f":"IF($CU153=\"\",\"\",IF(OR($CU153=\"DX HP\",$CU153=\"VRF HP\",$CU153=\"PTHP\"),VLOOKUP($D153,'Factor Tables'!$B$89:$M$105,MATCH(CONCATENATE($CU153,\" Htg\"),'Factor Tables'!$B$88:$M$88,0),FALSE),0))","v":""},{"$f":"IF($CU153=\"\",\"\",IF(OR($CU153=\"DX HP\",$CU153=\"VRF HP\",$CU153=\"PTHP\"),VLOOKUP($D153,'Factor Tables'!$N$89:$Y$105,MATCH(CONCATENATE($CU153,\" Clg\"),'Factor Tables'!$N$88:$Y$88,0),FALSE),VLOOKUP($D153,'Factor Tables'!$N$89:$Y$105,MATCH($CU153,'Factor Tables'!$N$88:$Y$88,0),FALSE)))","v":""},{"$f":"IF($CU153=\"\",\"\",IF(OR($CU153=\"DX HP\",$CU153=\"VRF HP\",$CU153=\"PTHP\"),VLOOKUP($D153,'Factor Tables'!$N$89:$Y$105,MATCH(CONCATENATE($CU153,\" Htg\"),'Factor Tables'!$N$88:$Y$88,0),FALSE),0))","v":""},{"$f":"IF($AB153=\"\",0,VLOOKUP($AB153,'Utility Admin'!$E:$G,2,FALSE))","v":0},{"$f":"IF($AB153=\"\",0,VLOOKUP($AB153,'Utility Admin'!$E:$G,3,FALSE))","v":0},{"$f":"IFERROR(IF(ABS(Summary!$F$12)<=ABS(Summary!$E$12)*'Utility Admin'!$I$5,$BA153*$DG153+$BB153*$DH153,$BA153*$DG153+$BA153*'Utility Admin'!$I$5*$DH153),0)","v":0},null,"Summer",null,null,null,null,null,null,null,null,null,null,{"$f":"IF(OR('Project Info'!$C$10=\"\",$C153=\"\",$D153=\"\"),\"\",VLOOKUP($D153,$DX$9:$EA$32,MATCH($C153,$DX$9:$EA$9,0),FALSE))","v":""},null,null,null,null,null,null,"ERROR: Contact Program Manager. Post Capacity/Unit x Post # of Units must be within +/- 20% of Pre Capacity/Unit x Pre # of Units."]
[null,145,"","",null,null,null,null,null,null,null,null,null,null,null,null,null,null,null,null,null,null,null,null,null,null,null,null,null,"A",null,null,null,null,null,null,null,null,null,null,null,null,null,null,0,0,0,0,0,0,999999999,"",0,0,{"$f":"IFERROR(IF($DI$261>'Utility Admin'!$H$5,$BB154/$BB$5*$BC$261,$DI154),0)","v":0},"","",{"$f":"IF(AND(OR($AB154=\"DX AC Air Cooled\",$AB154=\"DX HP Air Cooled\"),OR(AND($AJ154=\"Btu/hr\",$AI154<65000),AND($AJ154=\"Tons\",$AI154<65000/12000)),$AC154=\"Split\",$AO154>=15.2),MAX(Baselines!$CF398,12/9.8),Baselines!$CF398)","v":0},{"$f":"Baselines!$CG398","v":0},{"$f":"Baselines!$CI398","v":0},0,0,0,0,0,0,0,0,0,0,{"$f":"IF(OR($C154<>\"Early Retirement\",$J154=\"\"),0,IF(OR($I154=\"DX AC Air Cooled\",$I154=\"DX HP Air Cooled\"),VLOOKUP($J154,'Early Retirement'!$CI$6:$CM$32,2,FALSE),IF(OR($I154=\"PTAC\",$I154=\"PTHP\"),VLOOKUP($J154,'Early Retirement'!$CI$6:$CM$32,3,FALSE),IF(AND(OR($I154=\"Air Cooled Chiller\",$I154=\"Water Cooled Chiller\"),$L154<>\"Centrifugal\"),VLOOKUP($J154,'Early Retirement'!$CI$6:$CM$32,4,FALSE),IF(AND(OR($I154=\"Air Cooled Chiller\",$I154=\"Water Cooled Chiller\"),$L154=\"Centrifugal\"),VLOOKUP($J154,'Early Retirement'!$CI$6:$CM$32,5,FALSE),\"\")))))","v":0},0,0,0,0,0,0,0,0,0,0,0,"","","",0,0,0,{"$f":"IF(AND($C154=\"Early Retirement\",$J154<>\"\",$S154<>\"\",$U154<>\"\"),$CH154,IF(AND(OR($AB154=\"DX AC Air Cooled\",$AB154=\"DX HP Air Cooled\"),OR(AND($AJ154=\"Btu/hr\",$AI154<65000),AND($AJ154=\"Tons\",$AI154<65000/12000)),$AC154=\"Split\",$AO154>=15.2),MAX(Baselines!$CF147,12/9.8),Baselines!$CF147))","v":0},{"$f":"IF(AND($C154=\"Early Retirement\",$J154<>\"\",$S154<>\"\",$U154<>\"\"),$CI154,Baselines!$CG147)","v":0},{"$f":"Baselines!$CH147","v":"kW/ton"},"",{"$f":"IF(AND($C154=\"Early Retirement\",$J154<>\"\",$S154<>\"\",$U154<>\"\"),$CJ154,IF(AND(Baselines!$CI147=0,OR($CU154=\"DX HP\",$CU154=\"PTHP\")),$BH154,Baselines!$CI147))","v":0},"COP",{"$f":"IF(OR($C154=\"Replace-on-Burnout\",$C154=\"New Construction\"),$DC154,IF($CE154=\"\",\"\",IF(OR($CE154=\"DX HP\",$CE154=\"PTHP\"),VLOOKUP($D154,'Factor Tables'!$B$89:$M$105,MATCH(CONCATENATE($CE154,\" Clg\"),'Factor Tables'!$B$88:$M$88,0),FALSE),VLOOKUP($D154,'Factor Tables'!$B$89:$M$105,MATCH($CE154,'Factor Tables'!$B$88:$M$88,0),FALSE))))","v":""},{"$f":"IF(OR($C154=\"Replace-on-Burnout\",$C154=\"New Construction\"),$DD154,IF($CE154=\"\",\"\",IF($CE154=\"DX HP\",VLOOKUP($D154,'Factor Tables'!$B$89:$M$105,MATCH(\"DX HP Htg\",'Factor Tables'!$B$88:$M$88,0),FALSE),0)))","v":""},{"$f":"IF(OR($C154=\"Replace-on-Burnout\",$C154=\"New Construction\"),$DE154,IF($CE154=\"\",\"\",IF($CE154=\"DX HP\",VLOOKUP($D154,'Factor Tables'!$N$89:$Y$105,MATCH(\"DX HP Clg\",'Factor Tables'!$N$88:$Y$88,0),FALSE),IF($CE154=\"PTHP\",VLOOKUP($D154,'Factor Tables'!$N$89:$Y$105,MATCH(\"PTHP Clg\",'Factor Tables'!$N$88:$Y$88,0),FALSE),IF(AND($CE154<>\"DX HP\",$CE154<>\"PTHP\"),VLOOKUP($D154,'Factor Tables'!$N$89:$Y$105,MATCH($CE154,'Factor Tables'!$N$88:$Y$88,0),FALSE),\"\")))))","v":""},{"$f":"IF(OR($C154=\"Replace-on-Burnout\",$C154=\"New Construction\",$CU154=\"DX HP\",$CU154=\"PTHP\"),$DF154,IF($CE154=\"\",\"\",IF($CE154=\"DX HP\",VLOOKUP($D154,'Factor Tables'!$N$89:$Y$105,MATCH(\"DX HP Htg\",'Factor Tables'!$N$88:$Y$88,0),FALSE),IF($CE154=\"PTHP\",VLOOKUP($D154,'Factor Tables'!$N$89:$Y$105,MATCH(\"PTHP Htg\",'Factor Tables'!$N$88:$Y$88,0),FALSE),0))))","v":""},"","",0,0,"kW/ton","",0,"COP",{"$f":"IF($CU154=\"\",\"\",IF(OR($CU154=\"DX HP\",$CU154=\"VRF HP\",$CU154=\"PTHP\"),VLOOKUP($D154,'Factor Tables'!$B$89:$M$105,MATCH(CONCATENATE($CU154,\" Clg\"),'Factor Tables'!$B$88:$M$88,0),FALSE),VLOOKUP($D154,'Factor Tables'!$B$89:$M$105,MATCH($CU154,'Factor Tables'!$B$88:$M$88,0),FALSE)))","v":""},{"$f":"IF($CU154=\"\",\"\",IF(OR($CU154=\"DX HP\",$CU154=\"VRF HP\",$CU154=\"PTHP\"),VLOOKUP($D154,'Factor Tables'!$B$89:$M$105,MATCH(CONCATENATE($CU154,\" Htg\"),'Factor Tables'!$B$88:$M$88,0),FALSE),0))","v":""},{"$f":"IF($CU154=\"\",\"\",IF(OR($CU154=\"DX HP\",$CU154=\"VRF HP\",$CU154=\"PTHP\"),VLOOKUP($D154,'Factor Tables'!$N$89:$Y$105,MATCH(CONCATENATE($CU154,\" Clg\"),'Factor Tables'!$N$88:$Y$88,0),FALSE),VLOOKUP($D154,'Factor Tables'!$N$89:$Y$105,MATCH($CU154,'Factor Tables'!$N$88:$Y$88,0),FALSE)))","v":""},{"$f":"IF($CU154=\"\",\"\",IF(OR($CU154=\"DX HP\",$CU154=\"VRF HP\",$CU154=\"PTHP\"),VLOOKUP($D154,'Factor Tables'!$N$89:$Y$105,MATCH(CONCATENATE($CU154,\" Htg\"),'Factor Tables'!$N$88:$Y$88,0),FALSE),0))","v":""},{"$f":"IF($AB154=\"\",0,VLOOKUP($AB154,'Utility Admin'!$E:$G,2,FALSE))","v":0},{"$f":"IF($AB154=\"\",0,VLOOKUP($AB154,'Utility Admin'!$E:$G,3,FALSE))","v":0},{"$f":"IFERROR(IF(ABS(Summary!$F$12)<=ABS(Summary!$E$12)*'Utility Admin'!$I$5,$BA154*$DG154+$BB154*$DH154,$BA154*$DG154+$BA154*'Utility Admin'!$I$5*$DH154),0)","v":0},null,"Summer",null,null,null,null,null,null,null,null,null,null,{"$f":"IF(OR('Project Info'!$C$10=\"\",$C154=\"\",$D154=\"\"),\"\",VLOOKUP($D154,$DX$9:$EA$32,MATCH($C154,$DX$9:$EA$9,0),FALSE))","v":""},null,null,null,null,null,null,"ERROR: Contact Program Manager. Post Capacity/Unit x Post # of Units must be within +/- 20% of Pre Capacity/Unit x Pre # of Units."]
[null,146,"","",null,null,null,null,null,null,null,null,null,null,null,null,null,null,null,null,null,null,null,null,null,null,null,null,null,"A",null,null,null,null,null,null,null,null,null,null,null,null,null,null,0,0,0,0,0,0,999999999,"",0,0,{"$f":"IFERROR(IF($DI$261>'Utility Admin'!$H$5,$BB155/$BB$5*$BC$261,$DI155),0)","v":0},"","",{"$f":"IF(AND(OR($AB155=\"DX AC Air Cooled\",$AB155=\"DX HP Air Cooled\"),OR(AND($AJ155=\"Btu/hr\",$AI155<65000),AND($AJ155=\"Tons\",$AI155<65000/12000)),$AC155=\"Split\",$AO155>=15.2),MAX(Baselines!$CF399,12/9.8),Baselines!$CF399)","v":0},{"$f":"Baselines!$CG399","v":0},{"$f":"Baselines!$CI399","v":0},0,0,0,0,0,0,0,0,0,0,{"$f":"IF(OR($C155<>\"Early Retirement\",$J155=\"\"),0,IF(OR($I155=\"DX AC Air Cooled\",$I155=\"DX HP Air Cooled\"),VLOOKUP($J155,'Early Retirement'!$CI$6:$CM$32,2,FALSE),IF(OR($I155=\"PTAC\",$I155=\"PTHP\"),VLOOKUP($J155,'Early Retirement'!$CI$6:$CM$32,3,FALSE),IF(AND(OR($I155=\"Air Cooled Chiller\",$I155=\"Water Cooled Chiller\"),$L155<>\"Centrifugal\"),VLOOKUP($J155,'Early Retirement'!$CI$6:$CM$32,4,FALSE),IF(AND(OR($I155=\"Air Cooled Chiller\",$I155=\"Water Cooled Chiller\"),$L155=\"Centrifugal\"),VLOOKUP($J155,'Early Retirement'!$CI$6:$CM$32,5,FALSE),\"\")))))","v":0},0,0,0,0,0,0,0,0,0,0,0,"","","",0,0,0,{"$f":"IF(AND($C155=\"Early Retirement\",$J155<>\"\",$S155<>\"\",$U155<>\"\"),$CH155,IF(AND(OR($AB155=\"DX AC Air Cooled\",$AB155=\"DX HP Air Cooled\"),OR(AND($AJ155=\"Btu/hr\",$AI155<65000),AND($AJ155=\"Tons\",$AI155<65000/12000)),$AC155=\"Split\",$AO155>=15.2),MAX(Baselines!$CF148,12/9.8),Baselines!$CF148))","v":0},{"$f":"IF(AND($C155=\"Early Retirement\",$J155<>\"\",$S155<>\"\",$U155<>\"\"),$CI155,Baselines!$CG148)","v":0},{"$f":"Baselines!$CH148","v":"kW/ton"},"",{"$f":"IF(AND($C155=\"Early Retirement\",$J155<>\"\",$S155<>\"\",$U155<>\"\"),$CJ155,IF(AND(Baselines!$CI148=0,OR($CU155=\"DX HP\",$CU155=\"PTHP\")),$BH155,Baselines!$CI148))","v":0},"COP",{"$f":"IF(OR($C155=\"Replace-on-Burnout\",$C155=\"New Construction\"),$DC155,IF($CE155=\"\",\"\",IF(OR($CE155=\"DX HP\",$CE155=\"PTHP\"),VLOOKUP($D155,'Factor Tables'!$B$89:$M$105,MATCH(CONCATENATE($CE155,\" Clg\"),'Factor Tables'!$B$88:$M$88,0),FALSE),VLOOKUP($D155,'Factor Tables'!$B$89:$M$105,MATCH($CE155,'Factor Tables'!$B$88:$M$88,0),FALSE))))","v":""},{"$f":"IF(OR($C155=\"Replace-on-Burnout\",$C155=\"New Construction\"),$DD155,IF($CE155=\"\",\"\",IF($CE155=\"DX HP\",VLOOKUP($D155,'Factor Tables'!$B$89:$M$105,MATCH(\"DX HP Htg\",'Factor Tables'!$B$88:$M$88,0),FALSE),0)))","v":""},{"$f":"IF(OR($C155=\"Replace-on-Burnout\",$C155=\"New Construction\"),$DE155,IF($CE155=\"\",\"\",IF($CE155=\"DX HP\",VLOOKUP($D155,'Factor Tables'!$N$89:$Y$105,MATCH(\"DX HP Clg\",'Factor Tables'!$N$88:$Y$88,0),FALSE),IF($CE155=\"PTHP\",VLOOKUP($D155,'Factor Tables'!$N$89:$Y$105,MATCH(\"PTHP Clg\",'Factor Tables'!$N$88:$Y$88,0),FALSE),IF(AND($CE155<>\"DX HP\",$CE155<>\"PTHP\"),VLOOKUP($D155,'Factor Tables'!$N$89:$Y$105,MATCH($CE155,'Factor Tables'!$N$88:$Y$88,0),FALSE),\"\")))))","v":""},{"$f":"IF(OR($C155=\"Replace-on-Burnout\",$C155=\"New Construction\",$CU155=\"DX HP\",$CU155=\"PTHP\"),$DF155,IF($CE155=\"\",\"\",IF($CE155=\"DX HP\",VLOOKUP($D155,'Factor Tables'!$N$89:$Y$105,MATCH(\"DX HP Htg\",'Factor Tables'!$N$88:$Y$88,0),FALSE),IF($CE155=\"PTHP\",VLOOKUP($D155,'Factor Tables'!$N$89:$Y$105,MATCH(\"PTHP Htg\",'Factor Tables'!$N$88:$Y$88,0),FALSE),0))))","v":""},"","",0,0,"kW/ton","",0,"COP",{"$f":"IF($CU155=\"\",\"\",IF(OR($CU155=\"DX HP\",$CU155=\"VRF HP\",$CU155=\"PTHP\"),VLOOKUP($D155,'Factor Tables'!$B$89:$M$105,MATCH(CONCATENATE($CU155,\" Clg\"),'Factor Tables'!$B$88:$M$88,0),FALSE),VLOOKUP($D155,'Factor Tables'!$B$89:$M$105,MATCH($CU155,'Factor Tables'!$B$88:$M$88,0),FALSE)))","v":""},{"$f":"IF($CU155=\"\",\"\",IF(OR($CU155=\"DX HP\",$CU155=\"VRF HP\",$CU155=\"PTHP\"),VLOOKUP($D155,'Factor Tables'!$B$89:$M$105,MATCH(CONCATENATE($CU155,\" Htg\"),'Factor Tables'!$B$88:$M$88,0),FALSE),0))","v":""},{"$f":"IF($CU155=\"\",\"\",IF(OR($CU155=\"DX HP\",$CU155=\"VRF HP\",$CU155=\"PTHP\"),VLOOKUP($D155,'Factor Tables'!$N$89:$Y$105,MATCH(CONCATENATE($CU155,\" Clg\"),'Factor Tables'!$N$88:$Y$88,0),FALSE),VLOOKUP($D155,'Factor Tables'!$N$89:$Y$105,MATCH($CU155,'Factor Tables'!$N$88:$Y$88,0),FALSE)))","v":""},{"$f":"IF($CU155=\"\",\"\",IF(OR($CU155=\"DX HP\",$CU155=\"VRF HP\",$CU155=\"PTHP\"),VLOOKUP($D155,'Factor Tables'!$N$89:$Y$105,MATCH(CONCATENATE($CU155,\" Htg\"),'Factor Tables'!$N$88:$Y$88,0),FALSE),0))","v":""},{"$f":"IF($AB155=\"\",0,VLOOKUP($AB155,'Utility Admin'!$E:$G,2,FALSE))","v":0},{"$f":"IF($AB155=\"\",0,VLOOKUP($AB155,'Utility Admin'!$E:$G,3,FALSE))","v":0},{"$f":"IFERROR(IF(ABS(Summary!$F$12)<=ABS(Summary!$E$12)*'Utility Admin'!$I$5,$BA155*$DG155+$BB155*$DH155,$BA155*$DG155+$BA155*'Utility Admin'!$I$5*$DH155),0)","v":0},null,"Summer",null,null,null,null,null,null,null,null,null,null,{"$f":"IF(OR('Project Info'!$C$10=\"\",$C155=\"\",$D155=\"\"),\"\",VLOOKUP($D155,$DX$9:$EA$32,MATCH($C155,$DX$9:$EA$9,0),FALSE))","v":""},null,null,null,null,null,null,"ERROR: Contact Program Manager. Post Capacity/Unit x Post # of Units must be within +/- 20% of Pre Capacity/Unit x Pre # of Units."]
[null,147,"","",null,null,null,null,null,null,null,null,null,null,null,null,null,null,null,null,null,null,null,null,null,null,null,null,null,"A",null,null,null,null,null,null,null,null,null,null,null,null,null,null,0,0,0,0,0,0,999999999,"",0,0,{"$f":"IFERROR(IF($DI$261>'Utility Admin'!$H$5,$BB156/$BB$5*$BC$261,$DI156),0)","v":0},"","",{"$f":"IF(AND(OR($AB156=\"DX AC Air Cooled\",$AB156=\"DX HP Air Cooled\"),OR(AND($AJ156=\"Btu/hr\",$AI156<65000),AND($AJ156=\"Tons\",$AI156<65000/12000)),$AC156=\"Split\",$AO156>=15.2),MAX(Baselines!$CF400,12/9.8),Baselines!$CF400)","v":0},{"$f":"Baselines!$CG400","v":0},{"$f":"Baselines!$CI400","v":0},0,0,0,0,0,0,0,0,0,0,{"$f":"IF(OR($C156<>\"Early Retirement\",$J156=\"\"),0,IF(OR($I156=\"DX AC Air Cooled\",$I156=\"DX HP Air Cooled\"),VLOOKUP($J156,'Early Retirement'!$CI$6:$CM$32,2,FALSE),IF(OR($I156=\"PTAC\",$I156=\"PTHP\"),VLOOKUP($J156,'Early Retirement'!$CI$6:$CM$32,3,FALSE),IF(AND(OR($I156=\"Air Cooled Chiller\",$I156=\"Water Cooled Chiller\"),$L156<>\"Centrifugal\"),VLOOKUP($J156,'Early Retirement'!$CI$6:$CM$32,4,FALSE),IF(AND(OR($I156=\"Air Cooled Chiller\",$I156=\"Water Cooled Chiller\"),$L156=\"Centrifugal\"),VLOOKUP($J156,'Early Retirement'!$CI$6:$CM$32,5,FALSE),\"\")))))","v":0},0,0,0,0,0,0,0,0,0,0,0,"","","",0,0,0,{"$f":"IF(AND($C156=\"Early Retirement\",$J156<>\"\",$S156<>\"\",$U156<>\"\"),$CH156,IF(AND(OR($AB156=\"DX AC Air Cooled\",$AB156=\"DX HP Air Cooled\"),OR(AND($AJ156=\"Btu/hr\",$AI156<65000),AND($AJ156=\"Tons\",$AI156<65000/12000)),$AC156=\"Split\",$AO156>=15.2),MAX(Baselines!$CF149,12/9.8),Baselines!$CF149))","v":0},{"$f":"IF(AND($C156=\"Early Retirement\",$J156<>\"\",$S156<>\"\",$U156<>\"\"),$CI156,Baselines!$CG149)","v":0},{"$f":"Baselines!$CH149","v":"kW/ton"},"",{"$f":"IF(AND($C156=\"Early Retirement\",$J156<>\"\",$S156<>\"\",$U156<>\"\"),$CJ156,IF(AND(Baselines!$CI149=0,OR($CU156=\"DX HP\",$CU156=\"PTHP\")),$BH156,Baselines!$CI149))","v":0},"COP",{"$f":"IF(OR($C156=\"Replace-on-Burnout\",$C156=\"New Construction\"),$DC156,IF($CE156=\"\",\"\",IF(OR($CE156=\"DX HP\",$CE156=\"PTHP\"),VLOOKUP($D156,'Factor Tables'!$B$89:$M$105,MATCH(CONCATENATE($CE156,\" Clg\"),'Factor Tables'!$B$88:$M$88,0),FALSE),VLOOKUP($D156,'Factor Tables'!$B$89:$M$105,MATCH($CE156,'Factor Tables'!$B$88:$M$88,0),FALSE))))","v":""},{"$f":"IF(OR($C156=\"Replace-on-Burnout\",$C156=\"New Construction\"),$DD156,IF($CE156=\"\",\"\",IF($CE156=\"DX HP\",VLOOKUP($D156,'Factor Tables'!$B$89:$M$105,MATCH(\"DX HP Htg\",'Factor Tables'!$B$88:$M$88,0),FALSE),0)))","v":""},{"$f":"IF(OR($C156=\"Replace-on-Burnout\",$C156=\"New Construction\"),$DE156,IF($CE156=\"\",\"\",IF($CE156=\"DX HP\",VLOOKUP($D156,'Factor Tables'!$N$89:$Y$105,MATCH(\"DX HP Clg\",'Factor Tables'!$N$88:$Y$88,0),FALSE),IF($CE156=\"PTHP\",VLOOKUP($D156,'Factor Tables'!$N$89:$Y$105,MATCH(\"PTHP Clg\",'Factor Tables'!$N$88:$Y$88,0),FALSE),IF(AND($CE156<>\"DX HP\",$CE156<>\"PTHP\"),VLOOKUP($D156,'Factor Tables'!$N$89:$Y$105,MATCH($CE156,'Factor Tables'!$N$88:$Y$88,0),FALSE),\"\")))))","v":""},{"$f":"IF(OR($C156=\"Replace-on-Burnout\",$C156=\"New Construction\",$CU156=\"DX HP\",$CU156=\"PTHP\"),$DF156,IF($CE156=\"\",\"\",IF($CE156=\"DX HP\",VLOOKUP($D156,'Factor Tables'!$N$89:$Y$105,MATCH(\"DX HP Htg\",'Factor Tables'!$N$88:$Y$88,0),FALSE),IF($CE156=\"PTHP\",VLOOKUP($D156,'Factor Tables'!$N$89:$Y$105,MATCH(\"PTHP Htg\",'Factor Tables'!$N$88:$Y$88,0),FALSE),0))))","v":""},"","",0,0,"kW/ton","",0,"COP",{"$f":"IF($CU156=\"\",\"\",IF(OR($CU156=\"DX HP\",$CU156=\"VRF HP\",$CU156=\"PTHP\"),VLOOKUP($D156,'Factor Tables'!$B$89:$M$105,MATCH(CONCATENATE($CU156,\" Clg\"),'Factor Tables'!$B$88:$M$88,0),FALSE),VLOOKUP($D156,'Factor Tables'!$B$89:$M$105,MATCH($CU156,'Factor Tables'!$B$88:$M$88,0),FALSE)))","v":""},{"$f":"IF($CU156=\"\",\"\",IF(OR($CU156=\"DX HP\",$CU156=\"VRF HP\",$CU156=\"PTHP\"),VLOOKUP($D156,'Factor Tables'!$B$89:$M$105,MATCH(CONCATENATE($CU156,\" Htg\"),'Factor Tables'!$B$88:$M$88,0),FALSE),0))","v":""},{"$f":"IF($CU156=\"\",\"\",IF(OR($CU156=\"DX HP\",$CU156=\"VRF HP\",$CU156=\"PTHP\"),VLOOKUP($D156,'Factor Tables'!$N$89:$Y$105,MATCH(CONCATENATE($CU156,\" Clg\"),'Factor Tables'!$N$88:$Y$88,0),FALSE),VLOOKUP($D156,'Factor Tables'!$N$89:$Y$105,MATCH($CU156,'Factor Tables'!$N$88:$Y$88,0),FALSE)))","v":""},{"$f":"IF($CU156=\"\",\"\",IF(OR($CU156=\"DX HP\",$CU156=\"VRF HP\",$CU156=\"PTHP\"),VLOOKUP($D156,'Factor Tables'!$N$89:$Y$105,MATCH(CONCATENATE($CU156,\" Htg\"),'Factor Tables'!$N$88:$Y$88,0),FALSE),0))","v":""},{"$f":"IF($AB156=\"\",0,VLOOKUP($AB156,'Utility Admin'!$E:$G,2,FALSE))","v":0},{"$f":"IF($AB156=\"\",0,VLOOKUP($AB156,'Utility Admin'!$E:$G,3,FALSE))","v":0},{"$f":"IFERROR(IF(ABS(Summary!$F$12)<=ABS(Summary!$E$12)*'Utility Admin'!$I$5,$BA156*$DG156+$BB156*$DH156,$BA156*$DG156+$BA156*'Utility Admin'!$I$5*$DH156),0)","v":0},null,"Summer",null,null,null,null,null,null,null,null,null,null,{"$f":"IF(OR('Project Info'!$C$10=\"\",$C156=\"\",$D156=\"\"),\"\",VLOOKUP($D156,$DX$9:$EA$32,MATCH($C156,$DX$9:$EA$9,0),FALSE))","v":""},null,null,null,null,null,null,"ERROR: Contact Program Manager. Post Capacity/Unit x Post # of Units must be within +/- 20% of Pre Capacity/Unit x Pre # of Units."]
[null,148,"","",null,null,null,null,null,null,null,null,null,null,null,null,null,null,null,null,null,null,null,null,null,null,null,null,null,"A",null,null,null,null,null,null,null,null,null,null,null,null,null,null,0,0,0,0,0,0,999999999,"",0,0,{"$f":"IFERROR(IF($DI$261>'Utility Admin'!$H$5,$BB157/$BB$5*$BC$261,$DI157),0)","v":0},"","",{"$f":"IF(AND(OR($AB157=\"DX AC Air Cooled\",$AB157=\"DX HP Air Cooled\"),OR(AND($AJ157=\"Btu/hr\",$AI157<65000),AND($AJ157=\"Tons\",$AI157<65000/12000)),$AC157=\"Split\",$AO157>=15.2),MAX(Baselines!$CF401,12/9.8),Baselines!$CF401)","v":0},{"$f":"Baselines!$CG401","v":0},{"$f":"Baselines!$CI401","v":0},0,0,0,0,0,0,0,0,0,0,{"$f":"IF(OR($C157<>\"Early Retirement\",$J157=\"\"),0,IF(OR($I157=\"DX AC Air Cooled\",$I157=\"DX HP Air Cooled\"),VLOOKUP($J157,'Early Retirement'!$CI$6:$CM$32,2,FALSE),IF(OR($I157=\"PTAC\",$I157=\"PTHP\"),VLOOKUP($J157,'Early Retirement'!$CI$6:$CM$32,3,FALSE),IF(AND(OR($I157=\"Air Cooled Chiller\",$I157=\"Water Cooled Chiller\"),$L157<>\"Centrifugal\"),VLOOKUP($J157,'Early Retirement'!$CI$6:$CM$32,4,FALSE),IF(AND(OR($I157=\"Air Cooled Chiller\",$I157=\"Water Cooled Chiller\"),$L157=\"Centrifugal\"),VLOOKUP($J157,'Early Retirement'!$CI$6:$CM$32,5,FALSE),\"\")))))","v":0},0,0,0,0,0,0,0,0,0,0,0,"","","",0,0,0,{"$f":"IF(AND($C157=\"Early Retirement\",$J157<>\"\",$S157<>\"\",$U157<>\"\"),$CH157,IF(AND(OR($AB157=\"DX AC Air Cooled\",$AB157=\"DX HP Air Cooled\"),OR(AND($AJ157=\"Btu/hr\",$AI157<65000),AND($AJ157=\"Tons\",$AI157<65000/12000)),$AC157=\"Split\",$AO157>=15.2),MAX(Baselines!$CF150,12/9.8),Baselines!$CF150))","v":0},{"$f":"IF(AND($C157=\"Early Retirement\",$J157<>\"\",$S157<>\"\",$U157<>\"\"),$CI157,Baselines!$CG150)","v":0},{"$f":"Baselines!$CH150","v":"kW/ton"},"",{"$f":"IF(AND($C157=\"Early Retirement\",$J157<>\"\",$S157<>\"\",$U157<>\"\"),$CJ157,IF(AND(Baselines!$CI150=0,OR($CU157=\"DX HP\",$CU157=\"PTHP\")),$BH157,Baselines!$CI150))","v":0},"COP",{"$f":"IF(OR($C157=\"Replace-on-Burnout\",$C157=\"New Construction\"),$DC157,IF($CE157=\"\",\"\",IF(OR($CE157=\"DX HP\",$CE157=\"PTHP\"),VLOOKUP($D157,'Factor Tables'!$B$89:$M$105,MATCH(CONCATENATE($CE157,\" Clg\"),'Factor Tables'!$B$88:$M$88,0),FALSE),VLOOKUP($D157,'Factor Tables'!$B$89:$M$105,MATCH($CE157,'Factor Tables'!$B$88:$M$88,0),FALSE))))","v":""},{"$f":"IF(OR($C157=\"Replace-on-Burnout\",$C157=\"New Construction\"),$DD157,IF($CE157=\"\",\"\",IF($CE157=\"DX HP\",VLOOKUP($D157,'Factor Tables'!$B$89:$M$105,MATCH(\"DX HP Htg\",'Factor Tables'!$B$88:$M$88,0),FALSE),0)))","v":""},{"$f":"IF(OR($C157=\"Replace-on-Burnout\",$C157=\"New Construction\"),$DE157,IF($CE157=\"\",\"\",IF($CE157=\"DX HP\",VLOOKUP($D157,'Factor Tables'!$N$89:$Y$105,MATCH(\"DX HP Clg\",'Factor Tables'!$N$88:$Y$88,0),FALSE),IF($CE157=\"PTHP\",VLOOKUP($D157,'Factor Tables'!$N$89:$Y$105,MATCH(\"PTHP Clg\",'Factor Tables'!$N$88:$Y$88,0),FALSE),IF(AND($CE157<>\"DX HP\",$CE157<>\"PTHP\"),VLOOKUP($D157,'Factor Tables'!$N$89:$Y$105,MATCH($CE157,'Factor Tables'!$N$88:$Y$88,0),FALSE),\"\")))))","v":""},{"$f":"IF(OR($C157=\"Replace-on-Burnout\",$C157=\"New Construction\",$CU157=\"DX HP\",$CU157=\"PTHP\"),$DF157,IF($CE157=\"\",\"\",IF($CE157=\"DX HP\",VLOOKUP($D157,'Factor Tables'!$N$89:$Y$105,MATCH(\"DX HP Htg\",'Factor Tables'!$N$88:$Y$88,0),FALSE),IF($CE157=\"PTHP\",VLOOKUP($D157,'Factor Tables'!$N$89:$Y$105,MATCH(\"PTHP Htg\",'Factor Tables'!$N$88:$Y$88,0),FALSE),0))))","v":""},"","",0,0,"kW/ton","",0,"COP",{"$f":"IF($CU157=\"\",\"\",IF(OR($CU157=\"DX HP\",$CU157=\"VRF HP\",$CU157=\"PTHP\"),VLOOKUP($D157,'Factor Tables'!$B$89:$M$105,MATCH(CONCATENATE($CU157,\" Clg\"),'Factor Tables'!$B$88:$M$88,0),FALSE),VLOOKUP($D157,'Factor Tables'!$B$89:$M$105,MATCH($CU157,'Factor Tables'!$B$88:$M$88,0),FALSE)))","v":""},{"$f":"IF($CU157=\"\",\"\",IF(OR($CU157=\"DX HP\",$CU157=\"VRF HP\",$CU157=\"PTHP\"),VLOOKUP($D157,'Factor Tables'!$B$89:$M$105,MATCH(CONCATENATE($CU157,\" Htg\"),'Factor Tables'!$B$88:$M$88,0),FALSE),0))","v":""},{"$f":"IF($CU157=\"\",\"\",IF(OR($CU157=\"DX HP\",$CU157=\"VRF HP\",$CU157=\"PTHP\"),VLOOKUP($D157,'Factor Tables'!$N$89:$Y$105,MATCH(CONCATENATE($CU157,\" Clg\"),'Factor Tables'!$N$88:$Y$88,0),FALSE),VLOOKUP($D157,'Factor Tables'!$N$89:$Y$105,MATCH($CU157,'Factor Tables'!$N$88:$Y$88,0),FALSE)))","v":""},{"$f":"IF($CU157=\"\",\"\",IF(OR($CU157=\"DX HP\",$CU157=\"VRF HP\",$CU157=\"PTHP\"),VLOOKUP($D157,'Factor Tables'!$N$89:$Y$105,MATCH(CONCATENATE($CU157,\" Htg\"),'Factor Tables'!$N$88:$Y$88,0),FALSE),0))","v":""},{"$f":"IF($AB157=\"\",0,VLOOKUP($AB157,'Utility Admin'!$E:$G,2,FALSE))","v":0},{"$f":"IF($AB157=\"\",0,VLOOKUP($AB157,'Utility Admin'!$E:$G,3,FALSE))","v":0},{"$f":"IFERROR(IF(ABS(Summary!$F$12)<=ABS(Summary!$E$12)*'Utility Admin'!$I$5,$BA157*$DG157+$BB157*$DH157,$BA157*$DG157+$BA157*'Utility Admin'!$I$5*$DH157),0)","v":0},null,"Summer",null,null,null,null,null,null,null,null,null,null,{"$f":"IF(OR('Project Info'!$C$10=\"\",$C157=\"\",$D157=\"\"),\"\",VLOOKUP($D157,$DX$9:$EA$32,MATCH($C157,$DX$9:$EA$9,0),FALSE))","v":""},null,null,null,null,null,null,"ERROR: Contact Program Manager. Post Capacity/Unit x Post # of Units must be within +/- 20% of Pre Capacity/Unit x Pre # of Units."]
[null,149,"","",null,null,null,null,null,null,null,null,null,null,null,null,null,null,null,null,null,null,null,null,null,null,null,null,null,"A",null,null,null,null,null,null,null,null,null,null,null,null,null,null,0,0,0,0,0,0,999999999,"",0,0,{"$f":"IFERROR(IF($DI$261>'Utility Admin'!$H$5,$BB158/$BB$5*$BC$261,$DI158),0)","v":0},"","",{"$f":"IF(AND(OR($AB158=\"DX AC Air Cooled\",$AB158=\"DX HP Air Cooled\"),OR(AND($AJ158=\"Btu/hr\",$AI158<65000),AND($AJ158=\"Tons\",$AI158<65000/12000)),$AC158=\"Split\",$AO158>=15.2),MAX(Baselines!$CF402,12/9.8),Baselines!$CF402)","v":0},{"$f":"Baselines!$CG402","v":0},{"$f":"Baselines!$CI402","v":0},0,0,0,0,0,0,0,0,0,0,{"$f":"IF(OR($C158<>\"Early Retirement\",$J158=\"\"),0,IF(OR($I158=\"DX AC Air Cooled\",$I158=\"DX HP Air Cooled\"),VLOOKUP($J158,'Early Retirement'!$CI$6:$CM$32,2,FALSE),IF(OR($I158=\"PTAC\",$I158=\"PTHP\"),VLOOKUP($J158,'Early Retirement'!$CI$6:$CM$32,3,FALSE),IF(AND(OR($I158=\"Air Cooled Chiller\",$I158=\"Water Cooled Chiller\"),$L158<>\"Centrifugal\"),VLOOKUP($J158,'Early Retirement'!$CI$6:$CM$32,4,FALSE),IF(AND(OR($I158=\"Air Cooled Chiller\",$I158=\"Water Cooled Chiller\"),$L158=\"Centrifugal\"),VLOOKUP($J158,'Early Retirement'!$CI$6:$CM$32,5,FALSE),\"\")))))","v":0},0,0,0,0,0,0,0,0,0,0,0,"","","",0,0,0,{"$f":"IF(AND($C158=\"Early Retirement\",$J158<>\"\",$S158<>\"\",$U158<>\"\"),$CH158,IF(AND(OR($AB158=\"DX AC Air Cooled\",$AB158=\"DX HP Air Cooled\"),OR(AND($AJ158=\"Btu/hr\",$AI158<65000),AND($AJ158=\"Tons\",$AI158<65000/12000)),$AC158=\"Split\",$AO158>=15.2),MAX(Baselines!$CF151,12/9.8),Baselines!$CF151))","v":0},{"$f":"IF(AND($C158=\"Early Retirement\",$J158<>\"\",$S158<>\"\",$U158<>\"\"),$CI158,Baselines!$CG151)","v":0},{"$f":"Baselines!$CH151","v":"kW/ton"},"",{"$f":"IF(AND($C158=\"Early Retirement\",$J158<>\"\",$S158<>\"\",$U158<>\"\"),$CJ158,IF(AND(Baselines!$CI151=0,OR($CU158=\"DX HP\",$CU158=\"PTHP\")),$BH158,Baselines!$CI151))","v":0},"COP",{"$f":"IF(OR($C158=\"Replace-on-Burnout\",$C158=\"New Construction\"),$DC158,IF($CE158=\"\",\"\",IF(OR($CE158=\"DX HP\",$CE158=\"PTHP\"),VLOOKUP($D158,'Factor Tables'!$B$89:$M$105,MATCH(CONCATENATE($CE158,\" Clg\"),'Factor Tables'!$B$88:$M$88,0),FALSE),VLOOKUP($D158,'Factor Tables'!$B$89:$M$105,MATCH($CE158,'Factor Tables'!$B$88:$M$88,0),FALSE))))","v":""},{"$f":"IF(OR($C158=\"Replace-on-Burnout\",$C158=\"New Construction\"),$DD158,IF($CE158=\"\",\"\",IF($CE158=\"DX HP\",VLOOKUP($D158,'Factor Tables'!$B$89:$M$105,MATCH(\"DX HP Htg\",'Factor Tables'!$B$88:$M$88,0),FALSE),0)))","v":""},{"$f":"IF(OR($C158=\"Replace-on-Burnout\",$C158=\"New Construction\"),$DE158,IF($CE158=\"\",\"\",IF($CE158=\"DX HP\",VLOOKUP($D158,'Factor Tables'!$N$89:$Y$105,MATCH(\"DX HP Clg\",'Factor Tables'!$N$88:$Y$88,0),FALSE),IF($CE158=\"PTHP\",VLOOKUP($D158,'Factor Tables'!$N$89:$Y$105,MATCH(\"PTHP Clg\",'Factor Tables'!$N$88:$Y$88,0),FALSE),IF(AND($CE158<>\"DX HP\",$CE158<>\"PTHP\"),VLOOKUP($D158,'Factor Tables'!$N$89:$Y$105,MATCH($CE158,'Factor Tables'!$N$88:$Y$88,0),FALSE),\"\")))))","v":""},{"$f":"IF(OR($C158=\"Replace-on-Burnout\",$C158=\"New Construction\",$CU158=\"DX HP\",$CU158=\"PTHP\"),$DF158,IF($CE158=\"\",\"\",IF($CE158=\"DX HP\",VLOOKUP($D158,'Factor Tables'!$N$89:$Y$105,MATCH(\"DX HP Htg\",'Factor Tables'!$N$88:$Y$88,0),FALSE),IF($CE158=\"PTHP\",VLOOKUP($D158,'Factor Tables'!$N$89:$Y$105,MATCH(\"PTHP Htg\",'Factor Tables'!$N$88:$Y$88,0),FALSE),0))))","v":""},"","",0,0,"kW/ton","",0,"COP",{"$f":"IF($CU158=\"\",\"\",IF(OR($CU158=\"DX HP\",$CU158=\"VRF HP\",$CU158=\"PTHP\"),VLOOKUP($D158,'Factor Tables'!$B$89:$M$105,MATCH(CONCATENATE($CU158,\" Clg\"),'Factor Tables'!$B$88:$M$88,0),FALSE),VLOOKUP($D158,'Factor Tables'!$B$89:$M$105,MATCH($CU158,'Factor Tables'!$B$88:$M$88,0),FALSE)))","v":""},{"$f":"IF($CU158=\"\",\"\",IF(OR($CU158=\"DX HP\",$CU158=\"VRF HP\",$CU158=\"PTHP\"),VLOOKUP($D158,'Factor Tables'!$B$89:$M$105,MATCH(CONCATENATE($CU158,\" Htg\"),'Factor Tables'!$B$88:$M$88,0),FALSE),0))","v":""},{"$f":"IF($CU158=\"\",\"\",IF(OR($CU158=\"DX HP\",$CU158=\"VRF HP\",$CU158=\"PTHP\"),VLOOKUP($D158,'Factor Tables'!$N$89:$Y$105,MATCH(CONCATENATE($CU158,\" Clg\"),'Factor Tables'!$N$88:$Y$88,0),FALSE),VLOOKUP($D158,'Factor Tables'!$N$89:$Y$105,MATCH($CU158,'Factor Tables'!$N$88:$Y$88,0),FALSE)))","v":""},{"$f":"IF($CU158=\"\",\"\",IF(OR($CU158=\"DX HP\",$CU158=\"VRF HP\",$CU158=\"PTHP\"),VLOOKUP($D158,'Factor Tables'!$N$89:$Y$105,MATCH(CONCATENATE($CU158,\" Htg\"),'Factor Tables'!$N$88:$Y$88,0),FALSE),0))","v":""},{"$f":"IF($AB158=\"\",0,VLOOKUP($AB158,'Utility Admin'!$E:$G,2,FALSE))","v":0},{"$f":"IF($AB158=\"\",0,VLOOKUP($AB158,'Utility Admin'!$E:$G,3,FALSE))","v":0},{"$f":"IFERROR(IF(ABS(Summary!$F$12)<=ABS(Summary!$E$12)*'Utility Admin'!$I$5,$BA158*$DG158+$BB158*$DH158,$BA158*$DG158+$BA158*'Utility Admin'!$I$5*$DH158),0)","v":0},null,"Summer",null,null,null,null,null,null,null,null,null,null,{"$f":"IF(OR('Project Info'!$C$10=\"\",$C158=\"\",$D158=\"\"),\"\",VLOOKUP($D158,$DX$9:$EA$32,MATCH($C158,$DX$9:$EA$9,0),FALSE))","v":""},null,null,null,null,null,null,"ERROR: Contact Program Manager. Post Capacity/Unit x Post # of Units must be within +/- 20% of Pre Capacity/Unit x Pre # of Units."]
[null,150,"","",null,null,null,null,null,null,null,null,null,null,null,null,null,null,null,null,null,null,null,null,null,null,null,null,null,"A",null,null,null,null,null,null,null,null,null,null,null,null,null,null,0,0,0,0,0,0,999999999,"",0,0,{"$f":"IFERROR(IF($DI$261>'Utility Admin'!$H$5,$BB159/$BB$5*$BC$261,$DI159),0)","v":0},"","",{"$f":"IF(AND(OR($AB159=\"DX AC Air Cooled\",$AB159=\"DX HP Air Cooled\"),OR(AND($AJ159=\"Btu/hr\",$AI159<65000),AND($AJ159=\"Tons\",$AI159<65000/12000)),$AC159=\"Split\",$AO159>=15.2),MAX(Baselines!$CF403,12/9.8),Baselines!$CF403)","v":0},{"$f":"Baselines!$CG403","v":0},{"$f":"Baselines!$CI403","v":0},0,0,0,0,0,0,0,0,0,0,{"$f":"IF(OR($C159<>\"Early Retirement\",$J159=\"\"),0,IF(OR($I159=\"DX AC Air Cooled\",$I159=\"DX HP Air Cooled\"),VLOOKUP($J159,'Early Retirement'!$CI$6:$CM$32,2,FALSE),IF(OR($I159=\"PTAC\",$I159=\"PTHP\"),VLOOKUP($J159,'Early Retirement'!$CI$6:$CM$32,3,FALSE),IF(AND(OR($I159=\"Air Cooled Chiller\",$I159=\"Water Cooled Chiller\"),$L159<>\"Centrifugal\"),VLOOKUP($J159,'Early Retirement'!$CI$6:$CM$32,4,FALSE),IF(AND(OR($I159=\"Air Cooled Chiller\",$I159=\"Water Cooled Chiller\"),$L159=\"Centrifugal\"),VLOOKUP($J159,'Early Retirement'!$CI$6:$CM$32,5,FALSE),\"\")))))","v":0},0,0,0,0,0,0,0,0,0,0,0,"","","",0,0,0,{"$f":"IF(AND($C159=\"Early Retirement\",$J159<>\"\",$S159<>\"\",$U159<>\"\"),$CH159,IF(AND(OR($AB159=\"DX AC Air Cooled\",$AB159=\"DX HP Air Cooled\"),OR(AND($AJ159=\"Btu/hr\",$AI159<65000),AND($AJ159=\"Tons\",$AI159<65000/12000)),$AC159=\"Split\",$AO159>=15.2),MAX(Baselines!$CF152,12/9.8),Baselines!$CF152))","v":0},{"$f":"IF(AND($C159=\"Early Retirement\",$J159<>\"\",$S159<>\"\",$U159<>\"\"),$CI159,Baselines!$CG152)","v":0},{"$f":"Baselines!$CH152","v":"kW/ton"},"",{"$f":"IF(AND($C159=\"Early Retirement\",$J159<>\"\",$S159<>\"\",$U159<>\"\"),$CJ159,IF(AND(Baselines!$CI152=0,OR($CU159=\"DX HP\",$CU159=\"PTHP\")),$BH159,Baselines!$CI152))","v":0},"COP",{"$f":"IF(OR($C159=\"Replace-on-Burnout\",$C159=\"New Construction\"),$DC159,IF($CE159=\"\",\"\",IF(OR($CE159=\"DX HP\",$CE159=\"PTHP\"),VLOOKUP($D159,'Factor Tables'!$B$89:$M$105,MATCH(CONCATENATE($CE159,\" Clg\"),'Factor Tables'!$B$88:$M$88,0),FALSE),VLOOKUP($D159,'Factor Tables'!$B$89:$M$105,MATCH($CE159,'Factor Tables'!$B$88:$M$88,0),FALSE))))","v":""},{"$f":"IF(OR($C159=\"Replace-on-Burnout\",$C159=\"New Construction\"),$DD159,IF($CE159=\"\",\"\",IF($CE159=\"DX HP\",VLOOKUP($D159,'Factor Tables'!$B$89:$M$105,MATCH(\"DX HP Htg\",'Factor Tables'!$B$88:$M$88,0),FALSE),0)))","v":""},{"$f":"IF(OR($C159=\"Replace-on-Burnout\",$C159=\"New Construction\"),$DE159,IF($CE159=\"\",\"\",IF($CE159=\"DX HP\",VLOOKUP($D159,'Factor Tables'!$N$89:$Y$105,MATCH(\"DX HP Clg\",'Factor Tables'!$N$88:$Y$88,0),FALSE),IF($CE159=\"PTHP\",VLOOKUP($D159,'Factor Tables'!$N$89:$Y$105,MATCH(\"PTHP Clg\",'Factor Tables'!$N$88:$Y$88,0),FALSE),IF(AND($CE159<>\"DX HP\",$CE159<>\"PTHP\"),VLOOKUP($D159,'Factor Tables'!$N$89:$Y$105,MATCH($CE159,'Factor Tables'!$N$88:$Y$88,0),FALSE),\"\")))))","v":""},{"$f":"IF(OR($C159=\"Replace-on-Burnout\",$C159=\"New Construction\",$CU159=\"DX HP\",$CU159=\"PTHP\"),$DF159,IF($CE159=\"\",\"\",IF($CE159=\"DX HP\",VLOOKUP($D159,'Factor Tables'!$N$89:$Y$105,MATCH(\"DX HP Htg\",'Factor Tables'!$N$88:$Y$88,0),FALSE),IF($CE159=\"PTHP\",VLOOKUP($D159,'Factor Tables'!$N$89:$Y$105,MATCH(\"PTHP Htg\",'Factor Tables'!$N$88:$Y$88,0),FALSE),0))))","v":""},"","",0,0,"kW/ton","",0,"COP",{"$f":"IF($CU159=\"\",\"\",IF(OR($CU159=\"DX HP\",$CU159=\"VRF HP\",$CU159=\"PTHP\"),VLOOKUP($D159,'Factor Tables'!$B$89:$M$105,MATCH(CONCATENATE($CU159,\" Clg\"),'Factor Tables'!$B$88:$M$88,0),FALSE),VLOOKUP($D159,'Factor Tables'!$B$89:$M$105,MATCH($CU159,'Factor Tables'!$B$88:$M$88,0),FALSE)))","v":""},{"$f":"IF($CU159=\"\",\"\",IF(OR($CU159=\"DX HP\",$CU159=\"VRF HP\",$CU159=\"PTHP\"),VLOOKUP($D159,'Factor Tables'!$B$89:$M$105,MATCH(CONCATENATE($CU159,\" Htg\"),'Factor Tables'!$B$88:$M$88,0),FALSE),0))","v":""},{"$f":"IF($CU159=\"\",\"\",IF(OR($CU159=\"DX HP\",$CU159=\"VRF HP\",$CU159=\"PTHP\"),VLOOKUP($D159,'Factor Tables'!$N$89:$Y$105,MATCH(CONCATENATE($CU159,\" Clg\"),'Factor Tables'!$N$88:$Y$88,0),FALSE),VLOOKUP($D159,'Factor Tables'!$N$89:$Y$105,MATCH($CU159,'Factor Tables'!$N$88:$Y$88,0),FALSE)))","v":""},{"$f":"IF($CU159=\"\",\"\",IF(OR($CU159=\"DX HP\",$CU159=\"VRF HP\",$CU159=\"PTHP\"),VLOOKUP($D159,'Factor Tables'!$N$89:$Y$105,MATCH(CONCATENATE($CU159,\" Htg\"),'Factor Tables'!$N$88:$Y$88,0),FALSE),0))","v":""},{"$f":"IF($AB159=\"\",0,VLOOKUP($AB159,'Utility Admin'!$E:$G,2,FALSE))","v":0},{"$f":"IF($AB159=\"\",0,VLOOKUP($AB159,'Utility Admin'!$E:$G,3,FALSE))","v":0},{"$f":"IFERROR(IF(ABS(Summary!$F$12)<=ABS(Summary!$E$12)*'Utility Admin'!$I$5,$BA159*$DG159+$BB159*$DH159,$BA159*$DG159+$BA159*'Utility Admin'!$I$5*$DH159),0)","v":0},null,"Summer",null,null,null,null,null,null,null,null,null,null,{"$f":"IF(OR('Project Info'!$C$10=\"\",$C159=\"\",$D159=\"\"),\"\",VLOOKUP($D159,$DX$9:$EA$32,MATCH($C159,$DX$9:$EA$9,0),FALSE))","v":""},null,null,null,null,null,null,"ERROR: Contact Program Manager. Post Capacity/Unit x Post # of Units must be within +/- 20% of Pre Capacity/Unit x Pre # of Units."]
[null,151,"","",null,null,null,null,null,null,null,null,null,null,null,null,null,null,null,null,null,null,null,null,null,null,null,null,null,"A",null,null,null,null,null,null,null,null,null,null,null,null,null,null,0,0,0,0,0,0,999999999,"",0,0,{"$f":"IFERROR(IF($DI$261>'Utility Admin'!$H$5,$BB160/$BB$5*$BC$261,$DI160),0)","v":0},"","",{"$f":"IF(AND(OR($AB160=\"DX AC Air Cooled\",$AB160=\"DX HP Air Cooled\"),OR(AND($AJ160=\"Btu/hr\",$AI160<65000),AND($AJ160=\"Tons\",$AI160<65000/12000)),$AC160=\"Split\",$AO160>=15.2),MAX(Baselines!$CF404,12/9.8),Baselines!$CF404)","v":0},{"$f":"Baselines!$CG404","v":0},{"$f":"Baselines!$CI404","v":0},0,0,0,0,0,0,0,0,0,0,{"$f":"IF(OR($C160<>\"Early Retirement\",$J160=\"\"),0,IF(OR($I160=\"DX AC Air Cooled\",$I160=\"DX HP Air Cooled\"),VLOOKUP($J160,'Early Retirement'!$CI$6:$CM$32,2,FALSE),IF(OR($I160=\"PTAC\",$I160=\"PTHP\"),VLOOKUP($J160,'Early Retirement'!$CI$6:$CM$32,3,FALSE),IF(AND(OR($I160=\"Air Cooled Chiller\",$I160=\"Water Cooled Chiller\"),$L160<>\"Centrifugal\"),VLOOKUP($J160,'Early Retirement'!$CI$6:$CM$32,4,FALSE),IF(AND(OR($I160=\"Air Cooled Chiller\",$I160=\"Water Cooled Chiller\"),$L160=\"Centrifugal\"),VLOOKUP($J160,'Early Retirement'!$CI$6:$CM$32,5,FALSE),\"\")))))","v":0},0,0,0,0,0,0,0,0,0,0,0,"","","",0,0,0,{"$f":"IF(AND($C160=\"Early Retirement\",$J160<>\"\",$S160<>\"\",$U160<>\"\"),$CH160,IF(AND(OR($AB160=\"DX AC Air Cooled\",$AB160=\"DX HP Air Cooled\"),OR(AND($AJ160=\"Btu/hr\",$AI160<65000),AND($AJ160=\"Tons\",$AI160<65000/12000)),$AC160=\"Split\",$AO160>=15.2),MAX(Baselines!$CF153,12/9.8),Baselines!$CF153))","v":0},{"$f":"IF(AND($C160=\"Early Retirement\",$J160<>\"\",$S160<>\"\",$U160<>\"\"),$CI160,Baselines!$CG153)","v":0},{"$f":"Baselines!$CH153","v":"kW/ton"},"",{"$f":"IF(AND($C160=\"Early Retirement\",$J160<>\"\",$S160<>\"\",$U160<>\"\"),$CJ160,IF(AND(Baselines!$CI153=0,OR($CU160=\"DX HP\",$CU160=\"PTHP\")),$BH160,Baselines!$CI153))","v":0},"COP",{"$f":"IF(OR($C160=\"Replace-on-Burnout\",$C160=\"New Construction\"),$DC160,IF($CE160=\"\",\"\",IF(OR($CE160=\"DX HP\",$CE160=\"PTHP\"),VLOOKUP($D160,'Factor Tables'!$B$89:$M$105,MATCH(CONCATENATE($CE160,\" Clg\"),'Factor Tables'!$B$88:$M$88,0),FALSE),VLOOKUP($D160,'Factor Tables'!$B$89:$M$105,MATCH($CE160,'Factor Tables'!$B$88:$M$88,0),FALSE))))","v":""},{"$f":"IF(OR($C160=\"Replace-on-Burnout\",$C160=\"New Construction\"),$DD160,IF($CE160=\"\",\"\",IF($CE160=\"DX HP\",VLOOKUP($D160,'Factor Tables'!$B$89:$M$105,MATCH(\"DX HP Htg\",'Factor Tables'!$B$88:$M$88,0),FALSE),0)))","v":""},{"$f":"IF(OR($C160=\"Replace-on-Burnout\",$C160=\"New Construction\"),$DE160,IF($CE160=\"\",\"\",IF($CE160=\"DX HP\",VLOOKUP($D160,'Factor Tables'!$N$89:$Y$105,MATCH(\"DX HP Clg\",'Factor Tables'!$N$88:$Y$88,0),FALSE),IF($CE160=\"PTHP\",VLOOKUP($D160,'Factor Tables'!$N$89:$Y$105,MATCH(\"PTHP Clg\",'Factor Tables'!$N$88:$Y$88,0),FALSE),IF(AND($CE160<>\"DX HP\",$CE160<>\"PTHP\"),VLOOKUP($D160,'Factor Tables'!$N$89:$Y$105,MATCH($CE160,'Factor Tables'!$N$88:$Y$88,0),FALSE),\"\")))))","v":""},{"$f":"IF(OR($C160=\"Replace-on-Burnout\",$C160=\"New Construction\",$CU160=\"DX HP\",$CU160=\"PTHP\"),$DF160,IF($CE160=\"\",\"\",IF($CE160=\"DX HP\",VLOOKUP($D160,'Factor Tables'!$N$89:$Y$105,MATCH(\"DX HP Htg\",'Factor Tables'!$N$88:$Y$88,0),FALSE),IF($CE160=\"PTHP\",VLOOKUP($D160,'Factor Tables'!$N$89:$Y$105,MATCH(\"PTHP Htg\",'Factor Tables'!$N$88:$Y$88,0),FALSE),0))))","v":""},"","",0,0,"kW/ton","",0,"COP",{"$f":"IF($CU160=\"\",\"\",IF(OR($CU160=\"DX HP\",$CU160=\"VRF HP\",$CU160=\"PTHP\"),VLOOKUP($D160,'Factor Tables'!$B$89:$M$105,MATCH(CONCATENATE($CU160,\" Clg\"),'Factor Tables'!$B$88:$M$88,0),FALSE),VLOOKUP($D160,'Factor Tables'!$B$89:$M$105,MATCH($CU160,'Factor Tables'!$B$88:$M$88,0),FALSE)))","v":""},{"$f":"IF($CU160=\"\",\"\",IF(OR($CU160=\"DX HP\",$CU160=\"VRF HP\",$CU160=\"PTHP\"),VLOOKUP($D160,'Factor Tables'!$B$89:$M$105,MATCH(CONCATENATE($CU160,\" Htg\"),'Factor Tables'!$B$88:$M$88,0),FALSE),0))","v":""},{"$f":"IF($CU160=\"\",\"\",IF(OR($CU160=\"DX HP\",$CU160=\"VRF HP\",$CU160=\"PTHP\"),VLOOKUP($D160,'Factor Tables'!$N$89:$Y$105,MATCH(CONCATENATE($CU160,\" Clg\"),'Factor Tables'!$N$88:$Y$88,0),FALSE),VLOOKUP($D160,'Factor Tables'!$N$89:$Y$105,MATCH($CU160,'Factor Tables'!$N$88:$Y$88,0),FALSE)))","v":""},{"$f":"IF($CU160=\"\",\"\",IF(OR($CU160=\"DX HP\",$CU160=\"VRF HP\",$CU160=\"PTHP\"),VLOOKUP($D160,'Factor Tables'!$N$89:$Y$105,MATCH(CONCATENATE($CU160,\" Htg\"),'Factor Tables'!$N$88:$Y$88,0),FALSE),0))","v":""},{"$f":"IF($AB160=\"\",0,VLOOKUP($AB160,'Utility Admin'!$E:$G,2,FALSE))","v":0},{"$f":"IF($AB160=\"\",0,VLOOKUP($AB160,'Utility Admin'!$E:$G,3,FALSE))","v":0},{"$f":"IFERROR(IF(ABS(Summary!$F$12)<=ABS(Summary!$E$12)*'Utility Admin'!$I$5,$BA160*$DG160+$BB160*$DH160,$BA160*$DG160+$BA160*'Utility Admin'!$I$5*$DH160),0)","v":0},null,"Summer",null,null,null,null,null,null,null,null,null,null,{"$f":"IF(OR('Project Info'!$C$10=\"\",$C160=\"\",$D160=\"\"),\"\",VLOOKUP($D160,$DX$9:$EA$32,MATCH($C160,$DX$9:$EA$9,0),FALSE))","v":""},null,null,null,null,null,null,"ERROR: Contact Program Manager. Post Capacity/Unit x Post # of Units must be within +/- 20% of Pre Capacity/Unit x Pre # of Units."]
[null,152,"","",null,null,null,null,null,null,null,null,null,null,null,null,null,null,null,null,null,null,null,null,null,null,null,null,null,"A",null,null,null,null,null,null,null,null,null,null,null,null,null,null,0,0,0,0,0,0,999999999,"",0,0,{"$f":"IFERROR(IF($DI$261>'Utility Admin'!$H$5,$BB161/$BB$5*$BC$261,$DI161),0)","v":0},"","",{"$f":"IF(AND(OR($AB161=\"DX AC Air Cooled\",$AB161=\"DX HP Air Cooled\"),OR(AND($AJ161=\"Btu/hr\",$AI161<65000),AND($AJ161=\"Tons\",$AI161<65000/12000)),$AC161=\"Split\",$AO161>=15.2),MAX(Baselines!$CF405,12/9.8),Baselines!$CF405)","v":0},{"$f":"Baselines!$CG405","v":0},{"$f":"Baselines!$CI405","v":0},0,0,0,0,0,0,0,0,0,0,{"$f":"IF(OR($C161<>\"Early Retirement\",$J161=\"\"),0,IF(OR($I161=\"DX AC Air Cooled\",$I161=\"DX HP Air Cooled\"),VLOOKUP($J161,'Early Retirement'!$CI$6:$CM$32,2,FALSE),IF(OR($I161=\"PTAC\",$I161=\"PTHP\"),VLOOKUP($J161,'Early Retirement'!$CI$6:$CM$32,3,FALSE),IF(AND(OR($I161=\"Air Cooled Chiller\",$I161=\"Water Cooled Chiller\"),$L161<>\"Centrifugal\"),VLOOKUP($J161,'Early Retirement'!$CI$6:$CM$32,4,FALSE),IF(AND(OR($I161=\"Air Cooled Chiller\",$I161=\"Water Cooled Chiller\"),$L161=\"Centrifugal\"),VLOOKUP($J161,'Early Retirement'!$CI$6:$CM$32,5,FALSE),\"\")))))","v":0},0,0,0,0,0,0,0,0,0,0,0,"","","",0,0,0,{"$f":"IF(AND($C161=\"Early Retirement\",$J161<>\"\",$S161<>\"\",$U161<>\"\"),$CH161,IF(AND(OR($AB161=\"DX AC Air Cooled\",$AB161=\"DX HP Air Cooled\"),OR(AND($AJ161=\"Btu/hr\",$AI161<65000),AND($AJ161=\"Tons\",$AI161<65000/12000)),$AC161=\"Split\",$AO161>=15.2),MAX(Baselines!$CF154,12/9.8),Baselines!$CF154))","v":0},{"$f":"IF(AND($C161=\"Early Retirement\",$J161<>\"\",$S161<>\"\",$U161<>\"\"),$CI161,Baselines!$CG154)","v":0},{"$f":"Baselines!$CH154","v":"kW/ton"},"",{"$f":"IF(AND($C161=\"Early Retirement\",$J161<>\"\",$S161<>\"\",$U161<>\"\"),$CJ161,IF(AND(Baselines!$CI154=0,OR($CU161=\"DX HP\",$CU161=\"PTHP\")),$BH161,Baselines!$CI154))","v":0},"COP",{"$f":"IF(OR($C161=\"Replace-on-Burnout\",$C161=\"New Construction\"),$DC161,IF($CE161=\"\",\"\",IF(OR($CE161=\"DX HP\",$CE161=\"PTHP\"),VLOOKUP($D161,'Factor Tables'!$B$89:$M$105,MATCH(CONCATENATE($CE161,\" Clg\"),'Factor Tables'!$B$88:$M$88,0),FALSE),VLOOKUP($D161,'Factor Tables'!$B$89:$M$105,MATCH($CE161,'Factor Tables'!$B$88:$M$88,0),FALSE))))","v":""},{"$f":"IF(OR($C161=\"Replace-on-Burnout\",$C161=\"New Construction\"),$DD161,IF($CE161=\"\",\"\",IF($CE161=\"DX HP\",VLOOKUP($D161,'Factor Tables'!$B$89:$M$105,MATCH(\"DX HP Htg\",'Factor Tables'!$B$88:$M$88,0),FALSE),0)))","v":""},{"$f":"IF(OR($C161=\"Replace-on-Burnout\",$C161=\"New Construction\"),$DE161,IF($CE161=\"\",\"\",IF($CE161=\"DX HP\",VLOOKUP($D161,'Factor Tables'!$N$89:$Y$105,MATCH(\"DX HP Clg\",'Factor Tables'!$N$88:$Y$88,0),FALSE),IF($CE161=\"PTHP\",VLOOKUP($D161,'Factor Tables'!$N$89:$Y$105,MATCH(\"PTHP Clg\",'Factor Tables'!$N$88:$Y$88,0),FALSE),IF(AND($CE161<>\"DX HP\",$CE161<>\"PTHP\"),VLOOKUP($D161,'Factor Tables'!$N$89:$Y$105,MATCH($CE161,'Factor Tables'!$N$88:$Y$88,0),FALSE),\"\")))))","v":""},{"$f":"IF(OR($C161=\"Replace-on-Burnout\",$C161=\"New Construction\",$CU161=\"DX HP\",$CU161=\"PTHP\"),$DF161,IF($CE161=\"\",\"\",IF($CE161=\"DX HP\",VLOOKUP($D161,'Factor Tables'!$N$89:$Y$105,MATCH(\"DX HP Htg\",'Factor Tables'!$N$88:$Y$88,0),FALSE),IF($CE161=\"PTHP\",VLOOKUP($D161,'Factor Tables'!$N$89:$Y$105,MATCH(\"PTHP Htg\",'Factor Tables'!$N$88:$Y$88,0),FALSE),0))))","v":""},"","",0,0,"kW/ton","",0,"COP",{"$f":"IF($CU161=\"\",\"\",IF(OR($CU161=\"DX HP\",$CU161=\"VRF HP\",$CU161=\"PTHP\"),VLOOKUP($D161,'Factor Tables'!$B$89:$M$105,MATCH(CONCATENATE($CU161,\" Clg\"),'Factor Tables'!$B$88:$M$88,0),FALSE),VLOOKUP($D161,'Factor Tables'!$B$89:$M$105,MATCH($CU161,'Factor Tables'!$B$88:$M$88,0),FALSE)))","v":""},{"$f":"IF($CU161=\"\",\"\",IF(OR($CU161=\"DX HP\",$CU161=\"VRF HP\",$CU161=\"PTHP\"),VLOOKUP($D161,'Factor Tables'!$B$89:$M$105,MATCH(CONCATENATE($CU161,\" Htg\"),'Factor Tables'!$B$88:$M$88,0),FALSE),0))","v":""},{"$f":"IF($CU161=\"\",\"\",IF(OR($CU161=\"DX HP\",$CU161=\"VRF HP\",$CU161=\"PTHP\"),VLOOKUP($D161,'Factor Tables'!$N$89:$Y$105,MATCH(CONCATENATE($CU161,\" Clg\"),'Factor Tables'!$N$88:$Y$88,0),FALSE),VLOOKUP($D161,'Factor Tables'!$N$89:$Y$105,MATCH($CU161,'Factor Tables'!$N$88:$Y$88,0),FALSE)))","v":""},{"$f":"IF($CU161=\"\",\"\",IF(OR($CU161=\"DX HP\",$CU161=\"VRF HP\",$CU161=\"PTHP\"),VLOOKUP($D161,'Factor Tables'!$N$89:$Y$105,MATCH(CONCATENATE($CU161,\" Htg\"),'Factor Tables'!$N$88:$Y$88,0),FALSE),0))","v":""},{"$f":"IF($AB161=\"\",0,VLOOKUP($AB161,'Utility Admin'!$E:$G,2,FALSE))","v":0},{"$f":"IF($AB161=\"\",0,VLOOKUP($AB161,'Utility Admin'!$E:$G,3,FALSE))","v":0},{"$f":"IFERROR(IF(ABS(Summary!$F$12)<=ABS(Summary!$E$12)*'Utility Admin'!$I$5,$BA161*$DG161+$BB161*$DH161,$BA161*$DG161+$BA161*'Utility Admin'!$I$5*$DH161),0)","v":0},null,"Summer",null,null,null,null,null,null,null,null,null,null,{"$f":"IF(OR('Project Info'!$C$10=\"\",$C161=\"\",$D161=\"\"),\"\",VLOOKUP($D161,$DX$9:$EA$32,MATCH($C161,$DX$9:$EA$9,0),FALSE))","v":""},null,null,null,null,null,null,"ERROR: Contact Program Manager. Post Capacity/Unit x Post # of Units must be within +/- 20% of Pre Capacity/Unit x Pre # of Units."]
[null,153,"","",null,null,null,null,null,null,null,null,null,null,null,null,null,null,null,null,null,null,null,null,null,null,null,null,null,"A",null,null,null,null,null,null,null,null,null,null,null,null,null,null,0,0,0,0,0,0,999999999,"",0,0,{"$f":"IFERROR(IF($DI$261>'Utility Admin'!$H$5,$BB162/$BB$5*$BC$261,$DI162),0)","v":0},"","",{"$f":"IF(AND(OR($AB162=\"DX AC Air Cooled\",$AB162=\"DX HP Air Cooled\"),OR(AND($AJ162=\"Btu/hr\",$AI162<65000),AND($AJ162=\"Tons\",$AI162<65000/12000)),$AC162=\"Split\",$AO162>=15.2),MAX(Baselines!$CF406,12/9.8),Baselines!$CF406)","v":0},{"$f":"Baselines!$CG406","v":0},{"$f":"Baselines!$CI406","v":0},0,0,0,0,0,0,0,0,0,0,{"$f":"IF(OR($C162<>\"Early Retirement\",$J162=\"\"),0,IF(OR($I162=\"DX AC Air Cooled\",$I162=\"DX HP Air Cooled\"),VLOOKUP($J162,'Early Retirement'!$CI$6:$CM$32,2,FALSE),IF(OR($I162=\"PTAC\",$I162=\"PTHP\"),VLOOKUP($J162,'Early Retirement'!$CI$6:$CM$32,3,FALSE),IF(AND(OR($I162=\"Air Cooled Chiller\",$I162=\"Water Cooled Chiller\"),$L162<>\"Centrifugal\"),VLOOKUP($J162,'Early Retirement'!$CI$6:$CM$32,4,FALSE),IF(AND(OR($I162=\"Air Cooled Chiller\",$I162=\"Water Cooled Chiller\"),$L162=\"Centrifugal\"),VLOOKUP($J162,'Early Retirement'!$CI$6:$CM$32,5,FALSE),\"\")))))","v":0},0,0,0,0,0,0,0,0,0,0,0,"","","",0,0,0,{"$f":"IF(AND($C162=\"Early Retirement\",$J162<>\"\",$S162<>\"\",$U162<>\"\"),$CH162,IF(AND(OR($AB162=\"DX AC Air Cooled\",$AB162=\"DX HP Air Cooled\"),OR(AND($AJ162=\"Btu/hr\",$AI162<65000),AND($AJ162=\"Tons\",$AI162<65000/12000)),$AC162=\"Split\",$AO162>=15.2),MAX(Baselines!$CF155,12/9.8),Baselines!$CF155))","v":0},{"$f":"IF(AND($C162=\"Early Retirement\",$J162<>\"\",$S162<>\"\",$U162<>\"\"),$CI162,Baselines!$CG155)","v":0},{"$f":"Baselines!$CH155","v":"kW/ton"},"",{"$f":"IF(AND($C162=\"Early Retirement\",$J162<>\"\",$S162<>\"\",$U162<>\"\"),$CJ162,IF(AND(Baselines!$CI155=0,OR($CU162=\"DX HP\",$CU162=\"PTHP\")),$BH162,Baselines!$CI155))","v":0},"COP",{"$f":"IF(OR($C162=\"Replace-on-Burnout\",$C162=\"New Construction\"),$DC162,IF($CE162=\"\",\"\",IF(OR($CE162=\"DX HP\",$CE162=\"PTHP\"),VLOOKUP($D162,'Factor Tables'!$B$89:$M$105,MATCH(CONCATENATE($CE162,\" Clg\"),'Factor Tables'!$B$88:$M$88,0),FALSE),VLOOKUP($D162,'Factor Tables'!$B$89:$M$105,MATCH($CE162,'Factor Tables'!$B$88:$M$88,0),FALSE))))","v":""},{"$f":"IF(OR($C162=\"Replace-on-Burnout\",$C162=\"New Construction\"),$DD162,IF($CE162=\"\",\"\",IF($CE162=\"DX HP\",VLOOKUP($D162,'Factor Tables'!$B$89:$M$105,MATCH(\"DX HP Htg\",'Factor Tables'!$B$88:$M$88,0),FALSE),0)))","v":""},{"$f":"IF(OR($C162=\"Replace-on-Burnout\",$C162=\"New Construction\"),$DE162,IF($CE162=\"\",\"\",IF($CE162=\"DX HP\",VLOOKUP($D162,'Factor Tables'!$N$89:$Y$105,MATCH(\"DX HP Clg\",'Factor Tables'!$N$88:$Y$88,0),FALSE),IF($CE162=\"PTHP\",VLOOKUP($D162,'Factor Tables'!$N$89:$Y$105,MATCH(\"PTHP Clg\",'Factor Tables'!$N$88:$Y$88,0),FALSE),IF(AND($CE162<>\"DX HP\",$CE162<>\"PTHP\"),VLOOKUP($D162,'Factor Tables'!$N$89:$Y$105,MATCH($CE162,'Factor Tables'!$N$88:$Y$88,0),FALSE),\"\")))))","v":""},{"$f":"IF(OR($C162=\"Replace-on-Burnout\",$C162=\"New Construction\",$CU162=\"DX HP\",$CU162=\"PTHP\"),$DF162,IF($CE162=\"\",\"\",IF($CE162=\"DX HP\",VLOOKUP($D162,'Factor Tables'!$N$89:$Y$105,MATCH(\"DX HP Htg\",'Factor Tables'!$N$88:$Y$88,0),FALSE),IF($CE162=\"PTHP\",VLOOKUP($D162,'Factor Tables'!$N$89:$Y$105,MATCH(\"PTHP Htg\",'Factor Tables'!$N$88:$Y$88,0),FALSE),0))))","v":""},"","",0,0,"kW/ton","",0,"COP",{"$f":"IF($CU162=\"\",\"\",IF(OR($CU162=\"DX HP\",$CU162=\"VRF HP\",$CU162=\"PTHP\"),VLOOKUP($D162,'Factor Tables'!$B$89:$M$105,MATCH(CONCATENATE($CU162,\" Clg\"),'Factor Tables'!$B$88:$M$88,0),FALSE),VLOOKUP($D162,'Factor Tables'!$B$89:$M$105,MATCH($CU162,'Factor Tables'!$B$88:$M$88,0),FALSE)))","v":""},{"$f":"IF($CU162=\"\",\"\",IF(OR($CU162=\"DX HP\",$CU162=\"VRF HP\",$CU162=\"PTHP\"),VLOOKUP($D162,'Factor Tables'!$B$89:$M$105,MATCH(CONCATENATE($CU162,\" Htg\"),'Factor Tables'!$B$88:$M$88,0),FALSE),0))","v":""},{"$f":"IF($CU162=\"\",\"\",IF(OR($CU162=\"DX HP\",$CU162=\"VRF HP\",$CU162=\"PTHP\"),VLOOKUP($D162,'Factor Tables'!$N$89:$Y$105,MATCH(CONCATENATE($CU162,\" Clg\"),'Factor Tables'!$N$88:$Y$88,0),FALSE),VLOOKUP($D162,'Factor Tables'!$N$89:$Y$105,MATCH($CU162,'Factor Tables'!$N$88:$Y$88,0),FALSE)))","v":""},{"$f":"IF($CU162=\"\",\"\",IF(OR($CU162=\"DX HP\",$CU162=\"VRF HP\",$CU162=\"PTHP\"),VLOOKUP($D162,'Factor Tables'!$N$89:$Y$105,MATCH(CONCATENATE($CU162,\" Htg\"),'Factor Tables'!$N$88:$Y$88,0),FALSE),0))","v":""},{"$f":"IF($AB162=\"\",0,VLOOKUP($AB162,'Utility Admin'!$E:$G,2,FALSE))","v":0},{"$f":"IF($AB162=\"\",0,VLOOKUP($AB162,'Utility Admin'!$E:$G,3,FALSE))","v":0},{"$f":"IFERROR(IF(ABS(Summary!$F$12)<=ABS(Summary!$E$12)*'Utility Admin'!$I$5,$BA162*$DG162+$BB162*$DH162,$BA162*$DG162+$BA162*'Utility Admin'!$I$5*$DH162),0)","v":0},null,"Summer",null,null,null,null,null,null,null,null,null,null,{"$f":"IF(OR('Project Info'!$C$10=\"\",$C162=\"\",$D162=\"\"),\"\",VLOOKUP($D162,$DX$9:$EA$32,MATCH($C162,$DX$9:$EA$9,0),FALSE))","v":""},null,null,null,null,null,null,"ERROR: Contact Program Manager. Post Capacity/Unit x Post # of Units must be within +/- 20% of Pre Capacity/Unit x Pre # of Units."]
[null,154,"","",null,null,null,null,null,null,null,null,null,null,null,null,null,null,null,null,null,null,null,null,null,null,null,null,null,"A",null,null,null,null,null,null,null,null,null,null,null,null,null,null,0,0,0,0,0,0,999999999,"",0,0,{"$f":"IFERROR(IF($DI$261>'Utility Admin'!$H$5,$BB163/$BB$5*$BC$261,$DI163),0)","v":0},"","",{"$f":"IF(AND(OR($AB163=\"DX AC Air Cooled\",$AB163=\"DX HP Air Cooled\"),OR(AND($AJ163=\"Btu/hr\",$AI163<65000),AND($AJ163=\"Tons\",$AI163<65000/12000)),$AC163=\"Split\",$AO163>=15.2),MAX(Baselines!$CF407,12/9.8),Baselines!$CF407)","v":0},{"$f":"Baselines!$CG407","v":0},{"$f":"Baselines!$CI407","v":0},0,0,0,0,0,0,0,0,0,0,{"$f":"IF(OR($C163<>\"Early Retirement\",$J163=\"\"),0,IF(OR($I163=\"DX AC Air Cooled\",$I163=\"DX HP Air Cooled\"),VLOOKUP($J163,'Early Retirement'!$CI$6:$CM$32,2,FALSE),IF(OR($I163=\"PTAC\",$I163=\"PTHP\"),VLOOKUP($J163,'Early Retirement'!$CI$6:$CM$32,3,FALSE),IF(AND(OR($I163=\"Air Cooled Chiller\",$I163=\"Water Cooled Chiller\"),$L163<>\"Centrifugal\"),VLOOKUP($J163,'Early Retirement'!$CI$6:$CM$32,4,FALSE),IF(AND(OR($I163=\"Air Cooled Chiller\",$I163=\"Water Cooled Chiller\"),$L163=\"Centrifugal\"),VLOOKUP($J163,'Early Retirement'!$CI$6:$CM$32,5,FALSE),\"\")))))","v":0},0,0,0,0,0,0,0,0,0,0,0,"","","",0,0,0,{"$f":"IF(AND($C163=\"Early Retirement\",$J163<>\"\",$S163<>\"\",$U163<>\"\"),$CH163,IF(AND(OR($AB163=\"DX AC Air Cooled\",$AB163=\"DX HP Air Cooled\"),OR(AND($AJ163=\"Btu/hr\",$AI163<65000),AND($AJ163=\"Tons\",$AI163<65000/12000)),$AC163=\"Split\",$AO163>=15.2),MAX(Baselines!$CF156,12/9.8),Baselines!$CF156))","v":0},{"$f":"IF(AND($C163=\"Early Retirement\",$J163<>\"\",$S163<>\"\",$U163<>\"\"),$CI163,Baselines!$CG156)","v":0},{"$f":"Baselines!$CH156","v":"kW/ton"},"",{"$f":"IF(AND($C163=\"Early Retirement\",$J163<>\"\",$S163<>\"\",$U163<>\"\"),$CJ163,IF(AND(Baselines!$CI156=0,OR($CU163=\"DX HP\",$CU163=\"PTHP\")),$BH163,Baselines!$CI156))","v":0},"COP",{"$f":"IF(OR($C163=\"Replace-on-Burnout\",$C163=\"New Construction\"),$DC163,IF($CE163=\"\",\"\",IF(OR($CE163=\"DX HP\",$CE163=\"PTHP\"),VLOOKUP($D163,'Factor Tables'!$B$89:$M$105,MATCH(CONCATENATE($CE163,\" Clg\"),'Factor Tables'!$B$88:$M$88,0),FALSE),VLOOKUP($D163,'Factor Tables'!$B$89:$M$105,MATCH($CE163,'Factor Tables'!$B$88:$M$88,0),FALSE))))","v":""},{"$f":"IF(OR($C163=\"Replace-on-Burnout\",$C163=\"New Construction\"),$DD163,IF($CE163=\"\",\"\",IF($CE163=\"DX HP\",VLOOKUP($D163,'Factor Tables'!$B$89:$M$105,MATCH(\"DX HP Htg\",'Factor Tables'!$B$88:$M$88,0),FALSE),0)))","v":""},{"$f":"IF(OR($C163=\"Replace-on-Burnout\",$C163=\"New Construction\"),$DE163,IF($CE163=\"\",\"\",IF($CE163=\"DX HP\",VLOOKUP($D163,'Factor Tables'!$N$89:$Y$105,MATCH(\"DX HP Clg\",'Factor Tables'!$N$88:$Y$88,0),FALSE),IF($CE163=\"PTHP\",VLOOKUP($D163,'Factor Tables'!$N$89:$Y$105,MATCH(\"PTHP Clg\",'Factor Tables'!$N$88:$Y$88,0),FALSE),IF(AND($CE163<>\"DX HP\",$CE163<>\"PTHP\"),VLOOKUP($D163,'Factor Tables'!$N$89:$Y$105,MATCH($CE163,'Factor Tables'!$N$88:$Y$88,0),FALSE),\"\")))))","v":""},{"$f":"IF(OR($C163=\"Replace-on-Burnout\",$C163=\"New Construction\",$CU163=\"DX HP\",$CU163=\"PTHP\"),$DF163,IF($CE163=\"\",\"\",IF($CE163=\"DX HP\",VLOOKUP($D163,'Factor Tables'!$N$89:$Y$105,MATCH(\"DX HP Htg\",'Factor Tables'!$N$88:$Y$88,0),FALSE),IF($CE163=\"PTHP\",VLOOKUP($D163,'Factor Tables'!$N$89:$Y$105,MATCH(\"PTHP Htg\",'Factor Tables'!$N$88:$Y$88,0),FALSE),0))))","v":""},"","",0,0,"kW/ton","",0,"COP",{"$f":"IF($CU163=\"\",\"\",IF(OR($CU163=\"DX HP\",$CU163=\"VRF HP\",$CU163=\"PTHP\"),VLOOKUP($D163,'Factor Tables'!$B$89:$M$105,MATCH(CONCATENATE($CU163,\" Clg\"),'Factor Tables'!$B$88:$M$88,0),FALSE),VLOOKUP($D163,'Factor Tables'!$B$89:$M$105,MATCH($CU163,'Factor Tables'!$B$88:$M$88,0),FALSE)))","v":""},{"$f":"IF($CU163=\"\",\"\",IF(OR($CU163=\"DX HP\",$CU163=\"VRF HP\",$CU163=\"PTHP\"),VLOOKUP($D163,'Factor Tables'!$B$89:$M$105,MATCH(CONCATENATE($CU163,\" Htg\"),'Factor Tables'!$B$88:$M$88,0),FALSE),0))","v":""},{"$f":"IF($CU163=\"\",\"\",IF(OR($CU163=\"DX HP\",$CU163=\"VRF HP\",$CU163=\"PTHP\"),VLOOKUP($D163,'Factor Tables'!$N$89:$Y$105,MATCH(CONCATENATE($CU163,\" Clg\"),'Factor Tables'!$N$88:$Y$88,0),FALSE),VLOOKUP($D163,'Factor Tables'!$N$89:$Y$105,MATCH($CU163,'Factor Tables'!$N$88:$Y$88,0),FALSE)))","v":""},{"$f":"IF($CU163=\"\",\"\",IF(OR($CU163=\"DX HP\",$CU163=\"VRF HP\",$CU163=\"PTHP\"),VLOOKUP($D163,'Factor Tables'!$N$89:$Y$105,MATCH(CONCATENATE($CU163,\" Htg\"),'Factor Tables'!$N$88:$Y$88,0),FALSE),0))","v":""},{"$f":"IF($AB163=\"\",0,VLOOKUP($AB163,'Utility Admin'!$E:$G,2,FALSE))","v":0},{"$f":"IF($AB163=\"\",0,VLOOKUP($AB163,'Utility Admin'!$E:$G,3,FALSE))","v":0},{"$f":"IFERROR(IF(ABS(Summary!$F$12)<=ABS(Summary!$E$12)*'Utility Admin'!$I$5,$BA163*$DG163+$BB163*$DH163,$BA163*$DG163+$BA163*'Utility Admin'!$I$5*$DH163),0)","v":0},null,"Summer",null,null,null,null,null,null,null,null,null,null,{"$f":"IF(OR('Project Info'!$C$10=\"\",$C163=\"\",$D163=\"\"),\"\",VLOOKUP($D163,$DX$9:$EA$32,MATCH($C163,$DX$9:$EA$9,0),FALSE))","v":""},null,null,null,null,null,null,"ERROR: Contact Program Manager. Post Capacity/Unit x Post # of Units must be within +/- 20% of Pre Capacity/Unit x Pre # of Units."]
[null,155,"","",null,null,null,null,null,null,null,null,null,null,null,null,null,null,null,null,null,null,null,null,null,null,null,null,null,"A",null,null,null,null,null,null,null,null,null,null,null,null,null,null,0,0,0,0,0,0,999999999,"",0,0,{"$f":"IFERROR(IF($DI$261>'Utility Admin'!$H$5,$BB164/$BB$5*$BC$261,$DI164),0)","v":0},"","",{"$f":"IF(AND(OR($AB164=\"DX AC Air Cooled\",$AB164=\"DX HP Air Cooled\"),OR(AND($AJ164=\"Btu/hr\",$AI164<65000),AND($AJ164=\"Tons\",$AI164<65000/12000)),$AC164=\"Split\",$AO164>=15.2),MAX(Baselines!$CF408,12/9.8),Baselines!$CF408)","v":0},{"$f":"Baselines!$CG408","v":0},{"$f":"Baselines!$CI408","v":0},0,0,0,0,0,0,0,0,0,0,{"$f":"IF(OR($C164<>\"Early Retirement\",$J164=\"\"),0,IF(OR($I164=\"DX AC Air Cooled\",$I164=\"DX HP Air Cooled\"),VLOOKUP($J164,'Early Retirement'!$CI$6:$CM$32,2,FALSE),IF(OR($I164=\"PTAC\",$I164=\"PTHP\"),VLOOKUP($J164,'Early Retirement'!$CI$6:$CM$32,3,FALSE),IF(AND(OR($I164=\"Air Cooled Chiller\",$I164=\"Water Cooled Chiller\"),$L164<>\"Centrifugal\"),VLOOKUP($J164,'Early Retirement'!$CI$6:$CM$32,4,FALSE),IF(AND(OR($I164=\"Air Cooled Chiller\",$I164=\"Water Cooled Chiller\"),$L164=\"Centrifugal\"),VLOOKUP($J164,'Early Retirement'!$CI$6:$CM$32,5,FALSE),\"\")))))","v":0},0,0,0,0,0,0,0,0,0,0,0,"","","",0,0,0,{"$f":"IF(AND($C164=\"Early Retirement\",$J164<>\"\",$S164<>\"\",$U164<>\"\"),$CH164,IF(AND(OR($AB164=\"DX AC Air Cooled\",$AB164=\"DX HP Air Cooled\"),OR(AND($AJ164=\"Btu/hr\",$AI164<65000),AND($AJ164=\"Tons\",$AI164<65000/12000)),$AC164=\"Split\",$AO164>=15.2),MAX(Baselines!$CF157,12/9.8),Baselines!$CF157))","v":0},{"$f":"IF(AND($C164=\"Early Retirement\",$J164<>\"\",$S164<>\"\",$U164<>\"\"),$CI164,Baselines!$CG157)","v":0},{"$f":"Baselines!$CH157","v":"kW/ton"},"",{"$f":"IF(AND($C164=\"Early Retirement\",$J164<>\"\",$S164<>\"\",$U164<>\"\"),$CJ164,IF(AND(Baselines!$CI157=0,OR($CU164=\"DX HP\",$CU164=\"PTHP\")),$BH164,Baselines!$CI157))","v":0},"COP",{"$f":"IF(OR($C164=\"Replace-on-Burnout\",$C164=\"New Construction\"),$DC164,IF($CE164=\"\",\"\",IF(OR($CE164=\"DX HP\",$CE164=\"PTHP\"),VLOOKUP($D164,'Factor Tables'!$B$89:$M$105,MATCH(CONCATENATE($CE164,\" Clg\"),'Factor Tables'!$B$88:$M$88,0),FALSE),VLOOKUP($D164,'Factor Tables'!$B$89:$M$105,MATCH($CE164,'Factor Tables'!$B$88:$M$88,0),FALSE))))","v":""},{"$f":"IF(OR($C164=\"Replace-on-Burnout\",$C164=\"New Construction\"),$DD164,IF($CE164=\"\",\"\",IF($CE164=\"DX HP\",VLOOKUP($D164,'Factor Tables'!$B$89:$M$105,MATCH(\"DX HP Htg\",'Factor Tables'!$B$88:$M$88,0),FALSE),0)))","v":""},{"$f":"IF(OR($C164=\"Replace-on-Burnout\",$C164=\"New Construction\"),$DE164,IF($CE164=\"\",\"\",IF($CE164=\"DX HP\",VLOOKUP($D164,'Factor Tables'!$N$89:$Y$105,MATCH(\"DX HP Clg\",'Factor Tables'!$N$88:$Y$88,0),FALSE),IF($CE164=\"PTHP\",VLOOKUP($D164,'Factor Tables'!$N$89:$Y$105,MATCH(\"PTHP Clg\",'Factor Tables'!$N$88:$Y$88,0),FALSE),IF(AND($CE164<>\"DX HP\",$CE164<>\"PTHP\"),VLOOKUP($D164,'Factor Tables'!$N$89:$Y$105,MATCH($CE164,'Factor Tables'!$N$88:$Y$88,0),FALSE),\"\")))))","v":""},{"$f":"IF(OR($C164=\"Replace-on-Burnout\",$C164=\"New Construction\",$CU164=\"DX HP\",$CU164=\"PTHP\"),$DF164,IF($CE164=\"\",\"\",IF($CE164=\"DX HP\",VLOOKUP($D164,'Factor Tables'!$N$89:$Y$105,MATCH(\"DX HP Htg\",'Factor Tables'!$N$88:$Y$88,0),FALSE),IF($CE164=\"PTHP\",VLOOKUP($D164,'Factor Tables'!$N$89:$Y$105,MATCH(\"PTHP Htg\",'Factor Tables'!$N$88:$Y$88,0),FALSE),0))))","v":""},"","",0,0,"kW/ton","",0,"COP",{"$f":"IF($CU164=\"\",\"\",IF(OR($CU164=\"DX HP\",$CU164=\"VRF HP\",$CU164=\"PTHP\"),VLOOKUP($D164,'Factor Tables'!$B$89:$M$105,MATCH(CONCATENATE($CU164,\" Clg\"),'Factor Tables'!$B$88:$M$88,0),FALSE),VLOOKUP($D164,'Factor Tables'!$B$89:$M$105,MATCH($CU164,'Factor Tables'!$B$88:$M$88,0),FALSE)))","v":""},{"$f":"IF($CU164=\"\",\"\",IF(OR($CU164=\"DX HP\",$CU164=\"VRF HP\",$CU164=\"PTHP\"),VLOOKUP($D164,'Factor Tables'!$B$89:$M$105,MATCH(CONCATENATE($CU164,\" Htg\"),'Factor Tables'!$B$88:$M$88,0),FALSE),0))","v":""},{"$f":"IF($CU164=\"\",\"\",IF(OR($CU164=\"DX HP\",$CU164=\"VRF HP\",$CU164=\"PTHP\"),VLOOKUP($D164,'Factor Tables'!$N$89:$Y$105,MATCH(CONCATENATE($CU164,\" Clg\"),'Factor Tables'!$N$88:$Y$88,0),FALSE),VLOOKUP($D164,'Factor Tables'!$N$89:$Y$105,MATCH($CU164,'Factor Tables'!$N$88:$Y$88,0),FALSE)))","v":""},{"$f":"IF($CU164=\"\",\"\",IF(OR($CU164=\"DX HP\",$CU164=\"VRF HP\",$CU164=\"PTHP\"),VLOOKUP($D164,'Factor Tables'!$N$89:$Y$105,MATCH(CONCATENATE($CU164,\" Htg\"),'Factor Tables'!$N$88:$Y$88,0),FALSE),0))","v":""},{"$f":"IF($AB164=\"\",0,VLOOKUP($AB164,'Utility Admin'!$E:$G,2,FALSE))","v":0},{"$f":"IF($AB164=\"\",0,VLOOKUP($AB164,'Utility Admin'!$E:$G,3,FALSE))","v":0},{"$f":"IFERROR(IF(ABS(Summary!$F$12)<=ABS(Summary!$E$12)*'Utility Admin'!$I$5,$BA164*$DG164+$BB164*$DH164,$BA164*$DG164+$BA164*'Utility Admin'!$I$5*$DH164),0)","v":0},null,"Summer",null,null,null,null,null,null,null,null,null,null,{"$f":"IF(OR('Project Info'!$C$10=\"\",$C164=\"\",$D164=\"\"),\"\",VLOOKUP($D164,$DX$9:$EA$32,MATCH($C164,$DX$9:$EA$9,0),FALSE))","v":""},null,null,null,null,null,null,"ERROR: Contact Program Manager. Post Capacity/Unit x Post # of Units must be within +/- 20% of Pre Capacity/Unit x Pre # of Units."]
[null,156,"","",null,null,null,null,null,null,null,null,null,null,null,null,null,null,null,null,null,null,null,null,null,null,null,null,null,"A",null,null,null,null,null,null,null,null,null,null,null,null,null,null,0,0,0,0,0,0,999999999,"",0,0,{"$f":"IFERROR(IF($DI$261>'Utility Admin'!$H$5,$BB165/$BB$5*$BC$261,$DI165),0)","v":0},"","",{"$f":"IF(AND(OR($AB165=\"DX AC Air Cooled\",$AB165=\"DX HP Air Cooled\"),OR(AND($AJ165=\"Btu/hr\",$AI165<65000),AND($AJ165=\"Tons\",$AI165<65000/12000)),$AC165=\"Split\",$AO165>=15.2),MAX(Baselines!$CF409,12/9.8),Baselines!$CF409)","v":0},{"$f":"Baselines!$CG409","v":0},{"$f":"Baselines!$CI409","v":0},0,0,0,0,0,0,0,0,0,0,{"$f":"IF(OR($C165<>\"Early Retirement\",$J165=\"\"),0,IF(OR($I165=\"DX AC Air Cooled\",$I165=\"DX HP Air Cooled\"),VLOOKUP($J165,'Early Retirement'!$CI$6:$CM$32,2,FALSE),IF(OR($I165=\"PTAC\",$I165=\"PTHP\"),VLOOKUP($J165,'Early Retirement'!$CI$6:$CM$32,3,FALSE),IF(AND(OR($I165=\"Air Cooled Chiller\",$I165=\"Water Cooled Chiller\"),$L165<>\"Centrifugal\"),VLOOKUP($J165,'Early Retirement'!$CI$6:$CM$32,4,FALSE),IF(AND(OR($I165=\"Air Cooled Chiller\",$I165=\"Water Cooled Chiller\"),$L165=\"Centrifugal\"),VLOOKUP($J165,'Early Retirement'!$CI$6:$CM$32,5,FALSE),\"\")))))","v":0},0,0,0,0,0,0,0,0,0,0,0,"","","",0,0,0,{"$f":"IF(AND($C165=\"Early Retirement\",$J165<>\"\",$S165<>\"\",$U165<>\"\"),$CH165,IF(AND(OR($AB165=\"DX AC Air Cooled\",$AB165=\"DX HP Air Cooled\"),OR(AND($AJ165=\"Btu/hr\",$AI165<65000),AND($AJ165=\"Tons\",$AI165<65000/12000)),$AC165=\"Split\",$AO165>=15.2),MAX(Baselines!$CF158,12/9.8),Baselines!$CF158))","v":0},{"$f":"IF(AND($C165=\"Early Retirement\",$J165<>\"\",$S165<>\"\",$U165<>\"\"),$CI165,Baselines!$CG158)","v":0},{"$f":"Baselines!$CH158","v":"kW/ton"},"",{"$f":"IF(AND($C165=\"Early Retirement\",$J165<>\"\",$S165<>\"\",$U165<>\"\"),$CJ165,IF(AND(Baselines!$CI158=0,OR($CU165=\"DX HP\",$CU165=\"PTHP\")),$BH165,Baselines!$CI158))","v":0},"COP",{"$f":"IF(OR($C165=\"Replace-on-Burnout\",$C165=\"New Construction\"),$DC165,IF($CE165=\"\",\"\",IF(OR($CE165=\"DX HP\",$CE165=\"PTHP\"),VLOOKUP($D165,'Factor Tables'!$B$89:$M$105,MATCH(CONCATENATE($CE165,\" Clg\"),'Factor Tables'!$B$88:$M$88,0),FALSE),VLOOKUP($D165,'Factor Tables'!$B$89:$M$105,MATCH($CE165,'Factor Tables'!$B$88:$M$88,0),FALSE))))","v":""},{"$f":"IF(OR($C165=\"Replace-on-Burnout\",$C165=\"New Construction\"),$DD165,IF($CE165=\"\",\"\",IF($CE165=\"DX HP\",VLOOKUP($D165,'Factor Tables'!$B$89:$M$105,MATCH(\"DX HP Htg\",'Factor Tables'!$B$88:$M$88,0),FALSE),0)))","v":""},{"$f":"IF(OR($C165=\"Replace-on-Burnout\",$C165=\"New Construction\"),$DE165,IF($CE165=\"\",\"\",IF($CE165=\"DX HP\",VLOOKUP($D165,'Factor Tables'!$N$89:$Y$105,MATCH(\"DX HP Clg\",'Factor Tables'!$N$88:$Y$88,0),FALSE),IF($CE165=\"PTHP\",VLOOKUP($D165,'Factor Tables'!$N$89:$Y$105,MATCH(\"PTHP Clg\",'Factor Tables'!$N$88:$Y$88,0),FALSE),IF(AND($CE165<>\"DX HP\",$CE165<>\"PTHP\"),VLOOKUP($D165,'Factor Tables'!$N$89:$Y$105,MATCH($CE165,'Factor Tables'!$N$88:$Y$88,0),FALSE),\"\")))))","v":""},{"$f":"IF(OR($C165=\"Replace-on-Burnout\",$C165=\"New Construction\",$CU165=\"DX HP\",$CU165=\"PTHP\"),$DF165,IF($CE165=\"\",\"\",IF($CE165=\"DX HP\",VLOOKUP($D165,'Factor Tables'!$N$89:$Y$105,MATCH(\"DX HP Htg\",'Factor Tables'!$N$88:$Y$88,0),FALSE),IF($CE165=\"PTHP\",VLOOKUP($D165,'Factor Tables'!$N$89:$Y$105,MATCH(\"PTHP Htg\",'Factor Tables'!$N$88:$Y$88,0),FALSE),0))))","v":""},"","",0,0,"kW/ton","",0,"COP",{"$f":"IF($CU165=\"\",\"\",IF(OR($CU165=\"DX HP\",$CU165=\"VRF HP\",$CU165=\"PTHP\"),VLOOKUP($D165,'Factor Tables'!$B$89:$M$105,MATCH(CONCATENATE($CU165,\" Clg\"),'Factor Tables'!$B$88:$M$88,0),FALSE),VLOOKUP($D165,'Factor Tables'!$B$89:$M$105,MATCH($CU165,'Factor Tables'!$B$88:$M$88,0),FALSE)))","v":""},{"$f":"IF($CU165=\"\",\"\",IF(OR($CU165=\"DX HP\",$CU165=\"VRF HP\",$CU165=\"PTHP\"),VLOOKUP($D165,'Factor Tables'!$B$89:$M$105,MATCH(CONCATENATE($CU165,\" Htg\"),'Factor Tables'!$B$88:$M$88,0),FALSE),0))","v":""},{"$f":"IF($CU165=\"\",\"\",IF(OR($CU165=\"DX HP\",$CU165=\"VRF HP\",$CU165=\"PTHP\"),VLOOKUP($D165,'Factor Tables'!$N$89:$Y$105,MATCH(CONCATENATE($CU165,\" Clg\"),'Factor Tables'!$N$88:$Y$88,0),FALSE),VLOOKUP($D165,'Factor Tables'!$N$89:$Y$105,MATCH($CU165,'Factor Tables'!$N$88:$Y$88,0),FALSE)))","v":""},{"$f":"IF($CU165=\"\",\"\",IF(OR($CU165=\"DX HP\",$CU165=\"VRF HP\",$CU165=\"PTHP\"),VLOOKUP($D165,'Factor Tables'!$N$89:$Y$105,MATCH(CONCATENATE($CU165,\" Htg\"),'Factor Tables'!$N$88:$Y$88,0),FALSE),0))","v":""},{"$f":"IF($AB165=\"\",0,VLOOKUP($AB165,'Utility Admin'!$E:$G,2,FALSE))","v":0},{"$f":"IF($AB165=\"\",0,VLOOKUP($AB165,'Utility Admin'!$E:$G,3,FALSE))","v":0},{"$f":"IFERROR(IF(ABS(Summary!$F$12)<=ABS(Summary!$E$12)*'Utility Admin'!$I$5,$BA165*$DG165+$BB165*$DH165,$BA165*$DG165+$BA165*'Utility Admin'!$I$5*$DH165),0)","v":0},null,"Summer",null,null,null,null,null,null,null,null,null,null,{"$f":"IF(OR('Project Info'!$C$10=\"\",$C165=\"\",$D165=\"\"),\"\",VLOOKUP($D165,$DX$9:$EA$32,MATCH($C165,$DX$9:$EA$9,0),FALSE))","v":""},null,null,null,null,null,null,"ERROR: Contact Program Manager. Post Capacity/Unit x Post # of Units must be within +/- 20% of Pre Capacity/Unit x Pre # of Units."]
[null,157,"","",null,null,null,null,null,null,null,null,null,null,null,null,null,null,null,null,null,null,null,null,null,null,null,null,null,"A",null,null,null,null,null,null,null,null,null,null,null,null,null,null,0,0,0,0,0,0,999999999,"",0,0,{"$f":"IFERROR(IF($DI$261>'Utility Admin'!$H$5,$BB166/$BB$5*$BC$261,$DI166),0)","v":0},"","",{"$f":"IF(AND(OR($AB166=\"DX AC Air Cooled\",$AB166=\"DX HP Air Cooled\"),OR(AND($AJ166=\"Btu/hr\",$AI166<65000),AND($AJ166=\"Tons\",$AI166<65000/12000)),$AC166=\"Split\",$AO166>=15.2),MAX(Baselines!$CF410,12/9.8),Baselines!$CF410)","v":0},{"$f":"Baselines!$CG410","v":0},{"$f":"Baselines!$CI410","v":0},0,0,0,0,0,0,0,0,0,0,{"$f":"IF(OR($C166<>\"Early Retirement\",$J166=\"\"),0,IF(OR($I166=\"DX AC Air Cooled\",$I166=\"DX HP Air Cooled\"),VLOOKUP($J166,'Early Retirement'!$CI$6:$CM$32,2,FALSE),IF(OR($I166=\"PTAC\",$I166=\"PTHP\"),VLOOKUP($J166,'Early Retirement'!$CI$6:$CM$32,3,FALSE),IF(AND(OR($I166=\"Air Cooled Chiller\",$I166=\"Water Cooled Chiller\"),$L166<>\"Centrifugal\"),VLOOKUP($J166,'Early Retirement'!$CI$6:$CM$32,4,FALSE),IF(AND(OR($I166=\"Air Cooled Chiller\",$I166=\"Water Cooled Chiller\"),$L166=\"Centrifugal\"),VLOOKUP($J166,'Early Retirement'!$CI$6:$CM$32,5,FALSE),\"\")))))","v":0},0,0,0,0,0,0,0,0,0,0,0,"","","",0,0,0,{"$f":"IF(AND($C166=\"Early Retirement\",$J166<>\"\",$S166<>\"\",$U166<>\"\"),$CH166,IF(AND(OR($AB166=\"DX AC Air Cooled\",$AB166=\"DX HP Air Cooled\"),OR(AND($AJ166=\"Btu/hr\",$AI166<65000),AND($AJ166=\"Tons\",$AI166<65000/12000)),$AC166=\"Split\",$AO166>=15.2),MAX(Baselines!$CF159,12/9.8),Baselines!$CF159))","v":0},{"$f":"IF(AND($C166=\"Early Retirement\",$J166<>\"\",$S166<>\"\",$U166<>\"\"),$CI166,Baselines!$CG159)","v":0},{"$f":"Baselines!$CH159","v":"kW/ton"},"",{"$f":"IF(AND($C166=\"Early Retirement\",$J166<>\"\",$S166<>\"\",$U166<>\"\"),$CJ166,IF(AND(Baselines!$CI159=0,OR($CU166=\"DX HP\",$CU166=\"PTHP\")),$BH166,Baselines!$CI159))","v":0},"COP",{"$f":"IF(OR($C166=\"Replace-on-Burnout\",$C166=\"New Construction\"),$DC166,IF($CE166=\"\",\"\",IF(OR($CE166=\"DX HP\",$CE166=\"PTHP\"),VLOOKUP($D166,'Factor Tables'!$B$89:$M$105,MATCH(CONCATENATE($CE166,\" Clg\"),'Factor Tables'!$B$88:$M$88,0),FALSE),VLOOKUP($D166,'Factor Tables'!$B$89:$M$105,MATCH($CE166,'Factor Tables'!$B$88:$M$88,0),FALSE))))","v":""},{"$f":"IF(OR($C166=\"Replace-on-Burnout\",$C166=\"New Construction\"),$DD166,IF($CE166=\"\",\"\",IF($CE166=\"DX HP\",VLOOKUP($D166,'Factor Tables'!$B$89:$M$105,MATCH(\"DX HP Htg\",'Factor Tables'!$B$88:$M$88,0),FALSE),0)))","v":""},{"$f":"IF(OR($C166=\"Replace-on-Burnout\",$C166=\"New Construction\"),$DE166,IF($CE166=\"\",\"\",IF($CE166=\"DX HP\",VLOOKUP($D166,'Factor Tables'!$N$89:$Y$105,MATCH(\"DX HP Clg\",'Factor Tables'!$N$88:$Y$88,0),FALSE),IF($CE166=\"PTHP\",VLOOKUP($D166,'Factor Tables'!$N$89:$Y$105,MATCH(\"PTHP Clg\",'Factor Tables'!$N$88:$Y$88,0),FALSE),IF(AND($CE166<>\"DX HP\",$CE166<>\"PTHP\"),VLOOKUP($D166,'Factor Tables'!$N$89:$Y$105,MATCH($CE166,'Factor Tables'!$N$88:$Y$88,0),FALSE),\"\")))))","v":""},{"$f":"IF(OR($C166=\"Replace-on-Burnout\",$C166=\"New Construction\",$CU166=\"DX HP\",$CU166=\"PTHP\"),$DF166,IF($CE166=\"\",\"\",IF($CE166=\"DX HP\",VLOOKUP($D166,'Factor Tables'!$N$89:$Y$105,MATCH(\"DX HP Htg\",'Factor Tables'!$N$88:$Y$88,0),FALSE),IF($CE166=\"PTHP\",VLOOKUP($D166,'Factor Tables'!$N$89:$Y$105,MATCH(\"PTHP Htg\",'Factor Tables'!$N$88:$Y$88,0),FALSE),0))))","v":""},"","",0,0,"kW/ton","",0,"COP",{"$f":"IF($CU166=\"\",\"\",IF(OR($CU166=\"DX HP\",$CU166=\"VRF HP\",$CU166=\"PTHP\"),VLOOKUP($D166,'Factor Tables'!$B$89:$M$105,MATCH(CONCATENATE($CU166,\" Clg\"),'Factor Tables'!$B$88:$M$88,0),FALSE),VLOOKUP($D166,'Factor Tables'!$B$89:$M$105,MATCH($CU166,'Factor Tables'!$B$88:$M$88,0),FALSE)))","v":""},{"$f":"IF($CU166=\"\",\"\",IF(OR($CU166=\"DX HP\",$CU166=\"VRF HP\",$CU166=\"PTHP\"),VLOOKUP($D166,'Factor Tables'!$B$89:$M$105,MATCH(CONCATENATE($CU166,\" Htg\"),'Factor Tables'!$B$88:$M$88,0),FALSE),0))","v":""},{"$f":"IF($CU166=\"\",\"\",IF(OR($CU166=\"DX HP\",$CU166=\"VRF HP\",$CU166=\"PTHP\"),VLOOKUP($D166,'Factor Tables'!$N$89:$Y$105,MATCH(CONCATENATE($CU166,\" Clg\"),'Factor Tables'!$N$88:$Y$88,0),FALSE),VLOOKUP($D166,'Factor Tables'!$N$89:$Y$105,MATCH($CU166,'Factor Tables'!$N$88:$Y$88,0),FALSE)))","v":""},{"$f":"IF($CU166=\"\",\"\",IF(OR($CU166=\"DX HP\",$CU166=\"VRF HP\",$CU166=\"PTHP\"),VLOOKUP($D166,'Factor Tables'!$N$89:$Y$105,MATCH(CONCATENATE($CU166,\" Htg\"),'Factor Tables'!$N$88:$Y$88,0),FALSE),0))","v":""},{"$f":"IF($AB166=\"\",0,VLOOKUP($AB166,'Utility Admin'!$E:$G,2,FALSE))","v":0},{"$f":"IF($AB166=\"\",0,VLOOKUP($AB166,'Utility Admin'!$E:$G,3,FALSE))","v":0},{"$f":"IFERROR(IF(ABS(Summary!$F$12)<=ABS(Summary!$E$12)*'Utility Admin'!$I$5,$BA166*$DG166+$BB166*$DH166,$BA166*$DG166+$BA166*'Utility Admin'!$I$5*$DH166),0)","v":0},null,"Summer",null,null,null,null,null,null,null,null,null,null,{"$f":"IF(OR('Project Info'!$C$10=\"\",$C166=\"\",$D166=\"\"),\"\",VLOOKUP($D166,$DX$9:$EA$32,MATCH($C166,$DX$9:$EA$9,0),FALSE))","v":""},null,null,null,null,null,null,"ERROR: Contact Program Manager. Post Capacity/Unit x Post # of Units must be within +/- 20% of Pre Capacity/Unit x Pre # of Units."]
[null,158,"","",null,null,null,null,null,null,null,null,null,null,null,null,null,null,null,null,null,null,null,null,null,null,null,null,null,"A",null,null,null,null,null,null,null,null,null,null,null,null,null,null,0,0,0,0,0,0,999999999,"",0,0,{"$f":"IFERROR(IF($DI$261>'Utility Admin'!$H$5,$BB167/$BB$5*$BC$261,$DI167),0)","v":0},"","",{"$f":"IF(AND(OR($AB167=\"DX AC Air Cooled\",$AB167=\"DX HP Air Cooled\"),OR(AND($AJ167=\"Btu/hr\",$AI167<65000),AND($AJ167=\"Tons\",$AI167<65000/12000)),$AC167=\"Split\",$AO167>=15.2),MAX(Baselines!$CF411,12/9.8),Baselines!$CF411)","v":0},{"$f":"Baselines!$CG411","v":0},{"$f":"Baselines!$CI411","v":0},0,0,0,0,0,0,0,0,0,0,{"$f":"IF(OR($C167<>\"Early Retirement\",$J167=\"\"),0,IF(OR($I167=\"DX AC Air Cooled\",$I167=\"DX HP Air Cooled\"),VLOOKUP($J167,'Early Retirement'!$CI$6:$CM$32,2,FALSE),IF(OR($I167=\"PTAC\",$I167=\"PTHP\"),VLOOKUP($J167,'Early Retirement'!$CI$6:$CM$32,3,FALSE),IF(AND(OR($I167=\"Air Cooled Chiller\",$I167=\"Water Cooled Chiller\"),$L167<>\"Centrifugal\"),VLOOKUP($J167,'Early Retirement'!$CI$6:$CM$32,4,FALSE),IF(AND(OR($I167=\"Air Cooled Chiller\",$I167=\"Water Cooled Chiller\"),$L167=\"Centrifugal\"),VLOOKUP($J167,'Early Retirement'!$CI$6:$CM$32,5,FALSE),\"\")))))","v":0},0,0,0,0,0,0,0,0,0,0,0,"","","",0,0,0,{"$f":"IF(AND($C167=\"Early Retirement\",$J167<>\"\",$S167<>\"\",$U167<>\"\"),$CH167,IF(AND(OR($AB167=\"DX AC Air Cooled\",$AB167=\"DX HP Air Cooled\"),OR(AND($AJ167=\"Btu/hr\",$AI167<65000),AND($AJ167=\"Tons\",$AI167<65000/12000)),$AC167=\"Split\",$AO167>=15.2),MAX(Baselines!$CF160,12/9.8),Baselines!$CF160))","v":0},{"$f":"IF(AND($C167=\"Early Retirement\",$J167<>\"\",$S167<>\"\",$U167<>\"\"),$CI167,Baselines!$CG160)","v":0},{"$f":"Baselines!$CH160","v":"kW/ton"},"",{"$f":"IF(AND($C167=\"Early Retirement\",$J167<>\"\",$S167<>\"\",$U167<>\"\"),$CJ167,IF(AND(Baselines!$CI160=0,OR($CU167=\"DX HP\",$CU167=\"PTHP\")),$BH167,Baselines!$CI160))","v":0},"COP",{"$f":"IF(OR($C167=\"Replace-on-Burnout\",$C167=\"New Construction\"),$DC167,IF($CE167=\"\",\"\",IF(OR($CE167=\"DX HP\",$CE167=\"PTHP\"),VLOOKUP($D167,'Factor Tables'!$B$89:$M$105,MATCH(CONCATENATE($CE167,\" Clg\"),'Factor Tables'!$B$88:$M$88,0),FALSE),VLOOKUP($D167,'Factor Tables'!$B$89:$M$105,MATCH($CE167,'Factor Tables'!$B$88:$M$88,0),FALSE))))","v":""},{"$f":"IF(OR($C167=\"Replace-on-Burnout\",$C167=\"New Construction\"),$DD167,IF($CE167=\"\",\"\",IF($CE167=\"DX HP\",VLOOKUP($D167,'Factor Tables'!$B$89:$M$105,MATCH(\"DX HP Htg\",'Factor Tables'!$B$88:$M$88,0),FALSE),0)))","v":""},{"$f":"IF(OR($C167=\"Replace-on-Burnout\",$C167=\"New Construction\"),$DE167,IF($CE167=\"\",\"\",IF($CE167=\"DX HP\",VLOOKUP($D167,'Factor Tables'!$N$89:$Y$105,MATCH(\"DX HP Clg\",'Factor Tables'!$N$88:$Y$88,0),FALSE),IF($CE167=\"PTHP\",VLOOKUP($D167,'Factor Tables'!$N$89:$Y$105,MATCH(\"PTHP Clg\",'Factor Tables'!$N$88:$Y$88,0),FALSE),IF(AND($CE167<>\"DX HP\",$CE167<>\"PTHP\"),VLOOKUP($D167,'Factor Tables'!$N$89:$Y$105,MATCH($CE167,'Factor Tables'!$N$88:$Y$88,0),FALSE),\"\")))))","v":""},{"$f":"IF(OR($C167=\"Replace-on-Burnout\",$C167=\"New Construction\",$CU167=\"DX HP\",$CU167=\"PTHP\"),$DF167,IF($CE167=\"\",\"\",IF($CE167=\"DX HP\",VLOOKUP($D167,'Factor Tables'!$N$89:$Y$105,MATCH(\"DX HP Htg\",'Factor Tables'!$N$88:$Y$88,0),FALSE),IF($CE167=\"PTHP\",VLOOKUP($D167,'Factor Tables'!$N$89:$Y$105,MATCH(\"PTHP Htg\",'Factor Tables'!$N$88:$Y$88,0),FALSE),0))))","v":""},"","",0,0,"kW/ton","",0,"COP",{"$f":"IF($CU167=\"\",\"\",IF(OR($CU167=\"DX HP\",$CU167=\"VRF HP\",$CU167=\"PTHP\"),VLOOKUP($D167,'Factor Tables'!$B$89:$M$105,MATCH(CONCATENATE($CU167,\" Clg\"),'Factor Tables'!$B$88:$M$88,0),FALSE),VLOOKUP($D167,'Factor Tables'!$B$89:$M$105,MATCH($CU167,'Factor Tables'!$B$88:$M$88,0),FALSE)))","v":""},{"$f":"IF($CU167=\"\",\"\",IF(OR($CU167=\"DX HP\",$CU167=\"VRF HP\",$CU167=\"PTHP\"),VLOOKUP($D167,'Factor Tables'!$B$89:$M$105,MATCH(CONCATENATE($CU167,\" Htg\"),'Factor Tables'!$B$88:$M$88,0),FALSE),0))","v":""},{"$f":"IF($CU167=\"\",\"\",IF(OR($CU167=\"DX HP\",$CU167=\"VRF HP\",$CU167=\"PTHP\"),VLOOKUP($D167,'Factor Tables'!$N$89:$Y$105,MATCH(CONCATENATE($CU167,\" Clg\"),'Factor Tables'!$N$88:$Y$88,0),FALSE),VLOOKUP($D167,'Factor Tables'!$N$89:$Y$105,MATCH($CU167,'Factor Tables'!$N$88:$Y$88,0),FALSE)))","v":""},{"$f":"IF($CU167=\"\",\"\",IF(OR($CU167=\"DX HP\",$CU167=\"VRF HP\",$CU167=\"PTHP\"),VLOOKUP($D167,'Factor Tables'!$N$89:$Y$105,MATCH(CONCATENATE($CU167,\" Htg\"),'Factor Tables'!$N$88:$Y$88,0),FALSE),0))","v":""},{"$f":"IF($AB167=\"\",0,VLOOKUP($AB167,'Utility Admin'!$E:$G,2,FALSE))","v":0},{"$f":"IF($AB167=\"\",0,VLOOKUP($AB167,'Utility Admin'!$E:$G,3,FALSE))","v":0},{"$f":"IFERROR(IF(ABS(Summary!$F$12)<=ABS(Summary!$E$12)*'Utility Admin'!$I$5,$BA167*$DG167+$BB167*$DH167,$BA167*$DG167+$BA167*'Utility Admin'!$I$5*$DH167),0)","v":0},null,"Summer",null,null,null,null,null,null,null,null,null,null,{"$f":"IF(OR('Project Info'!$C$10=\"\",$C167=\"\",$D167=\"\"),\"\",VLOOKUP($D167,$DX$9:$EA$32,MATCH($C167,$DX$9:$EA$9,0),FALSE))","v":""},null,null,null,null,null,null,"ERROR: Contact Program Manager. Post Capacity/Unit x Post # of Units must be within +/- 20% of Pre Capacity/Unit x Pre # of Units."]
[null,159,"","",null,null,null,null,null,null,null,null,null,null,null,null,null,null,null,null,null,null,null,null,null,null,null,null,null,"A",null,null,null,null,null,null,null,null,null,null,null,null,null,null,0,0,0,0,0,0,999999999,"",0,0,{"$f":"IFERROR(IF($DI$261>'Utility Admin'!$H$5,$BB168/$BB$5*$BC$261,$DI168),0)","v":0},"","",{"$f":"IF(AND(OR($AB168=\"DX AC Air Cooled\",$AB168=\"DX HP Air Cooled\"),OR(AND($AJ168=\"Btu/hr\",$AI168<65000),AND($AJ168=\"Tons\",$AI168<65000/12000)),$AC168=\"Split\",$AO168>=15.2),MAX(Baselines!$CF412,12/9.8),Baselines!$CF412)","v":0},{"$f":"Baselines!$CG412","v":0},{"$f":"Baselines!$CI412","v":0},0,0,0,0,0,0,0,0,0,0,{"$f":"IF(OR($C168<>\"Early Retirement\",$J168=\"\"),0,IF(OR($I168=\"DX AC Air Cooled\",$I168=\"DX HP Air Cooled\"),VLOOKUP($J168,'Early Retirement'!$CI$6:$CM$32,2,FALSE),IF(OR($I168=\"PTAC\",$I168=\"PTHP\"),VLOOKUP($J168,'Early Retirement'!$CI$6:$CM$32,3,FALSE),IF(AND(OR($I168=\"Air Cooled Chiller\",$I168=\"Water Cooled Chiller\"),$L168<>\"Centrifugal\"),VLOOKUP($J168,'Early Retirement'!$CI$6:$CM$32,4,FALSE),IF(AND(OR($I168=\"Air Cooled Chiller\",$I168=\"Water Cooled Chiller\"),$L168=\"Centrifugal\"),VLOOKUP($J168,'Early Retirement'!$CI$6:$CM$32,5,FALSE),\"\")))))","v":0},0,0,0,0,0,0,0,0,0,0,0,"","","",0,0,0,{"$f":"IF(AND($C168=\"Early Retirement\",$J168<>\"\",$S168<>\"\",$U168<>\"\"),$CH168,IF(AND(OR($AB168=\"DX AC Air Cooled\",$AB168=\"DX HP Air Cooled\"),OR(AND($AJ168=\"Btu/hr\",$AI168<65000),AND($AJ168=\"Tons\",$AI168<65000/12000)),$AC168=\"Split\",$AO168>=15.2),MAX(Baselines!$CF161,12/9.8),Baselines!$CF161))","v":0},{"$f":"IF(AND($C168=\"Early Retirement\",$J168<>\"\",$S168<>\"\",$U168<>\"\"),$CI168,Baselines!$CG161)","v":0},{"$f":"Baselines!$CH161","v":"kW/ton"},"",{"$f":"IF(AND($C168=\"Early Retirement\",$J168<>\"\",$S168<>\"\",$U168<>\"\"),$CJ168,IF(AND(Baselines!$CI161=0,OR($CU168=\"DX HP\",$CU168=\"PTHP\")),$BH168,Baselines!$CI161))","v":0},"COP",{"$f":"IF(OR($C168=\"Replace-on-Burnout\",$C168=\"New Construction\"),$DC168,IF($CE168=\"\",\"\",IF(OR($CE168=\"DX HP\",$CE168=\"PTHP\"),VLOOKUP($D168,'Factor Tables'!$B$89:$M$105,MATCH(CONCATENATE($CE168,\" Clg\"),'Factor Tables'!$B$88:$M$88,0),FALSE),VLOOKUP($D168,'Factor Tables'!$B$89:$M$105,MATCH($CE168,'Factor Tables'!$B$88:$M$88,0),FALSE))))","v":""},{"$f":"IF(OR($C168=\"Replace-on-Burnout\",$C168=\"New Construction\"),$DD168,IF($CE168=\"\",\"\",IF($CE168=\"DX HP\",VLOOKUP($D168,'Factor Tables'!$B$89:$M$105,MATCH(\"DX HP Htg\",'Factor Tables'!$B$88:$M$88,0),FALSE),0)))","v":""},{"$f":"IF(OR($C168=\"Replace-on-Burnout\",$C168=\"New Construction\"),$DE168,IF($CE168=\"\",\"\",IF($CE168=\"DX HP\",VLOOKUP($D168,'Factor Tables'!$N$89:$Y$105,MATCH(\"DX HP Clg\",'Factor Tables'!$N$88:$Y$88,0),FALSE),IF($CE168=\"PTHP\",VLOOKUP($D168,'Factor Tables'!$N$89:$Y$105,MATCH(\"PTHP Clg\",'Factor Tables'!$N$88:$Y$88,0),FALSE),IF(AND($CE168<>\"DX HP\",$CE168<>\"PTHP\"),VLOOKUP($D168,'Factor Tables'!$N$89:$Y$105,MATCH($CE168,'Factor Tables'!$N$88:$Y$88,0),FALSE),\"\")))))","v":""},{"$f":"IF(OR($C168=\"Replace-on-Burnout\",$C168=\"New Construction\",$CU168=\"DX HP\",$CU168=\"PTHP\"),$DF168,IF($CE168=\"\",\"\",IF($CE168=\"DX HP\",VLOOKUP($D168,'Factor Tables'!$N$89:$Y$105,MATCH(\"DX HP Htg\",'Factor Tables'!$N$88:$Y$88,0),FALSE),IF($CE168=\"PTHP\",VLOOKUP($D168,'Factor Tables'!$N$89:$Y$105,MATCH(\"PTHP Htg\",'Factor Tables'!$N$88:$Y$88,0),FALSE),0))))","v":""},"","",0,0,"kW/ton","",0,"COP",{"$f":"IF($CU168=\"\",\"\",IF(OR($CU168=\"DX HP\",$CU168=\"VRF HP\",$CU168=\"PTHP\"),VLOOKUP($D168,'Factor Tables'!$B$89:$M$105,MATCH(CONCATENATE($CU168,\" Clg\"),'Factor Tables'!$B$88:$M$88,0),FALSE),VLOOKUP($D168,'Factor Tables'!$B$89:$M$105,MATCH($CU168,'Factor Tables'!$B$88:$M$88,0),FALSE)))","v":""},{"$f":"IF($CU168=\"\",\"\",IF(OR($CU168=\"DX HP\",$CU168=\"VRF HP\",$CU168=\"PTHP\"),VLOOKUP($D168,'Factor Tables'!$B$89:$M$105,MATCH(CONCATENATE($CU168,\" Htg\"),'Factor Tables'!$B$88:$M$88,0),FALSE),0))","v":""},{"$f":"IF($CU168=\"\",\"\",IF(OR($CU168=\"DX HP\",$CU168=\"VRF HP\",$CU168=\"PTHP\"),VLOOKUP($D168,'Factor Tables'!$N$89:$Y$105,MATCH(CONCATENATE($CU168,\" Clg\"),'Factor Tables'!$N$88:$Y$88,0),FALSE),VLOOKUP($D168,'Factor Tables'!$N$89:$Y$105,MATCH($CU168,'Factor Tables'!$N$88:$Y$88,0),FALSE)))","v":""},{"$f":"IF($CU168=\"\",\"\",IF(OR($CU168=\"DX HP\",$CU168=\"VRF HP\",$CU168=\"PTHP\"),VLOOKUP($D168,'Factor Tables'!$N$89:$Y$105,MATCH(CONCATENATE($CU168,\" Htg\"),'Factor Tables'!$N$88:$Y$88,0),FALSE),0))","v":""},{"$f":"IF($AB168=\"\",0,VLOOKUP($AB168,'Utility Admin'!$E:$G,2,FALSE))","v":0},{"$f":"IF($AB168=\"\",0,VLOOKUP($AB168,'Utility Admin'!$E:$G,3,FALSE))","v":0},{"$f":"IFERROR(IF(ABS(Summary!$F$12)<=ABS(Summary!$E$12)*'Utility Admin'!$I$5,$BA168*$DG168+$BB168*$DH168,$BA168*$DG168+$BA168*'Utility Admin'!$I$5*$DH168),0)","v":0},null,"Summer",null,null,null,null,null,null,null,null,null,null,{"$f":"IF(OR('Project Info'!$C$10=\"\",$C168=\"\",$D168=\"\"),\"\",VLOOKUP($D168,$DX$9:$EA$32,MATCH($C168,$DX$9:$EA$9,0),FALSE))","v":""},null,null,null,null,null,null,"ERROR: Contact Program Manager. Post Capacity/Unit x Post # of Units must be within +/- 20% of Pre Capacity/Unit x Pre # of Units."]
[null,160,"","",null,null,null,null,null,null,null,null,null,null,null,null,null,null,null,null,null,null,null,null,null,null,null,null,null,"A",null,null,null,null,null,null,null,null,null,null,null,null,null,null,0,0,0,0,0,0,999999999,"",0,0,{"$f":"IFERROR(IF($DI$261>'Utility Admin'!$H$5,$BB169/$BB$5*$BC$261,$DI169),0)","v":0},"","",{"$f":"IF(AND(OR($AB169=\"DX AC Air Cooled\",$AB169=\"DX HP Air Cooled\"),OR(AND($AJ169=\"Btu/hr\",$AI169<65000),AND($AJ169=\"Tons\",$AI169<65000/12000)),$AC169=\"Split\",$AO169>=15.2),MAX(Baselines!$CF413,12/9.8),Baselines!$CF413)","v":0},{"$f":"Baselines!$CG413","v":0},{"$f":"Baselines!$CI413","v":0},0,0,0,0,0,0,0,0,0,0,{"$f":"IF(OR($C169<>\"Early Retirement\",$J169=\"\"),0,IF(OR($I169=\"DX AC Air Cooled\",$I169=\"DX HP Air Cooled\"),VLOOKUP($J169,'Early Retirement'!$CI$6:$CM$32,2,FALSE),IF(OR($I169=\"PTAC\",$I169=\"PTHP\"),VLOOKUP($J169,'Early Retirement'!$CI$6:$CM$32,3,FALSE),IF(AND(OR($I169=\"Air Cooled Chiller\",$I169=\"Water Cooled Chiller\"),$L169<>\"Centrifugal\"),VLOOKUP($J169,'Early Retirement'!$CI$6:$CM$32,4,FALSE),IF(AND(OR($I169=\"Air Cooled Chiller\",$I169=\"Water Cooled Chiller\"),$L169=\"Centrifugal\"),VLOOKUP($J169,'Early Retirement'!$CI$6:$CM$32,5,FALSE),\"\")))))","v":0},0,0,0,0,0,0,0,0,0,0,0,"","","",0,0,0,{"$f":"IF(AND($C169=\"Early Retirement\",$J169<>\"\",$S169<>\"\",$U169<>\"\"),$CH169,IF(AND(OR($AB169=\"DX AC Air Cooled\",$AB169=\"DX HP Air Cooled\"),OR(AND($AJ169=\"Btu/hr\",$AI169<65000),AND($AJ169=\"Tons\",$AI169<65000/12000)),$AC169=\"Split\",$AO169>=15.2),MAX(Baselines!$CF162,12/9.8),Baselines!$CF162))","v":0},{"$f":"IF(AND($C169=\"Early Retirement\",$J169<>\"\",$S169<>\"\",$U169<>\"\"),$CI169,Baselines!$CG162)","v":0},{"$f":"Baselines!$CH162","v":"kW/ton"},"",{"$f":"IF(AND($C169=\"Early Retirement\",$J169<>\"\",$S169<>\"\",$U169<>\"\"),$CJ169,IF(AND(Baselines!$CI162=0,OR($CU169=\"DX HP\",$CU169=\"PTHP\")),$BH169,Baselines!$CI162))","v":0},"COP",{"$f":"IF(OR($C169=\"Replace-on-Burnout\",$C169=\"New Construction\"),$DC169,IF($CE169=\"\",\"\",IF(OR($CE169=\"DX HP\",$CE169=\"PTHP\"),VLOOKUP($D169,'Factor Tables'!$B$89:$M$105,MATCH(CONCATENATE($CE169,\" Clg\"),'Factor Tables'!$B$88:$M$88,0),FALSE),VLOOKUP($D169,'Factor Tables'!$B$89:$M$105,MATCH($CE169,'Factor Tables'!$B$88:$M$88,0),FALSE))))","v":""},{"$f":"IF(OR($C169=\"Replace-on-Burnout\",$C169=\"New Construction\"),$DD169,IF($CE169=\"\",\"\",IF($CE169=\"DX HP\",VLOOKUP($D169,'Factor Tables'!$B$89:$M$105,MATCH(\"DX HP Htg\",'Factor Tables'!$B$88:$M$88,0),FALSE),0)))","v":""},{"$f":"IF(OR($C169=\"Replace-on-Burnout\",$C169=\"New Construction\"),$DE169,IF($CE169=\"\",\"\",IF($CE169=\"DX HP\",VLOOKUP($D169,'Factor Tables'!$N$89:$Y$105,MATCH(\"DX HP Clg\",'Factor Tables'!$N$88:$Y$88,0),FALSE),IF($CE169=\"PTHP\",VLOOKUP($D169,'Factor Tables'!$N$89:$Y$105,MATCH(\"PTHP Clg\",'Factor Tables'!$N$88:$Y$88,0),FALSE),IF(AND($CE169<>\"DX HP\",$CE169<>\"PTHP\"),VLOOKUP($D169,'Factor Tables'!$N$89:$Y$105,MATCH($CE169,'Factor Tables'!$N$88:$Y$88,0),FALSE),\"\")))))","v":""},{"$f":"IF(OR($C169=\"Replace-on-Burnout\",$C169=\"New Construction\",$CU169=\"DX HP\",$CU169=\"PTHP\"),$DF169,IF($CE169=\"\",\"\",IF($CE169=\"DX HP\",VLOOKUP($D169,'Factor Tables'!$N$89:$Y$105,MATCH(\"DX HP Htg\",'Factor Tables'!$N$88:$Y$88,0),FALSE),IF($CE169=\"PTHP\",VLOOKUP($D169,'Factor Tables'!$N$89:$Y$105,MATCH(\"PTHP Htg\",'Factor Tables'!$N$88:$Y$88,0),FALSE),0))))","v":""},"","",0,0,"kW/ton","",0,"COP",{"$f":"IF($CU169=\"\",\"\",IF(OR($CU169=\"DX HP\",$CU169=\"VRF HP\",$CU169=\"PTHP\"),VLOOKUP($D169,'Factor Tables'!$B$89:$M$105,MATCH(CONCATENATE($CU169,\" Clg\"),'Factor Tables'!$B$88:$M$88,0),FALSE),VLOOKUP($D169,'Factor Tables'!$B$89:$M$105,MATCH($CU169,'Factor Tables'!$B$88:$M$88,0),FALSE)))","v":""},{"$f":"IF($CU169=\"\",\"\",IF(OR($CU169=\"DX HP\",$CU169=\"VRF HP\",$CU169=\"PTHP\"),VLOOKUP($D169,'Factor Tables'!$B$89:$M$105,MATCH(CONCATENATE($CU169,\" Htg\"),'Factor Tables'!$B$88:$M$88,0),FALSE),0))","v":""},{"$f":"IF($CU169=\"\",\"\",IF(OR($CU169=\"DX HP\",$CU169=\"VRF HP\",$CU169=\"PTHP\"),VLOOKUP($D169,'Factor Tables'!$N$89:$Y$105,MATCH(CONCATENATE($CU169,\" Clg\"),'Factor Tables'!$N$88:$Y$88,0),FALSE),VLOOKUP($D169,'Factor Tables'!$N$89:$Y$105,MATCH($CU169,'Factor Tables'!$N$88:$Y$88,0),FALSE)))","v":""},{"$f":"IF($CU169=\"\",\"\",IF(OR($CU169=\"DX HP\",$CU169=\"VRF HP\",$CU169=\"PTHP\"),VLOOKUP($D169,'Factor Tables'!$N$89:$Y$105,MATCH(CONCATENATE($CU169,\" Htg\"),'Factor Tables'!$N$88:$Y$88,0),FALSE),0))","v":""},{"$f":"IF($AB169=\"\",0,VLOOKUP($AB169,'Utility Admin'!$E:$G,2,FALSE))","v":0},{"$f":"IF($AB169=\"\",0,VLOOKUP($AB169,'Utility Admin'!$E:$G,3,FALSE))","v":0},{"$f":"IFERROR(IF(ABS(Summary!$F$12)<=ABS(Summary!$E$12)*'Utility Admin'!$I$5,$BA169*$DG169+$BB169*$DH169,$BA169*$DG169+$BA169*'Utility Admin'!$I$5*$DH169),0)","v":0},null,"Summer",null,null,null,null,null,null,null,null,null,null,{"$f":"IF(OR('Project Info'!$C$10=\"\",$C169=\"\",$D169=\"\"),\"\",VLOOKUP($D169,$DX$9:$EA$32,MATCH($C169,$DX$9:$EA$9,0),FALSE))","v":""},null,null,null,null,null,null,"ERROR: Contact Program Manager. Post Capacity/Unit x Post # of Units must be within +/- 20% of Pre Capacity/Unit x Pre # of Units."]
[null,161,"","",null,null,null,null,null,null,null,null,null,null,null,null,null,null,null,null,null,null,null,null,null,null,null,null,null,"A",null,null,null,null,null,null,null,null,null,null,null,null,null,null,0,0,0,0,0,0,999999999,"",0,0,{"$f":"IFERROR(IF($DI$261>'Utility Admin'!$H$5,$BB170/$BB$5*$BC$261,$DI170),0)","v":0},"","",{"$f":"IF(AND(OR($AB170=\"DX AC Air Cooled\",$AB170=\"DX HP Air Cooled\"),OR(AND($AJ170=\"Btu/hr\",$AI170<65000),AND($AJ170=\"Tons\",$AI170<65000/12000)),$AC170=\"Split\",$AO170>=15.2),MAX(Baselines!$CF414,12/9.8),Baselines!$CF414)","v":0},{"$f":"Baselines!$CG414","v":0},{"$f":"Baselines!$CI414","v":0},0,0,0,0,0,0,0,0,0,0,{"$f":"IF(OR($C170<>\"Early Retirement\",$J170=\"\"),0,IF(OR($I170=\"DX AC Air Cooled\",$I170=\"DX HP Air Cooled\"),VLOOKUP($J170,'Early Retirement'!$CI$6:$CM$32,2,FALSE),IF(OR($I170=\"PTAC\",$I170=\"PTHP\"),VLOOKUP($J170,'Early Retirement'!$CI$6:$CM$32,3,FALSE),IF(AND(OR($I170=\"Air Cooled Chiller\",$I170=\"Water Cooled Chiller\"),$L170<>\"Centrifugal\"),VLOOKUP($J170,'Early Retirement'!$CI$6:$CM$32,4,FALSE),IF(AND(OR($I170=\"Air Cooled Chiller\",$I170=\"Water Cooled Chiller\"),$L170=\"Centrifugal\"),VLOOKUP($J170,'Early Retirement'!$CI$6:$CM$32,5,FALSE),\"\")))))","v":0},0,0,0,0,0,0,0,0,0,0,0,"","","",0,0,0,{"$f":"IF(AND($C170=\"Early Retirement\",$J170<>\"\",$S170<>\"\",$U170<>\"\"),$CH170,IF(AND(OR($AB170=\"DX AC Air Cooled\",$AB170=\"DX HP Air Cooled\"),OR(AND($AJ170=\"Btu/hr\",$AI170<65000),AND($AJ170=\"Tons\",$AI170<65000/12000)),$AC170=\"Split\",$AO170>=15.2),MAX(Baselines!$CF163,12/9.8),Baselines!$CF163))","v":0},{"$f":"IF(AND($C170=\"Early Retirement\",$J170<>\"\",$S170<>\"\",$U170<>\"\"),$CI170,Baselines!$CG163)","v":0},{"$f":"Baselines!$CH163","v":"kW/ton"},"",{"$f":"IF(AND($C170=\"Early Retirement\",$J170<>\"\",$S170<>\"\",$U170<>\"\"),$CJ170,IF(AND(Baselines!$CI163=0,OR($CU170=\"DX HP\",$CU170=\"PTHP\")),$BH170,Baselines!$CI163))","v":0},"COP",{"$f":"IF(OR($C170=\"Replace-on-Burnout\",$C170=\"New Construction\"),$DC170,IF($CE170=\"\",\"\",IF(OR($CE170=\"DX HP\",$CE170=\"PTHP\"),VLOOKUP($D170,'Factor Tables'!$B$89:$M$105,MATCH(CONCATENATE($CE170,\" Clg\"),'Factor Tables'!$B$88:$M$88,0),FALSE),VLOOKUP($D170,'Factor Tables'!$B$89:$M$105,MATCH($CE170,'Factor Tables'!$B$88:$M$88,0),FALSE))))","v":""},{"$f":"IF(OR($C170=\"Replace-on-Burnout\",$C170=\"New Construction\"),$DD170,IF($CE170=\"\",\"\",IF($CE170=\"DX HP\",VLOOKUP($D170,'Factor Tables'!$B$89:$M$105,MATCH(\"DX HP Htg\",'Factor Tables'!$B$88:$M$88,0),FALSE),0)))","v":""},{"$f":"IF(OR($C170=\"Replace-on-Burnout\",$C170=\"New Construction\"),$DE170,IF($CE170=\"\",\"\",IF($CE170=\"DX HP\",VLOOKUP($D170,'Factor Tables'!$N$89:$Y$105,MATCH(\"DX HP Clg\",'Factor Tables'!$N$88:$Y$88,0),FALSE),IF($CE170=\"PTHP\",VLOOKUP($D170,'Factor Tables'!$N$89:$Y$105,MATCH(\"PTHP Clg\",'Factor Tables'!$N$88:$Y$88,0),FALSE),IF(AND($CE170<>\"DX HP\",$CE170<>\"PTHP\"),VLOOKUP($D170,'Factor Tables'!$N$89:$Y$105,MATCH($CE170,'Factor Tables'!$N$88:$Y$88,0),FALSE),\"\")))))","v":""},{"$f":"IF(OR($C170=\"Replace-on-Burnout\",$C170=\"New Construction\",$CU170=\"DX HP\",$CU170=\"PTHP\"),$DF170,IF($CE170=\"\",\"\",IF($CE170=\"DX HP\",VLOOKUP($D170,'Factor Tables'!$N$89:$Y$105,MATCH(\"DX HP Htg\",'Factor Tables'!$N$88:$Y$88,0),FALSE),IF($CE170=\"PTHP\",VLOOKUP($D170,'Factor Tables'!$N$89:$Y$105,MATCH(\"PTHP Htg\",'Factor Tables'!$N$88:$Y$88,0),FALSE),0))))","v":""},"","",0,0,"kW/ton","",0,"COP",{"$f":"IF($CU170=\"\",\"\",IF(OR($CU170=\"DX HP\",$CU170=\"VRF HP\",$CU170=\"PTHP\"),VLOOKUP($D170,'Factor Tables'!$B$89:$M$105,MATCH(CONCATENATE($CU170,\" Clg\"),'Factor Tables'!$B$88:$M$88,0),FALSE),VLOOKUP($D170,'Factor Tables'!$B$89:$M$105,MATCH($CU170,'Factor Tables'!$B$88:$M$88,0),FALSE)))","v":""},{"$f":"IF($CU170=\"\",\"\",IF(OR($CU170=\"DX HP\",$CU170=\"VRF HP\",$CU170=\"PTHP\"),VLOOKUP($D170,'Factor Tables'!$B$89:$M$105,MATCH(CONCATENATE($CU170,\" Htg\"),'Factor Tables'!$B$88:$M$88,0),FALSE),0))","v":""},{"$f":"IF($CU170=\"\",\"\",IF(OR($CU170=\"DX HP\",$CU170=\"VRF HP\",$CU170=\"PTHP\"),VLOOKUP($D170,'Factor Tables'!$N$89:$Y$105,MATCH(CONCATENATE($CU170,\" Clg\"),'Factor Tables'!$N$88:$Y$88,0),FALSE),VLOOKUP($D170,'Factor Tables'!$N$89:$Y$105,MATCH($CU170,'Factor Tables'!$N$88:$Y$88,0),FALSE)))","v":""},{"$f":"IF($CU170=\"\",\"\",IF(OR($CU170=\"DX HP\",$CU170=\"VRF HP\",$CU170=\"PTHP\"),VLOOKUP($D170,'Factor Tables'!$N$89:$Y$105,MATCH(CONCATENATE($CU170,\" Htg\"),'Factor Tables'!$N$88:$Y$88,0),FALSE),0))","v":""},{"$f":"IF($AB170=\"\",0,VLOOKUP($AB170,'Utility Admin'!$E:$G,2,FALSE))","v":0},{"$f":"IF($AB170=\"\",0,VLOOKUP($AB170,'Utility Admin'!$E:$G,3,FALSE))","v":0},{"$f":"IFERROR(IF(ABS(Summary!$F$12)<=ABS(Summary!$E$12)*'Utility Admin'!$I$5,$BA170*$DG170+$BB170*$DH170,$BA170*$DG170+$BA170*'Utility Admin'!$I$5*$DH170),0)","v":0},null,"Summer",null,null,null,null,null,null,null,null,null,null,{"$f":"IF(OR('Project Info'!$C$10=\"\",$C170=\"\",$D170=\"\"),\"\",VLOOKUP($D170,$DX$9:$EA$32,MATCH($C170,$DX$9:$EA$9,0),FALSE))","v":""},null,null,null,null,null,null,"ERROR: Contact Program Manager. Post Capacity/Unit x Post # of Units must be within +/- 20% of Pre Capacity/Unit x Pre # of Units."]
[null,162,"","",null,null,null,null,null,null,null,null,null,null,null,null,null,null,null,null,null,null,null,null,null,null,null,null,null,"A",null,null,null,null,null,null,null,null,null,null,null,null,null,null,0,0,0,0,0,0,999999999,"",0,0,{"$f":"IFERROR(IF($DI$261>'Utility Admin'!$H$5,$BB171/$BB$5*$BC$261,$DI171),0)","v":0},"","",{"$f":"IF(AND(OR($AB171=\"DX AC Air Cooled\",$AB171=\"DX HP Air Cooled\"),OR(AND($AJ171=\"Btu/hr\",$AI171<65000),AND($AJ171=\"Tons\",$AI171<65000/12000)),$AC171=\"Split\",$AO171>=15.2),MAX(Baselines!$CF415,12/9.8),Baselines!$CF415)","v":0},{"$f":"Baselines!$CG415","v":0},{"$f":"Baselines!$CI415","v":0},0,0,0,0,0,0,0,0,0,0,{"$f":"IF(OR($C171<>\"Early Retirement\",$J171=\"\"),0,IF(OR($I171=\"DX AC Air Cooled\",$I171=\"DX HP Air Cooled\"),VLOOKUP($J171,'Early Retirement'!$CI$6:$CM$32,2,FALSE),IF(OR($I171=\"PTAC\",$I171=\"PTHP\"),VLOOKUP($J171,'Early Retirement'!$CI$6:$CM$32,3,FALSE),IF(AND(OR($I171=\"Air Cooled Chiller\",$I171=\"Water Cooled Chiller\"),$L171<>\"Centrifugal\"),VLOOKUP($J171,'Early Retirement'!$CI$6:$CM$32,4,FALSE),IF(AND(OR($I171=\"Air Cooled Chiller\",$I171=\"Water Cooled Chiller\"),$L171=\"Centrifugal\"),VLOOKUP($J171,'Early Retirement'!$CI$6:$CM$32,5,FALSE),\"\")))))","v":0},0,0,0,0,0,0,0,0,0,0,0,"","","",0,0,0,{"$f":"IF(AND($C171=\"Early Retirement\",$J171<>\"\",$S171<>\"\",$U171<>\"\"),$CH171,IF(AND(OR($AB171=\"DX AC Air Cooled\",$AB171=\"DX HP Air Cooled\"),OR(AND($AJ171=\"Btu/hr\",$AI171<65000),AND($AJ171=\"Tons\",$AI171<65000/12000)),$AC171=\"Split\",$AO171>=15.2),MAX(Baselines!$CF164,12/9.8),Baselines!$CF164))","v":0},{"$f":"IF(AND($C171=\"Early Retirement\",$J171<>\"\",$S171<>\"\",$U171<>\"\"),$CI171,Baselines!$CG164)","v":0},{"$f":"Baselines!$CH164","v":"kW/ton"},"",{"$f":"IF(AND($C171=\"Early Retirement\",$J171<>\"\",$S171<>\"\",$U171<>\"\"),$CJ171,IF(AND(Baselines!$CI164=0,OR($CU171=\"DX HP\",$CU171=\"PTHP\")),$BH171,Baselines!$CI164))","v":0},"COP",{"$f":"IF(OR($C171=\"Replace-on-Burnout\",$C171=\"New Construction\"),$DC171,IF($CE171=\"\",\"\",IF(OR($CE171=\"DX HP\",$CE171=\"PTHP\"),VLOOKUP($D171,'Factor Tables'!$B$89:$M$105,MATCH(CONCATENATE($CE171,\" Clg\"),'Factor Tables'!$B$88:$M$88,0),FALSE),VLOOKUP($D171,'Factor Tables'!$B$89:$M$105,MATCH($CE171,'Factor Tables'!$B$88:$M$88,0),FALSE))))","v":""},{"$f":"IF(OR($C171=\"Replace-on-Burnout\",$C171=\"New Construction\"),$DD171,IF($CE171=\"\",\"\",IF($CE171=\"DX HP\",VLOOKUP($D171,'Factor Tables'!$B$89:$M$105,MATCH(\"DX HP Htg\",'Factor Tables'!$B$88:$M$88,0),FALSE),0)))","v":""},{"$f":"IF(OR($C171=\"Replace-on-Burnout\",$C171=\"New Construction\"),$DE171,IF($CE171=\"\",\"\",IF($CE171=\"DX HP\",VLOOKUP($D171,'Factor Tables'!$N$89:$Y$105,MATCH(\"DX HP Clg\",'Factor Tables'!$N$88:$Y$88,0),FALSE),IF($CE171=\"PTHP\",VLOOKUP($D171,'Factor Tables'!$N$89:$Y$105,MATCH(\"PTHP Clg\",'Factor Tables'!$N$88:$Y$88,0),FALSE),IF(AND($CE171<>\"DX HP\",$CE171<>\"PTHP\"),VLOOKUP($D171,'Factor Tables'!$N$89:$Y$105,MATCH($CE171,'Factor Tables'!$N$88:$Y$88,0),FALSE),\"\")))))","v":""},{"$f":"IF(OR($C171=\"Replace-on-Burnout\",$C171=\"New Construction\",$CU171=\"DX HP\",$CU171=\"PTHP\"),$DF171,IF($CE171=\"\",\"\",IF($CE171=\"DX HP\",VLOOKUP($D171,'Factor Tables'!$N$89:$Y$105,MATCH(\"DX HP Htg\",'Factor Tables'!$N$88:$Y$88,0),FALSE),IF($CE171=\"PTHP\",VLOOKUP($D171,'Factor Tables'!$N$89:$Y$105,MATCH(\"PTHP Htg\",'Factor Tables'!$N$88:$Y$88,0),FALSE),0))))","v":""},"","",0,0,"kW/ton","",0,"COP",{"$f":"IF($CU171=\"\",\"\",IF(OR($CU171=\"DX HP\",$CU171=\"VRF HP\",$CU171=\"PTHP\"),VLOOKUP($D171,'Factor Tables'!$B$89:$M$105,MATCH(CONCATENATE($CU171,\" Clg\"),'Factor Tables'!$B$88:$M$88,0),FALSE),VLOOKUP($D171,'Factor Tables'!$B$89:$M$105,MATCH($CU171,'Factor Tables'!$B$88:$M$88,0),FALSE)))","v":""},{"$f":"IF($CU171=\"\",\"\",IF(OR($CU171=\"DX HP\",$CU171=\"VRF HP\",$CU171=\"PTHP\"),VLOOKUP($D171,'Factor Tables'!$B$89:$M$105,MATCH(CONCATENATE($CU171,\" Htg\"),'Factor Tables'!$B$88:$M$88,0),FALSE),0))","v":""},{"$f":"IF($CU171=\"\",\"\",IF(OR($CU171=\"DX HP\",$CU171=\"VRF HP\",$CU171=\"PTHP\"),VLOOKUP($D171,'Factor Tables'!$N$89:$Y$105,MATCH(CONCATENATE($CU171,\" Clg\"),'Factor Tables'!$N$88:$Y$88,0),FALSE),VLOOKUP($D171,'Factor Tables'!$N$89:$Y$105,MATCH($CU171,'Factor Tables'!$N$88:$Y$88,0),FALSE)))","v":""},{"$f":"IF($CU171=\"\",\"\",IF(OR($CU171=\"DX HP\",$CU171=\"VRF HP\",$CU171=\"PTHP\"),VLOOKUP($D171,'Factor Tables'!$N$89:$Y$105,MATCH(CONCATENATE($CU171,\" Htg\"),'Factor Tables'!$N$88:$Y$88,0),FALSE),0))","v":""},{"$f":"IF($AB171=\"\",0,VLOOKUP($AB171,'Utility Admin'!$E:$G,2,FALSE))","v":0},{"$f":"IF($AB171=\"\",0,VLOOKUP($AB171,'Utility Admin'!$E:$G,3,FALSE))","v":0},{"$f":"IFERROR(IF(ABS(Summary!$F$12)<=ABS(Summary!$E$12)*'Utility Admin'!$I$5,$BA171*$DG171+$BB171*$DH171,$BA171*$DG171+$BA171*'Utility Admin'!$I$5*$DH171),0)","v":0},null,"Summer",null,null,null,null,null,null,null,null,null,null,{"$f":"IF(OR('Project Info'!$C$10=\"\",$C171=\"\",$D171=\"\"),\"\",VLOOKUP($D171,$DX$9:$EA$32,MATCH($C171,$DX$9:$EA$9,0),FALSE))","v":""},null,null,null,null,null,null,"ERROR: Contact Program Manager. Post Capacity/Unit x Post # of Units must be within +/- 20% of Pre Capacity/Unit x Pre # of Units."]
[null,163,"","",null,null,null,null,null,null,null,null,null,null,null,null,null,null,null,null,null,null,null,null,null,null,null,null,null,"A",null,null,null,null,null,null,null,null,null,null,null,null,null,null,0,0,0,0,0,0,999999999,"",0,0,{"$f":"IFERROR(IF($DI$261>'Utility Admin'!$H$5,$BB172/$BB$5*$BC$261,$DI172),0)","v":0},"","",{"$f":"IF(AND(OR($AB172=\"DX AC Air Cooled\",$AB172=\"DX HP Air Cooled\"),OR(AND($AJ172=\"Btu/hr\",$AI172<65000),AND($AJ172=\"Tons\",$AI172<65000/12000)),$AC172=\"Split\",$AO172>=15.2),MAX(Baselines!$CF416,12/9.8),Baselines!$CF416)","v":0},{"$f":"Baselines!$CG416","v":0},{"$f":"Baselines!$CI416","v":0},0,0,0,0,0,0,0,0,0,0,{"$f":"IF(OR($C172<>\"Early Retirement\",$J172=\"\"),0,IF(OR($I172=\"DX AC Air Cooled\",$I172=\"DX HP Air Cooled\"),VLOOKUP($J172,'Early Retirement'!$CI$6:$CM$32,2,FALSE),IF(OR($I172=\"PTAC\",$I172=\"PTHP\"),VLOOKUP($J172,'Early Retirement'!$CI$6:$CM$32,3,FALSE),IF(AND(OR($I172=\"Air Cooled Chiller\",$I172=\"Water Cooled Chiller\"),$L172<>\"Centrifugal\"),VLOOKUP($J172,'Early Retirement'!$CI$6:$CM$32,4,FALSE),IF(AND(OR($I172=\"Air Cooled Chiller\",$I172=\"Water Cooled Chiller\"),$L172=\"Centrifugal\"),VLOOKUP($J172,'Early Retirement'!$CI$6:$CM$32,5,FALSE),\"\")))))","v":0},0,0,0,0,0,0,0,0,0,0,0,"","","",0,0,0,{"$f":"IF(AND($C172=\"Early Retirement\",$J172<>\"\",$S172<>\"\",$U172<>\"\"),$CH172,IF(AND(OR($AB172=\"DX AC Air Cooled\",$AB172=\"DX HP Air Cooled\"),OR(AND($AJ172=\"Btu/hr\",$AI172<65000),AND($AJ172=\"Tons\",$AI172<65000/12000)),$AC172=\"Split\",$AO172>=15.2),MAX(Baselines!$CF165,12/9.8),Baselines!$CF165))","v":0},{"$f":"IF(AND($C172=\"Early Retirement\",$J172<>\"\",$S172<>\"\",$U172<>\"\"),$CI172,Baselines!$CG165)","v":0},{"$f":"Baselines!$CH165","v":"kW/ton"},"",{"$f":"IF(AND($C172=\"Early Retirement\",$J172<>\"\",$S172<>\"\",$U172<>\"\"),$CJ172,IF(AND(Baselines!$CI165=0,OR($CU172=\"DX HP\",$CU172=\"PTHP\")),$BH172,Baselines!$CI165))","v":0},"COP",{"$f":"IF(OR($C172=\"Replace-on-Burnout\",$C172=\"New Construction\"),$DC172,IF($CE172=\"\",\"\",IF(OR($CE172=\"DX HP\",$CE172=\"PTHP\"),VLOOKUP($D172,'Factor Tables'!$B$89:$M$105,MATCH(CONCATENATE($CE172,\" Clg\"),'Factor Tables'!$B$88:$M$88,0),FALSE),VLOOKUP($D172,'Factor Tables'!$B$89:$M$105,MATCH($CE172,'Factor Tables'!$B$88:$M$88,0),FALSE))))","v":""},{"$f":"IF(OR($C172=\"Replace-on-Burnout\",$C172=\"New Construction\"),$DD172,IF($CE172=\"\",\"\",IF($CE172=\"DX HP\",VLOOKUP($D172,'Factor Tables'!$B$89:$M$105,MATCH(\"DX HP Htg\",'Factor Tables'!$B$88:$M$88,0),FALSE),0)))","v":""},{"$f":"IF(OR($C172=\"Replace-on-Burnout\",$C172=\"New Construction\"),$DE172,IF($CE172=\"\",\"\",IF($CE172=\"DX HP\",VLOOKUP($D172,'Factor Tables'!$N$89:$Y$105,MATCH(\"DX HP Clg\",'Factor Tables'!$N$88:$Y$88,0),FALSE),IF($CE172=\"PTHP\",VLOOKUP($D172,'Factor Tables'!$N$89:$Y$105,MATCH(\"PTHP Clg\",'Factor Tables'!$N$88:$Y$88,0),FALSE),IF(AND($CE172<>\"DX HP\",$CE172<>\"PTHP\"),VLOOKUP($D172,'Factor Tables'!$N$89:$Y$105,MATCH($CE172,'Factor Tables'!$N$88:$Y$88,0),FALSE),\"\")))))","v":""},{"$f":"IF(OR($C172=\"Replace-on-Burnout\",$C172=\"New Construction\",$CU172=\"DX HP\",$CU172=\"PTHP\"),$DF172,IF($CE172=\"\",\"\",IF($CE172=\"DX HP\",VLOOKUP($D172,'Factor Tables'!$N$89:$Y$105,MATCH(\"DX HP Htg\",'Factor Tables'!$N$88:$Y$88,0),FALSE),IF($CE172=\"PTHP\",VLOOKUP($D172,'Factor Tables'!$N$89:$Y$105,MATCH(\"PTHP Htg\",'Factor Tables'!$N$88:$Y$88,0),FALSE),0))))","v":""},"","",0,0,"kW/ton","",0,"COP",{"$f":"IF($CU172=\"\",\"\",IF(OR($CU172=\"DX HP\",$CU172=\"VRF HP\",$CU172=\"PTHP\"),VLOOKUP($D172,'Factor Tables'!$B$89:$M$105,MATCH(CONCATENATE($CU172,\" Clg\"),'Factor Tables'!$B$88:$M$88,0),FALSE),VLOOKUP($D172,'Factor Tables'!$B$89:$M$105,MATCH($CU172,'Factor Tables'!$B$88:$M$88,0),FALSE)))","v":""},{"$f":"IF($CU172=\"\",\"\",IF(OR($CU172=\"DX HP\",$CU172=\"VRF HP\",$CU172=\"PTHP\"),VLOOKUP($D172,'Factor Tables'!$B$89:$M$105,MATCH(CONCATENATE($CU172,\" Htg\"),'Factor Tables'!$B$88:$M$88,0),FALSE),0))","v":""},{"$f":"IF($CU172=\"\",\"\",IF(OR($CU172=\"DX HP\",$CU172=\"VRF HP\",$CU172=\"PTHP\"),VLOOKUP($D172,'Factor Tables'!$N$89:$Y$105,MATCH(CONCATENATE($CU172,\" Clg\"),'Factor Tables'!$N$88:$Y$88,0),FALSE),VLOOKUP($D172,'Factor Tables'!$N$89:$Y$105,MATCH($CU172,'Factor Tables'!$N$88:$Y$88,0),FALSE)))","v":""},{"$f":"IF($CU172=\"\",\"\",IF(OR($CU172=\"DX HP\",$CU172=\"VRF HP\",$CU172=\"PTHP\"),VLOOKUP($D172,'Factor Tables'!$N$89:$Y$105,MATCH(CONCATENATE($CU172,\" Htg\"),'Factor Tables'!$N$88:$Y$88,0),FALSE),0))","v":""},{"$f":"IF($AB172=\"\",0,VLOOKUP($AB172,'Utility Admin'!$E:$G,2,FALSE))","v":0},{"$f":"IF($AB172=\"\",0,VLOOKUP($AB172,'Utility Admin'!$E:$G,3,FALSE))","v":0},{"$f":"IFERROR(IF(ABS(Summary!$F$12)<=ABS(Summary!$E$12)*'Utility Admin'!$I$5,$BA172*$DG172+$BB172*$DH172,$BA172*$DG172+$BA172*'Utility Admin'!$I$5*$DH172),0)","v":0},null,"Summer",null,null,null,null,null,null,null,null,null,null,{"$f":"IF(OR('Project Info'!$C$10=\"\",$C172=\"\",$D172=\"\"),\"\",VLOOKUP($D172,$DX$9:$EA$32,MATCH($C172,$DX$9:$EA$9,0),FALSE))","v":""},null,null,null,null,null,null,"ERROR: Contact Program Manager. Post Capacity/Unit x Post # of Units must be within +/- 20% of Pre Capacity/Unit x Pre # of Units."]
[null,164,"","",null,null,null,null,null,null,null,null,null,null,null,null,null,null,null,null,null,null,null,null,null,null,null,null,null,"A",null,null,null,null,null,null,null,null,null,null,null,null,null,null,0,0,0,0,0,0,999999999,"",0,0,{"$f":"IFERROR(IF($DI$261>'Utility Admin'!$H$5,$BB173/$BB$5*$BC$261,$DI173),0)","v":0},"","",{"$f":"IF(AND(OR($AB173=\"DX AC Air Cooled\",$AB173=\"DX HP Air Cooled\"),OR(AND($AJ173=\"Btu/hr\",$AI173<65000),AND($AJ173=\"Tons\",$AI173<65000/12000)),$AC173=\"Split\",$AO173>=15.2),MAX(Baselines!$CF417,12/9.8),Baselines!$CF417)","v":0},{"$f":"Baselines!$CG417","v":0},{"$f":"Baselines!$CI417","v":0},0,0,0,0,0,0,0,0,0,0,{"$f":"IF(OR($C173<>\"Early Retirement\",$J173=\"\"),0,IF(OR($I173=\"DX AC Air Cooled\",$I173=\"DX HP Air Cooled\"),VLOOKUP($J173,'Early Retirement'!$CI$6:$CM$32,2,FALSE),IF(OR($I173=\"PTAC\",$I173=\"PTHP\"),VLOOKUP($J173,'Early Retirement'!$CI$6:$CM$32,3,FALSE),IF(AND(OR($I173=\"Air Cooled Chiller\",$I173=\"Water Cooled Chiller\"),$L173<>\"Centrifugal\"),VLOOKUP($J173,'Early Retirement'!$CI$6:$CM$32,4,FALSE),IF(AND(OR($I173=\"Air Cooled Chiller\",$I173=\"Water Cooled Chiller\"),$L173=\"Centrifugal\"),VLOOKUP($J173,'Early Retirement'!$CI$6:$CM$32,5,FALSE),\"\")))))","v":0},0,0,0,0,0,0,0,0,0,0,0,"","","",0,0,0,{"$f":"IF(AND($C173=\"Early Retirement\",$J173<>\"\",$S173<>\"\",$U173<>\"\"),$CH173,IF(AND(OR($AB173=\"DX AC Air Cooled\",$AB173=\"DX HP Air Cooled\"),OR(AND($AJ173=\"Btu/hr\",$AI173<65000),AND($AJ173=\"Tons\",$AI173<65000/12000)),$AC173=\"Split\",$AO173>=15.2),MAX(Baselines!$CF166,12/9.8),Baselines!$CF166))","v":0},{"$f":"IF(AND($C173=\"Early Retirement\",$J173<>\"\",$S173<>\"\",$U173<>\"\"),$CI173,Baselines!$CG166)","v":0},{"$f":"Baselines!$CH166","v":"kW/ton"},"",{"$f":"IF(AND($C173=\"Early Retirement\",$J173<>\"\",$S173<>\"\",$U173<>\"\"),$CJ173,IF(AND(Baselines!$CI166=0,OR($CU173=\"DX HP\",$CU173=\"PTHP\")),$BH173,Baselines!$CI166))","v":0},"COP",{"$f":"IF(OR($C173=\"Replace-on-Burnout\",$C173=\"New Construction\"),$DC173,IF($CE173=\"\",\"\",IF(OR($CE173=\"DX HP\",$CE173=\"PTHP\"),VLOOKUP($D173,'Factor Tables'!$B$89:$M$105,MATCH(CONCATENATE($CE173,\" Clg\"),'Factor Tables'!$B$88:$M$88,0),FALSE),VLOOKUP($D173,'Factor Tables'!$B$89:$M$105,MATCH($CE173,'Factor Tables'!$B$88:$M$88,0),FALSE))))","v":""},{"$f":"IF(OR($C173=\"Replace-on-Burnout\",$C173=\"New Construction\"),$DD173,IF($CE173=\"\",\"\",IF($CE173=\"DX HP\",VLOOKUP($D173,'Factor Tables'!$B$89:$M$105,MATCH(\"DX HP Htg\",'Factor Tables'!$B$88:$M$88,0),FALSE),0)))","v":""},{"$f":"IF(OR($C173=\"Replace-on-Burnout\",$C173=\"New Construction\"),$DE173,IF($CE173=\"\",\"\",IF($CE173=\"DX HP\",VLOOKUP($D173,'Factor Tables'!$N$89:$Y$105,MATCH(\"DX HP Clg\",'Factor Tables'!$N$88:$Y$88,0),FALSE),IF($CE173=\"PTHP\",VLOOKUP($D173,'Factor Tables'!$N$89:$Y$105,MATCH(\"PTHP Clg\",'Factor Tables'!$N$88:$Y$88,0),FALSE),IF(AND($CE173<>\"DX HP\",$CE173<>\"PTHP\"),VLOOKUP($D173,'Factor Tables'!$N$89:$Y$105,MATCH($CE173,'Factor Tables'!$N$88:$Y$88,0),FALSE),\"\")))))","v":""},{"$f":"IF(OR($C173=\"Replace-on-Burnout\",$C173=\"New Construction\",$CU173=\"DX HP\",$CU173=\"PTHP\"),$DF173,IF($CE173=\"\",\"\",IF($CE173=\"DX HP\",VLOOKUP($D173,'Factor Tables'!$N$89:$Y$105,MATCH(\"DX HP Htg\",'Factor Tables'!$N$88:$Y$88,0),FALSE),IF($CE173=\"PTHP\",VLOOKUP($D173,'Factor Tables'!$N$89:$Y$105,MATCH(\"PTHP Htg\",'Factor Tables'!$N$88:$Y$88,0),FALSE),0))))","v":""},"","",0,0,"kW/ton","",0,"COP",{"$f":"IF($CU173=\"\",\"\",IF(OR($CU173=\"DX HP\",$CU173=\"VRF HP\",$CU173=\"PTHP\"),VLOOKUP($D173,'Factor Tables'!$B$89:$M$105,MATCH(CONCATENATE($CU173,\" Clg\"),'Factor Tables'!$B$88:$M$88,0),FALSE),VLOOKUP($D173,'Factor Tables'!$B$89:$M$105,MATCH($CU173,'Factor Tables'!$B$88:$M$88,0),FALSE)))","v":""},{"$f":"IF($CU173=\"\",\"\",IF(OR($CU173=\"DX HP\",$CU173=\"VRF HP\",$CU173=\"PTHP\"),VLOOKUP($D173,'Factor Tables'!$B$89:$M$105,MATCH(CONCATENATE($CU173,\" Htg\"),'Factor Tables'!$B$88:$M$88,0),FALSE),0))","v":""},{"$f":"IF($CU173=\"\",\"\",IF(OR($CU173=\"DX HP\",$CU173=\"VRF HP\",$CU173=\"PTHP\"),VLOOKUP($D173,'Factor Tables'!$N$89:$Y$105,MATCH(CONCATENATE($CU173,\" Clg\"),'Factor Tables'!$N$88:$Y$88,0),FALSE),VLOOKUP($D173,'Factor Tables'!$N$89:$Y$105,MATCH($CU173,'Factor Tables'!$N$88:$Y$88,0),FALSE)))","v":""},{"$f":"IF($CU173=\"\",\"\",IF(OR($CU173=\"DX HP\",$CU173=\"VRF HP\",$CU173=\"PTHP\"),VLOOKUP($D173,'Factor Tables'!$N$89:$Y$105,MATCH(CONCATENATE($CU173,\" Htg\"),'Factor Tables'!$N$88:$Y$88,0),FALSE),0))","v":""},{"$f":"IF($AB173=\"\",0,VLOOKUP($AB173,'Utility Admin'!$E:$G,2,FALSE))","v":0},{"$f":"IF($AB173=\"\",0,VLOOKUP($AB173,'Utility Admin'!$E:$G,3,FALSE))","v":0},{"$f":"IFERROR(IF(ABS(Summary!$F$12)<=ABS(Summary!$E$12)*'Utility Admin'!$I$5,$BA173*$DG173+$BB173*$DH173,$BA173*$DG173+$BA173*'Utility Admin'!$I$5*$DH173),0)","v":0},null,"Summer",null,null,null,null,null,null,null,null,null,null,{"$f":"IF(OR('Project Info'!$C$10=\"\",$C173=\"\",$D173=\"\"),\"\",VLOOKUP($D173,$DX$9:$EA$32,MATCH($C173,$DX$9:$EA$9,0),FALSE))","v":""},null,null,null,null,null,null,"ERROR: Contact Program Manager. Post Capacity/Unit x Post # of Units must be within +/- 20% of Pre Capacity/Unit x Pre # of Units."]
[null,165,"","",null,null,null,null,null,null,null,null,null,null,null,null,null,null,null,null,null,null,null,null,null,null,null,null,null,"A",null,null,null,null,null,null,null,null,null,null,null,null,null,null,0,0,0,0,0,0,999999999,"",0,0,{"$f":"IFERROR(IF($DI$261>'Utility Admin'!$H$5,$BB174/$BB$5*$BC$261,$DI174),0)","v":0},"","",{"$f":"IF(AND(OR($AB174=\"DX AC Air Cooled\",$AB174=\"DX HP Air Cooled\"),OR(AND($AJ174=\"Btu/hr\",$AI174<65000),AND($AJ174=\"Tons\",$AI174<65000/12000)),$AC174=\"Split\",$AO174>=15.2),MAX(Baselines!$CF418,12/9.8),Baselines!$CF418)","v":0},{"$f":"Baselines!$CG418","v":0},{"$f":"Baselines!$CI418","v":0},0,0,0,0,0,0,0,0,0,0,{"$f":"IF(OR($C174<>\"Early Retirement\",$J174=\"\"),0,IF(OR($I174=\"DX AC Air Cooled\",$I174=\"DX HP Air Cooled\"),VLOOKUP($J174,'Early Retirement'!$CI$6:$CM$32,2,FALSE),IF(OR($I174=\"PTAC\",$I174=\"PTHP\"),VLOOKUP($J174,'Early Retirement'!$CI$6:$CM$32,3,FALSE),IF(AND(OR($I174=\"Air Cooled Chiller\",$I174=\"Water Cooled Chiller\"),$L174<>\"Centrifugal\"),VLOOKUP($J174,'Early Retirement'!$CI$6:$CM$32,4,FALSE),IF(AND(OR($I174=\"Air Cooled Chiller\",$I174=\"Water Cooled Chiller\"),$L174=\"Centrifugal\"),VLOOKUP($J174,'Early Retirement'!$CI$6:$CM$32,5,FALSE),\"\")))))","v":0},0,0,0,0,0,0,0,0,0,0,0,"","","",0,0,0,{"$f":"IF(AND($C174=\"Early Retirement\",$J174<>\"\",$S174<>\"\",$U174<>\"\"),$CH174,IF(AND(OR($AB174=\"DX AC Air Cooled\",$AB174=\"DX HP Air Cooled\"),OR(AND($AJ174=\"Btu/hr\",$AI174<65000),AND($AJ174=\"Tons\",$AI174<65000/12000)),$AC174=\"Split\",$AO174>=15.2),MAX(Baselines!$CF167,12/9.8),Baselines!$CF167))","v":0},{"$f":"IF(AND($C174=\"Early Retirement\",$J174<>\"\",$S174<>\"\",$U174<>\"\"),$CI174,Baselines!$CG167)","v":0},{"$f":"Baselines!$CH167","v":"kW/ton"},"",{"$f":"IF(AND($C174=\"Early Retirement\",$J174<>\"\",$S174<>\"\",$U174<>\"\"),$CJ174,IF(AND(Baselines!$CI167=0,OR($CU174=\"DX HP\",$CU174=\"PTHP\")),$BH174,Baselines!$CI167))","v":0},"COP",{"$f":"IF(OR($C174=\"Replace-on-Burnout\",$C174=\"New Construction\"),$DC174,IF($CE174=\"\",\"\",IF(OR($CE174=\"DX HP\",$CE174=\"PTHP\"),VLOOKUP($D174,'Factor Tables'!$B$89:$M$105,MATCH(CONCATENATE($CE174,\" Clg\"),'Factor Tables'!$B$88:$M$88,0),FALSE),VLOOKUP($D174,'Factor Tables'!$B$89:$M$105,MATCH($CE174,'Factor Tables'!$B$88:$M$88,0),FALSE))))","v":""},{"$f":"IF(OR($C174=\"Replace-on-Burnout\",$C174=\"New Construction\"),$DD174,IF($CE174=\"\",\"\",IF($CE174=\"DX HP\",VLOOKUP($D174,'Factor Tables'!$B$89:$M$105,MATCH(\"DX HP Htg\",'Factor Tables'!$B$88:$M$88,0),FALSE),0)))","v":""},{"$f":"IF(OR($C174=\"Replace-on-Burnout\",$C174=\"New Construction\"),$DE174,IF($CE174=\"\",\"\",IF($CE174=\"DX HP\",VLOOKUP($D174,'Factor Tables'!$N$89:$Y$105,MATCH(\"DX HP Clg\",'Factor Tables'!$N$88:$Y$88,0),FALSE),IF($CE174=\"PTHP\",VLOOKUP($D174,'Factor Tables'!$N$89:$Y$105,MATCH(\"PTHP Clg\",'Factor Tables'!$N$88:$Y$88,0),FALSE),IF(AND($CE174<>\"DX HP\",$CE174<>\"PTHP\"),VLOOKUP($D174,'Factor Tables'!$N$89:$Y$105,MATCH($CE174,'Factor Tables'!$N$88:$Y$88,0),FALSE),\"\")))))","v":""},{"$f":"IF(OR($C174=\"Replace-on-Burnout\",$C174=\"New Construction\",$CU174=\"DX HP\",$CU174=\"PTHP\"),$DF174,IF($CE174=\"\",\"\",IF($CE174=\"DX HP\",VLOOKUP($D174,'Factor Tables'!$N$89:$Y$105,MATCH(\"DX HP Htg\",'Factor Tables'!$N$88:$Y$88,0),FALSE),IF($CE174=\"PTHP\",VLOOKUP($D174,'Factor Tables'!$N$89:$Y$105,MATCH(\"PTHP Htg\",'Factor Tables'!$N$88:$Y$88,0),FALSE),0))))","v":""},"","",0,0,"kW/ton","",0,"COP",{"$f":"IF($CU174=\"\",\"\",IF(OR($CU174=\"DX HP\",$CU174=\"VRF HP\",$CU174=\"PTHP\"),VLOOKUP($D174,'Factor Tables'!$B$89:$M$105,MATCH(CONCATENATE($CU174,\" Clg\"),'Factor Tables'!$B$88:$M$88,0),FALSE),VLOOKUP($D174,'Factor Tables'!$B$89:$M$105,MATCH($CU174,'Factor Tables'!$B$88:$M$88,0),FALSE)))","v":""},{"$f":"IF($CU174=\"\",\"\",IF(OR($CU174=\"DX HP\",$CU174=\"VRF HP\",$CU174=\"PTHP\"),VLOOKUP($D174,'Factor Tables'!$B$89:$M$105,MATCH(CONCATENATE($CU174,\" Htg\"),'Factor Tables'!$B$88:$M$88,0),FALSE),0))","v":""},{"$f":"IF($CU174=\"\",\"\",IF(OR($CU174=\"DX HP\",$CU174=\"VRF HP\",$CU174=\"PTHP\"),VLOOKUP($D174,'Factor Tables'!$N$89:$Y$105,MATCH(CONCATENATE($CU174,\" Clg\"),'Factor Tables'!$N$88:$Y$88,0),FALSE),VLOOKUP($D174,'Factor Tables'!$N$89:$Y$105,MATCH($CU174,'Factor Tables'!$N$88:$Y$88,0),FALSE)))","v":""},{"$f":"IF($CU174=\"\",\"\",IF(OR($CU174=\"DX HP\",$CU174=\"VRF HP\",$CU174=\"PTHP\"),VLOOKUP($D174,'Factor Tables'!$N$89:$Y$105,MATCH(CONCATENATE($CU174,\" Htg\"),'Factor Tables'!$N$88:$Y$88,0),FALSE),0))","v":""},{"$f":"IF($AB174=\"\",0,VLOOKUP($AB174,'Utility Admin'!$E:$G,2,FALSE))","v":0},{"$f":"IF($AB174=\"\",0,VLOOKUP($AB174,'Utility Admin'!$E:$G,3,FALSE))","v":0},{"$f":"IFERROR(IF(ABS(Summary!$F$12)<=ABS(Summary!$E$12)*'Utility Admin'!$I$5,$BA174*$DG174+$BB174*$DH174,$BA174*$DG174+$BA174*'Utility Admin'!$I$5*$DH174),0)","v":0},null,"Summer",null,null,null,null,null,null,null,null,null,null,{"$f":"IF(OR('Project Info'!$C$10=\"\",$C174=\"\",$D174=\"\"),\"\",VLOOKUP($D174,$DX$9:$EA$32,MATCH($C174,$DX$9:$EA$9,0),FALSE))","v":""},null,null,null,null,null,null,"ERROR: Contact Program Manager. Post Capacity/Unit x Post # of Units must be within +/- 20% of Pre Capacity/Unit x Pre # of Units."]
[null,166,"","",null,null,null,null,null,null,null,null,null,null,null,null,null,null,null,null,null,null,null,null,null,null,null,null,null,"A",null,null,null,null,null,null,null,null,null,null,null,null,null,null,0,0,0,0,0,0,999999999,"",0,0,{"$f":"IFERROR(IF($DI$261>'Utility Admin'!$H$5,$BB175/$BB$5*$BC$261,$DI175),0)","v":0},"","",{"$f":"IF(AND(OR($AB175=\"DX AC Air Cooled\",$AB175=\"DX HP Air Cooled\"),OR(AND($AJ175=\"Btu/hr\",$AI175<65000),AND($AJ175=\"Tons\",$AI175<65000/12000)),$AC175=\"Split\",$AO175>=15.2),MAX(Baselines!$CF419,12/9.8),Baselines!$CF419)","v":0},{"$f":"Baselines!$CG419","v":0},{"$f":"Baselines!$CI419","v":0},0,0,0,0,0,0,0,0,0,0,{"$f":"IF(OR($C175<>\"Early Retirement\",$J175=\"\"),0,IF(OR($I175=\"DX AC Air Cooled\",$I175=\"DX HP Air Cooled\"),VLOOKUP($J175,'Early Retirement'!$CI$6:$CM$32,2,FALSE),IF(OR($I175=\"PTAC\",$I175=\"PTHP\"),VLOOKUP($J175,'Early Retirement'!$CI$6:$CM$32,3,FALSE),IF(AND(OR($I175=\"Air Cooled Chiller\",$I175=\"Water Cooled Chiller\"),$L175<>\"Centrifugal\"),VLOOKUP($J175,'Early Retirement'!$CI$6:$CM$32,4,FALSE),IF(AND(OR($I175=\"Air Cooled Chiller\",$I175=\"Water Cooled Chiller\"),$L175=\"Centrifugal\"),VLOOKUP($J175,'Early Retirement'!$CI$6:$CM$32,5,FALSE),\"\")))))","v":0},0,0,0,0,0,0,0,0,0,0,0,"","","",0,0,0,{"$f":"IF(AND($C175=\"Early Retirement\",$J175<>\"\",$S175<>\"\",$U175<>\"\"),$CH175,IF(AND(OR($AB175=\"DX AC Air Cooled\",$AB175=\"DX HP Air Cooled\"),OR(AND($AJ175=\"Btu/hr\",$AI175<65000),AND($AJ175=\"Tons\",$AI175<65000/12000)),$AC175=\"Split\",$AO175>=15.2),MAX(Baselines!$CF168,12/9.8),Baselines!$CF168))","v":0},{"$f":"IF(AND($C175=\"Early Retirement\",$J175<>\"\",$S175<>\"\",$U175<>\"\"),$CI175,Baselines!$CG168)","v":0},{"$f":"Baselines!$CH168","v":"kW/ton"},"",{"$f":"IF(AND($C175=\"Early Retirement\",$J175<>\"\",$S175<>\"\",$U175<>\"\"),$CJ175,IF(AND(Baselines!$CI168=0,OR($CU175=\"DX HP\",$CU175=\"PTHP\")),$BH175,Baselines!$CI168))","v":0},"COP",{"$f":"IF(OR($C175=\"Replace-on-Burnout\",$C175=\"New Construction\"),$DC175,IF($CE175=\"\",\"\",IF(OR($CE175=\"DX HP\",$CE175=\"PTHP\"),VLOOKUP($D175,'Factor Tables'!$B$89:$M$105,MATCH(CONCATENATE($CE175,\" Clg\"),'Factor Tables'!$B$88:$M$88,0),FALSE),VLOOKUP($D175,'Factor Tables'!$B$89:$M$105,MATCH($CE175,'Factor Tables'!$B$88:$M$88,0),FALSE))))","v":""},{"$f":"IF(OR($C175=\"Replace-on-Burnout\",$C175=\"New Construction\"),$DD175,IF($CE175=\"\",\"\",IF($CE175=\"DX HP\",VLOOKUP($D175,'Factor Tables'!$B$89:$M$105,MATCH(\"DX HP Htg\",'Factor Tables'!$B$88:$M$88,0),FALSE),0)))","v":""},{"$f":"IF(OR($C175=\"Replace-on-Burnout\",$C175=\"New Construction\"),$DE175,IF($CE175=\"\",\"\",IF($CE175=\"DX HP\",VLOOKUP($D175,'Factor Tables'!$N$89:$Y$105,MATCH(\"DX HP Clg\",'Factor Tables'!$N$88:$Y$88,0),FALSE),IF($CE175=\"PTHP\",VLOOKUP($D175,'Factor Tables'!$N$89:$Y$105,MATCH(\"PTHP Clg\",'Factor Tables'!$N$88:$Y$88,0),FALSE),IF(AND($CE175<>\"DX HP\",$CE175<>\"PTHP\"),VLOOKUP($D175,'Factor Tables'!$N$89:$Y$105,MATCH($CE175,'Factor Tables'!$N$88:$Y$88,0),FALSE),\"\")))))","v":""},{"$f":"IF(OR($C175=\"Replace-on-Burnout\",$C175=\"New Construction\",$CU175=\"DX HP\",$CU175=\"PTHP\"),$DF175,IF($CE175=\"\",\"\",IF($CE175=\"DX HP\",VLOOKUP($D175,'Factor Tables'!$N$89:$Y$105,MATCH(\"DX HP Htg\",'Factor Tables'!$N$88:$Y$88,0),FALSE),IF($CE175=\"PTHP\",VLOOKUP($D175,'Factor Tables'!$N$89:$Y$105,MATCH(\"PTHP Htg\",'Factor Tables'!$N$88:$Y$88,0),FALSE),0))))","v":""},"","",0,0,"kW/ton","",0,"COP",{"$f":"IF($CU175=\"\",\"\",IF(OR($CU175=\"DX HP\",$CU175=\"VRF HP\",$CU175=\"PTHP\"),VLOOKUP($D175,'Factor Tables'!$B$89:$M$105,MATCH(CONCATENATE($CU175,\" Clg\"),'Factor Tables'!$B$88:$M$88,0),FALSE),VLOOKUP($D175,'Factor Tables'!$B$89:$M$105,MATCH($CU175,'Factor Tables'!$B$88:$M$88,0),FALSE)))","v":""},{"$f":"IF($CU175=\"\",\"\",IF(OR($CU175=\"DX HP\",$CU175=\"VRF HP\",$CU175=\"PTHP\"),VLOOKUP($D175,'Factor Tables'!$B$89:$M$105,MATCH(CONCATENATE($CU175,\" Htg\"),'Factor Tables'!$B$88:$M$88,0),FALSE),0))","v":""},{"$f":"IF($CU175=\"\",\"\",IF(OR($CU175=\"DX HP\",$CU175=\"VRF HP\",$CU175=\"PTHP\"),VLOOKUP($D175,'Factor Tables'!$N$89:$Y$105,MATCH(CONCATENATE($CU175,\" Clg\"),'Factor Tables'!$N$88:$Y$88,0),FALSE),VLOOKUP($D175,'Factor Tables'!$N$89:$Y$105,MATCH($CU175,'Factor Tables'!$N$88:$Y$88,0),FALSE)))","v":""},{"$f":"IF($CU175=\"\",\"\",IF(OR($CU175=\"DX HP\",$CU175=\"VRF HP\",$CU175=\"PTHP\"),VLOOKUP($D175,'Factor Tables'!$N$89:$Y$105,MATCH(CONCATENATE($CU175,\" Htg\"),'Factor Tables'!$N$88:$Y$88,0),FALSE),0))","v":""},{"$f":"IF($AB175=\"\",0,VLOOKUP($AB175,'Utility Admin'!$E:$G,2,FALSE))","v":0},{"$f":"IF($AB175=\"\",0,VLOOKUP($AB175,'Utility Admin'!$E:$G,3,FALSE))","v":0},{"$f":"IFERROR(IF(ABS(Summary!$F$12)<=ABS(Summary!$E$12)*'Utility Admin'!$I$5,$BA175*$DG175+$BB175*$DH175,$BA175*$DG175+$BA175*'Utility Admin'!$I$5*$DH175),0)","v":0},null,"Summer",null,null,null,null,null,null,null,null,null,null,{"$f":"IF(OR('Project Info'!$C$10=\"\",$C175=\"\",$D175=\"\"),\"\",VLOOKUP($D175,$DX$9:$EA$32,MATCH($C175,$DX$9:$EA$9,0),FALSE))","v":""},null,null,null,null,null,null,"ERROR: Contact Program Manager. Post Capacity/Unit x Post # of Units must be within +/- 20% of Pre Capacity/Unit x Pre # of Units."]
[null,167,"","",null,null,null,null,null,null,null,null,null,null,null,null,null,null,null,null,null,null,null,null,null,null,null,null,null,"A",null,null,null,null,null,null,null,null,null,null,null,null,null,null,0,0,0,0,0,0,999999999,"",0,0,{"$f":"IFERROR(IF($DI$261>'Utility Admin'!$H$5,$BB176/$BB$5*$BC$261,$DI176),0)","v":0},"","",{"$f":"IF(AND(OR($AB176=\"DX AC Air Cooled\",$AB176=\"DX HP Air Cooled\"),OR(AND($AJ176=\"Btu/hr\",$AI176<65000),AND($AJ176=\"Tons\",$AI176<65000/12000)),$AC176=\"Split\",$AO176>=15.2),MAX(Baselines!$CF420,12/9.8),Baselines!$CF420)","v":0},{"$f":"Baselines!$CG420","v":0},{"$f":"Baselines!$CI420","v":0},0,0,0,0,0,0,0,0,0,0,{"$f":"IF(OR($C176<>\"Early Retirement\",$J176=\"\"),0,IF(OR($I176=\"DX AC Air Cooled\",$I176=\"DX HP Air Cooled\"),VLOOKUP($J176,'Early Retirement'!$CI$6:$CM$32,2,FALSE),IF(OR($I176=\"PTAC\",$I176=\"PTHP\"),VLOOKUP($J176,'Early Retirement'!$CI$6:$CM$32,3,FALSE),IF(AND(OR($I176=\"Air Cooled Chiller\",$I176=\"Water Cooled Chiller\"),$L176<>\"Centrifugal\"),VLOOKUP($J176,'Early Retirement'!$CI$6:$CM$32,4,FALSE),IF(AND(OR($I176=\"Air Cooled Chiller\",$I176=\"Water Cooled Chiller\"),$L176=\"Centrifugal\"),VLOOKUP($J176,'Early Retirement'!$CI$6:$CM$32,5,FALSE),\"\")))))","v":0},0,0,0,0,0,0,0,0,0,0,0,"","","",0,0,0,{"$f":"IF(AND($C176=\"Early Retirement\",$J176<>\"\",$S176<>\"\",$U176<>\"\"),$CH176,IF(AND(OR($AB176=\"DX AC Air Cooled\",$AB176=\"DX HP Air Cooled\"),OR(AND($AJ176=\"Btu/hr\",$AI176<65000),AND($AJ176=\"Tons\",$AI176<65000/12000)),$AC176=\"Split\",$AO176>=15.2),MAX(Baselines!$CF169,12/9.8),Baselines!$CF169))","v":0},{"$f":"IF(AND($C176=\"Early Retirement\",$J176<>\"\",$S176<>\"\",$U176<>\"\"),$CI176,Baselines!$CG169)","v":0},{"$f":"Baselines!$CH169","v":"kW/ton"},"",{"$f":"IF(AND($C176=\"Early Retirement\",$J176<>\"\",$S176<>\"\",$U176<>\"\"),$CJ176,IF(AND(Baselines!$CI169=0,OR($CU176=\"DX HP\",$CU176=\"PTHP\")),$BH176,Baselines!$CI169))","v":0},"COP",{"$f":"IF(OR($C176=\"Replace-on-Burnout\",$C176=\"New Construction\"),$DC176,IF($CE176=\"\",\"\",IF(OR($CE176=\"DX HP\",$CE176=\"PTHP\"),VLOOKUP($D176,'Factor Tables'!$B$89:$M$105,MATCH(CONCATENATE($CE176,\" Clg\"),'Factor Tables'!$B$88:$M$88,0),FALSE),VLOOKUP($D176,'Factor Tables'!$B$89:$M$105,MATCH($CE176,'Factor Tables'!$B$88:$M$88,0),FALSE))))","v":""},{"$f":"IF(OR($C176=\"Replace-on-Burnout\",$C176=\"New Construction\"),$DD176,IF($CE176=\"\",\"\",IF($CE176=\"DX HP\",VLOOKUP($D176,'Factor Tables'!$B$89:$M$105,MATCH(\"DX HP Htg\",'Factor Tables'!$B$88:$M$88,0),FALSE),0)))","v":""},{"$f":"IF(OR($C176=\"Replace-on-Burnout\",$C176=\"New Construction\"),$DE176,IF($CE176=\"\",\"\",IF($CE176=\"DX HP\",VLOOKUP($D176,'Factor Tables'!$N$89:$Y$105,MATCH(\"DX HP Clg\",'Factor Tables'!$N$88:$Y$88,0),FALSE),IF($CE176=\"PTHP\",VLOOKUP($D176,'Factor Tables'!$N$89:$Y$105,MATCH(\"PTHP Clg\",'Factor Tables'!$N$88:$Y$88,0),FALSE),IF(AND($CE176<>\"DX HP\",$CE176<>\"PTHP\"),VLOOKUP($D176,'Factor Tables'!$N$89:$Y$105,MATCH($CE176,'Factor Tables'!$N$88:$Y$88,0),FALSE),\"\")))))","v":""},{"$f":"IF(OR($C176=\"Replace-on-Burnout\",$C176=\"New Construction\",$CU176=\"DX HP\",$CU176=\"PTHP\"),$DF176,IF($CE176=\"\",\"\",IF($CE176=\"DX HP\",VLOOKUP($D176,'Factor Tables'!$N$89:$Y$105,MATCH(\"DX HP Htg\",'Factor Tables'!$N$88:$Y$88,0),FALSE),IF($CE176=\"PTHP\",VLOOKUP($D176,'Factor Tables'!$N$89:$Y$105,MATCH(\"PTHP Htg\",'Factor Tables'!$N$88:$Y$88,0),FALSE),0))))","v":""},"","",0,0,"kW/ton","",0,"COP",{"$f":"IF($CU176=\"\",\"\",IF(OR($CU176=\"DX HP\",$CU176=\"VRF HP\",$CU176=\"PTHP\"),VLOOKUP($D176,'Factor Tables'!$B$89:$M$105,MATCH(CONCATENATE($CU176,\" Clg\"),'Factor Tables'!$B$88:$M$88,0),FALSE),VLOOKUP($D176,'Factor Tables'!$B$89:$M$105,MATCH($CU176,'Factor Tables'!$B$88:$M$88,0),FALSE)))","v":""},{"$f":"IF($CU176=\"\",\"\",IF(OR($CU176=\"DX HP\",$CU176=\"VRF HP\",$CU176=\"PTHP\"),VLOOKUP($D176,'Factor Tables'!$B$89:$M$105,MATCH(CONCATENATE($CU176,\" Htg\"),'Factor Tables'!$B$88:$M$88,0),FALSE),0))","v":""},{"$f":"IF($CU176=\"\",\"\",IF(OR($CU176=\"DX HP\",$CU176=\"VRF HP\",$CU176=\"PTHP\"),VLOOKUP($D176,'Factor Tables'!$N$89:$Y$105,MATCH(CONCATENATE($CU176,\" Clg\"),'Factor Tables'!$N$88:$Y$88,0),FALSE),VLOOKUP($D176,'Factor Tables'!$N$89:$Y$105,MATCH($CU176,'Factor Tables'!$N$88:$Y$88,0),FALSE)))","v":""},{"$f":"IF($CU176=\"\",\"\",IF(OR($CU176=\"DX HP\",$CU176=\"VRF HP\",$CU176=\"PTHP\"),VLOOKUP($D176,'Factor Tables'!$N$89:$Y$105,MATCH(CONCATENATE($CU176,\" Htg\"),'Factor Tables'!$N$88:$Y$88,0),FALSE),0))","v":""},{"$f":"IF($AB176=\"\",0,VLOOKUP($AB176,'Utility Admin'!$E:$G,2,FALSE))","v":0},{"$f":"IF($AB176=\"\",0,VLOOKUP($AB176,'Utility Admin'!$E:$G,3,FALSE))","v":0},{"$f":"IFERROR(IF(ABS(Summary!$F$12)<=ABS(Summary!$E$12)*'Utility Admin'!$I$5,$BA176*$DG176+$BB176*$DH176,$BA176*$DG176+$BA176*'Utility Admin'!$I$5*$DH176),0)","v":0},null,"Summer",null,null,null,null,null,null,null,null,null,null,{"$f":"IF(OR('Project Info'!$C$10=\"\",$C176=\"\",$D176=\"\"),\"\",VLOOKUP($D176,$DX$9:$EA$32,MATCH($C176,$DX$9:$EA$9,0),FALSE))","v":""},null,null,null,null,null,null,"ERROR: Contact Program Manager. Post Capacity/Unit x Post # of Units must be within +/- 20% of Pre Capacity/Unit x Pre # of Units."]
[null,168,"","",null,null,null,null,null,null,null,null,null,null,null,null,null,null,null,null,null,null,null,null,null,null,null,null,null,"A",null,null,null,null,null,null,null,null,null,null,null,null,null,null,0,0,0,0,0,0,999999999,"",0,0,{"$f":"IFERROR(IF($DI$261>'Utility Admin'!$H$5,$BB177/$BB$5*$BC$261,$DI177),0)","v":0},"","",{"$f":"IF(AND(OR($AB177=\"DX AC Air Cooled\",$AB177=\"DX HP Air Cooled\"),OR(AND($AJ177=\"Btu/hr\",$AI177<65000),AND($AJ177=\"Tons\",$AI177<65000/12000)),$AC177=\"Split\",$AO177>=15.2),MAX(Baselines!$CF421,12/9.8),Baselines!$CF421)","v":0},{"$f":"Baselines!$CG421","v":0},{"$f":"Baselines!$CI421","v":0},0,0,0,0,0,0,0,0,0,0,{"$f":"IF(OR($C177<>\"Early Retirement\",$J177=\"\"),0,IF(OR($I177=\"DX AC Air Cooled\",$I177=\"DX HP Air Cooled\"),VLOOKUP($J177,'Early Retirement'!$CI$6:$CM$32,2,FALSE),IF(OR($I177=\"PTAC\",$I177=\"PTHP\"),VLOOKUP($J177,'Early Retirement'!$CI$6:$CM$32,3,FALSE),IF(AND(OR($I177=\"Air Cooled Chiller\",$I177=\"Water Cooled Chiller\"),$L177<>\"Centrifugal\"),VLOOKUP($J177,'Early Retirement'!$CI$6:$CM$32,4,FALSE),IF(AND(OR($I177=\"Air Cooled Chiller\",$I177=\"Water Cooled Chiller\"),$L177=\"Centrifugal\"),VLOOKUP($J177,'Early Retirement'!$CI$6:$CM$32,5,FALSE),\"\")))))","v":0},0,0,0,0,0,0,0,0,0,0,0,"","","",0,0,0,{"$f":"IF(AND($C177=\"Early Retirement\",$J177<>\"\",$S177<>\"\",$U177<>\"\"),$CH177,IF(AND(OR($AB177=\"DX AC Air Cooled\",$AB177=\"DX HP Air Cooled\"),OR(AND($AJ177=\"Btu/hr\",$AI177<65000),AND($AJ177=\"Tons\",$AI177<65000/12000)),$AC177=\"Split\",$AO177>=15.2),MAX(Baselines!$CF170,12/9.8),Baselines!$CF170))","v":0},{"$f":"IF(AND($C177=\"Early Retirement\",$J177<>\"\",$S177<>\"\",$U177<>\"\"),$CI177,Baselines!$CG170)","v":0},{"$f":"Baselines!$CH170","v":"kW/ton"},"",{"$f":"IF(AND($C177=\"Early Retirement\",$J177<>\"\",$S177<>\"\",$U177<>\"\"),$CJ177,IF(AND(Baselines!$CI170=0,OR($CU177=\"DX HP\",$CU177=\"PTHP\")),$BH177,Baselines!$CI170))","v":0},"COP",{"$f":"IF(OR($C177=\"Replace-on-Burnout\",$C177=\"New Construction\"),$DC177,IF($CE177=\"\",\"\",IF(OR($CE177=\"DX HP\",$CE177=\"PTHP\"),VLOOKUP($D177,'Factor Tables'!$B$89:$M$105,MATCH(CONCATENATE($CE177,\" Clg\"),'Factor Tables'!$B$88:$M$88,0),FALSE),VLOOKUP($D177,'Factor Tables'!$B$89:$M$105,MATCH($CE177,'Factor Tables'!$B$88:$M$88,0),FALSE))))","v":""},{"$f":"IF(OR($C177=\"Replace-on-Burnout\",$C177=\"New Construction\"),$DD177,IF($CE177=\"\",\"\",IF($CE177=\"DX HP\",VLOOKUP($D177,'Factor Tables'!$B$89:$M$105,MATCH(\"DX HP Htg\",'Factor Tables'!$B$88:$M$88,0),FALSE),0)))","v":""},{"$f":"IF(OR($C177=\"Replace-on-Burnout\",$C177=\"New Construction\"),$DE177,IF($CE177=\"\",\"\",IF($CE177=\"DX HP\",VLOOKUP($D177,'Factor Tables'!$N$89:$Y$105,MATCH(\"DX HP Clg\",'Factor Tables'!$N$88:$Y$88,0),FALSE),IF($CE177=\"PTHP\",VLOOKUP($D177,'Factor Tables'!$N$89:$Y$105,MATCH(\"PTHP Clg\",'Factor Tables'!$N$88:$Y$88,0),FALSE),IF(AND($CE177<>\"DX HP\",$CE177<>\"PTHP\"),VLOOKUP($D177,'Factor Tables'!$N$89:$Y$105,MATCH($CE177,'Factor Tables'!$N$88:$Y$88,0),FALSE),\"\")))))","v":""},{"$f":"IF(OR($C177=\"Replace-on-Burnout\",$C177=\"New Construction\",$CU177=\"DX HP\",$CU177=\"PTHP\"),$DF177,IF($CE177=\"\",\"\",IF($CE177=\"DX HP\",VLOOKUP($D177,'Factor Tables'!$N$89:$Y$105,MATCH(\"DX HP Htg\",'Factor Tables'!$N$88:$Y$88,0),FALSE),IF($CE177=\"PTHP\",VLOOKUP($D177,'Factor Tables'!$N$89:$Y$105,MATCH(\"PTHP Htg\",'Factor Tables'!$N$88:$Y$88,0),FALSE),0))))","v":""},"","",0,0,"kW/ton","",0,"COP",{"$f":"IF($CU177=\"\",\"\",IF(OR($CU177=\"DX HP\",$CU177=\"VRF HP\",$CU177=\"PTHP\"),VLOOKUP($D177,'Factor Tables'!$B$89:$M$105,MATCH(CONCATENATE($CU177,\" Clg\"),'Factor Tables'!$B$88:$M$88,0),FALSE),VLOOKUP($D177,'Factor Tables'!$B$89:$M$105,MATCH($CU177,'Factor Tables'!$B$88:$M$88,0),FALSE)))","v":""},{"$f":"IF($CU177=\"\",\"\",IF(OR($CU177=\"DX HP\",$CU177=\"VRF HP\",$CU177=\"PTHP\"),VLOOKUP($D177,'Factor Tables'!$B$89:$M$105,MATCH(CONCATENATE($CU177,\" Htg\"),'Factor Tables'!$B$88:$M$88,0),FALSE),0))","v":""},{"$f":"IF($CU177=\"\",\"\",IF(OR($CU177=\"DX HP\",$CU177=\"VRF HP\",$CU177=\"PTHP\"),VLOOKUP($D177,'Factor Tables'!$N$89:$Y$105,MATCH(CONCATENATE($CU177,\" Clg\"),'Factor Tables'!$N$88:$Y$88,0),FALSE),VLOOKUP($D177,'Factor Tables'!$N$89:$Y$105,MATCH($CU177,'Factor Tables'!$N$88:$Y$88,0),FALSE)))","v":""},{"$f":"IF($CU177=\"\",\"\",IF(OR($CU177=\"DX HP\",$CU177=\"VRF HP\",$CU177=\"PTHP\"),VLOOKUP($D177,'Factor Tables'!$N$89:$Y$105,MATCH(CONCATENATE($CU177,\" Htg\"),'Factor Tables'!$N$88:$Y$88,0),FALSE),0))","v":""},{"$f":"IF($AB177=\"\",0,VLOOKUP($AB177,'Utility Admin'!$E:$G,2,FALSE))","v":0},{"$f":"IF($AB177=\"\",0,VLOOKUP($AB177,'Utility Admin'!$E:$G,3,FALSE))","v":0},{"$f":"IFERROR(IF(ABS(Summary!$F$12)<=ABS(Summary!$E$12)*'Utility Admin'!$I$5,$BA177*$DG177+$BB177*$DH177,$BA177*$DG177+$BA177*'Utility Admin'!$I$5*$DH177),0)","v":0},null,"Summer",null,null,null,null,null,null,null,null,null,null,{"$f":"IF(OR('Project Info'!$C$10=\"\",$C177=\"\",$D177=\"\"),\"\",VLOOKUP($D177,$DX$9:$EA$32,MATCH($C177,$DX$9:$EA$9,0),FALSE))","v":""},null,null,null,null,null,null,"ERROR: Contact Program Manager. Post Capacity/Unit x Post # of Units must be within +/- 20% of Pre Capacity/Unit x Pre # of Units."]
[null,169,"","",null,null,null,null,null,null,null,null,null,null,null,null,null,null,null,null,null,null,null,null,null,null,null,null,null,"A",null,null,null,null,null,null,null,null,null,null,null,null,null,null,0,0,0,0,0,0,999999999,"",0,0,{"$f":"IFERROR(IF($DI$261>'Utility Admin'!$H$5,$BB178/$BB$5*$BC$261,$DI178),0)","v":0},"","",{"$f":"IF(AND(OR($AB178=\"DX AC Air Cooled\",$AB178=\"DX HP Air Cooled\"),OR(AND($AJ178=\"Btu/hr\",$AI178<65000),AND($AJ178=\"Tons\",$AI178<65000/12000)),$AC178=\"Split\",$AO178>=15.2),MAX(Baselines!$CF422,12/9.8),Baselines!$CF422)","v":0},{"$f":"Baselines!$CG422","v":0},{"$f":"Baselines!$CI422","v":0},0,0,0,0,0,0,0,0,0,0,{"$f":"IF(OR($C178<>\"Early Retirement\",$J178=\"\"),0,IF(OR($I178=\"DX AC Air Cooled\",$I178=\"DX HP Air Cooled\"),VLOOKUP($J178,'Early Retirement'!$CI$6:$CM$32,2,FALSE),IF(OR($I178=\"PTAC\",$I178=\"PTHP\"),VLOOKUP($J178,'Early Retirement'!$CI$6:$CM$32,3,FALSE),IF(AND(OR($I178=\"Air Cooled Chiller\",$I178=\"Water Cooled Chiller\"),$L178<>\"Centrifugal\"),VLOOKUP($J178,'Early Retirement'!$CI$6:$CM$32,4,FALSE),IF(AND(OR($I178=\"Air Cooled Chiller\",$I178=\"Water Cooled Chiller\"),$L178=\"Centrifugal\"),VLOOKUP($J178,'Early Retirement'!$CI$6:$CM$32,5,FALSE),\"\")))))","v":0},0,0,0,0,0,0,0,0,0,0,0,"","","",0,0,0,{"$f":"IF(AND($C178=\"Early Retirement\",$J178<>\"\",$S178<>\"\",$U178<>\"\"),$CH178,IF(AND(OR($AB178=\"DX AC Air Cooled\",$AB178=\"DX HP Air Cooled\"),OR(AND($AJ178=\"Btu/hr\",$AI178<65000),AND($AJ178=\"Tons\",$AI178<65000/12000)),$AC178=\"Split\",$AO178>=15.2),MAX(Baselines!$CF171,12/9.8),Baselines!$CF171))","v":0},{"$f":"IF(AND($C178=\"Early Retirement\",$J178<>\"\",$S178<>\"\",$U178<>\"\"),$CI178,Baselines!$CG171)","v":0},{"$f":"Baselines!$CH171","v":"kW/ton"},"",{"$f":"IF(AND($C178=\"Early Retirement\",$J178<>\"\",$S178<>\"\",$U178<>\"\"),$CJ178,IF(AND(Baselines!$CI171=0,OR($CU178=\"DX HP\",$CU178=\"PTHP\")),$BH178,Baselines!$CI171))","v":0},"COP",{"$f":"IF(OR($C178=\"Replace-on-Burnout\",$C178=\"New Construction\"),$DC178,IF($CE178=\"\",\"\",IF(OR($CE178=\"DX HP\",$CE178=\"PTHP\"),VLOOKUP($D178,'Factor Tables'!$B$89:$M$105,MATCH(CONCATENATE($CE178,\" Clg\"),'Factor Tables'!$B$88:$M$88,0),FALSE),VLOOKUP($D178,'Factor Tables'!$B$89:$M$105,MATCH($CE178,'Factor Tables'!$B$88:$M$88,0),FALSE))))","v":""},{"$f":"IF(OR($C178=\"Replace-on-Burnout\",$C178=\"New Construction\"),$DD178,IF($CE178=\"\",\"\",IF($CE178=\"DX HP\",VLOOKUP($D178,'Factor Tables'!$B$89:$M$105,MATCH(\"DX HP Htg\",'Factor Tables'!$B$88:$M$88,0),FALSE),0)))","v":""},{"$f":"IF(OR($C178=\"Replace-on-Burnout\",$C178=\"New Construction\"),$DE178,IF($CE178=\"\",\"\",IF($CE178=\"DX HP\",VLOOKUP($D178,'Factor Tables'!$N$89:$Y$105,MATCH(\"DX HP Clg\",'Factor Tables'!$N$88:$Y$88,0),FALSE),IF($CE178=\"PTHP\",VLOOKUP($D178,'Factor Tables'!$N$89:$Y$105,MATCH(\"PTHP Clg\",'Factor Tables'!$N$88:$Y$88,0),FALSE),IF(AND($CE178<>\"DX HP\",$CE178<>\"PTHP\"),VLOOKUP($D178,'Factor Tables'!$N$89:$Y$105,MATCH($CE178,'Factor Tables'!$N$88:$Y$88,0),FALSE),\"\")))))","v":""},{"$f":"IF(OR($C178=\"Replace-on-Burnout\",$C178=\"New Construction\",$CU178=\"DX HP\",$CU178=\"PTHP\"),$DF178,IF($CE178=\"\",\"\",IF($CE178=\"DX HP\",VLOOKUP($D178,'Factor Tables'!$N$89:$Y$105,MATCH(\"DX HP Htg\",'Factor Tables'!$N$88:$Y$88,0),FALSE),IF($CE178=\"PTHP\",VLOOKUP($D178,'Factor Tables'!$N$89:$Y$105,MATCH(\"PTHP Htg\",'Factor Tables'!$N$88:$Y$88,0),FALSE),0))))","v":""},"","",0,0,"kW/ton","",0,"COP",{"$f":"IF($CU178=\"\",\"\",IF(OR($CU178=\"DX HP\",$CU178=\"VRF HP\",$CU178=\"PTHP\"),VLOOKUP($D178,'Factor Tables'!$B$89:$M$105,MATCH(CONCATENATE($CU178,\" Clg\"),'Factor Tables'!$B$88:$M$88,0),FALSE),VLOOKUP($D178,'Factor Tables'!$B$89:$M$105,MATCH($CU178,'Factor Tables'!$B$88:$M$88,0),FALSE)))","v":""},{"$f":"IF($CU178=\"\",\"\",IF(OR($CU178=\"DX HP\",$CU178=\"VRF HP\",$CU178=\"PTHP\"),VLOOKUP($D178,'Factor Tables'!$B$89:$M$105,MATCH(CONCATENATE($CU178,\" Htg\"),'Factor Tables'!$B$88:$M$88,0),FALSE),0))","v":""},{"$f":"IF($CU178=\"\",\"\",IF(OR($CU178=\"DX HP\",$CU178=\"VRF HP\",$CU178=\"PTHP\"),VLOOKUP($D178,'Factor Tables'!$N$89:$Y$105,MATCH(CONCATENATE($CU178,\" Clg\"),'Factor Tables'!$N$88:$Y$88,0),FALSE),VLOOKUP($D178,'Factor Tables'!$N$89:$Y$105,MATCH($CU178,'Factor Tables'!$N$88:$Y$88,0),FALSE)))","v":""},{"$f":"IF($CU178=\"\",\"\",IF(OR($CU178=\"DX HP\",$CU178=\"VRF HP\",$CU178=\"PTHP\"),VLOOKUP($D178,'Factor Tables'!$N$89:$Y$105,MATCH(CONCATENATE($CU178,\" Htg\"),'Factor Tables'!$N$88:$Y$88,0),FALSE),0))","v":""},{"$f":"IF($AB178=\"\",0,VLOOKUP($AB178,'Utility Admin'!$E:$G,2,FALSE))","v":0},{"$f":"IF($AB178=\"\",0,VLOOKUP($AB178,'Utility Admin'!$E:$G,3,FALSE))","v":0},{"$f":"IFERROR(IF(ABS(Summary!$F$12)<=ABS(Summary!$E$12)*'Utility Admin'!$I$5,$BA178*$DG178+$BB178*$DH178,$BA178*$DG178+$BA178*'Utility Admin'!$I$5*$DH178),0)","v":0},null,"Summer",null,null,null,null,null,null,null,null,null,null,{"$f":"IF(OR('Project Info'!$C$10=\"\",$C178=\"\",$D178=\"\"),\"\",VLOOKUP($D178,$DX$9:$EA$32,MATCH($C178,$DX$9:$EA$9,0),FALSE))","v":""},null,null,null,null,null,null,"ERROR: Contact Program Manager. Post Capacity/Unit x Post # of Units must be within +/- 20% of Pre Capacity/Unit x Pre # of Units."]
[null,170,"","",null,null,null,null,null,null,null,null,null,null,null,null,null,null,null,null,null,null,null,null,null,null,null,null,null,"A",null,null,null,null,null,null,null,null,null,null,null,null,null,null,0,0,0,0,0,0,999999999,"",0,0,{"$f":"IFERROR(IF($DI$261>'Utility Admin'!$H$5,$BB179/$BB$5*$BC$261,$DI179),0)","v":0},"","",{"$f":"IF(AND(OR($AB179=\"DX AC Air Cooled\",$AB179=\"DX HP Air Cooled\"),OR(AND($AJ179=\"Btu/hr\",$AI179<65000),AND($AJ179=\"Tons\",$AI179<65000/12000)),$AC179=\"Split\",$AO179>=15.2),MAX(Baselines!$CF423,12/9.8),Baselines!$CF423)","v":0},{"$f":"Baselines!$CG423","v":0},{"$f":"Baselines!$CI423","v":0},0,0,0,0,0,0,0,0,0,0,{"$f":"IF(OR($C179<>\"Early Retirement\",$J179=\"\"),0,IF(OR($I179=\"DX AC Air Cooled\",$I179=\"DX HP Air Cooled\"),VLOOKUP($J179,'Early Retirement'!$CI$6:$CM$32,2,FALSE),IF(OR($I179=\"PTAC\",$I179=\"PTHP\"),VLOOKUP($J179,'Early Retirement'!$CI$6:$CM$32,3,FALSE),IF(AND(OR($I179=\"Air Cooled Chiller\",$I179=\"Water Cooled Chiller\"),$L179<>\"Centrifugal\"),VLOOKUP($J179,'Early Retirement'!$CI$6:$CM$32,4,FALSE),IF(AND(OR($I179=\"Air Cooled Chiller\",$I179=\"Water Cooled Chiller\"),$L179=\"Centrifugal\"),VLOOKUP($J179,'Early Retirement'!$CI$6:$CM$32,5,FALSE),\"\")))))","v":0},0,0,0,0,0,0,0,0,0,0,0,"","","",0,0,0,{"$f":"IF(AND($C179=\"Early Retirement\",$J179<>\"\",$S179<>\"\",$U179<>\"\"),$CH179,IF(AND(OR($AB179=\"DX AC Air Cooled\",$AB179=\"DX HP Air Cooled\"),OR(AND($AJ179=\"Btu/hr\",$AI179<65000),AND($AJ179=\"Tons\",$AI179<65000/12000)),$AC179=\"Split\",$AO179>=15.2),MAX(Baselines!$CF172,12/9.8),Baselines!$CF172))","v":0},{"$f":"IF(AND($C179=\"Early Retirement\",$J179<>\"\",$S179<>\"\",$U179<>\"\"),$CI179,Baselines!$CG172)","v":0},{"$f":"Baselines!$CH172","v":"kW/ton"},"",{"$f":"IF(AND($C179=\"Early Retirement\",$J179<>\"\",$S179<>\"\",$U179<>\"\"),$CJ179,IF(AND(Baselines!$CI172=0,OR($CU179=\"DX HP\",$CU179=\"PTHP\")),$BH179,Baselines!$CI172))","v":0},"COP",{"$f":"IF(OR($C179=\"Replace-on-Burnout\",$C179=\"New Construction\"),$DC179,IF($CE179=\"\",\"\",IF(OR($CE179=\"DX HP\",$CE179=\"PTHP\"),VLOOKUP($D179,'Factor Tables'!$B$89:$M$105,MATCH(CONCATENATE($CE179,\" Clg\"),'Factor Tables'!$B$88:$M$88,0),FALSE),VLOOKUP($D179,'Factor Tables'!$B$89:$M$105,MATCH($CE179,'Factor Tables'!$B$88:$M$88,0),FALSE))))","v":""},{"$f":"IF(OR($C179=\"Replace-on-Burnout\",$C179=\"New Construction\"),$DD179,IF($CE179=\"\",\"\",IF($CE179=\"DX HP\",VLOOKUP($D179,'Factor Tables'!$B$89:$M$105,MATCH(\"DX HP Htg\",'Factor Tables'!$B$88:$M$88,0),FALSE),0)))","v":""},{"$f":"IF(OR($C179=\"Replace-on-Burnout\",$C179=\"New Construction\"),$DE179,IF($CE179=\"\",\"\",IF($CE179=\"DX HP\",VLOOKUP($D179,'Factor Tables'!$N$89:$Y$105,MATCH(\"DX HP Clg\",'Factor Tables'!$N$88:$Y$88,0),FALSE),IF($CE179=\"PTHP\",VLOOKUP($D179,'Factor Tables'!$N$89:$Y$105,MATCH(\"PTHP Clg\",'Factor Tables'!$N$88:$Y$88,0),FALSE),IF(AND($CE179<>\"DX HP\",$CE179<>\"PTHP\"),VLOOKUP($D179,'Factor Tables'!$N$89:$Y$105,MATCH($CE179,'Factor Tables'!$N$88:$Y$88,0),FALSE),\"\")))))","v":""},{"$f":"IF(OR($C179=\"Replace-on-Burnout\",$C179=\"New Construction\",$CU179=\"DX HP\",$CU179=\"PTHP\"),$DF179,IF($CE179=\"\",\"\",IF($CE179=\"DX HP\",VLOOKUP($D179,'Factor Tables'!$N$89:$Y$105,MATCH(\"DX HP Htg\",'Factor Tables'!$N$88:$Y$88,0),FALSE),IF($CE179=\"PTHP\",VLOOKUP($D179,'Factor Tables'!$N$89:$Y$105,MATCH(\"PTHP Htg\",'Factor Tables'!$N$88:$Y$88,0),FALSE),0))))","v":""},"","",0,0,"kW/ton","",0,"COP",{"$f":"IF($CU179=\"\",\"\",IF(OR($CU179=\"DX HP\",$CU179=\"VRF HP\",$CU179=\"PTHP\"),VLOOKUP($D179,'Factor Tables'!$B$89:$M$105,MATCH(CONCATENATE($CU179,\" Clg\"),'Factor Tables'!$B$88:$M$88,0),FALSE),VLOOKUP($D179,'Factor Tables'!$B$89:$M$105,MATCH($CU179,'Factor Tables'!$B$88:$M$88,0),FALSE)))","v":""},{"$f":"IF($CU179=\"\",\"\",IF(OR($CU179=\"DX HP\",$CU179=\"VRF HP\",$CU179=\"PTHP\"),VLOOKUP($D179,'Factor Tables'!$B$89:$M$105,MATCH(CONCATENATE($CU179,\" Htg\"),'Factor Tables'!$B$88:$M$88,0),FALSE),0))","v":""},{"$f":"IF($CU179=\"\",\"\",IF(OR($CU179=\"DX HP\",$CU179=\"VRF HP\",$CU179=\"PTHP\"),VLOOKUP($D179,'Factor Tables'!$N$89:$Y$105,MATCH(CONCATENATE($CU179,\" Clg\"),'Factor Tables'!$N$88:$Y$88,0),FALSE),VLOOKUP($D179,'Factor Tables'!$N$89:$Y$105,MATCH($CU179,'Factor Tables'!$N$88:$Y$88,0),FALSE)))","v":""},{"$f":"IF($CU179=\"\",\"\",IF(OR($CU179=\"DX HP\",$CU179=\"VRF HP\",$CU179=\"PTHP\"),VLOOKUP($D179,'Factor Tables'!$N$89:$Y$105,MATCH(CONCATENATE($CU179,\" Htg\"),'Factor Tables'!$N$88:$Y$88,0),FALSE),0))","v":""},{"$f":"IF($AB179=\"\",0,VLOOKUP($AB179,'Utility Admin'!$E:$G,2,FALSE))","v":0},{"$f":"IF($AB179=\"\",0,VLOOKUP($AB179,'Utility Admin'!$E:$G,3,FALSE))","v":0},{"$f":"IFERROR(IF(ABS(Summary!$F$12)<=ABS(Summary!$E$12)*'Utility Admin'!$I$5,$BA179*$DG179+$BB179*$DH179,$BA179*$DG179+$BA179*'Utility Admin'!$I$5*$DH179),0)","v":0},null,"Summer",null,null,null,null,null,null,null,null,null,null,{"$f":"IF(OR('Project Info'!$C$10=\"\",$C179=\"\",$D179=\"\"),\"\",VLOOKUP($D179,$DX$9:$EA$32,MATCH($C179,$DX$9:$EA$9,0),FALSE))","v":""},null,null,null,null,null,null,"ERROR: Contact Program Manager. Post Capacity/Unit x Post # of Units must be within +/- 20% of Pre Capacity/Unit x Pre # of Units."]
[null,171,"","",null,null,null,null,null,null,null,null,null,null,null,null,null,null,null,null,null,null,null,null,null,null,null,null,null,"A",null,null,null,null,null,null,null,null,null,null,null,null,null,null,0,0,0,0,0,0,999999999,"",0,0,{"$f":"IFERROR(IF($DI$261>'Utility Admin'!$H$5,$BB180/$BB$5*$BC$261,$DI180),0)","v":0},"","",{"$f":"IF(AND(OR($AB180=\"DX AC Air Cooled\",$AB180=\"DX HP Air Cooled\"),OR(AND($AJ180=\"Btu/hr\",$AI180<65000),AND($AJ180=\"Tons\",$AI180<65000/12000)),$AC180=\"Split\",$AO180>=15.2),MAX(Baselines!$CF424,12/9.8),Baselines!$CF424)","v":0},{"$f":"Baselines!$CG424","v":0},{"$f":"Baselines!$CI424","v":0},0,0,0,0,0,0,0,0,0,0,{"$f":"IF(OR($C180<>\"Early Retirement\",$J180=\"\"),0,IF(OR($I180=\"DX AC Air Cooled\",$I180=\"DX HP Air Cooled\"),VLOOKUP($J180,'Early Retirement'!$CI$6:$CM$32,2,FALSE),IF(OR($I180=\"PTAC\",$I180=\"PTHP\"),VLOOKUP($J180,'Early Retirement'!$CI$6:$CM$32,3,FALSE),IF(AND(OR($I180=\"Air Cooled Chiller\",$I180=\"Water Cooled Chiller\"),$L180<>\"Centrifugal\"),VLOOKUP($J180,'Early Retirement'!$CI$6:$CM$32,4,FALSE),IF(AND(OR($I180=\"Air Cooled Chiller\",$I180=\"Water Cooled Chiller\"),$L180=\"Centrifugal\"),VLOOKUP($J180,'Early Retirement'!$CI$6:$CM$32,5,FALSE),\"\")))))","v":0},0,0,0,0,0,0,0,0,0,0,0,"","","",0,0,0,{"$f":"IF(AND($C180=\"Early Retirement\",$J180<>\"\",$S180<>\"\",$U180<>\"\"),$CH180,IF(AND(OR($AB180=\"DX AC Air Cooled\",$AB180=\"DX HP Air Cooled\"),OR(AND($AJ180=\"Btu/hr\",$AI180<65000),AND($AJ180=\"Tons\",$AI180<65000/12000)),$AC180=\"Split\",$AO180>=15.2),MAX(Baselines!$CF173,12/9.8),Baselines!$CF173))","v":0},{"$f":"IF(AND($C180=\"Early Retirement\",$J180<>\"\",$S180<>\"\",$U180<>\"\"),$CI180,Baselines!$CG173)","v":0},{"$f":"Baselines!$CH173","v":"kW/ton"},"",{"$f":"IF(AND($C180=\"Early Retirement\",$J180<>\"\",$S180<>\"\",$U180<>\"\"),$CJ180,IF(AND(Baselines!$CI173=0,OR($CU180=\"DX HP\",$CU180=\"PTHP\")),$BH180,Baselines!$CI173))","v":0},"COP",{"$f":"IF(OR($C180=\"Replace-on-Burnout\",$C180=\"New Construction\"),$DC180,IF($CE180=\"\",\"\",IF(OR($CE180=\"DX HP\",$CE180=\"PTHP\"),VLOOKUP($D180,'Factor Tables'!$B$89:$M$105,MATCH(CONCATENATE($CE180,\" Clg\"),'Factor Tables'!$B$88:$M$88,0),FALSE),VLOOKUP($D180,'Factor Tables'!$B$89:$M$105,MATCH($CE180,'Factor Tables'!$B$88:$M$88,0),FALSE))))","v":""},{"$f":"IF(OR($C180=\"Replace-on-Burnout\",$C180=\"New Construction\"),$DD180,IF($CE180=\"\",\"\",IF($CE180=\"DX HP\",VLOOKUP($D180,'Factor Tables'!$B$89:$M$105,MATCH(\"DX HP Htg\",'Factor Tables'!$B$88:$M$88,0),FALSE),0)))","v":""},{"$f":"IF(OR($C180=\"Replace-on-Burnout\",$C180=\"New Construction\"),$DE180,IF($CE180=\"\",\"\",IF($CE180=\"DX HP\",VLOOKUP($D180,'Factor Tables'!$N$89:$Y$105,MATCH(\"DX HP Clg\",'Factor Tables'!$N$88:$Y$88,0),FALSE),IF($CE180=\"PTHP\",VLOOKUP($D180,'Factor Tables'!$N$89:$Y$105,MATCH(\"PTHP Clg\",'Factor Tables'!$N$88:$Y$88,0),FALSE),IF(AND($CE180<>\"DX HP\",$CE180<>\"PTHP\"),VLOOKUP($D180,'Factor Tables'!$N$89:$Y$105,MATCH($CE180,'Factor Tables'!$N$88:$Y$88,0),FALSE),\"\")))))","v":""},{"$f":"IF(OR($C180=\"Replace-on-Burnout\",$C180=\"New Construction\",$CU180=\"DX HP\",$CU180=\"PTHP\"),$DF180,IF($CE180=\"\",\"\",IF($CE180=\"DX HP\",VLOOKUP($D180,'Factor Tables'!$N$89:$Y$105,MATCH(\"DX HP Htg\",'Factor Tables'!$N$88:$Y$88,0),FALSE),IF($CE180=\"PTHP\",VLOOKUP($D180,'Factor Tables'!$N$89:$Y$105,MATCH(\"PTHP Htg\",'Factor Tables'!$N$88:$Y$88,0),FALSE),0))))","v":""},"","",0,0,"kW/ton","",0,"COP",{"$f":"IF($CU180=\"\",\"\",IF(OR($CU180=\"DX HP\",$CU180=\"VRF HP\",$CU180=\"PTHP\"),VLOOKUP($D180,'Factor Tables'!$B$89:$M$105,MATCH(CONCATENATE($CU180,\" Clg\"),'Factor Tables'!$B$88:$M$88,0),FALSE),VLOOKUP($D180,'Factor Tables'!$B$89:$M$105,MATCH($CU180,'Factor Tables'!$B$88:$M$88,0),FALSE)))","v":""},{"$f":"IF($CU180=\"\",\"\",IF(OR($CU180=\"DX HP\",$CU180=\"VRF HP\",$CU180=\"PTHP\"),VLOOKUP($D180,'Factor Tables'!$B$89:$M$105,MATCH(CONCATENATE($CU180,\" Htg\"),'Factor Tables'!$B$88:$M$88,0),FALSE),0))","v":""},{"$f":"IF($CU180=\"\",\"\",IF(OR($CU180=\"DX HP\",$CU180=\"VRF HP\",$CU180=\"PTHP\"),VLOOKUP($D180,'Factor Tables'!$N$89:$Y$105,MATCH(CONCATENATE($CU180,\" Clg\"),'Factor Tables'!$N$88:$Y$88,0),FALSE),VLOOKUP($D180,'Factor Tables'!$N$89:$Y$105,MATCH($CU180,'Factor Tables'!$N$88:$Y$88,0),FALSE)))","v":""},{"$f":"IF($CU180=\"\",\"\",IF(OR($CU180=\"DX HP\",$CU180=\"VRF HP\",$CU180=\"PTHP\"),VLOOKUP($D180,'Factor Tables'!$N$89:$Y$105,MATCH(CONCATENATE($CU180,\" Htg\"),'Factor Tables'!$N$88:$Y$88,0),FALSE),0))","v":""},{"$f":"IF($AB180=\"\",0,VLOOKUP($AB180,'Utility Admin'!$E:$G,2,FALSE))","v":0},{"$f":"IF($AB180=\"\",0,VLOOKUP($AB180,'Utility Admin'!$E:$G,3,FALSE))","v":0},{"$f":"IFERROR(IF(ABS(Summary!$F$12)<=ABS(Summary!$E$12)*'Utility Admin'!$I$5,$BA180*$DG180+$BB180*$DH180,$BA180*$DG180+$BA180*'Utility Admin'!$I$5*$DH180),0)","v":0},null,"Summer",null,null,null,null,null,null,null,null,null,null,{"$f":"IF(OR('Project Info'!$C$10=\"\",$C180=\"\",$D180=\"\"),\"\",VLOOKUP($D180,$DX$9:$EA$32,MATCH($C180,$DX$9:$EA$9,0),FALSE))","v":""},null,null,null,null,null,null,"ERROR: Contact Program Manager. Post Capacity/Unit x Post # of Units must be within +/- 20% of Pre Capacity/Unit x Pre # of Units."]
[null,172,"","",null,null,null,null,null,null,null,null,null,null,null,null,null,null,null,null,null,null,null,null,null,null,null,null,null,"A",null,null,null,null,null,null,null,null,null,null,null,null,null,null,0,0,0,0,0,0,999999999,"",0,0,{"$f":"IFERROR(IF($DI$261>'Utility Admin'!$H$5,$BB181/$BB$5*$BC$261,$DI181),0)","v":0},"","",{"$f":"IF(AND(OR($AB181=\"DX AC Air Cooled\",$AB181=\"DX HP Air Cooled\"),OR(AND($AJ181=\"Btu/hr\",$AI181<65000),AND($AJ181=\"Tons\",$AI181<65000/12000)),$AC181=\"Split\",$AO181>=15.2),MAX(Baselines!$CF425,12/9.8),Baselines!$CF425)","v":0},{"$f":"Baselines!$CG425","v":0},{"$f":"Baselines!$CI425","v":0},0,0,0,0,0,0,0,0,0,0,{"$f":"IF(OR($C181<>\"Early Retirement\",$J181=\"\"),0,IF(OR($I181=\"DX AC Air Cooled\",$I181=\"DX HP Air Cooled\"),VLOOKUP($J181,'Early Retirement'!$CI$6:$CM$32,2,FALSE),IF(OR($I181=\"PTAC\",$I181=\"PTHP\"),VLOOKUP($J181,'Early Retirement'!$CI$6:$CM$32,3,FALSE),IF(AND(OR($I181=\"Air Cooled Chiller\",$I181=\"Water Cooled Chiller\"),$L181<>\"Centrifugal\"),VLOOKUP($J181,'Early Retirement'!$CI$6:$CM$32,4,FALSE),IF(AND(OR($I181=\"Air Cooled Chiller\",$I181=\"Water Cooled Chiller\"),$L181=\"Centrifugal\"),VLOOKUP($J181,'Early Retirement'!$CI$6:$CM$32,5,FALSE),\"\")))))","v":0},0,0,0,0,0,0,0,0,0,0,0,"","","",0,0,0,{"$f":"IF(AND($C181=\"Early Retirement\",$J181<>\"\",$S181<>\"\",$U181<>\"\"),$CH181,IF(AND(OR($AB181=\"DX AC Air Cooled\",$AB181=\"DX HP Air Cooled\"),OR(AND($AJ181=\"Btu/hr\",$AI181<65000),AND($AJ181=\"Tons\",$AI181<65000/12000)),$AC181=\"Split\",$AO181>=15.2),MAX(Baselines!$CF174,12/9.8),Baselines!$CF174))","v":0},{"$f":"IF(AND($C181=\"Early Retirement\",$J181<>\"\",$S181<>\"\",$U181<>\"\"),$CI181,Baselines!$CG174)","v":0},{"$f":"Baselines!$CH174","v":"kW/ton"},"",{"$f":"IF(AND($C181=\"Early Retirement\",$J181<>\"\",$S181<>\"\",$U181<>\"\"),$CJ181,IF(AND(Baselines!$CI174=0,OR($CU181=\"DX HP\",$CU181=\"PTHP\")),$BH181,Baselines!$CI174))","v":0},"COP",{"$f":"IF(OR($C181=\"Replace-on-Burnout\",$C181=\"New Construction\"),$DC181,IF($CE181=\"\",\"\",IF(OR($CE181=\"DX HP\",$CE181=\"PTHP\"),VLOOKUP($D181,'Factor Tables'!$B$89:$M$105,MATCH(CONCATENATE($CE181,\" Clg\"),'Factor Tables'!$B$88:$M$88,0),FALSE),VLOOKUP($D181,'Factor Tables'!$B$89:$M$105,MATCH($CE181,'Factor Tables'!$B$88:$M$88,0),FALSE))))","v":""},{"$f":"IF(OR($C181=\"Replace-on-Burnout\",$C181=\"New Construction\"),$DD181,IF($CE181=\"\",\"\",IF($CE181=\"DX HP\",VLOOKUP($D181,'Factor Tables'!$B$89:$M$105,MATCH(\"DX HP Htg\",'Factor Tables'!$B$88:$M$88,0),FALSE),0)))","v":""},{"$f":"IF(OR($C181=\"Replace-on-Burnout\",$C181=\"New Construction\"),$DE181,IF($CE181=\"\",\"\",IF($CE181=\"DX HP\",VLOOKUP($D181,'Factor Tables'!$N$89:$Y$105,MATCH(\"DX HP Clg\",'Factor Tables'!$N$88:$Y$88,0),FALSE),IF($CE181=\"PTHP\",VLOOKUP($D181,'Factor Tables'!$N$89:$Y$105,MATCH(\"PTHP Clg\",'Factor Tables'!$N$88:$Y$88,0),FALSE),IF(AND($CE181<>\"DX HP\",$CE181<>\"PTHP\"),VLOOKUP($D181,'Factor Tables'!$N$89:$Y$105,MATCH($CE181,'Factor Tables'!$N$88:$Y$88,0),FALSE),\"\")))))","v":""},{"$f":"IF(OR($C181=\"Replace-on-Burnout\",$C181=\"New Construction\",$CU181=\"DX HP\",$CU181=\"PTHP\"),$DF181,IF($CE181=\"\",\"\",IF($CE181=\"DX HP\",VLOOKUP($D181,'Factor Tables'!$N$89:$Y$105,MATCH(\"DX HP Htg\",'Factor Tables'!$N$88:$Y$88,0),FALSE),IF($CE181=\"PTHP\",VLOOKUP($D181,'Factor Tables'!$N$89:$Y$105,MATCH(\"PTHP Htg\",'Factor Tables'!$N$88:$Y$88,0),FALSE),0))))","v":""},"","",0,0,"kW/ton","",0,"COP",{"$f":"IF($CU181=\"\",\"\",IF(OR($CU181=\"DX HP\",$CU181=\"VRF HP\",$CU181=\"PTHP\"),VLOOKUP($D181,'Factor Tables'!$B$89:$M$105,MATCH(CONCATENATE($CU181,\" Clg\"),'Factor Tables'!$B$88:$M$88,0),FALSE),VLOOKUP($D181,'Factor Tables'!$B$89:$M$105,MATCH($CU181,'Factor Tables'!$B$88:$M$88,0),FALSE)))","v":""},{"$f":"IF($CU181=\"\",\"\",IF(OR($CU181=\"DX HP\",$CU181=\"VRF HP\",$CU181=\"PTHP\"),VLOOKUP($D181,'Factor Tables'!$B$89:$M$105,MATCH(CONCATENATE($CU181,\" Htg\"),'Factor Tables'!$B$88:$M$88,0),FALSE),0))","v":""},{"$f":"IF($CU181=\"\",\"\",IF(OR($CU181=\"DX HP\",$CU181=\"VRF HP\",$CU181=\"PTHP\"),VLOOKUP($D181,'Factor Tables'!$N$89:$Y$105,MATCH(CONCATENATE($CU181,\" Clg\"),'Factor Tables'!$N$88:$Y$88,0),FALSE),VLOOKUP($D181,'Factor Tables'!$N$89:$Y$105,MATCH($CU181,'Factor Tables'!$N$88:$Y$88,0),FALSE)))","v":""},{"$f":"IF($CU181=\"\",\"\",IF(OR($CU181=\"DX HP\",$CU181=\"VRF HP\",$CU181=\"PTHP\"),VLOOKUP($D181,'Factor Tables'!$N$89:$Y$105,MATCH(CONCATENATE($CU181,\" Htg\"),'Factor Tables'!$N$88:$Y$88,0),FALSE),0))","v":""},{"$f":"IF($AB181=\"\",0,VLOOKUP($AB181,'Utility Admin'!$E:$G,2,FALSE))","v":0},{"$f":"IF($AB181=\"\",0,VLOOKUP($AB181,'Utility Admin'!$E:$G,3,FALSE))","v":0},{"$f":"IFERROR(IF(ABS(Summary!$F$12)<=ABS(Summary!$E$12)*'Utility Admin'!$I$5,$BA181*$DG181+$BB181*$DH181,$BA181*$DG181+$BA181*'Utility Admin'!$I$5*$DH181),0)","v":0},null,"Summer",null,null,null,null,null,null,null,null,null,null,{"$f":"IF(OR('Project Info'!$C$10=\"\",$C181=\"\",$D181=\"\"),\"\",VLOOKUP($D181,$DX$9:$EA$32,MATCH($C181,$DX$9:$EA$9,0),FALSE))","v":""},null,null,null,null,null,null,"ERROR: Contact Program Manager. Post Capacity/Unit x Post # of Units must be within +/- 20% of Pre Capacity/Unit x Pre # of Units."]
[null,173,"","",null,null,null,null,null,null,null,null,null,null,null,null,null,null,null,null,null,null,null,null,null,null,null,null,null,"A",null,null,null,null,null,null,null,null,null,null,null,null,null,null,0,0,0,0,0,0,999999999,"",0,0,{"$f":"IFERROR(IF($DI$261>'Utility Admin'!$H$5,$BB182/$BB$5*$BC$261,$DI182),0)","v":0},"","",{"$f":"IF(AND(OR($AB182=\"DX AC Air Cooled\",$AB182=\"DX HP Air Cooled\"),OR(AND($AJ182=\"Btu/hr\",$AI182<65000),AND($AJ182=\"Tons\",$AI182<65000/12000)),$AC182=\"Split\",$AO182>=15.2),MAX(Baselines!$CF426,12/9.8),Baselines!$CF426)","v":0},{"$f":"Baselines!$CG426","v":0},{"$f":"Baselines!$CI426","v":0},0,0,0,0,0,0,0,0,0,0,{"$f":"IF(OR($C182<>\"Early Retirement\",$J182=\"\"),0,IF(OR($I182=\"DX AC Air Cooled\",$I182=\"DX HP Air Cooled\"),VLOOKUP($J182,'Early Retirement'!$CI$6:$CM$32,2,FALSE),IF(OR($I182=\"PTAC\",$I182=\"PTHP\"),VLOOKUP($J182,'Early Retirement'!$CI$6:$CM$32,3,FALSE),IF(AND(OR($I182=\"Air Cooled Chiller\",$I182=\"Water Cooled Chiller\"),$L182<>\"Centrifugal\"),VLOOKUP($J182,'Early Retirement'!$CI$6:$CM$32,4,FALSE),IF(AND(OR($I182=\"Air Cooled Chiller\",$I182=\"Water Cooled Chiller\"),$L182=\"Centrifugal\"),VLOOKUP($J182,'Early Retirement'!$CI$6:$CM$32,5,FALSE),\"\")))))","v":0},0,0,0,0,0,0,0,0,0,0,0,"","","",0,0,0,{"$f":"IF(AND($C182=\"Early Retirement\",$J182<>\"\",$S182<>\"\",$U182<>\"\"),$CH182,IF(AND(OR($AB182=\"DX AC Air Cooled\",$AB182=\"DX HP Air Cooled\"),OR(AND($AJ182=\"Btu/hr\",$AI182<65000),AND($AJ182=\"Tons\",$AI182<65000/12000)),$AC182=\"Split\",$AO182>=15.2),MAX(Baselines!$CF175,12/9.8),Baselines!$CF175))","v":0},{"$f":"IF(AND($C182=\"Early Retirement\",$J182<>\"\",$S182<>\"\",$U182<>\"\"),$CI182,Baselines!$CG175)","v":0},{"$f":"Baselines!$CH175","v":"kW/ton"},"",{"$f":"IF(AND($C182=\"Early Retirement\",$J182<>\"\",$S182<>\"\",$U182<>\"\"),$CJ182,IF(AND(Baselines!$CI175=0,OR($CU182=\"DX HP\",$CU182=\"PTHP\")),$BH182,Baselines!$CI175))","v":0},"COP",{"$f":"IF(OR($C182=\"Replace-on-Burnout\",$C182=\"New Construction\"),$DC182,IF($CE182=\"\",\"\",IF(OR($CE182=\"DX HP\",$CE182=\"PTHP\"),VLOOKUP($D182,'Factor Tables'!$B$89:$M$105,MATCH(CONCATENATE($CE182,\" Clg\"),'Factor Tables'!$B$88:$M$88,0),FALSE),VLOOKUP($D182,'Factor Tables'!$B$89:$M$105,MATCH($CE182,'Factor Tables'!$B$88:$M$88,0),FALSE))))","v":""},{"$f":"IF(OR($C182=\"Replace-on-Burnout\",$C182=\"New Construction\"),$DD182,IF($CE182=\"\",\"\",IF($CE182=\"DX HP\",VLOOKUP($D182,'Factor Tables'!$B$89:$M$105,MATCH(\"DX HP Htg\",'Factor Tables'!$B$88:$M$88,0),FALSE),0)))","v":""},{"$f":"IF(OR($C182=\"Replace-on-Burnout\",$C182=\"New Construction\"),$DE182,IF($CE182=\"\",\"\",IF($CE182=\"DX HP\",VLOOKUP($D182,'Factor Tables'!$N$89:$Y$105,MATCH(\"DX HP Clg\",'Factor Tables'!$N$88:$Y$88,0),FALSE),IF($CE182=\"PTHP\",VLOOKUP($D182,'Factor Tables'!$N$89:$Y$105,MATCH(\"PTHP Clg\",'Factor Tables'!$N$88:$Y$88,0),FALSE),IF(AND($CE182<>\"DX HP\",$CE182<>\"PTHP\"),VLOOKUP($D182,'Factor Tables'!$N$89:$Y$105,MATCH($CE182,'Factor Tables'!$N$88:$Y$88,0),FALSE),\"\")))))","v":""},{"$f":"IF(OR($C182=\"Replace-on-Burnout\",$C182=\"New Construction\",$CU182=\"DX HP\",$CU182=\"PTHP\"),$DF182,IF($CE182=\"\",\"\",IF($CE182=\"DX HP\",VLOOKUP($D182,'Factor Tables'!$N$89:$Y$105,MATCH(\"DX HP Htg\",'Factor Tables'!$N$88:$Y$88,0),FALSE),IF($CE182=\"PTHP\",VLOOKUP($D182,'Factor Tables'!$N$89:$Y$105,MATCH(\"PTHP Htg\",'Factor Tables'!$N$88:$Y$88,0),FALSE),0))))","v":""},"","",0,0,"kW/ton","",0,"COP",{"$f":"IF($CU182=\"\",\"\",IF(OR($CU182=\"DX HP\",$CU182=\"VRF HP\",$CU182=\"PTHP\"),VLOOKUP($D182,'Factor Tables'!$B$89:$M$105,MATCH(CONCATENATE($CU182,\" Clg\"),'Factor Tables'!$B$88:$M$88,0),FALSE),VLOOKUP($D182,'Factor Tables'!$B$89:$M$105,MATCH($CU182,'Factor Tables'!$B$88:$M$88,0),FALSE)))","v":""},{"$f":"IF($CU182=\"\",\"\",IF(OR($CU182=\"DX HP\",$CU182=\"VRF HP\",$CU182=\"PTHP\"),VLOOKUP($D182,'Factor Tables'!$B$89:$M$105,MATCH(CONCATENATE($CU182,\" Htg\"),'Factor Tables'!$B$88:$M$88,0),FALSE),0))","v":""},{"$f":"IF($CU182=\"\",\"\",IF(OR($CU182=\"DX HP\",$CU182=\"VRF HP\",$CU182=\"PTHP\"),VLOOKUP($D182,'Factor Tables'!$N$89:$Y$105,MATCH(CONCATENATE($CU182,\" Clg\"),'Factor Tables'!$N$88:$Y$88,0),FALSE),VLOOKUP($D182,'Factor Tables'!$N$89:$Y$105,MATCH($CU182,'Factor Tables'!$N$88:$Y$88,0),FALSE)))","v":""},{"$f":"IF($CU182=\"\",\"\",IF(OR($CU182=\"DX HP\",$CU182=\"VRF HP\",$CU182=\"PTHP\"),VLOOKUP($D182,'Factor Tables'!$N$89:$Y$105,MATCH(CONCATENATE($CU182,\" Htg\"),'Factor Tables'!$N$88:$Y$88,0),FALSE),0))","v":""},{"$f":"IF($AB182=\"\",0,VLOOKUP($AB182,'Utility Admin'!$E:$G,2,FALSE))","v":0},{"$f":"IF($AB182=\"\",0,VLOOKUP($AB182,'Utility Admin'!$E:$G,3,FALSE))","v":0},{"$f":"IFERROR(IF(ABS(Summary!$F$12)<=ABS(Summary!$E$12)*'Utility Admin'!$I$5,$BA182*$DG182+$BB182*$DH182,$BA182*$DG182+$BA182*'Utility Admin'!$I$5*$DH182),0)","v":0},null,"Summer",null,null,null,null,null,null,null,null,null,null,{"$f":"IF(OR('Project Info'!$C$10=\"\",$C182=\"\",$D182=\"\"),\"\",VLOOKUP($D182,$DX$9:$EA$32,MATCH($C182,$DX$9:$EA$9,0),FALSE))","v":""},null,null,null,null,null,null,"ERROR: Contact Program Manager. Post Capacity/Unit x Post # of Units must be within +/- 20% of Pre Capacity/Unit x Pre # of Units."]
[null,174,"","",null,null,null,null,null,null,null,null,null,null,null,null,null,null,null,null,null,null,null,null,null,null,null,null,null,"A",null,null,null,null,null,null,null,null,null,null,null,null,null,null,0,0,0,0,0,0,999999999,"",0,0,{"$f":"IFERROR(IF($DI$261>'Utility Admin'!$H$5,$BB183/$BB$5*$BC$261,$DI183),0)","v":0},"","",{"$f":"IF(AND(OR($AB183=\"DX AC Air Cooled\",$AB183=\"DX HP Air Cooled\"),OR(AND($AJ183=\"Btu/hr\",$AI183<65000),AND($AJ183=\"Tons\",$AI183<65000/12000)),$AC183=\"Split\",$AO183>=15.2),MAX(Baselines!$CF427,12/9.8),Baselines!$CF427)","v":0},{"$f":"Baselines!$CG427","v":0},{"$f":"Baselines!$CI427","v":0},0,0,0,0,0,0,0,0,0,0,{"$f":"IF(OR($C183<>\"Early Retirement\",$J183=\"\"),0,IF(OR($I183=\"DX AC Air Cooled\",$I183=\"DX HP Air Cooled\"),VLOOKUP($J183,'Early Retirement'!$CI$6:$CM$32,2,FALSE),IF(OR($I183=\"PTAC\",$I183=\"PTHP\"),VLOOKUP($J183,'Early Retirement'!$CI$6:$CM$32,3,FALSE),IF(AND(OR($I183=\"Air Cooled Chiller\",$I183=\"Water Cooled Chiller\"),$L183<>\"Centrifugal\"),VLOOKUP($J183,'Early Retirement'!$CI$6:$CM$32,4,FALSE),IF(AND(OR($I183=\"Air Cooled Chiller\",$I183=\"Water Cooled Chiller\"),$L183=\"Centrifugal\"),VLOOKUP($J183,'Early Retirement'!$CI$6:$CM$32,5,FALSE),\"\")))))","v":0},0,0,0,0,0,0,0,0,0,0,0,"","","",0,0,0,{"$f":"IF(AND($C183=\"Early Retirement\",$J183<>\"\",$S183<>\"\",$U183<>\"\"),$CH183,IF(AND(OR($AB183=\"DX AC Air Cooled\",$AB183=\"DX HP Air Cooled\"),OR(AND($AJ183=\"Btu/hr\",$AI183<65000),AND($AJ183=\"Tons\",$AI183<65000/12000)),$AC183=\"Split\",$AO183>=15.2),MAX(Baselines!$CF176,12/9.8),Baselines!$CF176))","v":0},{"$f":"IF(AND($C183=\"Early Retirement\",$J183<>\"\",$S183<>\"\",$U183<>\"\"),$CI183,Baselines!$CG176)","v":0},{"$f":"Baselines!$CH176","v":"kW/ton"},"",{"$f":"IF(AND($C183=\"Early Retirement\",$J183<>\"\",$S183<>\"\",$U183<>\"\"),$CJ183,IF(AND(Baselines!$CI176=0,OR($CU183=\"DX HP\",$CU183=\"PTHP\")),$BH183,Baselines!$CI176))","v":0},"COP",{"$f":"IF(OR($C183=\"Replace-on-Burnout\",$C183=\"New Construction\"),$DC183,IF($CE183=\"\",\"\",IF(OR($CE183=\"DX HP\",$CE183=\"PTHP\"),VLOOKUP($D183,'Factor Tables'!$B$89:$M$105,MATCH(CONCATENATE($CE183,\" Clg\"),'Factor Tables'!$B$88:$M$88,0),FALSE),VLOOKUP($D183,'Factor Tables'!$B$89:$M$105,MATCH($CE183,'Factor Tables'!$B$88:$M$88,0),FALSE))))","v":""},{"$f":"IF(OR($C183=\"Replace-on-Burnout\",$C183=\"New Construction\"),$DD183,IF($CE183=\"\",\"\",IF($CE183=\"DX HP\",VLOOKUP($D183,'Factor Tables'!$B$89:$M$105,MATCH(\"DX HP Htg\",'Factor Tables'!$B$88:$M$88,0),FALSE),0)))","v":""},{"$f":"IF(OR($C183=\"Replace-on-Burnout\",$C183=\"New Construction\"),$DE183,IF($CE183=\"\",\"\",IF($CE183=\"DX HP\",VLOOKUP($D183,'Factor Tables'!$N$89:$Y$105,MATCH(\"DX HP Clg\",'Factor Tables'!$N$88:$Y$88,0),FALSE),IF($CE183=\"PTHP\",VLOOKUP($D183,'Factor Tables'!$N$89:$Y$105,MATCH(\"PTHP Clg\",'Factor Tables'!$N$88:$Y$88,0),FALSE),IF(AND($CE183<>\"DX HP\",$CE183<>\"PTHP\"),VLOOKUP($D183,'Factor Tables'!$N$89:$Y$105,MATCH($CE183,'Factor Tables'!$N$88:$Y$88,0),FALSE),\"\")))))","v":""},{"$f":"IF(OR($C183=\"Replace-on-Burnout\",$C183=\"New Construction\",$CU183=\"DX HP\",$CU183=\"PTHP\"),$DF183,IF($CE183=\"\",\"\",IF($CE183=\"DX HP\",VLOOKUP($D183,'Factor Tables'!$N$89:$Y$105,MATCH(\"DX HP Htg\",'Factor Tables'!$N$88:$Y$88,0),FALSE),IF($CE183=\"PTHP\",VLOOKUP($D183,'Factor Tables'!$N$89:$Y$105,MATCH(\"PTHP Htg\",'Factor Tables'!$N$88:$Y$88,0),FALSE),0))))","v":""},"","",0,0,"kW/ton","",0,"COP",{"$f":"IF($CU183=\"\",\"\",IF(OR($CU183=\"DX HP\",$CU183=\"VRF HP\",$CU183=\"PTHP\"),VLOOKUP($D183,'Factor Tables'!$B$89:$M$105,MATCH(CONCATENATE($CU183,\" Clg\"),'Factor Tables'!$B$88:$M$88,0),FALSE),VLOOKUP($D183,'Factor Tables'!$B$89:$M$105,MATCH($CU183,'Factor Tables'!$B$88:$M$88,0),FALSE)))","v":""},{"$f":"IF($CU183=\"\",\"\",IF(OR($CU183=\"DX HP\",$CU183=\"VRF HP\",$CU183=\"PTHP\"),VLOOKUP($D183,'Factor Tables'!$B$89:$M$105,MATCH(CONCATENATE($CU183,\" Htg\"),'Factor Tables'!$B$88:$M$88,0),FALSE),0))","v":""},{"$f":"IF($CU183=\"\",\"\",IF(OR($CU183=\"DX HP\",$CU183=\"VRF HP\",$CU183=\"PTHP\"),VLOOKUP($D183,'Factor Tables'!$N$89:$Y$105,MATCH(CONCATENATE($CU183,\" Clg\"),'Factor Tables'!$N$88:$Y$88,0),FALSE),VLOOKUP($D183,'Factor Tables'!$N$89:$Y$105,MATCH($CU183,'Factor Tables'!$N$88:$Y$88,0),FALSE)))","v":""},{"$f":"IF($CU183=\"\",\"\",IF(OR($CU183=\"DX HP\",$CU183=\"VRF HP\",$CU183=\"PTHP\"),VLOOKUP($D183,'Factor Tables'!$N$89:$Y$105,MATCH(CONCATENATE($CU183,\" Htg\"),'Factor Tables'!$N$88:$Y$88,0),FALSE),0))","v":""},{"$f":"IF($AB183=\"\",0,VLOOKUP($AB183,'Utility Admin'!$E:$G,2,FALSE))","v":0},{"$f":"IF($AB183=\"\",0,VLOOKUP($AB183,'Utility Admin'!$E:$G,3,FALSE))","v":0},{"$f":"IFERROR(IF(ABS(Summary!$F$12)<=ABS(Summary!$E$12)*'Utility Admin'!$I$5,$BA183*$DG183+$BB183*$DH183,$BA183*$DG183+$BA183*'Utility Admin'!$I$5*$DH183),0)","v":0},null,"Summer",null,null,null,null,null,null,null,null,null,null,{"$f":"IF(OR('Project Info'!$C$10=\"\",$C183=\"\",$D183=\"\"),\"\",VLOOKUP($D183,$DX$9:$EA$32,MATCH($C183,$DX$9:$EA$9,0),FALSE))","v":""},null,null,null,null,null,null,"ERROR: Contact Program Manager. Post Capacity/Unit x Post # of Units must be within +/- 20% of Pre Capacity/Unit x Pre # of Units."]
[null,175,"","",null,null,null,null,null,null,null,null,null,null,null,null,null,null,null,null,null,null,null,null,null,null,null,null,null,"A",null,null,null,null,null,null,null,null,null,null,null,null,null,null,0,0,0,0,0,0,999999999,"",0,0,{"$f":"IFERROR(IF($DI$261>'Utility Admin'!$H$5,$BB184/$BB$5*$BC$261,$DI184),0)","v":0},"","",{"$f":"IF(AND(OR($AB184=\"DX AC Air Cooled\",$AB184=\"DX HP Air Cooled\"),OR(AND($AJ184=\"Btu/hr\",$AI184<65000),AND($AJ184=\"Tons\",$AI184<65000/12000)),$AC184=\"Split\",$AO184>=15.2),MAX(Baselines!$CF428,12/9.8),Baselines!$CF428)","v":0},{"$f":"Baselines!$CG428","v":0},{"$f":"Baselines!$CI428","v":0},0,0,0,0,0,0,0,0,0,0,{"$f":"IF(OR($C184<>\"Early Retirement\",$J184=\"\"),0,IF(OR($I184=\"DX AC Air Cooled\",$I184=\"DX HP Air Cooled\"),VLOOKUP($J184,'Early Retirement'!$CI$6:$CM$32,2,FALSE),IF(OR($I184=\"PTAC\",$I184=\"PTHP\"),VLOOKUP($J184,'Early Retirement'!$CI$6:$CM$32,3,FALSE),IF(AND(OR($I184=\"Air Cooled Chiller\",$I184=\"Water Cooled Chiller\"),$L184<>\"Centrifugal\"),VLOOKUP($J184,'Early Retirement'!$CI$6:$CM$32,4,FALSE),IF(AND(OR($I184=\"Air Cooled Chiller\",$I184=\"Water Cooled Chiller\"),$L184=\"Centrifugal\"),VLOOKUP($J184,'Early Retirement'!$CI$6:$CM$32,5,FALSE),\"\")))))","v":0},0,0,0,0,0,0,0,0,0,0,0,"","","",0,0,0,{"$f":"IF(AND($C184=\"Early Retirement\",$J184<>\"\",$S184<>\"\",$U184<>\"\"),$CH184,IF(AND(OR($AB184=\"DX AC Air Cooled\",$AB184=\"DX HP Air Cooled\"),OR(AND($AJ184=\"Btu/hr\",$AI184<65000),AND($AJ184=\"Tons\",$AI184<65000/12000)),$AC184=\"Split\",$AO184>=15.2),MAX(Baselines!$CF177,12/9.8),Baselines!$CF177))","v":0},{"$f":"IF(AND($C184=\"Early Retirement\",$J184<>\"\",$S184<>\"\",$U184<>\"\"),$CI184,Baselines!$CG177)","v":0},{"$f":"Baselines!$CH177","v":"kW/ton"},"",{"$f":"IF(AND($C184=\"Early Retirement\",$J184<>\"\",$S184<>\"\",$U184<>\"\"),$CJ184,IF(AND(Baselines!$CI177=0,OR($CU184=\"DX HP\",$CU184=\"PTHP\")),$BH184,Baselines!$CI177))","v":0},"COP",{"$f":"IF(OR($C184=\"Replace-on-Burnout\",$C184=\"New Construction\"),$DC184,IF($CE184=\"\",\"\",IF(OR($CE184=\"DX HP\",$CE184=\"PTHP\"),VLOOKUP($D184,'Factor Tables'!$B$89:$M$105,MATCH(CONCATENATE($CE184,\" Clg\"),'Factor Tables'!$B$88:$M$88,0),FALSE),VLOOKUP($D184,'Factor Tables'!$B$89:$M$105,MATCH($CE184,'Factor Tables'!$B$88:$M$88,0),FALSE))))","v":""},{"$f":"IF(OR($C184=\"Replace-on-Burnout\",$C184=\"New Construction\"),$DD184,IF($CE184=\"\",\"\",IF($CE184=\"DX HP\",VLOOKUP($D184,'Factor Tables'!$B$89:$M$105,MATCH(\"DX HP Htg\",'Factor Tables'!$B$88:$M$88,0),FALSE),0)))","v":""},{"$f":"IF(OR($C184=\"Replace-on-Burnout\",$C184=\"New Construction\"),$DE184,IF($CE184=\"\",\"\",IF($CE184=\"DX HP\",VLOOKUP($D184,'Factor Tables'!$N$89:$Y$105,MATCH(\"DX HP Clg\",'Factor Tables'!$N$88:$Y$88,0),FALSE),IF($CE184=\"PTHP\",VLOOKUP($D184,'Factor Tables'!$N$89:$Y$105,MATCH(\"PTHP Clg\",'Factor Tables'!$N$88:$Y$88,0),FALSE),IF(AND($CE184<>\"DX HP\",$CE184<>\"PTHP\"),VLOOKUP($D184,'Factor Tables'!$N$89:$Y$105,MATCH($CE184,'Factor Tables'!$N$88:$Y$88,0),FALSE),\"\")))))","v":""},{"$f":"IF(OR($C184=\"Replace-on-Burnout\",$C184=\"New Construction\",$CU184=\"DX HP\",$CU184=\"PTHP\"),$DF184,IF($CE184=\"\",\"\",IF($CE184=\"DX HP\",VLOOKUP($D184,'Factor Tables'!$N$89:$Y$105,MATCH(\"DX HP Htg\",'Factor Tables'!$N$88:$Y$88,0),FALSE),IF($CE184=\"PTHP\",VLOOKUP($D184,'Factor Tables'!$N$89:$Y$105,MATCH(\"PTHP Htg\",'Factor Tables'!$N$88:$Y$88,0),FALSE),0))))","v":""},"","",0,0,"kW/ton","",0,"COP",{"$f":"IF($CU184=\"\",\"\",IF(OR($CU184=\"DX HP\",$CU184=\"VRF HP\",$CU184=\"PTHP\"),VLOOKUP($D184,'Factor Tables'!$B$89:$M$105,MATCH(CONCATENATE($CU184,\" Clg\"),'Factor Tables'!$B$88:$M$88,0),FALSE),VLOOKUP($D184,'Factor Tables'!$B$89:$M$105,MATCH($CU184,'Factor Tables'!$B$88:$M$88,0),FALSE)))","v":""},{"$f":"IF($CU184=\"\",\"\",IF(OR($CU184=\"DX HP\",$CU184=\"VRF HP\",$CU184=\"PTHP\"),VLOOKUP($D184,'Factor Tables'!$B$89:$M$105,MATCH(CONCATENATE($CU184,\" Htg\"),'Factor Tables'!$B$88:$M$88,0),FALSE),0))","v":""},{"$f":"IF($CU184=\"\",\"\",IF(OR($CU184=\"DX HP\",$CU184=\"VRF HP\",$CU184=\"PTHP\"),VLOOKUP($D184,'Factor Tables'!$N$89:$Y$105,MATCH(CONCATENATE($CU184,\" Clg\"),'Factor Tables'!$N$88:$Y$88,0),FALSE),VLOOKUP($D184,'Factor Tables'!$N$89:$Y$105,MATCH($CU184,'Factor Tables'!$N$88:$Y$88,0),FALSE)))","v":""},{"$f":"IF($CU184=\"\",\"\",IF(OR($CU184=\"DX HP\",$CU184=\"VRF HP\",$CU184=\"PTHP\"),VLOOKUP($D184,'Factor Tables'!$N$89:$Y$105,MATCH(CONCATENATE($CU184,\" Htg\"),'Factor Tables'!$N$88:$Y$88,0),FALSE),0))","v":""},{"$f":"IF($AB184=\"\",0,VLOOKUP($AB184,'Utility Admin'!$E:$G,2,FALSE))","v":0},{"$f":"IF($AB184=\"\",0,VLOOKUP($AB184,'Utility Admin'!$E:$G,3,FALSE))","v":0},{"$f":"IFERROR(IF(ABS(Summary!$F$12)<=ABS(Summary!$E$12)*'Utility Admin'!$I$5,$BA184*$DG184+$BB184*$DH184,$BA184*$DG184+$BA184*'Utility Admin'!$I$5*$DH184),0)","v":0},null,"Summer",null,null,null,null,null,null,null,null,null,null,{"$f":"IF(OR('Project Info'!$C$10=\"\",$C184=\"\",$D184=\"\"),\"\",VLOOKUP($D184,$DX$9:$EA$32,MATCH($C184,$DX$9:$EA$9,0),FALSE))","v":""},null,null,null,null,null,null,"ERROR: Contact Program Manager. Post Capacity/Unit x Post # of Units must be within +/- 20% of Pre Capacity/Unit x Pre # of Units."]
[null,176,"","",null,null,null,null,null,null,null,null,null,null,null,null,null,null,null,null,null,null,null,null,null,null,null,null,null,"A",null,null,null,null,null,null,null,null,null,null,null,null,null,null,0,0,0,0,0,0,999999999,"",0,0,{"$f":"IFERROR(IF($DI$261>'Utility Admin'!$H$5,$BB185/$BB$5*$BC$261,$DI185),0)","v":0},"","",{"$f":"IF(AND(OR($AB185=\"DX AC Air Cooled\",$AB185=\"DX HP Air Cooled\"),OR(AND($AJ185=\"Btu/hr\",$AI185<65000),AND($AJ185=\"Tons\",$AI185<65000/12000)),$AC185=\"Split\",$AO185>=15.2),MAX(Baselines!$CF429,12/9.8),Baselines!$CF429)","v":0},{"$f":"Baselines!$CG429","v":0},{"$f":"Baselines!$CI429","v":0},0,0,0,0,0,0,0,0,0,0,{"$f":"IF(OR($C185<>\"Early Retirement\",$J185=\"\"),0,IF(OR($I185=\"DX AC Air Cooled\",$I185=\"DX HP Air Cooled\"),VLOOKUP($J185,'Early Retirement'!$CI$6:$CM$32,2,FALSE),IF(OR($I185=\"PTAC\",$I185=\"PTHP\"),VLOOKUP($J185,'Early Retirement'!$CI$6:$CM$32,3,FALSE),IF(AND(OR($I185=\"Air Cooled Chiller\",$I185=\"Water Cooled Chiller\"),$L185<>\"Centrifugal\"),VLOOKUP($J185,'Early Retirement'!$CI$6:$CM$32,4,FALSE),IF(AND(OR($I185=\"Air Cooled Chiller\",$I185=\"Water Cooled Chiller\"),$L185=\"Centrifugal\"),VLOOKUP($J185,'Early Retirement'!$CI$6:$CM$32,5,FALSE),\"\")))))","v":0},0,0,0,0,0,0,0,0,0,0,0,"","","",0,0,0,{"$f":"IF(AND($C185=\"Early Retirement\",$J185<>\"\",$S185<>\"\",$U185<>\"\"),$CH185,IF(AND(OR($AB185=\"DX AC Air Cooled\",$AB185=\"DX HP Air Cooled\"),OR(AND($AJ185=\"Btu/hr\",$AI185<65000),AND($AJ185=\"Tons\",$AI185<65000/12000)),$AC185=\"Split\",$AO185>=15.2),MAX(Baselines!$CF178,12/9.8),Baselines!$CF178))","v":0},{"$f":"IF(AND($C185=\"Early Retirement\",$J185<>\"\",$S185<>\"\",$U185<>\"\"),$CI185,Baselines!$CG178)","v":0},{"$f":"Baselines!$CH178","v":"kW/ton"},"",{"$f":"IF(AND($C185=\"Early Retirement\",$J185<>\"\",$S185<>\"\",$U185<>\"\"),$CJ185,IF(AND(Baselines!$CI178=0,OR($CU185=\"DX HP\",$CU185=\"PTHP\")),$BH185,Baselines!$CI178))","v":0},"COP",{"$f":"IF(OR($C185=\"Replace-on-Burnout\",$C185=\"New Construction\"),$DC185,IF($CE185=\"\",\"\",IF(OR($CE185=\"DX HP\",$CE185=\"PTHP\"),VLOOKUP($D185,'Factor Tables'!$B$89:$M$105,MATCH(CONCATENATE($CE185,\" Clg\"),'Factor Tables'!$B$88:$M$88,0),FALSE),VLOOKUP($D185,'Factor Tables'!$B$89:$M$105,MATCH($CE185,'Factor Tables'!$B$88:$M$88,0),FALSE))))","v":""},{"$f":"IF(OR($C185=\"Replace-on-Burnout\",$C185=\"New Construction\"),$DD185,IF($CE185=\"\",\"\",IF($CE185=\"DX HP\",VLOOKUP($D185,'Factor Tables'!$B$89:$M$105,MATCH(\"DX HP Htg\",'Factor Tables'!$B$88:$M$88,0),FALSE),0)))","v":""},{"$f":"IF(OR($C185=\"Replace-on-Burnout\",$C185=\"New Construction\"),$DE185,IF($CE185=\"\",\"\",IF($CE185=\"DX HP\",VLOOKUP($D185,'Factor Tables'!$N$89:$Y$105,MATCH(\"DX HP Clg\",'Factor Tables'!$N$88:$Y$88,0),FALSE),IF($CE185=\"PTHP\",VLOOKUP($D185,'Factor Tables'!$N$89:$Y$105,MATCH(\"PTHP Clg\",'Factor Tables'!$N$88:$Y$88,0),FALSE),IF(AND($CE185<>\"DX HP\",$CE185<>\"PTHP\"),VLOOKUP($D185,'Factor Tables'!$N$89:$Y$105,MATCH($CE185,'Factor Tables'!$N$88:$Y$88,0),FALSE),\"\")))))","v":""},{"$f":"IF(OR($C185=\"Replace-on-Burnout\",$C185=\"New Construction\",$CU185=\"DX HP\",$CU185=\"PTHP\"),$DF185,IF($CE185=\"\",\"\",IF($CE185=\"DX HP\",VLOOKUP($D185,'Factor Tables'!$N$89:$Y$105,MATCH(\"DX HP Htg\",'Factor Tables'!$N$88:$Y$88,0),FALSE),IF($CE185=\"PTHP\",VLOOKUP($D185,'Factor Tables'!$N$89:$Y$105,MATCH(\"PTHP Htg\",'Factor Tables'!$N$88:$Y$88,0),FALSE),0))))","v":""},"","",0,0,"kW/ton","",0,"COP",{"$f":"IF($CU185=\"\",\"\",IF(OR($CU185=\"DX HP\",$CU185=\"VRF HP\",$CU185=\"PTHP\"),VLOOKUP($D185,'Factor Tables'!$B$89:$M$105,MATCH(CONCATENATE($CU185,\" Clg\"),'Factor Tables'!$B$88:$M$88,0),FALSE),VLOOKUP($D185,'Factor Tables'!$B$89:$M$105,MATCH($CU185,'Factor Tables'!$B$88:$M$88,0),FALSE)))","v":""},{"$f":"IF($CU185=\"\",\"\",IF(OR($CU185=\"DX HP\",$CU185=\"VRF HP\",$CU185=\"PTHP\"),VLOOKUP($D185,'Factor Tables'!$B$89:$M$105,MATCH(CONCATENATE($CU185,\" Htg\"),'Factor Tables'!$B$88:$M$88,0),FALSE),0))","v":""},{"$f":"IF($CU185=\"\",\"\",IF(OR($CU185=\"DX HP\",$CU185=\"VRF HP\",$CU185=\"PTHP\"),VLOOKUP($D185,'Factor Tables'!$N$89:$Y$105,MATCH(CONCATENATE($CU185,\" Clg\"),'Factor Tables'!$N$88:$Y$88,0),FALSE),VLOOKUP($D185,'Factor Tables'!$N$89:$Y$105,MATCH($CU185,'Factor Tables'!$N$88:$Y$88,0),FALSE)))","v":""},{"$f":"IF($CU185=\"\",\"\",IF(OR($CU185=\"DX HP\",$CU185=\"VRF HP\",$CU185=\"PTHP\"),VLOOKUP($D185,'Factor Tables'!$N$89:$Y$105,MATCH(CONCATENATE($CU185,\" Htg\"),'Factor Tables'!$N$88:$Y$88,0),FALSE),0))","v":""},{"$f":"IF($AB185=\"\",0,VLOOKUP($AB185,'Utility Admin'!$E:$G,2,FALSE))","v":0},{"$f":"IF($AB185=\"\",0,VLOOKUP($AB185,'Utility Admin'!$E:$G,3,FALSE))","v":0},{"$f":"IFERROR(IF(ABS(Summary!$F$12)<=ABS(Summary!$E$12)*'Utility Admin'!$I$5,$BA185*$DG185+$BB185*$DH185,$BA185*$DG185+$BA185*'Utility Admin'!$I$5*$DH185),0)","v":0},null,"Summer",null,null,null,null,null,null,null,null,null,null,{"$f":"IF(OR('Project Info'!$C$10=\"\",$C185=\"\",$D185=\"\"),\"\",VLOOKUP($D185,$DX$9:$EA$32,MATCH($C185,$DX$9:$EA$9,0),FALSE))","v":""},null,null,null,null,null,null,"ERROR: Contact Program Manager. Post Capacity/Unit x Post # of Units must be within +/- 20% of Pre Capacity/Unit x Pre # of Units."]
[null,177,"","",null,null,null,null,null,null,null,null,null,null,null,null,null,null,null,null,null,null,null,null,null,null,null,null,null,"A",null,null,null,null,null,null,null,null,null,null,null,null,null,null,0,0,0,0,0,0,999999999,"",0,0,{"$f":"IFERROR(IF($DI$261>'Utility Admin'!$H$5,$BB186/$BB$5*$BC$261,$DI186),0)","v":0},"","",{"$f":"IF(AND(OR($AB186=\"DX AC Air Cooled\",$AB186=\"DX HP Air Cooled\"),OR(AND($AJ186=\"Btu/hr\",$AI186<65000),AND($AJ186=\"Tons\",$AI186<65000/12000)),$AC186=\"Split\",$AO186>=15.2),MAX(Baselines!$CF430,12/9.8),Baselines!$CF430)","v":0},{"$f":"Baselines!$CG430","v":0},{"$f":"Baselines!$CI430","v":0},0,0,0,0,0,0,0,0,0,0,{"$f":"IF(OR($C186<>\"Early Retirement\",$J186=\"\"),0,IF(OR($I186=\"DX AC Air Cooled\",$I186=\"DX HP Air Cooled\"),VLOOKUP($J186,'Early Retirement'!$CI$6:$CM$32,2,FALSE),IF(OR($I186=\"PTAC\",$I186=\"PTHP\"),VLOOKUP($J186,'Early Retirement'!$CI$6:$CM$32,3,FALSE),IF(AND(OR($I186=\"Air Cooled Chiller\",$I186=\"Water Cooled Chiller\"),$L186<>\"Centrifugal\"),VLOOKUP($J186,'Early Retirement'!$CI$6:$CM$32,4,FALSE),IF(AND(OR($I186=\"Air Cooled Chiller\",$I186=\"Water Cooled Chiller\"),$L186=\"Centrifugal\"),VLOOKUP($J186,'Early Retirement'!$CI$6:$CM$32,5,FALSE),\"\")))))","v":0},0,0,0,0,0,0,0,0,0,0,0,"","","",0,0,0,{"$f":"IF(AND($C186=\"Early Retirement\",$J186<>\"\",$S186<>\"\",$U186<>\"\"),$CH186,IF(AND(OR($AB186=\"DX AC Air Cooled\",$AB186=\"DX HP Air Cooled\"),OR(AND($AJ186=\"Btu/hr\",$AI186<65000),AND($AJ186=\"Tons\",$AI186<65000/12000)),$AC186=\"Split\",$AO186>=15.2),MAX(Baselines!$CF179,12/9.8),Baselines!$CF179))","v":0},{"$f":"IF(AND($C186=\"Early Retirement\",$J186<>\"\",$S186<>\"\",$U186<>\"\"),$CI186,Baselines!$CG179)","v":0},{"$f":"Baselines!$CH179","v":"kW/ton"},"",{"$f":"IF(AND($C186=\"Early Retirement\",$J186<>\"\",$S186<>\"\",$U186<>\"\"),$CJ186,IF(AND(Baselines!$CI179=0,OR($CU186=\"DX HP\",$CU186=\"PTHP\")),$BH186,Baselines!$CI179))","v":0},"COP",{"$f":"IF(OR($C186=\"Replace-on-Burnout\",$C186=\"New Construction\"),$DC186,IF($CE186=\"\",\"\",IF(OR($CE186=\"DX HP\",$CE186=\"PTHP\"),VLOOKUP($D186,'Factor Tables'!$B$89:$M$105,MATCH(CONCATENATE($CE186,\" Clg\"),'Factor Tables'!$B$88:$M$88,0),FALSE),VLOOKUP($D186,'Factor Tables'!$B$89:$M$105,MATCH($CE186,'Factor Tables'!$B$88:$M$88,0),FALSE))))","v":""},{"$f":"IF(OR($C186=\"Replace-on-Burnout\",$C186=\"New Construction\"),$DD186,IF($CE186=\"\",\"\",IF($CE186=\"DX HP\",VLOOKUP($D186,'Factor Tables'!$B$89:$M$105,MATCH(\"DX HP Htg\",'Factor Tables'!$B$88:$M$88,0),FALSE),0)))","v":""},{"$f":"IF(OR($C186=\"Replace-on-Burnout\",$C186=\"New Construction\"),$DE186,IF($CE186=\"\",\"\",IF($CE186=\"DX HP\",VLOOKUP($D186,'Factor Tables'!$N$89:$Y$105,MATCH(\"DX HP Clg\",'Factor Tables'!$N$88:$Y$88,0),FALSE),IF($CE186=\"PTHP\",VLOOKUP($D186,'Factor Tables'!$N$89:$Y$105,MATCH(\"PTHP Clg\",'Factor Tables'!$N$88:$Y$88,0),FALSE),IF(AND($CE186<>\"DX HP\",$CE186<>\"PTHP\"),VLOOKUP($D186,'Factor Tables'!$N$89:$Y$105,MATCH($CE186,'Factor Tables'!$N$88:$Y$88,0),FALSE),\"\")))))","v":""},{"$f":"IF(OR($C186=\"Replace-on-Burnout\",$C186=\"New Construction\",$CU186=\"DX HP\",$CU186=\"PTHP\"),$DF186,IF($CE186=\"\",\"\",IF($CE186=\"DX HP\",VLOOKUP($D186,'Factor Tables'!$N$89:$Y$105,MATCH(\"DX HP Htg\",'Factor Tables'!$N$88:$Y$88,0),FALSE),IF($CE186=\"PTHP\",VLOOKUP($D186,'Factor Tables'!$N$89:$Y$105,MATCH(\"PTHP Htg\",'Factor Tables'!$N$88:$Y$88,0),FALSE),0))))","v":""},"","",0,0,"kW/ton","",0,"COP",{"$f":"IF($CU186=\"\",\"\",IF(OR($CU186=\"DX HP\",$CU186=\"VRF HP\",$CU186=\"PTHP\"),VLOOKUP($D186,'Factor Tables'!$B$89:$M$105,MATCH(CONCATENATE($CU186,\" Clg\"),'Factor Tables'!$B$88:$M$88,0),FALSE),VLOOKUP($D186,'Factor Tables'!$B$89:$M$105,MATCH($CU186,'Factor Tables'!$B$88:$M$88,0),FALSE)))","v":""},{"$f":"IF($CU186=\"\",\"\",IF(OR($CU186=\"DX HP\",$CU186=\"VRF HP\",$CU186=\"PTHP\"),VLOOKUP($D186,'Factor Tables'!$B$89:$M$105,MATCH(CONCATENATE($CU186,\" Htg\"),'Factor Tables'!$B$88:$M$88,0),FALSE),0))","v":""},{"$f":"IF($CU186=\"\",\"\",IF(OR($CU186=\"DX HP\",$CU186=\"VRF HP\",$CU186=\"PTHP\"),VLOOKUP($D186,'Factor Tables'!$N$89:$Y$105,MATCH(CONCATENATE($CU186,\" Clg\"),'Factor Tables'!$N$88:$Y$88,0),FALSE),VLOOKUP($D186,'Factor Tables'!$N$89:$Y$105,MATCH($CU186,'Factor Tables'!$N$88:$Y$88,0),FALSE)))","v":""},{"$f":"IF($CU186=\"\",\"\",IF(OR($CU186=\"DX HP\",$CU186=\"VRF HP\",$CU186=\"PTHP\"),VLOOKUP($D186,'Factor Tables'!$N$89:$Y$105,MATCH(CONCATENATE($CU186,\" Htg\"),'Factor Tables'!$N$88:$Y$88,0),FALSE),0))","v":""},{"$f":"IF($AB186=\"\",0,VLOOKUP($AB186,'Utility Admin'!$E:$G,2,FALSE))","v":0},{"$f":"IF($AB186=\"\",0,VLOOKUP($AB186,'Utility Admin'!$E:$G,3,FALSE))","v":0},{"$f":"IFERROR(IF(ABS(Summary!$F$12)<=ABS(Summary!$E$12)*'Utility Admin'!$I$5,$BA186*$DG186+$BB186*$DH186,$BA186*$DG186+$BA186*'Utility Admin'!$I$5*$DH186),0)","v":0},null,"Summer",null,null,null,null,null,null,null,null,null,null,{"$f":"IF(OR('Project Info'!$C$10=\"\",$C186=\"\",$D186=\"\"),\"\",VLOOKUP($D186,$DX$9:$EA$32,MATCH($C186,$DX$9:$EA$9,0),FALSE))","v":""},null,null,null,null,null,null,"ERROR: Contact Program Manager. Post Capacity/Unit x Post # of Units must be within +/- 20% of Pre Capacity/Unit x Pre # of Units."]
[null,178,"","",null,null,null,null,null,null,null,null,null,null,null,null,null,null,null,null,null,null,null,null,null,null,null,null,null,"A",null,null,null,null,null,null,null,null,null,null,null,null,null,null,0,0,0,0,0,0,999999999,"",0,0,{"$f":"IFERROR(IF($DI$261>'Utility Admin'!$H$5,$BB187/$BB$5*$BC$261,$DI187),0)","v":0},"","",{"$f":"IF(AND(OR($AB187=\"DX AC Air Cooled\",$AB187=\"DX HP Air Cooled\"),OR(AND($AJ187=\"Btu/hr\",$AI187<65000),AND($AJ187=\"Tons\",$AI187<65000/12000)),$AC187=\"Split\",$AO187>=15.2),MAX(Baselines!$CF431,12/9.8),Baselines!$CF431)","v":0},{"$f":"Baselines!$CG431","v":0},{"$f":"Baselines!$CI431","v":0},0,0,0,0,0,0,0,0,0,0,{"$f":"IF(OR($C187<>\"Early Retirement\",$J187=\"\"),0,IF(OR($I187=\"DX AC Air Cooled\",$I187=\"DX HP Air Cooled\"),VLOOKUP($J187,'Early Retirement'!$CI$6:$CM$32,2,FALSE),IF(OR($I187=\"PTAC\",$I187=\"PTHP\"),VLOOKUP($J187,'Early Retirement'!$CI$6:$CM$32,3,FALSE),IF(AND(OR($I187=\"Air Cooled Chiller\",$I187=\"Water Cooled Chiller\"),$L187<>\"Centrifugal\"),VLOOKUP($J187,'Early Retirement'!$CI$6:$CM$32,4,FALSE),IF(AND(OR($I187=\"Air Cooled Chiller\",$I187=\"Water Cooled Chiller\"),$L187=\"Centrifugal\"),VLOOKUP($J187,'Early Retirement'!$CI$6:$CM$32,5,FALSE),\"\")))))","v":0},0,0,0,0,0,0,0,0,0,0,0,"","","",0,0,0,{"$f":"IF(AND($C187=\"Early Retirement\",$J187<>\"\",$S187<>\"\",$U187<>\"\"),$CH187,IF(AND(OR($AB187=\"DX AC Air Cooled\",$AB187=\"DX HP Air Cooled\"),OR(AND($AJ187=\"Btu/hr\",$AI187<65000),AND($AJ187=\"Tons\",$AI187<65000/12000)),$AC187=\"Split\",$AO187>=15.2),MAX(Baselines!$CF180,12/9.8),Baselines!$CF180))","v":0},{"$f":"IF(AND($C187=\"Early Retirement\",$J187<>\"\",$S187<>\"\",$U187<>\"\"),$CI187,Baselines!$CG180)","v":0},{"$f":"Baselines!$CH180","v":"kW/ton"},"",{"$f":"IF(AND($C187=\"Early Retirement\",$J187<>\"\",$S187<>\"\",$U187<>\"\"),$CJ187,IF(AND(Baselines!$CI180=0,OR($CU187=\"DX HP\",$CU187=\"PTHP\")),$BH187,Baselines!$CI180))","v":0},"COP",{"$f":"IF(OR($C187=\"Replace-on-Burnout\",$C187=\"New Construction\"),$DC187,IF($CE187=\"\",\"\",IF(OR($CE187=\"DX HP\",$CE187=\"PTHP\"),VLOOKUP($D187,'Factor Tables'!$B$89:$M$105,MATCH(CONCATENATE($CE187,\" Clg\"),'Factor Tables'!$B$88:$M$88,0),FALSE),VLOOKUP($D187,'Factor Tables'!$B$89:$M$105,MATCH($CE187,'Factor Tables'!$B$88:$M$88,0),FALSE))))","v":""},{"$f":"IF(OR($C187=\"Replace-on-Burnout\",$C187=\"New Construction\"),$DD187,IF($CE187=\"\",\"\",IF($CE187=\"DX HP\",VLOOKUP($D187,'Factor Tables'!$B$89:$M$105,MATCH(\"DX HP Htg\",'Factor Tables'!$B$88:$M$88,0),FALSE),0)))","v":""},{"$f":"IF(OR($C187=\"Replace-on-Burnout\",$C187=\"New Construction\"),$DE187,IF($CE187=\"\",\"\",IF($CE187=\"DX HP\",VLOOKUP($D187,'Factor Tables'!$N$89:$Y$105,MATCH(\"DX HP Clg\",'Factor Tables'!$N$88:$Y$88,0),FALSE),IF($CE187=\"PTHP\",VLOOKUP($D187,'Factor Tables'!$N$89:$Y$105,MATCH(\"PTHP Clg\",'Factor Tables'!$N$88:$Y$88,0),FALSE),IF(AND($CE187<>\"DX HP\",$CE187<>\"PTHP\"),VLOOKUP($D187,'Factor Tables'!$N$89:$Y$105,MATCH($CE187,'Factor Tables'!$N$88:$Y$88,0),FALSE),\"\")))))","v":""},{"$f":"IF(OR($C187=\"Replace-on-Burnout\",$C187=\"New Construction\",$CU187=\"DX HP\",$CU187=\"PTHP\"),$DF187,IF($CE187=\"\",\"\",IF($CE187=\"DX HP\",VLOOKUP($D187,'Factor Tables'!$N$89:$Y$105,MATCH(\"DX HP Htg\",'Factor Tables'!$N$88:$Y$88,0),FALSE),IF($CE187=\"PTHP\",VLOOKUP($D187,'Factor Tables'!$N$89:$Y$105,MATCH(\"PTHP Htg\",'Factor Tables'!$N$88:$Y$88,0),FALSE),0))))","v":""},"","",0,0,"kW/ton","",0,"COP",{"$f":"IF($CU187=\"\",\"\",IF(OR($CU187=\"DX HP\",$CU187=\"VRF HP\",$CU187=\"PTHP\"),VLOOKUP($D187,'Factor Tables'!$B$89:$M$105,MATCH(CONCATENATE($CU187,\" Clg\"),'Factor Tables'!$B$88:$M$88,0),FALSE),VLOOKUP($D187,'Factor Tables'!$B$89:$M$105,MATCH($CU187,'Factor Tables'!$B$88:$M$88,0),FALSE)))","v":""},{"$f":"IF($CU187=\"\",\"\",IF(OR($CU187=\"DX HP\",$CU187=\"VRF HP\",$CU187=\"PTHP\"),VLOOKUP($D187,'Factor Tables'!$B$89:$M$105,MATCH(CONCATENATE($CU187,\" Htg\"),'Factor Tables'!$B$88:$M$88,0),FALSE),0))","v":""},{"$f":"IF($CU187=\"\",\"\",IF(OR($CU187=\"DX HP\",$CU187=\"VRF HP\",$CU187=\"PTHP\"),VLOOKUP($D187,'Factor Tables'!$N$89:$Y$105,MATCH(CONCATENATE($CU187,\" Clg\"),'Factor Tables'!$N$88:$Y$88,0),FALSE),VLOOKUP($D187,'Factor Tables'!$N$89:$Y$105,MATCH($CU187,'Factor Tables'!$N$88:$Y$88,0),FALSE)))","v":""},{"$f":"IF($CU187=\"\",\"\",IF(OR($CU187=\"DX HP\",$CU187=\"VRF HP\",$CU187=\"PTHP\"),VLOOKUP($D187,'Factor Tables'!$N$89:$Y$105,MATCH(CONCATENATE($CU187,\" Htg\"),'Factor Tables'!$N$88:$Y$88,0),FALSE),0))","v":""},{"$f":"IF($AB187=\"\",0,VLOOKUP($AB187,'Utility Admin'!$E:$G,2,FALSE))","v":0},{"$f":"IF($AB187=\"\",0,VLOOKUP($AB187,'Utility Admin'!$E:$G,3,FALSE))","v":0},{"$f":"IFERROR(IF(ABS(Summary!$F$12)<=ABS(Summary!$E$12)*'Utility Admin'!$I$5,$BA187*$DG187+$BB187*$DH187,$BA187*$DG187+$BA187*'Utility Admin'!$I$5*$DH187),0)","v":0},null,"Summer",null,null,null,null,null,null,null,null,null,null,{"$f":"IF(OR('Project Info'!$C$10=\"\",$C187=\"\",$D187=\"\"),\"\",VLOOKUP($D187,$DX$9:$EA$32,MATCH($C187,$DX$9:$EA$9,0),FALSE))","v":""},null,null,null,null,null,null,"ERROR: Contact Program Manager. Post Capacity/Unit x Post # of Units must be within +/- 20% of Pre Capacity/Unit x Pre # of Units."]
[null,179,"","",null,null,null,null,null,null,null,null,null,null,null,null,null,null,null,null,null,null,null,null,null,null,null,null,null,"A",null,null,null,null,null,null,null,null,null,null,null,null,null,null,0,0,0,0,0,0,999999999,"",0,0,{"$f":"IFERROR(IF($DI$261>'Utility Admin'!$H$5,$BB188/$BB$5*$BC$261,$DI188),0)","v":0},"","",{"$f":"IF(AND(OR($AB188=\"DX AC Air Cooled\",$AB188=\"DX HP Air Cooled\"),OR(AND($AJ188=\"Btu/hr\",$AI188<65000),AND($AJ188=\"Tons\",$AI188<65000/12000)),$AC188=\"Split\",$AO188>=15.2),MAX(Baselines!$CF432,12/9.8),Baselines!$CF432)","v":0},{"$f":"Baselines!$CG432","v":0},{"$f":"Baselines!$CI432","v":0},0,0,0,0,0,0,0,0,0,0,{"$f":"IF(OR($C188<>\"Early Retirement\",$J188=\"\"),0,IF(OR($I188=\"DX AC Air Cooled\",$I188=\"DX HP Air Cooled\"),VLOOKUP($J188,'Early Retirement'!$CI$6:$CM$32,2,FALSE),IF(OR($I188=\"PTAC\",$I188=\"PTHP\"),VLOOKUP($J188,'Early Retirement'!$CI$6:$CM$32,3,FALSE),IF(AND(OR($I188=\"Air Cooled Chiller\",$I188=\"Water Cooled Chiller\"),$L188<>\"Centrifugal\"),VLOOKUP($J188,'Early Retirement'!$CI$6:$CM$32,4,FALSE),IF(AND(OR($I188=\"Air Cooled Chiller\",$I188=\"Water Cooled Chiller\"),$L188=\"Centrifugal\"),VLOOKUP($J188,'Early Retirement'!$CI$6:$CM$32,5,FALSE),\"\")))))","v":0},0,0,0,0,0,0,0,0,0,0,0,"","","",0,0,0,{"$f":"IF(AND($C188=\"Early Retirement\",$J188<>\"\",$S188<>\"\",$U188<>\"\"),$CH188,IF(AND(OR($AB188=\"DX AC Air Cooled\",$AB188=\"DX HP Air Cooled\"),OR(AND($AJ188=\"Btu/hr\",$AI188<65000),AND($AJ188=\"Tons\",$AI188<65000/12000)),$AC188=\"Split\",$AO188>=15.2),MAX(Baselines!$CF181,12/9.8),Baselines!$CF181))","v":0},{"$f":"IF(AND($C188=\"Early Retirement\",$J188<>\"\",$S188<>\"\",$U188<>\"\"),$CI188,Baselines!$CG181)","v":0},{"$f":"Baselines!$CH181","v":"kW/ton"},"",{"$f":"IF(AND($C188=\"Early Retirement\",$J188<>\"\",$S188<>\"\",$U188<>\"\"),$CJ188,IF(AND(Baselines!$CI181=0,OR($CU188=\"DX HP\",$CU188=\"PTHP\")),$BH188,Baselines!$CI181))","v":0},"COP",{"$f":"IF(OR($C188=\"Replace-on-Burnout\",$C188=\"New Construction\"),$DC188,IF($CE188=\"\",\"\",IF(OR($CE188=\"DX HP\",$CE188=\"PTHP\"),VLOOKUP($D188,'Factor Tables'!$B$89:$M$105,MATCH(CONCATENATE($CE188,\" Clg\"),'Factor Tables'!$B$88:$M$88,0),FALSE),VLOOKUP($D188,'Factor Tables'!$B$89:$M$105,MATCH($CE188,'Factor Tables'!$B$88:$M$88,0),FALSE))))","v":""},{"$f":"IF(OR($C188=\"Replace-on-Burnout\",$C188=\"New Construction\"),$DD188,IF($CE188=\"\",\"\",IF($CE188=\"DX HP\",VLOOKUP($D188,'Factor Tables'!$B$89:$M$105,MATCH(\"DX HP Htg\",'Factor Tables'!$B$88:$M$88,0),FALSE),0)))","v":""},{"$f":"IF(OR($C188=\"Replace-on-Burnout\",$C188=\"New Construction\"),$DE188,IF($CE188=\"\",\"\",IF($CE188=\"DX HP\",VLOOKUP($D188,'Factor Tables'!$N$89:$Y$105,MATCH(\"DX HP Clg\",'Factor Tables'!$N$88:$Y$88,0),FALSE),IF($CE188=\"PTHP\",VLOOKUP($D188,'Factor Tables'!$N$89:$Y$105,MATCH(\"PTHP Clg\",'Factor Tables'!$N$88:$Y$88,0),FALSE),IF(AND($CE188<>\"DX HP\",$CE188<>\"PTHP\"),VLOOKUP($D188,'Factor Tables'!$N$89:$Y$105,MATCH($CE188,'Factor Tables'!$N$88:$Y$88,0),FALSE),\"\")))))","v":""},{"$f":"IF(OR($C188=\"Replace-on-Burnout\",$C188=\"New Construction\",$CU188=\"DX HP\",$CU188=\"PTHP\"),$DF188,IF($CE188=\"\",\"\",IF($CE188=\"DX HP\",VLOOKUP($D188,'Factor Tables'!$N$89:$Y$105,MATCH(\"DX HP Htg\",'Factor Tables'!$N$88:$Y$88,0),FALSE),IF($CE188=\"PTHP\",VLOOKUP($D188,'Factor Tables'!$N$89:$Y$105,MATCH(\"PTHP Htg\",'Factor Tables'!$N$88:$Y$88,0),FALSE),0))))","v":""},"","",0,0,"kW/ton","",0,"COP",{"$f":"IF($CU188=\"\",\"\",IF(OR($CU188=\"DX HP\",$CU188=\"VRF HP\",$CU188=\"PTHP\"),VLOOKUP($D188,'Factor Tables'!$B$89:$M$105,MATCH(CONCATENATE($CU188,\" Clg\"),'Factor Tables'!$B$88:$M$88,0),FALSE),VLOOKUP($D188,'Factor Tables'!$B$89:$M$105,MATCH($CU188,'Factor Tables'!$B$88:$M$88,0),FALSE)))","v":""},{"$f":"IF($CU188=\"\",\"\",IF(OR($CU188=\"DX HP\",$CU188=\"VRF HP\",$CU188=\"PTHP\"),VLOOKUP($D188,'Factor Tables'!$B$89:$M$105,MATCH(CONCATENATE($CU188,\" Htg\"),'Factor Tables'!$B$88:$M$88,0),FALSE),0))","v":""},{"$f":"IF($CU188=\"\",\"\",IF(OR($CU188=\"DX HP\",$CU188=\"VRF HP\",$CU188=\"PTHP\"),VLOOKUP($D188,'Factor Tables'!$N$89:$Y$105,MATCH(CONCATENATE($CU188,\" Clg\"),'Factor Tables'!$N$88:$Y$88,0),FALSE),VLOOKUP($D188,'Factor Tables'!$N$89:$Y$105,MATCH($CU188,'Factor Tables'!$N$88:$Y$88,0),FALSE)))","v":""},{"$f":"IF($CU188=\"\",\"\",IF(OR($CU188=\"DX HP\",$CU188=\"VRF HP\",$CU188=\"PTHP\"),VLOOKUP($D188,'Factor Tables'!$N$89:$Y$105,MATCH(CONCATENATE($CU188,\" Htg\"),'Factor Tables'!$N$88:$Y$88,0),FALSE),0))","v":""},{"$f":"IF($AB188=\"\",0,VLOOKUP($AB188,'Utility Admin'!$E:$G,2,FALSE))","v":0},{"$f":"IF($AB188=\"\",0,VLOOKUP($AB188,'Utility Admin'!$E:$G,3,FALSE))","v":0},{"$f":"IFERROR(IF(ABS(Summary!$F$12)<=ABS(Summary!$E$12)*'Utility Admin'!$I$5,$BA188*$DG188+$BB188*$DH188,$BA188*$DG188+$BA188*'Utility Admin'!$I$5*$DH188),0)","v":0},null,"Summer",null,null,null,null,null,null,null,null,null,null,{"$f":"IF(OR('Project Info'!$C$10=\"\",$C188=\"\",$D188=\"\"),\"\",VLOOKUP($D188,$DX$9:$EA$32,MATCH($C188,$DX$9:$EA$9,0),FALSE))","v":""},null,null,null,null,null,null,"ERROR: Contact Program Manager. Post Capacity/Unit x Post # of Units must be within +/- 20% of Pre Capacity/Unit x Pre # of Units."]
[null,180,"","",null,null,null,null,null,null,null,null,null,null,null,null,null,null,null,null,null,null,null,null,null,null,null,null,null,"A",null,null,null,null,null,null,null,null,null,null,null,null,null,null,0,0,0,0,0,0,999999999,"",0,0,{"$f":"IFERROR(IF($DI$261>'Utility Admin'!$H$5,$BB189/$BB$5*$BC$261,$DI189),0)","v":0},"","",{"$f":"IF(AND(OR($AB189=\"DX AC Air Cooled\",$AB189=\"DX HP Air Cooled\"),OR(AND($AJ189=\"Btu/hr\",$AI189<65000),AND($AJ189=\"Tons\",$AI189<65000/12000)),$AC189=\"Split\",$AO189>=15.2),MAX(Baselines!$CF433,12/9.8),Baselines!$CF433)","v":0},{"$f":"Baselines!$CG433","v":0},{"$f":"Baselines!$CI433","v":0},0,0,0,0,0,0,0,0,0,0,{"$f":"IF(OR($C189<>\"Early Retirement\",$J189=\"\"),0,IF(OR($I189=\"DX AC Air Cooled\",$I189=\"DX HP Air Cooled\"),VLOOKUP($J189,'Early Retirement'!$CI$6:$CM$32,2,FALSE),IF(OR($I189=\"PTAC\",$I189=\"PTHP\"),VLOOKUP($J189,'Early Retirement'!$CI$6:$CM$32,3,FALSE),IF(AND(OR($I189=\"Air Cooled Chiller\",$I189=\"Water Cooled Chiller\"),$L189<>\"Centrifugal\"),VLOOKUP($J189,'Early Retirement'!$CI$6:$CM$32,4,FALSE),IF(AND(OR($I189=\"Air Cooled Chiller\",$I189=\"Water Cooled Chiller\"),$L189=\"Centrifugal\"),VLOOKUP($J189,'Early Retirement'!$CI$6:$CM$32,5,FALSE),\"\")))))","v":0},0,0,0,0,0,0,0,0,0,0,0,"","","",0,0,0,{"$f":"IF(AND($C189=\"Early Retirement\",$J189<>\"\",$S189<>\"\",$U189<>\"\"),$CH189,IF(AND(OR($AB189=\"DX AC Air Cooled\",$AB189=\"DX HP Air Cooled\"),OR(AND($AJ189=\"Btu/hr\",$AI189<65000),AND($AJ189=\"Tons\",$AI189<65000/12000)),$AC189=\"Split\",$AO189>=15.2),MAX(Baselines!$CF182,12/9.8),Baselines!$CF182))","v":0},{"$f":"IF(AND($C189=\"Early Retirement\",$J189<>\"\",$S189<>\"\",$U189<>\"\"),$CI189,Baselines!$CG182)","v":0},{"$f":"Baselines!$CH182","v":"kW/ton"},"",{"$f":"IF(AND($C189=\"Early Retirement\",$J189<>\"\",$S189<>\"\",$U189<>\"\"),$CJ189,IF(AND(Baselines!$CI182=0,OR($CU189=\"DX HP\",$CU189=\"PTHP\")),$BH189,Baselines!$CI182))","v":0},"COP",{"$f":"IF(OR($C189=\"Replace-on-Burnout\",$C189=\"New Construction\"),$DC189,IF($CE189=\"\",\"\",IF(OR($CE189=\"DX HP\",$CE189=\"PTHP\"),VLOOKUP($D189,'Factor Tables'!$B$89:$M$105,MATCH(CONCATENATE($CE189,\" Clg\"),'Factor Tables'!$B$88:$M$88,0),FALSE),VLOOKUP($D189,'Factor Tables'!$B$89:$M$105,MATCH($CE189,'Factor Tables'!$B$88:$M$88,0),FALSE))))","v":""},{"$f":"IF(OR($C189=\"Replace-on-Burnout\",$C189=\"New Construction\"),$DD189,IF($CE189=\"\",\"\",IF($CE189=\"DX HP\",VLOOKUP($D189,'Factor Tables'!$B$89:$M$105,MATCH(\"DX HP Htg\",'Factor Tables'!$B$88:$M$88,0),FALSE),0)))","v":""},{"$f":"IF(OR($C189=\"Replace-on-Burnout\",$C189=\"New Construction\"),$DE189,IF($CE189=\"\",\"\",IF($CE189=\"DX HP\",VLOOKUP($D189,'Factor Tables'!$N$89:$Y$105,MATCH(\"DX HP Clg\",'Factor Tables'!$N$88:$Y$88,0),FALSE),IF($CE189=\"PTHP\",VLOOKUP($D189,'Factor Tables'!$N$89:$Y$105,MATCH(\"PTHP Clg\",'Factor Tables'!$N$88:$Y$88,0),FALSE),IF(AND($CE189<>\"DX HP\",$CE189<>\"PTHP\"),VLOOKUP($D189,'Factor Tables'!$N$89:$Y$105,MATCH($CE189,'Factor Tables'!$N$88:$Y$88,0),FALSE),\"\")))))","v":""},{"$f":"IF(OR($C189=\"Replace-on-Burnout\",$C189=\"New Construction\",$CU189=\"DX HP\",$CU189=\"PTHP\"),$DF189,IF($CE189=\"\",\"\",IF($CE189=\"DX HP\",VLOOKUP($D189,'Factor Tables'!$N$89:$Y$105,MATCH(\"DX HP Htg\",'Factor Tables'!$N$88:$Y$88,0),FALSE),IF($CE189=\"PTHP\",VLOOKUP($D189,'Factor Tables'!$N$89:$Y$105,MATCH(\"PTHP Htg\",'Factor Tables'!$N$88:$Y$88,0),FALSE),0))))","v":""},"","",0,0,"kW/ton","",0,"COP",{"$f":"IF($CU189=\"\",\"\",IF(OR($CU189=\"DX HP\",$CU189=\"VRF HP\",$CU189=\"PTHP\"),VLOOKUP($D189,'Factor Tables'!$B$89:$M$105,MATCH(CONCATENATE($CU189,\" Clg\"),'Factor Tables'!$B$88:$M$88,0),FALSE),VLOOKUP($D189,'Factor Tables'!$B$89:$M$105,MATCH($CU189,'Factor Tables'!$B$88:$M$88,0),FALSE)))","v":""},{"$f":"IF($CU189=\"\",\"\",IF(OR($CU189=\"DX HP\",$CU189=\"VRF HP\",$CU189=\"PTHP\"),VLOOKUP($D189,'Factor Tables'!$B$89:$M$105,MATCH(CONCATENATE($CU189,\" Htg\"),'Factor Tables'!$B$88:$M$88,0),FALSE),0))","v":""},{"$f":"IF($CU189=\"\",\"\",IF(OR($CU189=\"DX HP\",$CU189=\"VRF HP\",$CU189=\"PTHP\"),VLOOKUP($D189,'Factor Tables'!$N$89:$Y$105,MATCH(CONCATENATE($CU189,\" Clg\"),'Factor Tables'!$N$88:$Y$88,0),FALSE),VLOOKUP($D189,'Factor Tables'!$N$89:$Y$105,MATCH($CU189,'Factor Tables'!$N$88:$Y$88,0),FALSE)))","v":""},{"$f":"IF($CU189=\"\",\"\",IF(OR($CU189=\"DX HP\",$CU189=\"VRF HP\",$CU189=\"PTHP\"),VLOOKUP($D189,'Factor Tables'!$N$89:$Y$105,MATCH(CONCATENATE($CU189,\" Htg\"),'Factor Tables'!$N$88:$Y$88,0),FALSE),0))","v":""},{"$f":"IF($AB189=\"\",0,VLOOKUP($AB189,'Utility Admin'!$E:$G,2,FALSE))","v":0},{"$f":"IF($AB189=\"\",0,VLOOKUP($AB189,'Utility Admin'!$E:$G,3,FALSE))","v":0},{"$f":"IFERROR(IF(ABS(Summary!$F$12)<=ABS(Summary!$E$12)*'Utility Admin'!$I$5,$BA189*$DG189+$BB189*$DH189,$BA189*$DG189+$BA189*'Utility Admin'!$I$5*$DH189),0)","v":0},null,"Summer",null,null,null,null,null,null,null,null,null,null,{"$f":"IF(OR('Project Info'!$C$10=\"\",$C189=\"\",$D189=\"\"),\"\",VLOOKUP($D189,$DX$9:$EA$32,MATCH($C189,$DX$9:$EA$9,0),FALSE))","v":""},null,null,null,null,null,null,"ERROR: Contact Program Manager. Post Capacity/Unit x Post # of Units must be within +/- 20% of Pre Capacity/Unit x Pre # of Units."]
[null,181,"","",null,null,null,null,null,null,null,null,null,null,null,null,null,null,null,null,null,null,null,null,null,null,null,null,null,"A",null,null,null,null,null,null,null,null,null,null,null,null,null,null,0,0,0,0,0,0,999999999,"",0,0,{"$f":"IFERROR(IF($DI$261>'Utility Admin'!$H$5,$BB190/$BB$5*$BC$261,$DI190),0)","v":0},"","",{"$f":"IF(AND(OR($AB190=\"DX AC Air Cooled\",$AB190=\"DX HP Air Cooled\"),OR(AND($AJ190=\"Btu/hr\",$AI190<65000),AND($AJ190=\"Tons\",$AI190<65000/12000)),$AC190=\"Split\",$AO190>=15.2),MAX(Baselines!$CF434,12/9.8),Baselines!$CF434)","v":0},{"$f":"Baselines!$CG434","v":0},{"$f":"Baselines!$CI434","v":0},0,0,0,0,0,0,0,0,0,0,{"$f":"IF(OR($C190<>\"Early Retirement\",$J190=\"\"),0,IF(OR($I190=\"DX AC Air Cooled\",$I190=\"DX HP Air Cooled\"),VLOOKUP($J190,'Early Retirement'!$CI$6:$CM$32,2,FALSE),IF(OR($I190=\"PTAC\",$I190=\"PTHP\"),VLOOKUP($J190,'Early Retirement'!$CI$6:$CM$32,3,FALSE),IF(AND(OR($I190=\"Air Cooled Chiller\",$I190=\"Water Cooled Chiller\"),$L190<>\"Centrifugal\"),VLOOKUP($J190,'Early Retirement'!$CI$6:$CM$32,4,FALSE),IF(AND(OR($I190=\"Air Cooled Chiller\",$I190=\"Water Cooled Chiller\"),$L190=\"Centrifugal\"),VLOOKUP($J190,'Early Retirement'!$CI$6:$CM$32,5,FALSE),\"\")))))","v":0},0,0,0,0,0,0,0,0,0,0,0,"","","",0,0,0,{"$f":"IF(AND($C190=\"Early Retirement\",$J190<>\"\",$S190<>\"\",$U190<>\"\"),$CH190,IF(AND(OR($AB190=\"DX AC Air Cooled\",$AB190=\"DX HP Air Cooled\"),OR(AND($AJ190=\"Btu/hr\",$AI190<65000),AND($AJ190=\"Tons\",$AI190<65000/12000)),$AC190=\"Split\",$AO190>=15.2),MAX(Baselines!$CF183,12/9.8),Baselines!$CF183))","v":0},{"$f":"IF(AND($C190=\"Early Retirement\",$J190<>\"\",$S190<>\"\",$U190<>\"\"),$CI190,Baselines!$CG183)","v":0},{"$f":"Baselines!$CH183","v":"kW/ton"},"",{"$f":"IF(AND($C190=\"Early Retirement\",$J190<>\"\",$S190<>\"\",$U190<>\"\"),$CJ190,IF(AND(Baselines!$CI183=0,OR($CU190=\"DX HP\",$CU190=\"PTHP\")),$BH190,Baselines!$CI183))","v":0},"COP",{"$f":"IF(OR($C190=\"Replace-on-Burnout\",$C190=\"New Construction\"),$DC190,IF($CE190=\"\",\"\",IF(OR($CE190=\"DX HP\",$CE190=\"PTHP\"),VLOOKUP($D190,'Factor Tables'!$B$89:$M$105,MATCH(CONCATENATE($CE190,\" Clg\"),'Factor Tables'!$B$88:$M$88,0),FALSE),VLOOKUP($D190,'Factor Tables'!$B$89:$M$105,MATCH($CE190,'Factor Tables'!$B$88:$M$88,0),FALSE))))","v":""},{"$f":"IF(OR($C190=\"Replace-on-Burnout\",$C190=\"New Construction\"),$DD190,IF($CE190=\"\",\"\",IF($CE190=\"DX HP\",VLOOKUP($D190,'Factor Tables'!$B$89:$M$105,MATCH(\"DX HP Htg\",'Factor Tables'!$B$88:$M$88,0),FALSE),0)))","v":""},{"$f":"IF(OR($C190=\"Replace-on-Burnout\",$C190=\"New Construction\"),$DE190,IF($CE190=\"\",\"\",IF($CE190=\"DX HP\",VLOOKUP($D190,'Factor Tables'!$N$89:$Y$105,MATCH(\"DX HP Clg\",'Factor Tables'!$N$88:$Y$88,0),FALSE),IF($CE190=\"PTHP\",VLOOKUP($D190,'Factor Tables'!$N$89:$Y$105,MATCH(\"PTHP Clg\",'Factor Tables'!$N$88:$Y$88,0),FALSE),IF(AND($CE190<>\"DX HP\",$CE190<>\"PTHP\"),VLOOKUP($D190,'Factor Tables'!$N$89:$Y$105,MATCH($CE190,'Factor Tables'!$N$88:$Y$88,0),FALSE),\"\")))))","v":""},{"$f":"IF(OR($C190=\"Replace-on-Burnout\",$C190=\"New Construction\",$CU190=\"DX HP\",$CU190=\"PTHP\"),$DF190,IF($CE190=\"\",\"\",IF($CE190=\"DX HP\",VLOOKUP($D190,'Factor Tables'!$N$89:$Y$105,MATCH(\"DX HP Htg\",'Factor Tables'!$N$88:$Y$88,0),FALSE),IF($CE190=\"PTHP\",VLOOKUP($D190,'Factor Tables'!$N$89:$Y$105,MATCH(\"PTHP Htg\",'Factor Tables'!$N$88:$Y$88,0),FALSE),0))))","v":""},"","",0,0,"kW/ton","",0,"COP",{"$f":"IF($CU190=\"\",\"\",IF(OR($CU190=\"DX HP\",$CU190=\"VRF HP\",$CU190=\"PTHP\"),VLOOKUP($D190,'Factor Tables'!$B$89:$M$105,MATCH(CONCATENATE($CU190,\" Clg\"),'Factor Tables'!$B$88:$M$88,0),FALSE),VLOOKUP($D190,'Factor Tables'!$B$89:$M$105,MATCH($CU190,'Factor Tables'!$B$88:$M$88,0),FALSE)))","v":""},{"$f":"IF($CU190=\"\",\"\",IF(OR($CU190=\"DX HP\",$CU190=\"VRF HP\",$CU190=\"PTHP\"),VLOOKUP($D190,'Factor Tables'!$B$89:$M$105,MATCH(CONCATENATE($CU190,\" Htg\"),'Factor Tables'!$B$88:$M$88,0),FALSE),0))","v":""},{"$f":"IF($CU190=\"\",\"\",IF(OR($CU190=\"DX HP\",$CU190=\"VRF HP\",$CU190=\"PTHP\"),VLOOKUP($D190,'Factor Tables'!$N$89:$Y$105,MATCH(CONCATENATE($CU190,\" Clg\"),'Factor Tables'!$N$88:$Y$88,0),FALSE),VLOOKUP($D190,'Factor Tables'!$N$89:$Y$105,MATCH($CU190,'Factor Tables'!$N$88:$Y$88,0),FALSE)))","v":""},{"$f":"IF($CU190=\"\",\"\",IF(OR($CU190=\"DX HP\",$CU190=\"VRF HP\",$CU190=\"PTHP\"),VLOOKUP($D190,'Factor Tables'!$N$89:$Y$105,MATCH(CONCATENATE($CU190,\" Htg\"),'Factor Tables'!$N$88:$Y$88,0),FALSE),0))","v":""},{"$f":"IF($AB190=\"\",0,VLOOKUP($AB190,'Utility Admin'!$E:$G,2,FALSE))","v":0},{"$f":"IF($AB190=\"\",0,VLOOKUP($AB190,'Utility Admin'!$E:$G,3,FALSE))","v":0},{"$f":"IFERROR(IF(ABS(Summary!$F$12)<=ABS(Summary!$E$12)*'Utility Admin'!$I$5,$BA190*$DG190+$BB190*$DH190,$BA190*$DG190+$BA190*'Utility Admin'!$I$5*$DH190),0)","v":0},null,"Summer",null,null,null,null,null,null,null,null,null,null,{"$f":"IF(OR('Project Info'!$C$10=\"\",$C190=\"\",$D190=\"\"),\"\",VLOOKUP($D190,$DX$9:$EA$32,MATCH($C190,$DX$9:$EA$9,0),FALSE))","v":""},null,null,null,null,null,null,"ERROR: Contact Program Manager. Post Capacity/Unit x Post # of Units must be within +/- 20% of Pre Capacity/Unit x Pre # of Units."]
[null,182,"","",null,null,null,null,null,null,null,null,null,null,null,null,null,null,null,null,null,null,null,null,null,null,null,null,null,"A",null,null,null,null,null,null,null,null,null,null,null,null,null,null,0,0,0,0,0,0,999999999,"",0,0,{"$f":"IFERROR(IF($DI$261>'Utility Admin'!$H$5,$BB191/$BB$5*$BC$261,$DI191),0)","v":0},"","",{"$f":"IF(AND(OR($AB191=\"DX AC Air Cooled\",$AB191=\"DX HP Air Cooled\"),OR(AND($AJ191=\"Btu/hr\",$AI191<65000),AND($AJ191=\"Tons\",$AI191<65000/12000)),$AC191=\"Split\",$AO191>=15.2),MAX(Baselines!$CF435,12/9.8),Baselines!$CF435)","v":0},{"$f":"Baselines!$CG435","v":0},{"$f":"Baselines!$CI435","v":0},0,0,0,0,0,0,0,0,0,0,{"$f":"IF(OR($C191<>\"Early Retirement\",$J191=\"\"),0,IF(OR($I191=\"DX AC Air Cooled\",$I191=\"DX HP Air Cooled\"),VLOOKUP($J191,'Early Retirement'!$CI$6:$CM$32,2,FALSE),IF(OR($I191=\"PTAC\",$I191=\"PTHP\"),VLOOKUP($J191,'Early Retirement'!$CI$6:$CM$32,3,FALSE),IF(AND(OR($I191=\"Air Cooled Chiller\",$I191=\"Water Cooled Chiller\"),$L191<>\"Centrifugal\"),VLOOKUP($J191,'Early Retirement'!$CI$6:$CM$32,4,FALSE),IF(AND(OR($I191=\"Air Cooled Chiller\",$I191=\"Water Cooled Chiller\"),$L191=\"Centrifugal\"),VLOOKUP($J191,'Early Retirement'!$CI$6:$CM$32,5,FALSE),\"\")))))","v":0},0,0,0,0,0,0,0,0,0,0,0,"","","",0,0,0,{"$f":"IF(AND($C191=\"Early Retirement\",$J191<>\"\",$S191<>\"\",$U191<>\"\"),$CH191,IF(AND(OR($AB191=\"DX AC Air Cooled\",$AB191=\"DX HP Air Cooled\"),OR(AND($AJ191=\"Btu/hr\",$AI191<65000),AND($AJ191=\"Tons\",$AI191<65000/12000)),$AC191=\"Split\",$AO191>=15.2),MAX(Baselines!$CF184,12/9.8),Baselines!$CF184))","v":0},{"$f":"IF(AND($C191=\"Early Retirement\",$J191<>\"\",$S191<>\"\",$U191<>\"\"),$CI191,Baselines!$CG184)","v":0},{"$f":"Baselines!$CH184","v":"kW/ton"},"",{"$f":"IF(AND($C191=\"Early Retirement\",$J191<>\"\",$S191<>\"\",$U191<>\"\"),$CJ191,IF(AND(Baselines!$CI184=0,OR($CU191=\"DX HP\",$CU191=\"PTHP\")),$BH191,Baselines!$CI184))","v":0},"COP",{"$f":"IF(OR($C191=\"Replace-on-Burnout\",$C191=\"New Construction\"),$DC191,IF($CE191=\"\",\"\",IF(OR($CE191=\"DX HP\",$CE191=\"PTHP\"),VLOOKUP($D191,'Factor Tables'!$B$89:$M$105,MATCH(CONCATENATE($CE191,\" Clg\"),'Factor Tables'!$B$88:$M$88,0),FALSE),VLOOKUP($D191,'Factor Tables'!$B$89:$M$105,MATCH($CE191,'Factor Tables'!$B$88:$M$88,0),FALSE))))","v":""},{"$f":"IF(OR($C191=\"Replace-on-Burnout\",$C191=\"New Construction\"),$DD191,IF($CE191=\"\",\"\",IF($CE191=\"DX HP\",VLOOKUP($D191,'Factor Tables'!$B$89:$M$105,MATCH(\"DX HP Htg\",'Factor Tables'!$B$88:$M$88,0),FALSE),0)))","v":""},{"$f":"IF(OR($C191=\"Replace-on-Burnout\",$C191=\"New Construction\"),$DE191,IF($CE191=\"\",\"\",IF($CE191=\"DX HP\",VLOOKUP($D191,'Factor Tables'!$N$89:$Y$105,MATCH(\"DX HP Clg\",'Factor Tables'!$N$88:$Y$88,0),FALSE),IF($CE191=\"PTHP\",VLOOKUP($D191,'Factor Tables'!$N$89:$Y$105,MATCH(\"PTHP Clg\",'Factor Tables'!$N$88:$Y$88,0),FALSE),IF(AND($CE191<>\"DX HP\",$CE191<>\"PTHP\"),VLOOKUP($D191,'Factor Tables'!$N$89:$Y$105,MATCH($CE191,'Factor Tables'!$N$88:$Y$88,0),FALSE),\"\")))))","v":""},{"$f":"IF(OR($C191=\"Replace-on-Burnout\",$C191=\"New Construction\",$CU191=\"DX HP\",$CU191=\"PTHP\"),$DF191,IF($CE191=\"\",\"\",IF($CE191=\"DX HP\",VLOOKUP($D191,'Factor Tables'!$N$89:$Y$105,MATCH(\"DX HP Htg\",'Factor Tables'!$N$88:$Y$88,0),FALSE),IF($CE191=\"PTHP\",VLOOKUP($D191,'Factor Tables'!$N$89:$Y$105,MATCH(\"PTHP Htg\",'Factor Tables'!$N$88:$Y$88,0),FALSE),0))))","v":""},"","",0,0,"kW/ton","",0,"COP",{"$f":"IF($CU191=\"\",\"\",IF(OR($CU191=\"DX HP\",$CU191=\"VRF HP\",$CU191=\"PTHP\"),VLOOKUP($D191,'Factor Tables'!$B$89:$M$105,MATCH(CONCATENATE($CU191,\" Clg\"),'Factor Tables'!$B$88:$M$88,0),FALSE),VLOOKUP($D191,'Factor Tables'!$B$89:$M$105,MATCH($CU191,'Factor Tables'!$B$88:$M$88,0),FALSE)))","v":""},{"$f":"IF($CU191=\"\",\"\",IF(OR($CU191=\"DX HP\",$CU191=\"VRF HP\",$CU191=\"PTHP\"),VLOOKUP($D191,'Factor Tables'!$B$89:$M$105,MATCH(CONCATENATE($CU191,\" Htg\"),'Factor Tables'!$B$88:$M$88,0),FALSE),0))","v":""},{"$f":"IF($CU191=\"\",\"\",IF(OR($CU191=\"DX HP\",$CU191=\"VRF HP\",$CU191=\"PTHP\"),VLOOKUP($D191,'Factor Tables'!$N$89:$Y$105,MATCH(CONCATENATE($CU191,\" Clg\"),'Factor Tables'!$N$88:$Y$88,0),FALSE),VLOOKUP($D191,'Factor Tables'!$N$89:$Y$105,MATCH($CU191,'Factor Tables'!$N$88:$Y$88,0),FALSE)))","v":""},{"$f":"IF($CU191=\"\",\"\",IF(OR($CU191=\"DX HP\",$CU191=\"VRF HP\",$CU191=\"PTHP\"),VLOOKUP($D191,'Factor Tables'!$N$89:$Y$105,MATCH(CONCATENATE($CU191,\" Htg\"),'Factor Tables'!$N$88:$Y$88,0),FALSE),0))","v":""},{"$f":"IF($AB191=\"\",0,VLOOKUP($AB191,'Utility Admin'!$E:$G,2,FALSE))","v":0},{"$f":"IF($AB191=\"\",0,VLOOKUP($AB191,'Utility Admin'!$E:$G,3,FALSE))","v":0},{"$f":"IFERROR(IF(ABS(Summary!$F$12)<=ABS(Summary!$E$12)*'Utility Admin'!$I$5,$BA191*$DG191+$BB191*$DH191,$BA191*$DG191+$BA191*'Utility Admin'!$I$5*$DH191),0)","v":0},null,"Summer",null,null,null,null,null,null,null,null,null,null,{"$f":"IF(OR('Project Info'!$C$10=\"\",$C191=\"\",$D191=\"\"),\"\",VLOOKUP($D191,$DX$9:$EA$32,MATCH($C191,$DX$9:$EA$9,0),FALSE))","v":""},null,null,null,null,null,null,"ERROR: Contact Program Manager. Post Capacity/Unit x Post # of Units must be within +/- 20% of Pre Capacity/Unit x Pre # of Units."]
[null,183,"","",null,null,null,null,null,null,null,null,null,null,null,null,null,null,null,null,null,null,null,null,null,null,null,null,null,"A",null,null,null,null,null,null,null,null,null,null,null,null,null,null,0,0,0,0,0,0,999999999,"",0,0,{"$f":"IFERROR(IF($DI$261>'Utility Admin'!$H$5,$BB192/$BB$5*$BC$261,$DI192),0)","v":0},"","",{"$f":"IF(AND(OR($AB192=\"DX AC Air Cooled\",$AB192=\"DX HP Air Cooled\"),OR(AND($AJ192=\"Btu/hr\",$AI192<65000),AND($AJ192=\"Tons\",$AI192<65000/12000)),$AC192=\"Split\",$AO192>=15.2),MAX(Baselines!$CF436,12/9.8),Baselines!$CF436)","v":0},{"$f":"Baselines!$CG436","v":0},{"$f":"Baselines!$CI436","v":0},0,0,0,0,0,0,0,0,0,0,{"$f":"IF(OR($C192<>\"Early Retirement\",$J192=\"\"),0,IF(OR($I192=\"DX AC Air Cooled\",$I192=\"DX HP Air Cooled\"),VLOOKUP($J192,'Early Retirement'!$CI$6:$CM$32,2,FALSE),IF(OR($I192=\"PTAC\",$I192=\"PTHP\"),VLOOKUP($J192,'Early Retirement'!$CI$6:$CM$32,3,FALSE),IF(AND(OR($I192=\"Air Cooled Chiller\",$I192=\"Water Cooled Chiller\"),$L192<>\"Centrifugal\"),VLOOKUP($J192,'Early Retirement'!$CI$6:$CM$32,4,FALSE),IF(AND(OR($I192=\"Air Cooled Chiller\",$I192=\"Water Cooled Chiller\"),$L192=\"Centrifugal\"),VLOOKUP($J192,'Early Retirement'!$CI$6:$CM$32,5,FALSE),\"\")))))","v":0},0,0,0,0,0,0,0,0,0,0,0,"","","",0,0,0,{"$f":"IF(AND($C192=\"Early Retirement\",$J192<>\"\",$S192<>\"\",$U192<>\"\"),$CH192,IF(AND(OR($AB192=\"DX AC Air Cooled\",$AB192=\"DX HP Air Cooled\"),OR(AND($AJ192=\"Btu/hr\",$AI192<65000),AND($AJ192=\"Tons\",$AI192<65000/12000)),$AC192=\"Split\",$AO192>=15.2),MAX(Baselines!$CF185,12/9.8),Baselines!$CF185))","v":0},{"$f":"IF(AND($C192=\"Early Retirement\",$J192<>\"\",$S192<>\"\",$U192<>\"\"),$CI192,Baselines!$CG185)","v":0},{"$f":"Baselines!$CH185","v":"kW/ton"},"",{"$f":"IF(AND($C192=\"Early Retirement\",$J192<>\"\",$S192<>\"\",$U192<>\"\"),$CJ192,IF(AND(Baselines!$CI185=0,OR($CU192=\"DX HP\",$CU192=\"PTHP\")),$BH192,Baselines!$CI185))","v":0},"COP",{"$f":"IF(OR($C192=\"Replace-on-Burnout\",$C192=\"New Construction\"),$DC192,IF($CE192=\"\",\"\",IF(OR($CE192=\"DX HP\",$CE192=\"PTHP\"),VLOOKUP($D192,'Factor Tables'!$B$89:$M$105,MATCH(CONCATENATE($CE192,\" Clg\"),'Factor Tables'!$B$88:$M$88,0),FALSE),VLOOKUP($D192,'Factor Tables'!$B$89:$M$105,MATCH($CE192,'Factor Tables'!$B$88:$M$88,0),FALSE))))","v":""},{"$f":"IF(OR($C192=\"Replace-on-Burnout\",$C192=\"New Construction\"),$DD192,IF($CE192=\"\",\"\",IF($CE192=\"DX HP\",VLOOKUP($D192,'Factor Tables'!$B$89:$M$105,MATCH(\"DX HP Htg\",'Factor Tables'!$B$88:$M$88,0),FALSE),0)))","v":""},{"$f":"IF(OR($C192=\"Replace-on-Burnout\",$C192=\"New Construction\"),$DE192,IF($CE192=\"\",\"\",IF($CE192=\"DX HP\",VLOOKUP($D192,'Factor Tables'!$N$89:$Y$105,MATCH(\"DX HP Clg\",'Factor Tables'!$N$88:$Y$88,0),FALSE),IF($CE192=\"PTHP\",VLOOKUP($D192,'Factor Tables'!$N$89:$Y$105,MATCH(\"PTHP Clg\",'Factor Tables'!$N$88:$Y$88,0),FALSE),IF(AND($CE192<>\"DX HP\",$CE192<>\"PTHP\"),VLOOKUP($D192,'Factor Tables'!$N$89:$Y$105,MATCH($CE192,'Factor Tables'!$N$88:$Y$88,0),FALSE),\"\")))))","v":""},{"$f":"IF(OR($C192=\"Replace-on-Burnout\",$C192=\"New Construction\",$CU192=\"DX HP\",$CU192=\"PTHP\"),$DF192,IF($CE192=\"\",\"\",IF($CE192=\"DX HP\",VLOOKUP($D192,'Factor Tables'!$N$89:$Y$105,MATCH(\"DX HP Htg\",'Factor Tables'!$N$88:$Y$88,0),FALSE),IF($CE192=\"PTHP\",VLOOKUP($D192,'Factor Tables'!$N$89:$Y$105,MATCH(\"PTHP Htg\",'Factor Tables'!$N$88:$Y$88,0),FALSE),0))))","v":""},"","",0,0,"kW/ton","",0,"COP",{"$f":"IF($CU192=\"\",\"\",IF(OR($CU192=\"DX HP\",$CU192=\"VRF HP\",$CU192=\"PTHP\"),VLOOKUP($D192,'Factor Tables'!$B$89:$M$105,MATCH(CONCATENATE($CU192,\" Clg\"),'Factor Tables'!$B$88:$M$88,0),FALSE),VLOOKUP($D192,'Factor Tables'!$B$89:$M$105,MATCH($CU192,'Factor Tables'!$B$88:$M$88,0),FALSE)))","v":""},{"$f":"IF($CU192=\"\",\"\",IF(OR($CU192=\"DX HP\",$CU192=\"VRF HP\",$CU192=\"PTHP\"),VLOOKUP($D192,'Factor Tables'!$B$89:$M$105,MATCH(CONCATENATE($CU192,\" Htg\"),'Factor Tables'!$B$88:$M$88,0),FALSE),0))","v":""},{"$f":"IF($CU192=\"\",\"\",IF(OR($CU192=\"DX HP\",$CU192=\"VRF HP\",$CU192=\"PTHP\"),VLOOKUP($D192,'Factor Tables'!$N$89:$Y$105,MATCH(CONCATENATE($CU192,\" Clg\"),'Factor Tables'!$N$88:$Y$88,0),FALSE),VLOOKUP($D192,'Factor Tables'!$N$89:$Y$105,MATCH($CU192,'Factor Tables'!$N$88:$Y$88,0),FALSE)))","v":""},{"$f":"IF($CU192=\"\",\"\",IF(OR($CU192=\"DX HP\",$CU192=\"VRF HP\",$CU192=\"PTHP\"),VLOOKUP($D192,'Factor Tables'!$N$89:$Y$105,MATCH(CONCATENATE($CU192,\" Htg\"),'Factor Tables'!$N$88:$Y$88,0),FALSE),0))","v":""},{"$f":"IF($AB192=\"\",0,VLOOKUP($AB192,'Utility Admin'!$E:$G,2,FALSE))","v":0},{"$f":"IF($AB192=\"\",0,VLOOKUP($AB192,'Utility Admin'!$E:$G,3,FALSE))","v":0},{"$f":"IFERROR(IF(ABS(Summary!$F$12)<=ABS(Summary!$E$12)*'Utility Admin'!$I$5,$BA192*$DG192+$BB192*$DH192,$BA192*$DG192+$BA192*'Utility Admin'!$I$5*$DH192),0)","v":0},null,"Summer",null,null,null,null,null,null,null,null,null,null,{"$f":"IF(OR('Project Info'!$C$10=\"\",$C192=\"\",$D192=\"\"),\"\",VLOOKUP($D192,$DX$9:$EA$32,MATCH($C192,$DX$9:$EA$9,0),FALSE))","v":""},null,null,null,null,null,null,"ERROR: Contact Program Manager. Post Capacity/Unit x Post # of Units must be within +/- 20% of Pre Capacity/Unit x Pre # of Units."]
[null,184,"","",null,null,null,null,null,null,null,null,null,null,null,null,null,null,null,null,null,null,null,null,null,null,null,null,null,"A",null,null,null,null,null,null,null,null,null,null,null,null,null,null,0,0,0,0,0,0,999999999,"",0,0,{"$f":"IFERROR(IF($DI$261>'Utility Admin'!$H$5,$BB193/$BB$5*$BC$261,$DI193),0)","v":0},"","",{"$f":"IF(AND(OR($AB193=\"DX AC Air Cooled\",$AB193=\"DX HP Air Cooled\"),OR(AND($AJ193=\"Btu/hr\",$AI193<65000),AND($AJ193=\"Tons\",$AI193<65000/12000)),$AC193=\"Split\",$AO193>=15.2),MAX(Baselines!$CF437,12/9.8),Baselines!$CF437)","v":0},{"$f":"Baselines!$CG437","v":0},{"$f":"Baselines!$CI437","v":0},0,0,0,0,0,0,0,0,0,0,{"$f":"IF(OR($C193<>\"Early Retirement\",$J193=\"\"),0,IF(OR($I193=\"DX AC Air Cooled\",$I193=\"DX HP Air Cooled\"),VLOOKUP($J193,'Early Retirement'!$CI$6:$CM$32,2,FALSE),IF(OR($I193=\"PTAC\",$I193=\"PTHP\"),VLOOKUP($J193,'Early Retirement'!$CI$6:$CM$32,3,FALSE),IF(AND(OR($I193=\"Air Cooled Chiller\",$I193=\"Water Cooled Chiller\"),$L193<>\"Centrifugal\"),VLOOKUP($J193,'Early Retirement'!$CI$6:$CM$32,4,FALSE),IF(AND(OR($I193=\"Air Cooled Chiller\",$I193=\"Water Cooled Chiller\"),$L193=\"Centrifugal\"),VLOOKUP($J193,'Early Retirement'!$CI$6:$CM$32,5,FALSE),\"\")))))","v":0},0,0,0,0,0,0,0,0,0,0,0,"","","",0,0,0,{"$f":"IF(AND($C193=\"Early Retirement\",$J193<>\"\",$S193<>\"\",$U193<>\"\"),$CH193,IF(AND(OR($AB193=\"DX AC Air Cooled\",$AB193=\"DX HP Air Cooled\"),OR(AND($AJ193=\"Btu/hr\",$AI193<65000),AND($AJ193=\"Tons\",$AI193<65000/12000)),$AC193=\"Split\",$AO193>=15.2),MAX(Baselines!$CF186,12/9.8),Baselines!$CF186))","v":0},{"$f":"IF(AND($C193=\"Early Retirement\",$J193<>\"\",$S193<>\"\",$U193<>\"\"),$CI193,Baselines!$CG186)","v":0},{"$f":"Baselines!$CH186","v":"kW/ton"},"",{"$f":"IF(AND($C193=\"Early Retirement\",$J193<>\"\",$S193<>\"\",$U193<>\"\"),$CJ193,IF(AND(Baselines!$CI186=0,OR($CU193=\"DX HP\",$CU193=\"PTHP\")),$BH193,Baselines!$CI186))","v":0},"COP",{"$f":"IF(OR($C193=\"Replace-on-Burnout\",$C193=\"New Construction\"),$DC193,IF($CE193=\"\",\"\",IF(OR($CE193=\"DX HP\",$CE193=\"PTHP\"),VLOOKUP($D193,'Factor Tables'!$B$89:$M$105,MATCH(CONCATENATE($CE193,\" Clg\"),'Factor Tables'!$B$88:$M$88,0),FALSE),VLOOKUP($D193,'Factor Tables'!$B$89:$M$105,MATCH($CE193,'Factor Tables'!$B$88:$M$88,0),FALSE))))","v":""},{"$f":"IF(OR($C193=\"Replace-on-Burnout\",$C193=\"New Construction\"),$DD193,IF($CE193=\"\",\"\",IF($CE193=\"DX HP\",VLOOKUP($D193,'Factor Tables'!$B$89:$M$105,MATCH(\"DX HP Htg\",'Factor Tables'!$B$88:$M$88,0),FALSE),0)))","v":""},{"$f":"IF(OR($C193=\"Replace-on-Burnout\",$C193=\"New Construction\"),$DE193,IF($CE193=\"\",\"\",IF($CE193=\"DX HP\",VLOOKUP($D193,'Factor Tables'!$N$89:$Y$105,MATCH(\"DX HP Clg\",'Factor Tables'!$N$88:$Y$88,0),FALSE),IF($CE193=\"PTHP\",VLOOKUP($D193,'Factor Tables'!$N$89:$Y$105,MATCH(\"PTHP Clg\",'Factor Tables'!$N$88:$Y$88,0),FALSE),IF(AND($CE193<>\"DX HP\",$CE193<>\"PTHP\"),VLOOKUP($D193,'Factor Tables'!$N$89:$Y$105,MATCH($CE193,'Factor Tables'!$N$88:$Y$88,0),FALSE),\"\")))))","v":""},{"$f":"IF(OR($C193=\"Replace-on-Burnout\",$C193=\"New Construction\",$CU193=\"DX HP\",$CU193=\"PTHP\"),$DF193,IF($CE193=\"\",\"\",IF($CE193=\"DX HP\",VLOOKUP($D193,'Factor Tables'!$N$89:$Y$105,MATCH(\"DX HP Htg\",'Factor Tables'!$N$88:$Y$88,0),FALSE),IF($CE193=\"PTHP\",VLOOKUP($D193,'Factor Tables'!$N$89:$Y$105,MATCH(\"PTHP Htg\",'Factor Tables'!$N$88:$Y$88,0),FALSE),0))))","v":""},"","",0,0,"kW/ton","",0,"COP",{"$f":"IF($CU193=\"\",\"\",IF(OR($CU193=\"DX HP\",$CU193=\"VRF HP\",$CU193=\"PTHP\"),VLOOKUP($D193,'Factor Tables'!$B$89:$M$105,MATCH(CONCATENATE($CU193,\" Clg\"),'Factor Tables'!$B$88:$M$88,0),FALSE),VLOOKUP($D193,'Factor Tables'!$B$89:$M$105,MATCH($CU193,'Factor Tables'!$B$88:$M$88,0),FALSE)))","v":""},{"$f":"IF($CU193=\"\",\"\",IF(OR($CU193=\"DX HP\",$CU193=\"VRF HP\",$CU193=\"PTHP\"),VLOOKUP($D193,'Factor Tables'!$B$89:$M$105,MATCH(CONCATENATE($CU193,\" Htg\"),'Factor Tables'!$B$88:$M$88,0),FALSE),0))","v":""},{"$f":"IF($CU193=\"\",\"\",IF(OR($CU193=\"DX HP\",$CU193=\"VRF HP\",$CU193=\"PTHP\"),VLOOKUP($D193,'Factor Tables'!$N$89:$Y$105,MATCH(CONCATENATE($CU193,\" Clg\"),'Factor Tables'!$N$88:$Y$88,0),FALSE),VLOOKUP($D193,'Factor Tables'!$N$89:$Y$105,MATCH($CU193,'Factor Tables'!$N$88:$Y$88,0),FALSE)))","v":""},{"$f":"IF($CU193=\"\",\"\",IF(OR($CU193=\"DX HP\",$CU193=\"VRF HP\",$CU193=\"PTHP\"),VLOOKUP($D193,'Factor Tables'!$N$89:$Y$105,MATCH(CONCATENATE($CU193,\" Htg\"),'Factor Tables'!$N$88:$Y$88,0),FALSE),0))","v":""},{"$f":"IF($AB193=\"\",0,VLOOKUP($AB193,'Utility Admin'!$E:$G,2,FALSE))","v":0},{"$f":"IF($AB193=\"\",0,VLOOKUP($AB193,'Utility Admin'!$E:$G,3,FALSE))","v":0},{"$f":"IFERROR(IF(ABS(Summary!$F$12)<=ABS(Summary!$E$12)*'Utility Admin'!$I$5,$BA193*$DG193+$BB193*$DH193,$BA193*$DG193+$BA193*'Utility Admin'!$I$5*$DH193),0)","v":0},null,"Summer",null,null,null,null,null,null,null,null,null,null,{"$f":"IF(OR('Project Info'!$C$10=\"\",$C193=\"\",$D193=\"\"),\"\",VLOOKUP($D193,$DX$9:$EA$32,MATCH($C193,$DX$9:$EA$9,0),FALSE))","v":""},null,null,null,null,null,null,"ERROR: Contact Program Manager. Post Capacity/Unit x Post # of Units must be within +/- 20% of Pre Capacity/Unit x Pre # of Units."]
[null,185,"","",null,null,null,null,null,null,null,null,null,null,null,null,null,null,null,null,null,null,null,null,null,null,null,null,null,"A",null,null,null,null,null,null,null,null,null,null,null,null,null,null,0,0,0,0,0,0,999999999,"",0,0,{"$f":"IFERROR(IF($DI$261>'Utility Admin'!$H$5,$BB194/$BB$5*$BC$261,$DI194),0)","v":0},"","",{"$f":"IF(AND(OR($AB194=\"DX AC Air Cooled\",$AB194=\"DX HP Air Cooled\"),OR(AND($AJ194=\"Btu/hr\",$AI194<65000),AND($AJ194=\"Tons\",$AI194<65000/12000)),$AC194=\"Split\",$AO194>=15.2),MAX(Baselines!$CF438,12/9.8),Baselines!$CF438)","v":0},{"$f":"Baselines!$CG438","v":0},{"$f":"Baselines!$CI438","v":0},0,0,0,0,0,0,0,0,0,0,{"$f":"IF(OR($C194<>\"Early Retirement\",$J194=\"\"),0,IF(OR($I194=\"DX AC Air Cooled\",$I194=\"DX HP Air Cooled\"),VLOOKUP($J194,'Early Retirement'!$CI$6:$CM$32,2,FALSE),IF(OR($I194=\"PTAC\",$I194=\"PTHP\"),VLOOKUP($J194,'Early Retirement'!$CI$6:$CM$32,3,FALSE),IF(AND(OR($I194=\"Air Cooled Chiller\",$I194=\"Water Cooled Chiller\"),$L194<>\"Centrifugal\"),VLOOKUP($J194,'Early Retirement'!$CI$6:$CM$32,4,FALSE),IF(AND(OR($I194=\"Air Cooled Chiller\",$I194=\"Water Cooled Chiller\"),$L194=\"Centrifugal\"),VLOOKUP($J194,'Early Retirement'!$CI$6:$CM$32,5,FALSE),\"\")))))","v":0},0,0,0,0,0,0,0,0,0,0,0,"","","",0,0,0,{"$f":"IF(AND($C194=\"Early Retirement\",$J194<>\"\",$S194<>\"\",$U194<>\"\"),$CH194,IF(AND(OR($AB194=\"DX AC Air Cooled\",$AB194=\"DX HP Air Cooled\"),OR(AND($AJ194=\"Btu/hr\",$AI194<65000),AND($AJ194=\"Tons\",$AI194<65000/12000)),$AC194=\"Split\",$AO194>=15.2),MAX(Baselines!$CF187,12/9.8),Baselines!$CF187))","v":0},{"$f":"IF(AND($C194=\"Early Retirement\",$J194<>\"\",$S194<>\"\",$U194<>\"\"),$CI194,Baselines!$CG187)","v":0},{"$f":"Baselines!$CH187","v":"kW/ton"},"",{"$f":"IF(AND($C194=\"Early Retirement\",$J194<>\"\",$S194<>\"\",$U194<>\"\"),$CJ194,IF(AND(Baselines!$CI187=0,OR($CU194=\"DX HP\",$CU194=\"PTHP\")),$BH194,Baselines!$CI187))","v":0},"COP",{"$f":"IF(OR($C194=\"Replace-on-Burnout\",$C194=\"New Construction\"),$DC194,IF($CE194=\"\",\"\",IF(OR($CE194=\"DX HP\",$CE194=\"PTHP\"),VLOOKUP($D194,'Factor Tables'!$B$89:$M$105,MATCH(CONCATENATE($CE194,\" Clg\"),'Factor Tables'!$B$88:$M$88,0),FALSE),VLOOKUP($D194,'Factor Tables'!$B$89:$M$105,MATCH($CE194,'Factor Tables'!$B$88:$M$88,0),FALSE))))","v":""},{"$f":"IF(OR($C194=\"Replace-on-Burnout\",$C194=\"New Construction\"),$DD194,IF($CE194=\"\",\"\",IF($CE194=\"DX HP\",VLOOKUP($D194,'Factor Tables'!$B$89:$M$105,MATCH(\"DX HP Htg\",'Factor Tables'!$B$88:$M$88,0),FALSE),0)))","v":""},{"$f":"IF(OR($C194=\"Replace-on-Burnout\",$C194=\"New Construction\"),$DE194,IF($CE194=\"\",\"\",IF($CE194=\"DX HP\",VLOOKUP($D194,'Factor Tables'!$N$89:$Y$105,MATCH(\"DX HP Clg\",'Factor Tables'!$N$88:$Y$88,0),FALSE),IF($CE194=\"PTHP\",VLOOKUP($D194,'Factor Tables'!$N$89:$Y$105,MATCH(\"PTHP Clg\",'Factor Tables'!$N$88:$Y$88,0),FALSE),IF(AND($CE194<>\"DX HP\",$CE194<>\"PTHP\"),VLOOKUP($D194,'Factor Tables'!$N$89:$Y$105,MATCH($CE194,'Factor Tables'!$N$88:$Y$88,0),FALSE),\"\")))))","v":""},{"$f":"IF(OR($C194=\"Replace-on-Burnout\",$C194=\"New Construction\",$CU194=\"DX HP\",$CU194=\"PTHP\"),$DF194,IF($CE194=\"\",\"\",IF($CE194=\"DX HP\",VLOOKUP($D194,'Factor Tables'!$N$89:$Y$105,MATCH(\"DX HP Htg\",'Factor Tables'!$N$88:$Y$88,0),FALSE),IF($CE194=\"PTHP\",VLOOKUP($D194,'Factor Tables'!$N$89:$Y$105,MATCH(\"PTHP Htg\",'Factor Tables'!$N$88:$Y$88,0),FALSE),0))))","v":""},"","",0,0,"kW/ton","",0,"COP",{"$f":"IF($CU194=\"\",\"\",IF(OR($CU194=\"DX HP\",$CU194=\"VRF HP\",$CU194=\"PTHP\"),VLOOKUP($D194,'Factor Tables'!$B$89:$M$105,MATCH(CONCATENATE($CU194,\" Clg\"),'Factor Tables'!$B$88:$M$88,0),FALSE),VLOOKUP($D194,'Factor Tables'!$B$89:$M$105,MATCH($CU194,'Factor Tables'!$B$88:$M$88,0),FALSE)))","v":""},{"$f":"IF($CU194=\"\",\"\",IF(OR($CU194=\"DX HP\",$CU194=\"VRF HP\",$CU194=\"PTHP\"),VLOOKUP($D194,'Factor Tables'!$B$89:$M$105,MATCH(CONCATENATE($CU194,\" Htg\"),'Factor Tables'!$B$88:$M$88,0),FALSE),0))","v":""},{"$f":"IF($CU194=\"\",\"\",IF(OR($CU194=\"DX HP\",$CU194=\"VRF HP\",$CU194=\"PTHP\"),VLOOKUP($D194,'Factor Tables'!$N$89:$Y$105,MATCH(CONCATENATE($CU194,\" Clg\"),'Factor Tables'!$N$88:$Y$88,0),FALSE),VLOOKUP($D194,'Factor Tables'!$N$89:$Y$105,MATCH($CU194,'Factor Tables'!$N$88:$Y$88,0),FALSE)))","v":""},{"$f":"IF($CU194=\"\",\"\",IF(OR($CU194=\"DX HP\",$CU194=\"VRF HP\",$CU194=\"PTHP\"),VLOOKUP($D194,'Factor Tables'!$N$89:$Y$105,MATCH(CONCATENATE($CU194,\" Htg\"),'Factor Tables'!$N$88:$Y$88,0),FALSE),0))","v":""},{"$f":"IF($AB194=\"\",0,VLOOKUP($AB194,'Utility Admin'!$E:$G,2,FALSE))","v":0},{"$f":"IF($AB194=\"\",0,VLOOKUP($AB194,'Utility Admin'!$E:$G,3,FALSE))","v":0},{"$f":"IFERROR(IF(ABS(Summary!$F$12)<=ABS(Summary!$E$12)*'Utility Admin'!$I$5,$BA194*$DG194+$BB194*$DH194,$BA194*$DG194+$BA194*'Utility Admin'!$I$5*$DH194),0)","v":0},null,"Summer",null,null,null,null,null,null,null,null,null,null,{"$f":"IF(OR('Project Info'!$C$10=\"\",$C194=\"\",$D194=\"\"),\"\",VLOOKUP($D194,$DX$9:$EA$32,MATCH($C194,$DX$9:$EA$9,0),FALSE))","v":""},null,null,null,null,null,null,"ERROR: Contact Program Manager. Post Capacity/Unit x Post # of Units must be within +/- 20% of Pre Capacity/Unit x Pre # of Units."]
[null,186,"","",null,null,null,null,null,null,null,null,null,null,null,null,null,null,null,null,null,null,null,null,null,null,null,null,null,"A",null,null,null,null,null,null,null,null,null,null,null,null,null,null,0,0,0,0,0,0,999999999,"",0,0,{"$f":"IFERROR(IF($DI$261>'Utility Admin'!$H$5,$BB195/$BB$5*$BC$261,$DI195),0)","v":0},"","",{"$f":"IF(AND(OR($AB195=\"DX AC Air Cooled\",$AB195=\"DX HP Air Cooled\"),OR(AND($AJ195=\"Btu/hr\",$AI195<65000),AND($AJ195=\"Tons\",$AI195<65000/12000)),$AC195=\"Split\",$AO195>=15.2),MAX(Baselines!$CF439,12/9.8),Baselines!$CF439)","v":0},{"$f":"Baselines!$CG439","v":0},{"$f":"Baselines!$CI439","v":0},0,0,0,0,0,0,0,0,0,0,{"$f":"IF(OR($C195<>\"Early Retirement\",$J195=\"\"),0,IF(OR($I195=\"DX AC Air Cooled\",$I195=\"DX HP Air Cooled\"),VLOOKUP($J195,'Early Retirement'!$CI$6:$CM$32,2,FALSE),IF(OR($I195=\"PTAC\",$I195=\"PTHP\"),VLOOKUP($J195,'Early Retirement'!$CI$6:$CM$32,3,FALSE),IF(AND(OR($I195=\"Air Cooled Chiller\",$I195=\"Water Cooled Chiller\"),$L195<>\"Centrifugal\"),VLOOKUP($J195,'Early Retirement'!$CI$6:$CM$32,4,FALSE),IF(AND(OR($I195=\"Air Cooled Chiller\",$I195=\"Water Cooled Chiller\"),$L195=\"Centrifugal\"),VLOOKUP($J195,'Early Retirement'!$CI$6:$CM$32,5,FALSE),\"\")))))","v":0},0,0,0,0,0,0,0,0,0,0,0,"","","",0,0,0,{"$f":"IF(AND($C195=\"Early Retirement\",$J195<>\"\",$S195<>\"\",$U195<>\"\"),$CH195,IF(AND(OR($AB195=\"DX AC Air Cooled\",$AB195=\"DX HP Air Cooled\"),OR(AND($AJ195=\"Btu/hr\",$AI195<65000),AND($AJ195=\"Tons\",$AI195<65000/12000)),$AC195=\"Split\",$AO195>=15.2),MAX(Baselines!$CF188,12/9.8),Baselines!$CF188))","v":0},{"$f":"IF(AND($C195=\"Early Retirement\",$J195<>\"\",$S195<>\"\",$U195<>\"\"),$CI195,Baselines!$CG188)","v":0},{"$f":"Baselines!$CH188","v":"kW/ton"},"",{"$f":"IF(AND($C195=\"Early Retirement\",$J195<>\"\",$S195<>\"\",$U195<>\"\"),$CJ195,IF(AND(Baselines!$CI188=0,OR($CU195=\"DX HP\",$CU195=\"PTHP\")),$BH195,Baselines!$CI188))","v":0},"COP",{"$f":"IF(OR($C195=\"Replace-on-Burnout\",$C195=\"New Construction\"),$DC195,IF($CE195=\"\",\"\",IF(OR($CE195=\"DX HP\",$CE195=\"PTHP\"),VLOOKUP($D195,'Factor Tables'!$B$89:$M$105,MATCH(CONCATENATE($CE195,\" Clg\"),'Factor Tables'!$B$88:$M$88,0),FALSE),VLOOKUP($D195,'Factor Tables'!$B$89:$M$105,MATCH($CE195,'Factor Tables'!$B$88:$M$88,0),FALSE))))","v":""},{"$f":"IF(OR($C195=\"Replace-on-Burnout\",$C195=\"New Construction\"),$DD195,IF($CE195=\"\",\"\",IF($CE195=\"DX HP\",VLOOKUP($D195,'Factor Tables'!$B$89:$M$105,MATCH(\"DX HP Htg\",'Factor Tables'!$B$88:$M$88,0),FALSE),0)))","v":""},{"$f":"IF(OR($C195=\"Replace-on-Burnout\",$C195=\"New Construction\"),$DE195,IF($CE195=\"\",\"\",IF($CE195=\"DX HP\",VLOOKUP($D195,'Factor Tables'!$N$89:$Y$105,MATCH(\"DX HP Clg\",'Factor Tables'!$N$88:$Y$88,0),FALSE),IF($CE195=\"PTHP\",VLOOKUP($D195,'Factor Tables'!$N$89:$Y$105,MATCH(\"PTHP Clg\",'Factor Tables'!$N$88:$Y$88,0),FALSE),IF(AND($CE195<>\"DX HP\",$CE195<>\"PTHP\"),VLOOKUP($D195,'Factor Tables'!$N$89:$Y$105,MATCH($CE195,'Factor Tables'!$N$88:$Y$88,0),FALSE),\"\")))))","v":""},{"$f":"IF(OR($C195=\"Replace-on-Burnout\",$C195=\"New Construction\",$CU195=\"DX HP\",$CU195=\"PTHP\"),$DF195,IF($CE195=\"\",\"\",IF($CE195=\"DX HP\",VLOOKUP($D195,'Factor Tables'!$N$89:$Y$105,MATCH(\"DX HP Htg\",'Factor Tables'!$N$88:$Y$88,0),FALSE),IF($CE195=\"PTHP\",VLOOKUP($D195,'Factor Tables'!$N$89:$Y$105,MATCH(\"PTHP Htg\",'Factor Tables'!$N$88:$Y$88,0),FALSE),0))))","v":""},"","",0,0,"kW/ton","",0,"COP",{"$f":"IF($CU195=\"\",\"\",IF(OR($CU195=\"DX HP\",$CU195=\"VRF HP\",$CU195=\"PTHP\"),VLOOKUP($D195,'Factor Tables'!$B$89:$M$105,MATCH(CONCATENATE($CU195,\" Clg\"),'Factor Tables'!$B$88:$M$88,0),FALSE),VLOOKUP($D195,'Factor Tables'!$B$89:$M$105,MATCH($CU195,'Factor Tables'!$B$88:$M$88,0),FALSE)))","v":""},{"$f":"IF($CU195=\"\",\"\",IF(OR($CU195=\"DX HP\",$CU195=\"VRF HP\",$CU195=\"PTHP\"),VLOOKUP($D195,'Factor Tables'!$B$89:$M$105,MATCH(CONCATENATE($CU195,\" Htg\"),'Factor Tables'!$B$88:$M$88,0),FALSE),0))","v":""},{"$f":"IF($CU195=\"\",\"\",IF(OR($CU195=\"DX HP\",$CU195=\"VRF HP\",$CU195=\"PTHP\"),VLOOKUP($D195,'Factor Tables'!$N$89:$Y$105,MATCH(CONCATENATE($CU195,\" Clg\"),'Factor Tables'!$N$88:$Y$88,0),FALSE),VLOOKUP($D195,'Factor Tables'!$N$89:$Y$105,MATCH($CU195,'Factor Tables'!$N$88:$Y$88,0),FALSE)))","v":""},{"$f":"IF($CU195=\"\",\"\",IF(OR($CU195=\"DX HP\",$CU195=\"VRF HP\",$CU195=\"PTHP\"),VLOOKUP($D195,'Factor Tables'!$N$89:$Y$105,MATCH(CONCATENATE($CU195,\" Htg\"),'Factor Tables'!$N$88:$Y$88,0),FALSE),0))","v":""},{"$f":"IF($AB195=\"\",0,VLOOKUP($AB195,'Utility Admin'!$E:$G,2,FALSE))","v":0},{"$f":"IF($AB195=\"\",0,VLOOKUP($AB195,'Utility Admin'!$E:$G,3,FALSE))","v":0},{"$f":"IFERROR(IF(ABS(Summary!$F$12)<=ABS(Summary!$E$12)*'Utility Admin'!$I$5,$BA195*$DG195+$BB195*$DH195,$BA195*$DG195+$BA195*'Utility Admin'!$I$5*$DH195),0)","v":0},null,"Summer",null,null,null,null,null,null,null,null,null,null,{"$f":"IF(OR('Project Info'!$C$10=\"\",$C195=\"\",$D195=\"\"),\"\",VLOOKUP($D195,$DX$9:$EA$32,MATCH($C195,$DX$9:$EA$9,0),FALSE))","v":""},null,null,null,null,null,null,"ERROR: Contact Program Manager. Post Capacity/Unit x Post # of Units must be within +/- 20% of Pre Capacity/Unit x Pre # of Units."]
[null,187,"","",null,null,null,null,null,null,null,null,null,null,null,null,null,null,null,null,null,null,null,null,null,null,null,null,null,"A",null,null,null,null,null,null,null,null,null,null,null,null,null,null,0,0,0,0,0,0,999999999,"",0,0,{"$f":"IFERROR(IF($DI$261>'Utility Admin'!$H$5,$BB196/$BB$5*$BC$261,$DI196),0)","v":0},"","",{"$f":"IF(AND(OR($AB196=\"DX AC Air Cooled\",$AB196=\"DX HP Air Cooled\"),OR(AND($AJ196=\"Btu/hr\",$AI196<65000),AND($AJ196=\"Tons\",$AI196<65000/12000)),$AC196=\"Split\",$AO196>=15.2),MAX(Baselines!$CF440,12/9.8),Baselines!$CF440)","v":0},{"$f":"Baselines!$CG440","v":0},{"$f":"Baselines!$CI440","v":0},0,0,0,0,0,0,0,0,0,0,{"$f":"IF(OR($C196<>\"Early Retirement\",$J196=\"\"),0,IF(OR($I196=\"DX AC Air Cooled\",$I196=\"DX HP Air Cooled\"),VLOOKUP($J196,'Early Retirement'!$CI$6:$CM$32,2,FALSE),IF(OR($I196=\"PTAC\",$I196=\"PTHP\"),VLOOKUP($J196,'Early Retirement'!$CI$6:$CM$32,3,FALSE),IF(AND(OR($I196=\"Air Cooled Chiller\",$I196=\"Water Cooled Chiller\"),$L196<>\"Centrifugal\"),VLOOKUP($J196,'Early Retirement'!$CI$6:$CM$32,4,FALSE),IF(AND(OR($I196=\"Air Cooled Chiller\",$I196=\"Water Cooled Chiller\"),$L196=\"Centrifugal\"),VLOOKUP($J196,'Early Retirement'!$CI$6:$CM$32,5,FALSE),\"\")))))","v":0},0,0,0,0,0,0,0,0,0,0,0,"","","",0,0,0,{"$f":"IF(AND($C196=\"Early Retirement\",$J196<>\"\",$S196<>\"\",$U196<>\"\"),$CH196,IF(AND(OR($AB196=\"DX AC Air Cooled\",$AB196=\"DX HP Air Cooled\"),OR(AND($AJ196=\"Btu/hr\",$AI196<65000),AND($AJ196=\"Tons\",$AI196<65000/12000)),$AC196=\"Split\",$AO196>=15.2),MAX(Baselines!$CF189,12/9.8),Baselines!$CF189))","v":0},{"$f":"IF(AND($C196=\"Early Retirement\",$J196<>\"\",$S196<>\"\",$U196<>\"\"),$CI196,Baselines!$CG189)","v":0},{"$f":"Baselines!$CH189","v":"kW/ton"},"",{"$f":"IF(AND($C196=\"Early Retirement\",$J196<>\"\",$S196<>\"\",$U196<>\"\"),$CJ196,IF(AND(Baselines!$CI189=0,OR($CU196=\"DX HP\",$CU196=\"PTHP\")),$BH196,Baselines!$CI189))","v":0},"COP",{"$f":"IF(OR($C196=\"Replace-on-Burnout\",$C196=\"New Construction\"),$DC196,IF($CE196=\"\",\"\",IF(OR($CE196=\"DX HP\",$CE196=\"PTHP\"),VLOOKUP($D196,'Factor Tables'!$B$89:$M$105,MATCH(CONCATENATE($CE196,\" Clg\"),'Factor Tables'!$B$88:$M$88,0),FALSE),VLOOKUP($D196,'Factor Tables'!$B$89:$M$105,MATCH($CE196,'Factor Tables'!$B$88:$M$88,0),FALSE))))","v":""},{"$f":"IF(OR($C196=\"Replace-on-Burnout\",$C196=\"New Construction\"),$DD196,IF($CE196=\"\",\"\",IF($CE196=\"DX HP\",VLOOKUP($D196,'Factor Tables'!$B$89:$M$105,MATCH(\"DX HP Htg\",'Factor Tables'!$B$88:$M$88,0),FALSE),0)))","v":""},{"$f":"IF(OR($C196=\"Replace-on-Burnout\",$C196=\"New Construction\"),$DE196,IF($CE196=\"\",\"\",IF($CE196=\"DX HP\",VLOOKUP($D196,'Factor Tables'!$N$89:$Y$105,MATCH(\"DX HP Clg\",'Factor Tables'!$N$88:$Y$88,0),FALSE),IF($CE196=\"PTHP\",VLOOKUP($D196,'Factor Tables'!$N$89:$Y$105,MATCH(\"PTHP Clg\",'Factor Tables'!$N$88:$Y$88,0),FALSE),IF(AND($CE196<>\"DX HP\",$CE196<>\"PTHP\"),VLOOKUP($D196,'Factor Tables'!$N$89:$Y$105,MATCH($CE196,'Factor Tables'!$N$88:$Y$88,0),FALSE),\"\")))))","v":""},{"$f":"IF(OR($C196=\"Replace-on-Burnout\",$C196=\"New Construction\",$CU196=\"DX HP\",$CU196=\"PTHP\"),$DF196,IF($CE196=\"\",\"\",IF($CE196=\"DX HP\",VLOOKUP($D196,'Factor Tables'!$N$89:$Y$105,MATCH(\"DX HP Htg\",'Factor Tables'!$N$88:$Y$88,0),FALSE),IF($CE196=\"PTHP\",VLOOKUP($D196,'Factor Tables'!$N$89:$Y$105,MATCH(\"PTHP Htg\",'Factor Tables'!$N$88:$Y$88,0),FALSE),0))))","v":""},"","",0,0,"kW/ton","",0,"COP",{"$f":"IF($CU196=\"\",\"\",IF(OR($CU196=\"DX HP\",$CU196=\"VRF HP\",$CU196=\"PTHP\"),VLOOKUP($D196,'Factor Tables'!$B$89:$M$105,MATCH(CONCATENATE($CU196,\" Clg\"),'Factor Tables'!$B$88:$M$88,0),FALSE),VLOOKUP($D196,'Factor Tables'!$B$89:$M$105,MATCH($CU196,'Factor Tables'!$B$88:$M$88,0),FALSE)))","v":""},{"$f":"IF($CU196=\"\",\"\",IF(OR($CU196=\"DX HP\",$CU196=\"VRF HP\",$CU196=\"PTHP\"),VLOOKUP($D196,'Factor Tables'!$B$89:$M$105,MATCH(CONCATENATE($CU196,\" Htg\"),'Factor Tables'!$B$88:$M$88,0),FALSE),0))","v":""},{"$f":"IF($CU196=\"\",\"\",IF(OR($CU196=\"DX HP\",$CU196=\"VRF HP\",$CU196=\"PTHP\"),VLOOKUP($D196,'Factor Tables'!$N$89:$Y$105,MATCH(CONCATENATE($CU196,\" Clg\"),'Factor Tables'!$N$88:$Y$88,0),FALSE),VLOOKUP($D196,'Factor Tables'!$N$89:$Y$105,MATCH($CU196,'Factor Tables'!$N$88:$Y$88,0),FALSE)))","v":""},{"$f":"IF($CU196=\"\",\"\",IF(OR($CU196=\"DX HP\",$CU196=\"VRF HP\",$CU196=\"PTHP\"),VLOOKUP($D196,'Factor Tables'!$N$89:$Y$105,MATCH(CONCATENATE($CU196,\" Htg\"),'Factor Tables'!$N$88:$Y$88,0),FALSE),0))","v":""},{"$f":"IF($AB196=\"\",0,VLOOKUP($AB196,'Utility Admin'!$E:$G,2,FALSE))","v":0},{"$f":"IF($AB196=\"\",0,VLOOKUP($AB196,'Utility Admin'!$E:$G,3,FALSE))","v":0},{"$f":"IFERROR(IF(ABS(Summary!$F$12)<=ABS(Summary!$E$12)*'Utility Admin'!$I$5,$BA196*$DG196+$BB196*$DH196,$BA196*$DG196+$BA196*'Utility Admin'!$I$5*$DH196),0)","v":0},null,"Summer",null,null,null,null,null,null,null,null,null,null,{"$f":"IF(OR('Project Info'!$C$10=\"\",$C196=\"\",$D196=\"\"),\"\",VLOOKUP($D196,$DX$9:$EA$32,MATCH($C196,$DX$9:$EA$9,0),FALSE))","v":""},null,null,null,null,null,null,"ERROR: Contact Program Manager. Post Capacity/Unit x Post # of Units must be within +/- 20% of Pre Capacity/Unit x Pre # of Units."]
[null,188,"","",null,null,null,null,null,null,null,null,null,null,null,null,null,null,null,null,null,null,null,null,null,null,null,null,null,"A",null,null,null,null,null,null,null,null,null,null,null,null,null,null,0,0,0,0,0,0,999999999,"",0,0,{"$f":"IFERROR(IF($DI$261>'Utility Admin'!$H$5,$BB197/$BB$5*$BC$261,$DI197),0)","v":0},"","",{"$f":"IF(AND(OR($AB197=\"DX AC Air Cooled\",$AB197=\"DX HP Air Cooled\"),OR(AND($AJ197=\"Btu/hr\",$AI197<65000),AND($AJ197=\"Tons\",$AI197<65000/12000)),$AC197=\"Split\",$AO197>=15.2),MAX(Baselines!$CF441,12/9.8),Baselines!$CF441)","v":0},{"$f":"Baselines!$CG441","v":0},{"$f":"Baselines!$CI441","v":0},0,0,0,0,0,0,0,0,0,0,{"$f":"IF(OR($C197<>\"Early Retirement\",$J197=\"\"),0,IF(OR($I197=\"DX AC Air Cooled\",$I197=\"DX HP Air Cooled\"),VLOOKUP($J197,'Early Retirement'!$CI$6:$CM$32,2,FALSE),IF(OR($I197=\"PTAC\",$I197=\"PTHP\"),VLOOKUP($J197,'Early Retirement'!$CI$6:$CM$32,3,FALSE),IF(AND(OR($I197=\"Air Cooled Chiller\",$I197=\"Water Cooled Chiller\"),$L197<>\"Centrifugal\"),VLOOKUP($J197,'Early Retirement'!$CI$6:$CM$32,4,FALSE),IF(AND(OR($I197=\"Air Cooled Chiller\",$I197=\"Water Cooled Chiller\"),$L197=\"Centrifugal\"),VLOOKUP($J197,'Early Retirement'!$CI$6:$CM$32,5,FALSE),\"\")))))","v":0},0,0,0,0,0,0,0,0,0,0,0,"","","",0,0,0,{"$f":"IF(AND($C197=\"Early Retirement\",$J197<>\"\",$S197<>\"\",$U197<>\"\"),$CH197,IF(AND(OR($AB197=\"DX AC Air Cooled\",$AB197=\"DX HP Air Cooled\"),OR(AND($AJ197=\"Btu/hr\",$AI197<65000),AND($AJ197=\"Tons\",$AI197<65000/12000)),$AC197=\"Split\",$AO197>=15.2),MAX(Baselines!$CF190,12/9.8),Baselines!$CF190))","v":0},{"$f":"IF(AND($C197=\"Early Retirement\",$J197<>\"\",$S197<>\"\",$U197<>\"\"),$CI197,Baselines!$CG190)","v":0},{"$f":"Baselines!$CH190","v":"kW/ton"},"",{"$f":"IF(AND($C197=\"Early Retirement\",$J197<>\"\",$S197<>\"\",$U197<>\"\"),$CJ197,IF(AND(Baselines!$CI190=0,OR($CU197=\"DX HP\",$CU197=\"PTHP\")),$BH197,Baselines!$CI190))","v":0},"COP",{"$f":"IF(OR($C197=\"Replace-on-Burnout\",$C197=\"New Construction\"),$DC197,IF($CE197=\"\",\"\",IF(OR($CE197=\"DX HP\",$CE197=\"PTHP\"),VLOOKUP($D197,'Factor Tables'!$B$89:$M$105,MATCH(CONCATENATE($CE197,\" Clg\"),'Factor Tables'!$B$88:$M$88,0),FALSE),VLOOKUP($D197,'Factor Tables'!$B$89:$M$105,MATCH($CE197,'Factor Tables'!$B$88:$M$88,0),FALSE))))","v":""},{"$f":"IF(OR($C197=\"Replace-on-Burnout\",$C197=\"New Construction\"),$DD197,IF($CE197=\"\",\"\",IF($CE197=\"DX HP\",VLOOKUP($D197,'Factor Tables'!$B$89:$M$105,MATCH(\"DX HP Htg\",'Factor Tables'!$B$88:$M$88,0),FALSE),0)))","v":""},{"$f":"IF(OR($C197=\"Replace-on-Burnout\",$C197=\"New Construction\"),$DE197,IF($CE197=\"\",\"\",IF($CE197=\"DX HP\",VLOOKUP($D197,'Factor Tables'!$N$89:$Y$105,MATCH(\"DX HP Clg\",'Factor Tables'!$N$88:$Y$88,0),FALSE),IF($CE197=\"PTHP\",VLOOKUP($D197,'Factor Tables'!$N$89:$Y$105,MATCH(\"PTHP Clg\",'Factor Tables'!$N$88:$Y$88,0),FALSE),IF(AND($CE197<>\"DX HP\",$CE197<>\"PTHP\"),VLOOKUP($D197,'Factor Tables'!$N$89:$Y$105,MATCH($CE197,'Factor Tables'!$N$88:$Y$88,0),FALSE),\"\")))))","v":""},{"$f":"IF(OR($C197=\"Replace-on-Burnout\",$C197=\"New Construction\",$CU197=\"DX HP\",$CU197=\"PTHP\"),$DF197,IF($CE197=\"\",\"\",IF($CE197=\"DX HP\",VLOOKUP($D197,'Factor Tables'!$N$89:$Y$105,MATCH(\"DX HP Htg\",'Factor Tables'!$N$88:$Y$88,0),FALSE),IF($CE197=\"PTHP\",VLOOKUP($D197,'Factor Tables'!$N$89:$Y$105,MATCH(\"PTHP Htg\",'Factor Tables'!$N$88:$Y$88,0),FALSE),0))))","v":""},"","",0,0,"kW/ton","",0,"COP",{"$f":"IF($CU197=\"\",\"\",IF(OR($CU197=\"DX HP\",$CU197=\"VRF HP\",$CU197=\"PTHP\"),VLOOKUP($D197,'Factor Tables'!$B$89:$M$105,MATCH(CONCATENATE($CU197,\" Clg\"),'Factor Tables'!$B$88:$M$88,0),FALSE),VLOOKUP($D197,'Factor Tables'!$B$89:$M$105,MATCH($CU197,'Factor Tables'!$B$88:$M$88,0),FALSE)))","v":""},{"$f":"IF($CU197=\"\",\"\",IF(OR($CU197=\"DX HP\",$CU197=\"VRF HP\",$CU197=\"PTHP\"),VLOOKUP($D197,'Factor Tables'!$B$89:$M$105,MATCH(CONCATENATE($CU197,\" Htg\"),'Factor Tables'!$B$88:$M$88,0),FALSE),0))","v":""},{"$f":"IF($CU197=\"\",\"\",IF(OR($CU197=\"DX HP\",$CU197=\"VRF HP\",$CU197=\"PTHP\"),VLOOKUP($D197,'Factor Tables'!$N$89:$Y$105,MATCH(CONCATENATE($CU197,\" Clg\"),'Factor Tables'!$N$88:$Y$88,0),FALSE),VLOOKUP($D197,'Factor Tables'!$N$89:$Y$105,MATCH($CU197,'Factor Tables'!$N$88:$Y$88,0),FALSE)))","v":""},{"$f":"IF($CU197=\"\",\"\",IF(OR($CU197=\"DX HP\",$CU197=\"VRF HP\",$CU197=\"PTHP\"),VLOOKUP($D197,'Factor Tables'!$N$89:$Y$105,MATCH(CONCATENATE($CU197,\" Htg\"),'Factor Tables'!$N$88:$Y$88,0),FALSE),0))","v":""},{"$f":"IF($AB197=\"\",0,VLOOKUP($AB197,'Utility Admin'!$E:$G,2,FALSE))","v":0},{"$f":"IF($AB197=\"\",0,VLOOKUP($AB197,'Utility Admin'!$E:$G,3,FALSE))","v":0},{"$f":"IFERROR(IF(ABS(Summary!$F$12)<=ABS(Summary!$E$12)*'Utility Admin'!$I$5,$BA197*$DG197+$BB197*$DH197,$BA197*$DG197+$BA197*'Utility Admin'!$I$5*$DH197),0)","v":0},null,"Summer",null,null,null,null,null,null,null,null,null,null,{"$f":"IF(OR('Project Info'!$C$10=\"\",$C197=\"\",$D197=\"\"),\"\",VLOOKUP($D197,$DX$9:$EA$32,MATCH($C197,$DX$9:$EA$9,0),FALSE))","v":""},null,null,null,null,null,null,"ERROR: Contact Program Manager. Post Capacity/Unit x Post # of Units must be within +/- 20% of Pre Capacity/Unit x Pre # of Units."]
[null,189,"","",null,null,null,null,null,null,null,null,null,null,null,null,null,null,null,null,null,null,null,null,null,null,null,null,null,"A",null,null,null,null,null,null,null,null,null,null,null,null,null,null,0,0,0,0,0,0,999999999,"",0,0,{"$f":"IFERROR(IF($DI$261>'Utility Admin'!$H$5,$BB198/$BB$5*$BC$261,$DI198),0)","v":0},"","",{"$f":"IF(AND(OR($AB198=\"DX AC Air Cooled\",$AB198=\"DX HP Air Cooled\"),OR(AND($AJ198=\"Btu/hr\",$AI198<65000),AND($AJ198=\"Tons\",$AI198<65000/12000)),$AC198=\"Split\",$AO198>=15.2),MAX(Baselines!$CF442,12/9.8),Baselines!$CF442)","v":0},{"$f":"Baselines!$CG442","v":0},{"$f":"Baselines!$CI442","v":0},0,0,0,0,0,0,0,0,0,0,{"$f":"IF(OR($C198<>\"Early Retirement\",$J198=\"\"),0,IF(OR($I198=\"DX AC Air Cooled\",$I198=\"DX HP Air Cooled\"),VLOOKUP($J198,'Early Retirement'!$CI$6:$CM$32,2,FALSE),IF(OR($I198=\"PTAC\",$I198=\"PTHP\"),VLOOKUP($J198,'Early Retirement'!$CI$6:$CM$32,3,FALSE),IF(AND(OR($I198=\"Air Cooled Chiller\",$I198=\"Water Cooled Chiller\"),$L198<>\"Centrifugal\"),VLOOKUP($J198,'Early Retirement'!$CI$6:$CM$32,4,FALSE),IF(AND(OR($I198=\"Air Cooled Chiller\",$I198=\"Water Cooled Chiller\"),$L198=\"Centrifugal\"),VLOOKUP($J198,'Early Retirement'!$CI$6:$CM$32,5,FALSE),\"\")))))","v":0},0,0,0,0,0,0,0,0,0,0,0,"","","",0,0,0,{"$f":"IF(AND($C198=\"Early Retirement\",$J198<>\"\",$S198<>\"\",$U198<>\"\"),$CH198,IF(AND(OR($AB198=\"DX AC Air Cooled\",$AB198=\"DX HP Air Cooled\"),OR(AND($AJ198=\"Btu/hr\",$AI198<65000),AND($AJ198=\"Tons\",$AI198<65000/12000)),$AC198=\"Split\",$AO198>=15.2),MAX(Baselines!$CF191,12/9.8),Baselines!$CF191))","v":0},{"$f":"IF(AND($C198=\"Early Retirement\",$J198<>\"\",$S198<>\"\",$U198<>\"\"),$CI198,Baselines!$CG191)","v":0},{"$f":"Baselines!$CH191","v":"kW/ton"},"",{"$f":"IF(AND($C198=\"Early Retirement\",$J198<>\"\",$S198<>\"\",$U198<>\"\"),$CJ198,IF(AND(Baselines!$CI191=0,OR($CU198=\"DX HP\",$CU198=\"PTHP\")),$BH198,Baselines!$CI191))","v":0},"COP",{"$f":"IF(OR($C198=\"Replace-on-Burnout\",$C198=\"New Construction\"),$DC198,IF($CE198=\"\",\"\",IF(OR($CE198=\"DX HP\",$CE198=\"PTHP\"),VLOOKUP($D198,'Factor Tables'!$B$89:$M$105,MATCH(CONCATENATE($CE198,\" Clg\"),'Factor Tables'!$B$88:$M$88,0),FALSE),VLOOKUP($D198,'Factor Tables'!$B$89:$M$105,MATCH($CE198,'Factor Tables'!$B$88:$M$88,0),FALSE))))","v":""},{"$f":"IF(OR($C198=\"Replace-on-Burnout\",$C198=\"New Construction\"),$DD198,IF($CE198=\"\",\"\",IF($CE198=\"DX HP\",VLOOKUP($D198,'Factor Tables'!$B$89:$M$105,MATCH(\"DX HP Htg\",'Factor Tables'!$B$88:$M$88,0),FALSE),0)))","v":""},{"$f":"IF(OR($C198=\"Replace-on-Burnout\",$C198=\"New Construction\"),$DE198,IF($CE198=\"\",\"\",IF($CE198=\"DX HP\",VLOOKUP($D198,'Factor Tables'!$N$89:$Y$105,MATCH(\"DX HP Clg\",'Factor Tables'!$N$88:$Y$88,0),FALSE),IF($CE198=\"PTHP\",VLOOKUP($D198,'Factor Tables'!$N$89:$Y$105,MATCH(\"PTHP Clg\",'Factor Tables'!$N$88:$Y$88,0),FALSE),IF(AND($CE198<>\"DX HP\",$CE198<>\"PTHP\"),VLOOKUP($D198,'Factor Tables'!$N$89:$Y$105,MATCH($CE198,'Factor Tables'!$N$88:$Y$88,0),FALSE),\"\")))))","v":""},{"$f":"IF(OR($C198=\"Replace-on-Burnout\",$C198=\"New Construction\",$CU198=\"DX HP\",$CU198=\"PTHP\"),$DF198,IF($CE198=\"\",\"\",IF($CE198=\"DX HP\",VLOOKUP($D198,'Factor Tables'!$N$89:$Y$105,MATCH(\"DX HP Htg\",'Factor Tables'!$N$88:$Y$88,0),FALSE),IF($CE198=\"PTHP\",VLOOKUP($D198,'Factor Tables'!$N$89:$Y$105,MATCH(\"PTHP Htg\",'Factor Tables'!$N$88:$Y$88,0),FALSE),0))))","v":""},"","",0,0,"kW/ton","",0,"COP",{"$f":"IF($CU198=\"\",\"\",IF(OR($CU198=\"DX HP\",$CU198=\"VRF HP\",$CU198=\"PTHP\"),VLOOKUP($D198,'Factor Tables'!$B$89:$M$105,MATCH(CONCATENATE($CU198,\" Clg\"),'Factor Tables'!$B$88:$M$88,0),FALSE),VLOOKUP($D198,'Factor Tables'!$B$89:$M$105,MATCH($CU198,'Factor Tables'!$B$88:$M$88,0),FALSE)))","v":""},{"$f":"IF($CU198=\"\",\"\",IF(OR($CU198=\"DX HP\",$CU198=\"VRF HP\",$CU198=\"PTHP\"),VLOOKUP($D198,'Factor Tables'!$B$89:$M$105,MATCH(CONCATENATE($CU198,\" Htg\"),'Factor Tables'!$B$88:$M$88,0),FALSE),0))","v":""},{"$f":"IF($CU198=\"\",\"\",IF(OR($CU198=\"DX HP\",$CU198=\"VRF HP\",$CU198=\"PTHP\"),VLOOKUP($D198,'Factor Tables'!$N$89:$Y$105,MATCH(CONCATENATE($CU198,\" Clg\"),'Factor Tables'!$N$88:$Y$88,0),FALSE),VLOOKUP($D198,'Factor Tables'!$N$89:$Y$105,MATCH($CU198,'Factor Tables'!$N$88:$Y$88,0),FALSE)))","v":""},{"$f":"IF($CU198=\"\",\"\",IF(OR($CU198=\"DX HP\",$CU198=\"VRF HP\",$CU198=\"PTHP\"),VLOOKUP($D198,'Factor Tables'!$N$89:$Y$105,MATCH(CONCATENATE($CU198,\" Htg\"),'Factor Tables'!$N$88:$Y$88,0),FALSE),0))","v":""},{"$f":"IF($AB198=\"\",0,VLOOKUP($AB198,'Utility Admin'!$E:$G,2,FALSE))","v":0},{"$f":"IF($AB198=\"\",0,VLOOKUP($AB198,'Utility Admin'!$E:$G,3,FALSE))","v":0},{"$f":"IFERROR(IF(ABS(Summary!$F$12)<=ABS(Summary!$E$12)*'Utility Admin'!$I$5,$BA198*$DG198+$BB198*$DH198,$BA198*$DG198+$BA198*'Utility Admin'!$I$5*$DH198),0)","v":0},null,"Summer",null,null,null,null,null,null,null,null,null,null,{"$f":"IF(OR('Project Info'!$C$10=\"\",$C198=\"\",$D198=\"\"),\"\",VLOOKUP($D198,$DX$9:$EA$32,MATCH($C198,$DX$9:$EA$9,0),FALSE))","v":""},null,null,null,null,null,null,"ERROR: Contact Program Manager. Post Capacity/Unit x Post # of Units must be within +/- 20% of Pre Capacity/Unit x Pre # of Units."]
[null,190,"","",null,null,null,null,null,null,null,null,null,null,null,null,null,null,null,null,null,null,null,null,null,null,null,null,null,"A",null,null,null,null,null,null,null,null,null,null,null,null,null,null,0,0,0,0,0,0,999999999,"",0,0,{"$f":"IFERROR(IF($DI$261>'Utility Admin'!$H$5,$BB199/$BB$5*$BC$261,$DI199),0)","v":0},"","",{"$f":"IF(AND(OR($AB199=\"DX AC Air Cooled\",$AB199=\"DX HP Air Cooled\"),OR(AND($AJ199=\"Btu/hr\",$AI199<65000),AND($AJ199=\"Tons\",$AI199<65000/12000)),$AC199=\"Split\",$AO199>=15.2),MAX(Baselines!$CF443,12/9.8),Baselines!$CF443)","v":0},{"$f":"Baselines!$CG443","v":0},{"$f":"Baselines!$CI443","v":0},0,0,0,0,0,0,0,0,0,0,{"$f":"IF(OR($C199<>\"Early Retirement\",$J199=\"\"),0,IF(OR($I199=\"DX AC Air Cooled\",$I199=\"DX HP Air Cooled\"),VLOOKUP($J199,'Early Retirement'!$CI$6:$CM$32,2,FALSE),IF(OR($I199=\"PTAC\",$I199=\"PTHP\"),VLOOKUP($J199,'Early Retirement'!$CI$6:$CM$32,3,FALSE),IF(AND(OR($I199=\"Air Cooled Chiller\",$I199=\"Water Cooled Chiller\"),$L199<>\"Centrifugal\"),VLOOKUP($J199,'Early Retirement'!$CI$6:$CM$32,4,FALSE),IF(AND(OR($I199=\"Air Cooled Chiller\",$I199=\"Water Cooled Chiller\"),$L199=\"Centrifugal\"),VLOOKUP($J199,'Early Retirement'!$CI$6:$CM$32,5,FALSE),\"\")))))","v":0},0,0,0,0,0,0,0,0,0,0,0,"","","",0,0,0,{"$f":"IF(AND($C199=\"Early Retirement\",$J199<>\"\",$S199<>\"\",$U199<>\"\"),$CH199,IF(AND(OR($AB199=\"DX AC Air Cooled\",$AB199=\"DX HP Air Cooled\"),OR(AND($AJ199=\"Btu/hr\",$AI199<65000),AND($AJ199=\"Tons\",$AI199<65000/12000)),$AC199=\"Split\",$AO199>=15.2),MAX(Baselines!$CF192,12/9.8),Baselines!$CF192))","v":0},{"$f":"IF(AND($C199=\"Early Retirement\",$J199<>\"\",$S199<>\"\",$U199<>\"\"),$CI199,Baselines!$CG192)","v":0},{"$f":"Baselines!$CH192","v":"kW/ton"},"",{"$f":"IF(AND($C199=\"Early Retirement\",$J199<>\"\",$S199<>\"\",$U199<>\"\"),$CJ199,IF(AND(Baselines!$CI192=0,OR($CU199=\"DX HP\",$CU199=\"PTHP\")),$BH199,Baselines!$CI192))","v":0},"COP",{"$f":"IF(OR($C199=\"Replace-on-Burnout\",$C199=\"New Construction\"),$DC199,IF($CE199=\"\",\"\",IF(OR($CE199=\"DX HP\",$CE199=\"PTHP\"),VLOOKUP($D199,'Factor Tables'!$B$89:$M$105,MATCH(CONCATENATE($CE199,\" Clg\"),'Factor Tables'!$B$88:$M$88,0),FALSE),VLOOKUP($D199,'Factor Tables'!$B$89:$M$105,MATCH($CE199,'Factor Tables'!$B$88:$M$88,0),FALSE))))","v":""},{"$f":"IF(OR($C199=\"Replace-on-Burnout\",$C199=\"New Construction\"),$DD199,IF($CE199=\"\",\"\",IF($CE199=\"DX HP\",VLOOKUP($D199,'Factor Tables'!$B$89:$M$105,MATCH(\"DX HP Htg\",'Factor Tables'!$B$88:$M$88,0),FALSE),0)))","v":""},{"$f":"IF(OR($C199=\"Replace-on-Burnout\",$C199=\"New Construction\"),$DE199,IF($CE199=\"\",\"\",IF($CE199=\"DX HP\",VLOOKUP($D199,'Factor Tables'!$N$89:$Y$105,MATCH(\"DX HP Clg\",'Factor Tables'!$N$88:$Y$88,0),FALSE),IF($CE199=\"PTHP\",VLOOKUP($D199,'Factor Tables'!$N$89:$Y$105,MATCH(\"PTHP Clg\",'Factor Tables'!$N$88:$Y$88,0),FALSE),IF(AND($CE199<>\"DX HP\",$CE199<>\"PTHP\"),VLOOKUP($D199,'Factor Tables'!$N$89:$Y$105,MATCH($CE199,'Factor Tables'!$N$88:$Y$88,0),FALSE),\"\")))))","v":""},{"$f":"IF(OR($C199=\"Replace-on-Burnout\",$C199=\"New Construction\",$CU199=\"DX HP\",$CU199=\"PTHP\"),$DF199,IF($CE199=\"\",\"\",IF($CE199=\"DX HP\",VLOOKUP($D199,'Factor Tables'!$N$89:$Y$105,MATCH(\"DX HP Htg\",'Factor Tables'!$N$88:$Y$88,0),FALSE),IF($CE199=\"PTHP\",VLOOKUP($D199,'Factor Tables'!$N$89:$Y$105,MATCH(\"PTHP Htg\",'Factor Tables'!$N$88:$Y$88,0),FALSE),0))))","v":""},"","",0,0,"kW/ton","",0,"COP",{"$f":"IF($CU199=\"\",\"\",IF(OR($CU199=\"DX HP\",$CU199=\"VRF HP\",$CU199=\"PTHP\"),VLOOKUP($D199,'Factor Tables'!$B$89:$M$105,MATCH(CONCATENATE($CU199,\" Clg\"),'Factor Tables'!$B$88:$M$88,0),FALSE),VLOOKUP($D199,'Factor Tables'!$B$89:$M$105,MATCH($CU199,'Factor Tables'!$B$88:$M$88,0),FALSE)))","v":""},{"$f":"IF($CU199=\"\",\"\",IF(OR($CU199=\"DX HP\",$CU199=\"VRF HP\",$CU199=\"PTHP\"),VLOOKUP($D199,'Factor Tables'!$B$89:$M$105,MATCH(CONCATENATE($CU199,\" Htg\"),'Factor Tables'!$B$88:$M$88,0),FALSE),0))","v":""},{"$f":"IF($CU199=\"\",\"\",IF(OR($CU199=\"DX HP\",$CU199=\"VRF HP\",$CU199=\"PTHP\"),VLOOKUP($D199,'Factor Tables'!$N$89:$Y$105,MATCH(CONCATENATE($CU199,\" Clg\"),'Factor Tables'!$N$88:$Y$88,0),FALSE),VLOOKUP($D199,'Factor Tables'!$N$89:$Y$105,MATCH($CU199,'Factor Tables'!$N$88:$Y$88,0),FALSE)))","v":""},{"$f":"IF($CU199=\"\",\"\",IF(OR($CU199=\"DX HP\",$CU199=\"VRF HP\",$CU199=\"PTHP\"),VLOOKUP($D199,'Factor Tables'!$N$89:$Y$105,MATCH(CONCATENATE($CU199,\" Htg\"),'Factor Tables'!$N$88:$Y$88,0),FALSE),0))","v":""},{"$f":"IF($AB199=\"\",0,VLOOKUP($AB199,'Utility Admin'!$E:$G,2,FALSE))","v":0},{"$f":"IF($AB199=\"\",0,VLOOKUP($AB199,'Utility Admin'!$E:$G,3,FALSE))","v":0},{"$f":"IFERROR(IF(ABS(Summary!$F$12)<=ABS(Summary!$E$12)*'Utility Admin'!$I$5,$BA199*$DG199+$BB199*$DH199,$BA199*$DG199+$BA199*'Utility Admin'!$I$5*$DH199),0)","v":0},null,"Summer",null,null,null,null,null,null,null,null,null,null,{"$f":"IF(OR('Project Info'!$C$10=\"\",$C199=\"\",$D199=\"\"),\"\",VLOOKUP($D199,$DX$9:$EA$32,MATCH($C199,$DX$9:$EA$9,0),FALSE))","v":""},null,null,null,null,null,null,"ERROR: Contact Program Manager. Post Capacity/Unit x Post # of Units must be within +/- 20% of Pre Capacity/Unit x Pre # of Units."]
[null,191,"","",null,null,null,null,null,null,null,null,null,null,null,null,null,null,null,null,null,null,null,null,null,null,null,null,null,"A",null,null,null,null,null,null,null,null,null,null,null,null,null,null,0,0,0,0,0,0,999999999,"",0,0,{"$f":"IFERROR(IF($DI$261>'Utility Admin'!$H$5,$BB200/$BB$5*$BC$261,$DI200),0)","v":0},"","",{"$f":"IF(AND(OR($AB200=\"DX AC Air Cooled\",$AB200=\"DX HP Air Cooled\"),OR(AND($AJ200=\"Btu/hr\",$AI200<65000),AND($AJ200=\"Tons\",$AI200<65000/12000)),$AC200=\"Split\",$AO200>=15.2),MAX(Baselines!$CF444,12/9.8),Baselines!$CF444)","v":0},{"$f":"Baselines!$CG444","v":0},{"$f":"Baselines!$CI444","v":0},0,0,0,0,0,0,0,0,0,0,{"$f":"IF(OR($C200<>\"Early Retirement\",$J200=\"\"),0,IF(OR($I200=\"DX AC Air Cooled\",$I200=\"DX HP Air Cooled\"),VLOOKUP($J200,'Early Retirement'!$CI$6:$CM$32,2,FALSE),IF(OR($I200=\"PTAC\",$I200=\"PTHP\"),VLOOKUP($J200,'Early Retirement'!$CI$6:$CM$32,3,FALSE),IF(AND(OR($I200=\"Air Cooled Chiller\",$I200=\"Water Cooled Chiller\"),$L200<>\"Centrifugal\"),VLOOKUP($J200,'Early Retirement'!$CI$6:$CM$32,4,FALSE),IF(AND(OR($I200=\"Air Cooled Chiller\",$I200=\"Water Cooled Chiller\"),$L200=\"Centrifugal\"),VLOOKUP($J200,'Early Retirement'!$CI$6:$CM$32,5,FALSE),\"\")))))","v":0},0,0,0,0,0,0,0,0,0,0,0,"","","",0,0,0,{"$f":"IF(AND($C200=\"Early Retirement\",$J200<>\"\",$S200<>\"\",$U200<>\"\"),$CH200,IF(AND(OR($AB200=\"DX AC Air Cooled\",$AB200=\"DX HP Air Cooled\"),OR(AND($AJ200=\"Btu/hr\",$AI200<65000),AND($AJ200=\"Tons\",$AI200<65000/12000)),$AC200=\"Split\",$AO200>=15.2),MAX(Baselines!$CF193,12/9.8),Baselines!$CF193))","v":0},{"$f":"IF(AND($C200=\"Early Retirement\",$J200<>\"\",$S200<>\"\",$U200<>\"\"),$CI200,Baselines!$CG193)","v":0},{"$f":"Baselines!$CH193","v":"kW/ton"},"",{"$f":"IF(AND($C200=\"Early Retirement\",$J200<>\"\",$S200<>\"\",$U200<>\"\"),$CJ200,IF(AND(Baselines!$CI193=0,OR($CU200=\"DX HP\",$CU200=\"PTHP\")),$BH200,Baselines!$CI193))","v":0},"COP",{"$f":"IF(OR($C200=\"Replace-on-Burnout\",$C200=\"New Construction\"),$DC200,IF($CE200=\"\",\"\",IF(OR($CE200=\"DX HP\",$CE200=\"PTHP\"),VLOOKUP($D200,'Factor Tables'!$B$89:$M$105,MATCH(CONCATENATE($CE200,\" Clg\"),'Factor Tables'!$B$88:$M$88,0),FALSE),VLOOKUP($D200,'Factor Tables'!$B$89:$M$105,MATCH($CE200,'Factor Tables'!$B$88:$M$88,0),FALSE))))","v":""},{"$f":"IF(OR($C200=\"Replace-on-Burnout\",$C200=\"New Construction\"),$DD200,IF($CE200=\"\",\"\",IF($CE200=\"DX HP\",VLOOKUP($D200,'Factor Tables'!$B$89:$M$105,MATCH(\"DX HP Htg\",'Factor Tables'!$B$88:$M$88,0),FALSE),0)))","v":""},{"$f":"IF(OR($C200=\"Replace-on-Burnout\",$C200=\"New Construction\"),$DE200,IF($CE200=\"\",\"\",IF($CE200=\"DX HP\",VLOOKUP($D200,'Factor Tables'!$N$89:$Y$105,MATCH(\"DX HP Clg\",'Factor Tables'!$N$88:$Y$88,0),FALSE),IF($CE200=\"PTHP\",VLOOKUP($D200,'Factor Tables'!$N$89:$Y$105,MATCH(\"PTHP Clg\",'Factor Tables'!$N$88:$Y$88,0),FALSE),IF(AND($CE200<>\"DX HP\",$CE200<>\"PTHP\"),VLOOKUP($D200,'Factor Tables'!$N$89:$Y$105,MATCH($CE200,'Factor Tables'!$N$88:$Y$88,0),FALSE),\"\")))))","v":""},{"$f":"IF(OR($C200=\"Replace-on-Burnout\",$C200=\"New Construction\",$CU200=\"DX HP\",$CU200=\"PTHP\"),$DF200,IF($CE200=\"\",\"\",IF($CE200=\"DX HP\",VLOOKUP($D200,'Factor Tables'!$N$89:$Y$105,MATCH(\"DX HP Htg\",'Factor Tables'!$N$88:$Y$88,0),FALSE),IF($CE200=\"PTHP\",VLOOKUP($D200,'Factor Tables'!$N$89:$Y$105,MATCH(\"PTHP Htg\",'Factor Tables'!$N$88:$Y$88,0),FALSE),0))))","v":""},"","",0,0,"kW/ton","",0,"COP",{"$f":"IF($CU200=\"\",\"\",IF(OR($CU200=\"DX HP\",$CU200=\"VRF HP\",$CU200=\"PTHP\"),VLOOKUP($D200,'Factor Tables'!$B$89:$M$105,MATCH(CONCATENATE($CU200,\" Clg\"),'Factor Tables'!$B$88:$M$88,0),FALSE),VLOOKUP($D200,'Factor Tables'!$B$89:$M$105,MATCH($CU200,'Factor Tables'!$B$88:$M$88,0),FALSE)))","v":""},{"$f":"IF($CU200=\"\",\"\",IF(OR($CU200=\"DX HP\",$CU200=\"VRF HP\",$CU200=\"PTHP\"),VLOOKUP($D200,'Factor Tables'!$B$89:$M$105,MATCH(CONCATENATE($CU200,\" Htg\"),'Factor Tables'!$B$88:$M$88,0),FALSE),0))","v":""},{"$f":"IF($CU200=\"\",\"\",IF(OR($CU200=\"DX HP\",$CU200=\"VRF HP\",$CU200=\"PTHP\"),VLOOKUP($D200,'Factor Tables'!$N$89:$Y$105,MATCH(CONCATENATE($CU200,\" Clg\"),'Factor Tables'!$N$88:$Y$88,0),FALSE),VLOOKUP($D200,'Factor Tables'!$N$89:$Y$105,MATCH($CU200,'Factor Tables'!$N$88:$Y$88,0),FALSE)))","v":""},{"$f":"IF($CU200=\"\",\"\",IF(OR($CU200=\"DX HP\",$CU200=\"VRF HP\",$CU200=\"PTHP\"),VLOOKUP($D200,'Factor Tables'!$N$89:$Y$105,MATCH(CONCATENATE($CU200,\" Htg\"),'Factor Tables'!$N$88:$Y$88,0),FALSE),0))","v":""},{"$f":"IF($AB200=\"\",0,VLOOKUP($AB200,'Utility Admin'!$E:$G,2,FALSE))","v":0},{"$f":"IF($AB200=\"\",0,VLOOKUP($AB200,'Utility Admin'!$E:$G,3,FALSE))","v":0},{"$f":"IFERROR(IF(ABS(Summary!$F$12)<=ABS(Summary!$E$12)*'Utility Admin'!$I$5,$BA200*$DG200+$BB200*$DH200,$BA200*$DG200+$BA200*'Utility Admin'!$I$5*$DH200),0)","v":0},null,"Summer",null,null,null,null,null,null,null,null,null,null,{"$f":"IF(OR('Project Info'!$C$10=\"\",$C200=\"\",$D200=\"\"),\"\",VLOOKUP($D200,$DX$9:$EA$32,MATCH($C200,$DX$9:$EA$9,0),FALSE))","v":""},null,null,null,null,null,null,"ERROR: Contact Program Manager. Post Capacity/Unit x Post # of Units must be within +/- 20% of Pre Capacity/Unit x Pre # of Units."]
[null,192,"","",null,null,null,null,null,null,null,null,null,null,null,null,null,null,null,null,null,null,null,null,null,null,null,null,null,"A",null,null,null,null,null,null,null,null,null,null,null,null,null,null,0,0,0,0,0,0,999999999,"",0,0,{"$f":"IFERROR(IF($DI$261>'Utility Admin'!$H$5,$BB201/$BB$5*$BC$261,$DI201),0)","v":0},"","",{"$f":"IF(AND(OR($AB201=\"DX AC Air Cooled\",$AB201=\"DX HP Air Cooled\"),OR(AND($AJ201=\"Btu/hr\",$AI201<65000),AND($AJ201=\"Tons\",$AI201<65000/12000)),$AC201=\"Split\",$AO201>=15.2),MAX(Baselines!$CF445,12/9.8),Baselines!$CF445)","v":0},{"$f":"Baselines!$CG445","v":0},{"$f":"Baselines!$CI445","v":0},0,0,0,0,0,0,0,0,0,0,{"$f":"IF(OR($C201<>\"Early Retirement\",$J201=\"\"),0,IF(OR($I201=\"DX AC Air Cooled\",$I201=\"DX HP Air Cooled\"),VLOOKUP($J201,'Early Retirement'!$CI$6:$CM$32,2,FALSE),IF(OR($I201=\"PTAC\",$I201=\"PTHP\"),VLOOKUP($J201,'Early Retirement'!$CI$6:$CM$32,3,FALSE),IF(AND(OR($I201=\"Air Cooled Chiller\",$I201=\"Water Cooled Chiller\"),$L201<>\"Centrifugal\"),VLOOKUP($J201,'Early Retirement'!$CI$6:$CM$32,4,FALSE),IF(AND(OR($I201=\"Air Cooled Chiller\",$I201=\"Water Cooled Chiller\"),$L201=\"Centrifugal\"),VLOOKUP($J201,'Early Retirement'!$CI$6:$CM$32,5,FALSE),\"\")))))","v":0},0,0,0,0,0,0,0,0,0,0,0,"","","",0,0,0,{"$f":"IF(AND($C201=\"Early Retirement\",$J201<>\"\",$S201<>\"\",$U201<>\"\"),$CH201,IF(AND(OR($AB201=\"DX AC Air Cooled\",$AB201=\"DX HP Air Cooled\"),OR(AND($AJ201=\"Btu/hr\",$AI201<65000),AND($AJ201=\"Tons\",$AI201<65000/12000)),$AC201=\"Split\",$AO201>=15.2),MAX(Baselines!$CF194,12/9.8),Baselines!$CF194))","v":0},{"$f":"IF(AND($C201=\"Early Retirement\",$J201<>\"\",$S201<>\"\",$U201<>\"\"),$CI201,Baselines!$CG194)","v":0},{"$f":"Baselines!$CH194","v":"kW/ton"},"",{"$f":"IF(AND($C201=\"Early Retirement\",$J201<>\"\",$S201<>\"\",$U201<>\"\"),$CJ201,IF(AND(Baselines!$CI194=0,OR($CU201=\"DX HP\",$CU201=\"PTHP\")),$BH201,Baselines!$CI194))","v":0},"COP",{"$f":"IF(OR($C201=\"Replace-on-Burnout\",$C201=\"New Construction\"),$DC201,IF($CE201=\"\",\"\",IF(OR($CE201=\"DX HP\",$CE201=\"PTHP\"),VLOOKUP($D201,'Factor Tables'!$B$89:$M$105,MATCH(CONCATENATE($CE201,\" Clg\"),'Factor Tables'!$B$88:$M$88,0),FALSE),VLOOKUP($D201,'Factor Tables'!$B$89:$M$105,MATCH($CE201,'Factor Tables'!$B$88:$M$88,0),FALSE))))","v":""},{"$f":"IF(OR($C201=\"Replace-on-Burnout\",$C201=\"New Construction\"),$DD201,IF($CE201=\"\",\"\",IF($CE201=\"DX HP\",VLOOKUP($D201,'Factor Tables'!$B$89:$M$105,MATCH(\"DX HP Htg\",'Factor Tables'!$B$88:$M$88,0),FALSE),0)))","v":""},{"$f":"IF(OR($C201=\"Replace-on-Burnout\",$C201=\"New Construction\"),$DE201,IF($CE201=\"\",\"\",IF($CE201=\"DX HP\",VLOOKUP($D201,'Factor Tables'!$N$89:$Y$105,MATCH(\"DX HP Clg\",'Factor Tables'!$N$88:$Y$88,0),FALSE),IF($CE201=\"PTHP\",VLOOKUP($D201,'Factor Tables'!$N$89:$Y$105,MATCH(\"PTHP Clg\",'Factor Tables'!$N$88:$Y$88,0),FALSE),IF(AND($CE201<>\"DX HP\",$CE201<>\"PTHP\"),VLOOKUP($D201,'Factor Tables'!$N$89:$Y$105,MATCH($CE201,'Factor Tables'!$N$88:$Y$88,0),FALSE),\"\")))))","v":""},{"$f":"IF(OR($C201=\"Replace-on-Burnout\",$C201=\"New Construction\",$CU201=\"DX HP\",$CU201=\"PTHP\"),$DF201,IF($CE201=\"\",\"\",IF($CE201=\"DX HP\",VLOOKUP($D201,'Factor Tables'!$N$89:$Y$105,MATCH(\"DX HP Htg\",'Factor Tables'!$N$88:$Y$88,0),FALSE),IF($CE201=\"PTHP\",VLOOKUP($D201,'Factor Tables'!$N$89:$Y$105,MATCH(\"PTHP Htg\",'Factor Tables'!$N$88:$Y$88,0),FALSE),0))))","v":""},"","",0,0,"kW/ton","",0,"COP",{"$f":"IF($CU201=\"\",\"\",IF(OR($CU201=\"DX HP\",$CU201=\"VRF HP\",$CU201=\"PTHP\"),VLOOKUP($D201,'Factor Tables'!$B$89:$M$105,MATCH(CONCATENATE($CU201,\" Clg\"),'Factor Tables'!$B$88:$M$88,0),FALSE),VLOOKUP($D201,'Factor Tables'!$B$89:$M$105,MATCH($CU201,'Factor Tables'!$B$88:$M$88,0),FALSE)))","v":""},{"$f":"IF($CU201=\"\",\"\",IF(OR($CU201=\"DX HP\",$CU201=\"VRF HP\",$CU201=\"PTHP\"),VLOOKUP($D201,'Factor Tables'!$B$89:$M$105,MATCH(CONCATENATE($CU201,\" Htg\"),'Factor Tables'!$B$88:$M$88,0),FALSE),0))","v":""},{"$f":"IF($CU201=\"\",\"\",IF(OR($CU201=\"DX HP\",$CU201=\"VRF HP\",$CU201=\"PTHP\"),VLOOKUP($D201,'Factor Tables'!$N$89:$Y$105,MATCH(CONCATENATE($CU201,\" Clg\"),'Factor Tables'!$N$88:$Y$88,0),FALSE),VLOOKUP($D201,'Factor Tables'!$N$89:$Y$105,MATCH($CU201,'Factor Tables'!$N$88:$Y$88,0),FALSE)))","v":""},{"$f":"IF($CU201=\"\",\"\",IF(OR($CU201=\"DX HP\",$CU201=\"VRF HP\",$CU201=\"PTHP\"),VLOOKUP($D201,'Factor Tables'!$N$89:$Y$105,MATCH(CONCATENATE($CU201,\" Htg\"),'Factor Tables'!$N$88:$Y$88,0),FALSE),0))","v":""},{"$f":"IF($AB201=\"\",0,VLOOKUP($AB201,'Utility Admin'!$E:$G,2,FALSE))","v":0},{"$f":"IF($AB201=\"\",0,VLOOKUP($AB201,'Utility Admin'!$E:$G,3,FALSE))","v":0},{"$f":"IFERROR(IF(ABS(Summary!$F$12)<=ABS(Summary!$E$12)*'Utility Admin'!$I$5,$BA201*$DG201+$BB201*$DH201,$BA201*$DG201+$BA201*'Utility Admin'!$I$5*$DH201),0)","v":0},null,"Summer",null,null,null,null,null,null,null,null,null,null,{"$f":"IF(OR('Project Info'!$C$10=\"\",$C201=\"\",$D201=\"\"),\"\",VLOOKUP($D201,$DX$9:$EA$32,MATCH($C201,$DX$9:$EA$9,0),FALSE))","v":""},null,null,null,null,null,null,"ERROR: Contact Program Manager. Post Capacity/Unit x Post # of Units must be within +/- 20% of Pre Capacity/Unit x Pre # of Units."]
[null,193,"","",null,null,null,null,null,null,null,null,null,null,null,null,null,null,null,null,null,null,null,null,null,null,null,null,null,"A",null,null,null,null,null,null,null,null,null,null,null,null,null,null,0,{"$f":"IF(OR($AI202=\"\",$AJ202=\"\"),0,IF($AJ202=\"Tons\",$AI202,IF($AJ202=\"Btu/hr\",$AI202/12000,\"\")))","v":0},0,{"$f":"IF(OR($C202=\"New Construction\",$C202=\"Replace-on-Burnout\",$AJ202=\"\",$AM202=\"\"),0,(0.8*$AS202*$R202)/$AM202)","v":0},{"$f":"IF(OR($C202=\"New Construction\",$C202=\"Replace-on-Burnout\"),999999999,IF(OR($AJ202=\"\",$AM202=\"\"),0,(1.2*$AS202*$R202)/$AM202))","v":0},{"$f":"IF(OR($C202=\"New Construction\",$C202=\"Replace-on-Burnout\",$AJ202=\"\",$AM202=\"\"),0,IF($AJ202=\"Tons\",$AV202,IF($AJ202=\"Btu/hr\",$AV202*12000,0)))","v":0},{"$f":"IF(OR($C202=\"New Construction\",$C202=\"Replace-on-Burnout\",$AJ202=\"\",$AM202=\"\"),999999999,IF($AJ202=\"Tons\",$AW202,IF($AJ202=\"Btu/hr\",$AW202*12000,0)))","v":999999999},{"$f":"IF(OR($AB202=\"\",AND(OR($AB202=\"Air Cooled Chiller\",$AB202=\"Water Cooled Chiller\"),$AE202=\"\")),\"\",IF(OR($AB202=\"Air Cooled Chiller\",$AB202=\"Water Cooled Chiller\"),VLOOKUP(CONCATENATE($AE202,\" \",$AB202),$DN$10:$DQ$22,4,FALSE),VLOOKUP($AB202,$DN$10:$DQ$22,4,FALSE)))","v":""},{"$f":"ROUND(IF($C202=\"Early Retirement\",$CC202,IFERROR(IF(OR($AB202=\"\",$AI202=\"\",$AJ202=\"\",$AM202=\"\",$AN202=\"\",$AP202=\"\",$CQ202=0,$DC202=0,OR($CW202>$CK202,$CX202>$CL202,$DA202<$CO202)),0,IF(OR($AB202=\"DX HP Air Cooled\",$AB202=\"PTHP\"),MAX(($CG202*$CK202*$CQ202)-($CV202*$CW202*$DC202),($CN202/$CO202*$CR202-$CZ202/$DA202*$DD202)/3412),($CG202*$CK202*$CQ202)-($CV202*$CW202*$DC202))),0)),2)","v":0},{"$f":"ROUND(IF($C202=\"Early Retirement\",$CD202,IFERROR(IF(OR($AB202=\"\",$AI202=\"\",$AJ202=\"\",$AM202=\"\",$AN202=\"\",AND(OR($AB202=\"Air Cooled Chiller\",$AB202=\"Water Cooled Chiller\",$AB202=\"DX AC Air Cooled\",$AB202=\"DX HP Air Cooled\"),$AO202=\"\"),$AP202=\"\",AND(OR($AB202=\"DX HP Air Cooled\",$AB202=\"PTHP\"),OR($AQ202=\"\",$AR202=\"\")),$CS202=0,$DE202=0,OR($CW202>$CK202,$CX202>$CL202,$DA202<$CO202)),0,IF(OR($AB202=\"DX HP Air Cooled\",$AB202=\"VRF HP Air Cooled\",$AB202=\"VRF HP Water Cooled\",$AB202=\"PTHP\"),(($CG202*$CL202*$CS202)-($CV202*$CX202*$DE202))+((($CN202*(1/$CO202)*$CT202)-($CZ202*(1/$DA202)*$DF202))*(1/3412)),($CG202*$CL202*$CS202)-($CV202*$CX202*$DE202))),0)),0)","v":0},{"$f":"IFERROR(IF($DI$261>'Utility Admin'!$H$5,$BB202/$BB$5*$BC$261,$DI202),0)","v":0},{"$f":"IF(OR($AB202=\"\",AND(OR($AB202=\"Air Cooled Chiller\",$AB202=\"Water Cooled Chiller\"),$AE202=\"\")),\"\",IF(OR($AB202=\"Air Cooled Chiller\",$AB202=\"Water Cooled Chiller\"),VLOOKUP(CONCATENATE($AE202,\" \",$AB202),$DN$10:$DP$22,3,FALSE),VLOOKUP($AB202,$DN$10:$DP$22,3,FALSE)))","v":""},"",{"$f":"IF(AND(OR($AB202=\"DX AC Air Cooled\",$AB202=\"DX HP Air Cooled\"),OR(AND($AJ202=\"Btu/hr\",$AI202<65000),AND($AJ202=\"Tons\",$AI202<65000/12000)),$AC202=\"Split\",$AO202>=15.2),MAX(Baselines!$CF446,12/9.8),Baselines!$CF446)","v":0},{"$f":"Baselines!$CG446","v":0},{"$f":"Baselines!$CI446","v":0},{"$f":"IF(OR($D202=\"\",$AB202=\"\",$AI202=\"\",$AJ202=\"\",$AM202=\"\",$AN202=\"\",$AP202=\"\",$BE202=\"\"),0,IFERROR(IF(OR($CQ202=0,$DC202=0),0,($CG202*$BF202*$CQ202)-($CV202*$CW202*$DC202)),0))","v":0},{"$f":"IF(OR($D202=\"\",$AB202=\"\",$AI202=\"\",$AJ202=\"\",$AM202=\"\",$AN202=\"\",$AP202=\"\",$BE202=\"\"),0,IFERROR(IF(OR($CR202=0,$DD202=0),0,($CN202/$BH202*$CR202-$CZ202/$DA202*$DD202)/3412),0))","v":0},{"$f":"IF(OR($D202=\"\",$AB202=\"\",$AI202=\"\",$AJ202=\"\",$AM202=\"\",AND($AB202<>\"PTAC\",$AB202<>\"PTHP\",$AO202=\"\"),AND(OR($AB202=\"PTAC\",$AB202=\"PTHP\"),$AN202=\"\"),$AP202=\"\",$BE202=\"\"),0,IFERROR(IF(OR($CS202=0,$DE202=0),0,($CG202*$BG202*$CS202)-($CV202*$CX202*$DE202)),0))","v":0},{"$f":"IF(OR($D202=\"\",$AB202=\"\",$AK202=\"\",$AL202=\"\",$AM202=\"\",$AQ202=\"\",$AR202=\"\",$BE202=\"\"),0,IFERROR(IF(OR($CT202=0,$DF202=0),0,(($CN202*(1/$BH202)*$CT202)-($CZ202*(1/$DA202)*$DF202))*(1/3412)),0))","v":0},0,{"$f":"IF(OR($C202<>\"Early Retirement\",$D202=\"\",$J202=\"\",$AB202=\"\",$AI202=\"\",$AJ202=\"\",$AM202=\"\",$AN202=\"\",$AP202=\"\"),0,IF(AND($C202=\"Early Retirement\",OR($AB202=\"PTAC\",$AB202=\"PTHP\"),OR($AH202<>\"Yes\",$AI202>$N202)),$BI202,IFERROR(IF(OR($CQ202=0,$DC202=0),0,($CG202*$CK202*$CQ202)-($CV202*$CW202*$DC202)),0)))","v":0},{"$f":"IF(OR($C202<>\"Early Retirement\",$D202=\"\",$J202=\"\",$AB202=\"\",$AI202=\"\",$AJ202=\"\",$AM202=\"\",$AN202=\"\",$AP202=\"\"),0,IF(AND($C202=\"Early Retirement\",OR($AB202=\"PTAC\",$AB202=\"PTHP\"),OR($AH202<>\"Yes\",$AI202>$N202)),$BJ202,IFERROR(IF(OR($CR202=0,$DD202=0),0,($CN202/$CO202*$CR202-$CZ202/$DA202*$DD202)/3412),0)))","v":0},{"$f":"IF(OR($C202<>\"Early Retirement\",$D202=\"\",$J202=\"\",$AB202=\"\",$AI202=\"\",$AJ202=\"\",$AM202=\"\",AND($AN202=\"\",$AO202=\"\"),$AP202=\"\"),0,IF(AND($C202=\"Early Retirement\",OR($AB202=\"PTAC\",$AB202=\"PTHP\"),OR($AH202<>\"Yes\",$AI202>$N202)),$BK202,IFERROR(IF(OR($CS202=0,$DE202=0),0,($CG202*$CL202*$CS202)-($CV202*$CX202*$DE202)),0)))","v":0},{"$f":"IF(OR($C202<>\"Early Retirement\",$D202=\"\",$J202=\"\",$AB202=\"\",$AK202=\"\",$AL202=\"\",$AM202=\"\",$AQ202=\"\",$AR202=\"\"),0,IF(AND($C202=\"Early Retirement\",OR($AB202=\"PTAC\",$AB202=\"PTHP\"),OR($AH202<>\"Yes\",$AI202>$N202)),$BL202,IFERROR(IF(OR($CT202=0,$DF202=0),0,(($CN202*(1/$CO202)*$CT202)-($CZ202*(1/$DA202)*$DF202))*(1/3412)),0)))","v":0},0,{"$f":"IF(OR($C202<>\"Early Retirement\",$J202=\"\"),0,IF(OR($I202=\"DX AC Air Cooled\",$I202=\"DX HP Air Cooled\"),VLOOKUP($J202,'Early Retirement'!$CI$6:$CM$32,2,FALSE),IF(OR($I202=\"PTAC\",$I202=\"PTHP\"),VLOOKUP($J202,'Early Retirement'!$CI$6:$CM$32,3,FALSE),IF(AND(OR($I202=\"Air Cooled Chiller\",$I202=\"Water Cooled Chiller\"),$L202<>\"Centrifugal\"),VLOOKUP($J202,'Early Retirement'!$CI$6:$CM$32,4,FALSE),IF(AND(OR($I202=\"Air Cooled Chiller\",$I202=\"Water Cooled Chiller\"),$L202=\"Centrifugal\"),VLOOKUP($J202,'Early Retirement'!$CI$6:$CM$32,5,FALSE),\"\")))))","v":0},{"$f":"IF(OR($C202<>\"Early Retirement\",$J202=\"\",$AB202=\"\",$AZ202=\"\"),0,$AZ202-$BS202)","v":0},0,0,{"$f":"IF(OR($CW202>$BF202,$CX202>$BG202,$DA202<$BH202),0,MAX(BU202,BV202))","v":0},0,{"$f":"IF($AF202=\"\",0,$BW202-$BX202)","v":0},0,0,{"$f":"IF($AF202=\"\",0,$BZ202-$CA202)","v":0},{"$f":"IF(OR($CW202>$BF202,$CX202>$BG202,$DA202<$BH202),0,IF(AND($C202=\"Early Retirement\",$I202=\"Air Cooled Chiller\",$AB202=\"Water Cooled Chiller\"),$BY202,MAX(BU202,BV202)))","v":0},0,{"$f":"IF($C202=\"New Construction\",$CU202,IF($I202=\"\",\"\",VLOOKUP($I202,$DM$10:$DO$22,3,FALSE)))","v":""},"","",0,0,0,{"$f":"IF(AND($C202=\"Early Retirement\",$J202<>\"\",$S202<>\"\",$U202<>\"\"),$CH202,IF(AND(OR($AB202=\"DX AC Air Cooled\",$AB202=\"DX HP Air Cooled\"),OR(AND($AJ202=\"Btu/hr\",$AI202<65000),AND($AJ202=\"Tons\",$AI202<65000/12000)),$AC202=\"Split\",$AO202>=15.2),MAX(Baselines!$CF195,12/9.8),Baselines!$CF195))","v":0},{"$f":"IF(AND($C202=\"Early Retirement\",$J202<>\"\",$S202<>\"\",$U202<>\"\"),$CI202,Baselines!$CG195)","v":0},{"$f":"Baselines!$CH195","v":"kW/ton"},"",{"$f":"IF(AND($C202=\"Early Retirement\",$J202<>\"\",$S202<>\"\",$U202<>\"\"),$CJ202,IF(AND(Baselines!$CI195=0,OR($CU202=\"DX HP\",$CU202=\"PTHP\")),$BH202,Baselines!$CI195))","v":0},"COP",{"$f":"IF(OR($C202=\"Replace-on-Burnout\",$C202=\"New Construction\"),$DC202,IF($CE202=\"\",\"\",IF(OR($CE202=\"DX HP\",$CE202=\"PTHP\"),VLOOKUP($D202,'Factor Tables'!$B$89:$M$105,MATCH(CONCATENATE($CE202,\" Clg\"),'Factor Tables'!$B$88:$M$88,0),FALSE),VLOOKUP($D202,'Factor Tables'!$B$89:$M$105,MATCH($CE202,'Factor Tables'!$B$88:$M$88,0),FALSE))))","v":""},{"$f":"IF(OR($C202=\"Replace-on-Burnout\",$C202=\"New Construction\"),$DD202,IF($CE202=\"\",\"\",IF($CE202=\"DX HP\",VLOOKUP($D202,'Factor Tables'!$B$89:$M$105,MATCH(\"DX HP Htg\",'Factor Tables'!$B$88:$M$88,0),FALSE),0)))","v":""},{"$f":"IF(OR($C202=\"Replace-on-Burnout\",$C202=\"New Construction\"),$DE202,IF($CE202=\"\",\"\",IF($CE202=\"DX HP\",VLOOKUP($D202,'Factor Tables'!$N$89:$Y$105,MATCH(\"DX HP Clg\",'Factor Tables'!$N$88:$Y$88,0),FALSE),IF($CE202=\"PTHP\",VLOOKUP($D202,'Factor Tables'!$N$89:$Y$105,MATCH(\"PTHP Clg\",'Factor Tables'!$N$88:$Y$88,0),FALSE),IF(AND($CE202<>\"DX HP\",$CE202<>\"PTHP\"),VLOOKUP($D202,'Factor Tables'!$N$89:$Y$105,MATCH($CE202,'Factor Tables'!$N$88:$Y$88,0),FALSE),\"\")))))","v":""},{"$f":"IF(OR($C202=\"Replace-on-Burnout\",$C202=\"New Construction\",$CU202=\"DX HP\",$CU202=\"PTHP\"),$DF202,IF($CE202=\"\",\"\",IF($CE202=\"DX HP\",VLOOKUP($D202,'Factor Tables'!$N$89:$Y$105,MATCH(\"DX HP Htg\",'Factor Tables'!$N$88:$Y$88,0),FALSE),IF($CE202=\"PTHP\",VLOOKUP($D202,'Factor Tables'!$N$89:$Y$105,MATCH(\"PTHP Htg\",'Factor Tables'!$N$88:$Y$88,0),FALSE),0))))","v":""},{"$f":"IF($AB202=\"\",\"\",VLOOKUP($AB202,$DM$10:$DO$22,3,FALSE))","v":""},{"$f":"IF(OR($AI202=\"\",$AJ202=\"\",$AM202=\"\"),\"\",IF($AJ202=\"Btu/hr\",($AI202/12000)*$AM202,IF($AJ202=\"Tons\",$AI202*$AM202,\"\")))","v":""},0,0,"kW/ton",{"$f":"IF(OR($AK202=\"\",$AL202=\"\",$AM202=\"\"),\"\",IF($AL202=\"Tons\",($AK202*12000)*$AM202,IF($AL202=\"Btu/hr\",$AK202*$AM202,\"\")))","v":""},0,"COP",{"$f":"IF($CU202=\"\",\"\",IF(OR($CU202=\"DX HP\",$CU202=\"VRF HP\",$CU202=\"PTHP\"),VLOOKUP($D202,'Factor Tables'!$B$89:$M$105,MATCH(CONCATENATE($CU202,\" Clg\"),'Factor Tables'!$B$88:$M$88,0),FALSE),VLOOKUP($D202,'Factor Tables'!$B$89:$M$105,MATCH($CU202,'Factor Tables'!$B$88:$M$88,0),FALSE)))","v":""},{"$f":"IF($CU202=\"\",\"\",IF(OR($CU202=\"DX HP\",$CU202=\"VRF HP\",$CU202=\"PTHP\"),VLOOKUP($D202,'Factor Tables'!$B$89:$M$105,MATCH(CONCATENATE($CU202,\" Htg\"),'Factor Tables'!$B$88:$M$88,0),FALSE),0))","v":""},{"$f":"IF($CU202=\"\",\"\",IF(OR($CU202=\"DX HP\",$CU202=\"VRF HP\",$CU202=\"PTHP\"),VLOOKUP($D202,'Factor Tables'!$N$89:$Y$105,MATCH(CONCATENATE($CU202,\" Clg\"),'Factor Tables'!$N$88:$Y$88,0),FALSE),VLOOKUP($D202,'Factor Tables'!$N$89:$Y$105,MATCH($CU202,'Factor Tables'!$N$88:$Y$88,0),FALSE)))","v":""},{"$f":"IF($CU202=\"\",\"\",IF(OR($CU202=\"DX HP\",$CU202=\"VRF HP\",$CU202=\"PTHP\"),VLOOKUP($D202,'Factor Tables'!$N$89:$Y$105,MATCH(CONCATENATE($CU202,\" Htg\"),'Factor Tables'!$N$88:$Y$88,0),FALSE),0))","v":""},{"$f":"IF($AB202=\"\",0,VLOOKUP($AB202,'Utility Admin'!$E:$G,2,FALSE))","v":0},{"$f":"IF($AB202=\"\",0,VLOOKUP($AB202,'Utility Admin'!$E:$G,3,FALSE))","v":0},{"$f":"IFERROR(IF(ABS(Summary!$F$12)<=ABS(Summary!$E$12)*'Utility Admin'!$I$5,$BA202*$DG202+$BB202*$DH202,$BA202*$DG202+$BA202*'Utility Admin'!$I$5*$DH202),0)","v":0},null,{"$f":"IF(AND($AB202<>\"DX HP Air Cooled\",$AB202<>\"PTHP\"),\"Summer\",IF(AND($C202=\"Early Retirement\",$BV202>$BU202),\"Winter\",IF(AND($C202=\"Early Retirement\",$BV202<=$BU202),\"Summer\",IF((($CN202/$CO202*$CR202-$CZ202/$DA202*$DD202)/3412)>(($CG202*$CK202*$CQ202)-($CV202*$CW202*$DC202)),\"Winter\",\"Summer\"))))","v":"Summer"},null,null,null,null,null,null,null,null,null,null,{"$f":"IF(OR('Project Info'!$C$10=\"\",$C202=\"\",$D202=\"\"),\"\",VLOOKUP($D202,$DX$9:$EA$32,MATCH($C202,$DX$9:$EA$9,0),FALSE))","v":""},null,null,null,null,null,null,"ERROR: Contact Program Manager. Post Capacity/Unit x Post # of Units must be within +/- 20% of Pre Capacity/Unit x Pre # of Units."]
[null,194,{"$f":"IF($C202=\"\",\"\",$C202)","v":""},{"$f":"IF($D202=\"\",\"\",$D202)","v":""},null,null,null,null,null,null,null,null,null,null,null,null,null,null,null,null,null,null,null,null,null,null,null,null,null,"A",null,null,null,null,null,null,null,null,null,null,null,null,null,null,0,0,{"$f":"IF(OR($AK203=\"\",$AL203=\"\"),0,IF($AL203=\"Tons\",$AK203,IF($AL203=\"Btu/hr\",$AK203/12000,\"\")))","v":0},0,0,0,999999999,"",0,0,{"$f":"IFERROR(IF($DI$261>'Utility Admin'!$H$5,$BB203/$BB$5*$BC$261,$DI203),0)","v":0},"","",{"$f":"IF(AND(OR($AB203=\"DX AC Air Cooled\",$AB203=\"DX HP Air Cooled\"),OR(AND($AJ203=\"Btu/hr\",$AI203<65000),AND($AJ203=\"Tons\",$AI203<65000/12000)),$AC203=\"Split\",$AO203>=15.2),MAX(Baselines!$CF447,12/9.8),Baselines!$CF447)","v":0},{"$f":"Baselines!$CG447","v":0},{"$f":"Baselines!$CI447","v":0},0,0,0,0,{"$f":"BK203+BL203","v":0},0,0,0,0,{"$f":"BP203+BQ203","v":0},{"$f":"IF(OR($C203<>\"Early Retirement\",$J203=\"\"),0,IF(OR($I203=\"DX AC Air Cooled\",$I203=\"DX HP Air Cooled\"),VLOOKUP($J203,'Early Retirement'!$CI$6:$CM$32,2,FALSE),IF(OR($I203=\"PTAC\",$I203=\"PTHP\"),VLOOKUP($J203,'Early Retirement'!$CI$6:$CM$32,3,FALSE),IF(AND(OR($I203=\"Air Cooled Chiller\",$I203=\"Water Cooled Chiller\"),$L203<>\"Centrifugal\"),VLOOKUP($J203,'Early Retirement'!$CI$6:$CM$32,4,FALSE),IF(AND(OR($I203=\"Air Cooled Chiller\",$I203=\"Water Cooled Chiller\"),$L203=\"Centrifugal\"),VLOOKUP($J203,'Early Retirement'!$CI$6:$CM$32,5,FALSE),\"\")))))","v":0},0,{"$f":"IF(OR($C203<>\"Early Retirement\",$AN203=\"\",AND($AB203<>\"PTAC\",$AB203<>\"PTHP\",$AO203=\"\"),$AP203=\"\"),0,($BN203*$BS203+$BI203*$BT203)/SUM($BS203:$BT203))","v":0},{"$f":"IF(OR($C203<>\"Early Retirement\",$AN203=\"\",AND($AB203<>\"PTAC\",$AB203<>\"PTHP\",$AO203=\"\"),$AP203=\"\"),0,($BO203*$BS203+$BJ203*$BT203)/SUM($BS203:$BT203))","v":0},0,{"$f":"$AF203*(0.746/0.86)*0.8","v":0},0,{"$f":"IF(OR($C203<>\"Early Retirement\",$AN203=\"\",AND($AB203<>\"PTAC\",$AB203<>\"PTHP\",$AO203=\"\"),$AP203=\"\",OR($CW203>$BF203,$CX203>$BG203,$DA203<$BH203)),0,($BR203*$BS203+$BM203*$BT203)/SUM($BS203:$BT203))","v":0},{"$f":"$BX203*8760","v":0},0,0,{"$f":"IF(OR($C203<>\"Early Retirement\",$AN203=\"\",AND($AB203<>\"PTAC\",$AB203<>\"PTHP\",$AO203=\"\"),$AP203=\"\",OR($CW203>$BF203,$CX203>$BG203,$DA203<$BH203)),0,IF(AND($C203=\"Early Retirement\",$I203=\"Air Cooled Chiller\",$AB203=\"Water Cooled Chiller\"),$CB203,($BR203*$BS203+$BM203*$BT203)/SUM($BS203:$BT203)))","v":0},"",{"$f":"IF(OR($N203=\"\",$O203=\"\",$R203=\"\"),\"\",IF($O203=\"Btu/hr\",($N203/12000)*$R203,IF($O203=\"Tons\",$N203*$R203,\"\")))","v":""},{"$f":"CV203","v":""},{"$f":"IF($U203=\"EER\",12/$S203,IF($U203=\"kW/ton\",$S203,0))","v":0},{"$f":"IF(AND(OR($I203=\"PTAC\",$I203=\"PTHP\"),$U203=\"EER\"),12/$S203,IF(AND(OR($I203=\"PTAC\",$I203=\"PTHP\"),$U203=\"kW/ton\"),$S203,IF($U203=\"EER\",12/$T203,IF($U203=\"kW/ton\",$T203,0))))","v":0},{"$f":"IF($W203=\"HSPF\",$V203/3.214,IF($W203=\"COP\",$V203,0))","v":0},{"$f":"IF(AND($C203=\"Early Retirement\",$J203<>\"\",$S203<>\"\",$U203<>\"\"),$CH203,IF(AND(OR($AB203=\"DX AC Air Cooled\",$AB203=\"DX HP Air Cooled\"),OR(AND($AJ203=\"Btu/hr\",$AI203<65000),AND($AJ203=\"Tons\",$AI203<65000/12000)),$AC203=\"Split\",$AO203>=15.2),MAX(Baselines!$CF196,12/9.8),Baselines!$CF196))","v":0},{"$f":"IF(AND($C203=\"Early Retirement\",$J203<>\"\",$S203<>\"\",$U203<>\"\"),$CI203,Baselines!$CG196)","v":0},{"$f":"Baselines!$CH196","v":"kW/ton"},{"$f":"CZ203","v":""},{"$f":"IF(AND($C203=\"Early Retirement\",$J203<>\"\",$S203<>\"\",$U203<>\"\"),$CJ203,IF(AND(Baselines!$CI196=0,OR($CU203=\"DX HP\",$CU203=\"PTHP\")),$BH203,Baselines!$CI196))","v":0},"COP",{"$f":"IF(OR($C203=\"Replace-on-Burnout\",$C203=\"New Construction\"),$DC203,IF($CE203=\"\",\"\",IF(OR($CE203=\"DX HP\",$CE203=\"PTHP\"),VLOOKUP($D203,'Factor Tables'!$B$89:$M$105,MATCH(CONCATENATE($CE203,\" Clg\"),'Factor Tables'!$B$88:$M$88,0),FALSE),VLOOKUP($D203,'Factor Tables'!$B$89:$M$105,MATCH($CE203,'Factor Tables'!$B$88:$M$88,0),FALSE))))","v":""},{"$f":"IF(OR($C203=\"Replace-on-Burnout\",$C203=\"New Construction\"),$DD203,IF($CE203=\"\",\"\",IF($CE203=\"DX HP\",VLOOKUP($D203,'Factor Tables'!$B$89:$M$105,MATCH(\"DX HP Htg\",'Factor Tables'!$B$88:$M$88,0),FALSE),0)))","v":""},{"$f":"IF(OR($C203=\"Replace-on-Burnout\",$C203=\"New Construction\"),$DE203,IF($CE203=\"\",\"\",IF($CE203=\"DX HP\",VLOOKUP($D203,'Factor Tables'!$N$89:$Y$105,MATCH(\"DX HP Clg\",'Factor Tables'!$N$88:$Y$88,0),FALSE),IF($CE203=\"PTHP\",VLOOKUP($D203,'Factor Tables'!$N$89:$Y$105,MATCH(\"PTHP Clg\",'Factor Tables'!$N$88:$Y$88,0),FALSE),IF(AND($CE203<>\"DX HP\",$CE203<>\"PTHP\"),VLOOKUP($D203,'Factor Tables'!$N$89:$Y$105,MATCH($CE203,'Factor Tables'!$N$88:$Y$88,0),FALSE),\"\")))))","v":""},{"$f":"IF(OR($C203=\"Replace-on-Burnout\",$C203=\"New Construction\",$CU203=\"DX HP\",$CU203=\"PTHP\"),$DF203,IF($CE203=\"\",\"\",IF($CE203=\"DX HP\",VLOOKUP($D203,'Factor Tables'!$N$89:$Y$105,MATCH(\"DX HP Htg\",'Factor Tables'!$N$88:$Y$88,0),FALSE),IF($CE203=\"PTHP\",VLOOKUP($D203,'Factor Tables'!$N$89:$Y$105,MATCH(\"PTHP Htg\",'Factor Tables'!$N$88:$Y$88,0),FALSE),0))))","v":""},"","",{"$f":"IF($AP203=\"EER\",12/$AN203,IF($AP203=\"kW/ton\",$AN203,0))","v":0},{"$f":"IF(AND(OR($AB203=\"VRF HP Water Cooled\",$AB203=\"PTAC\",$AB203=\"PTHP\"),$AP203=\"EER\"),12/$AN203,IF(AND(OR($AB203=\"VRF HP Water Cooled\",$AB203=\"PTAC\",$AB203=\"PTHP\"),$AP203=\"kW/ton\"),$AN203,IF($AP203=\"EER\",12/$AO203,IF($AP203=\"kW/ton\",$AO203,0))))","v":0},"kW/ton","",{"$f":"IF($AR203=\"HSPF\",$AQ203/3.412,IF($AR203=\"COP\",$AQ203,0))","v":0},"COP",{"$f":"IF($CU203=\"\",\"\",IF(OR($CU203=\"DX HP\",$CU203=\"VRF HP\",$CU203=\"PTHP\"),VLOOKUP($D203,'Factor Tables'!$B$89:$M$105,MATCH(CONCATENATE($CU203,\" Clg\"),'Factor Tables'!$B$88:$M$88,0),FALSE),VLOOKUP($D203,'Factor Tables'!$B$89:$M$105,MATCH($CU203,'Factor Tables'!$B$88:$M$88,0),FALSE)))","v":""},{"$f":"IF($CU203=\"\",\"\",IF(OR($CU203=\"DX HP\",$CU203=\"VRF HP\",$CU203=\"PTHP\"),VLOOKUP($D203,'Factor Tables'!$B$89:$M$105,MATCH(CONCATENATE($CU203,\" Htg\"),'Factor Tables'!$B$88:$M$88,0),FALSE),0))","v":""},{"$f":"IF($CU203=\"\",\"\",IF(OR($CU203=\"DX HP\",$CU203=\"VRF HP\",$CU203=\"PTHP\"),VLOOKUP($D203,'Factor Tables'!$N$89:$Y$105,MATCH(CONCATENATE($CU203,\" Clg\"),'Factor Tables'!$N$88:$Y$88,0),FALSE),VLOOKUP($D203,'Factor Tables'!$N$89:$Y$105,MATCH($CU203,'Factor Tables'!$N$88:$Y$88,0),FALSE)))","v":""},{"$f":"IF($CU203=\"\",\"\",IF(OR($CU203=\"DX HP\",$CU203=\"VRF HP\",$CU203=\"PTHP\"),VLOOKUP($D203,'Factor Tables'!$N$89:$Y$105,MATCH(CONCATENATE($CU203,\" Htg\"),'Factor Tables'!$N$88:$Y$88,0),FALSE),0))","v":""},{"$f":"IF($AB203=\"\",0,VLOOKUP($AB203,'Utility Admin'!$E:$G,2,FALSE))","v":0},{"$f":"IF($AB203=\"\",0,VLOOKUP($AB203,'Utility Admin'!$E:$G,3,FALSE))","v":0},{"$f":"IFERROR(IF(ABS(Summary!$F$12)<=ABS(Summary!$E$12)*'Utility Admin'!$I$5,$BA203*$DG203+$BB203*$DH203,$BA203*$DG203+$BA203*'Utility Admin'!$I$5*$DH203),0)","v":0},null,"Summer",null,null,null,null,null,null,null,null,null,null,{"$f":"IF(OR('Project Info'!$C$10=\"\",$C203=\"\",$D203=\"\"),\"\",VLOOKUP($D203,$DX$9:$EA$32,MATCH($C203,$DX$9:$EA$9,0),FALSE))","v":""},null,null,null,null,null,null,"ERROR: Contact Program Manager. Post Capacity/Unit x Post # of Units must be within +/- 20% of Pre Capacity/Unit x Pre # of Units."]
[null,195,"","",null,null,null,null,null,null,null,null,null,null,null,null,null,null,null,null,null,null,null,null,null,null,null,null,null,"A",null,null,null,null,null,null,null,null,null,null,null,null,null,null,0,0,0,0,0,0,999999999,"",0,0,{"$f":"IFERROR(IF($DI$261>'Utility Admin'!$H$5,$BB204/$BB$5*$BC$261,$DI204),0)","v":0},"","",{"$f":"IF(AND(OR($AB204=\"DX AC Air Cooled\",$AB204=\"DX HP Air Cooled\"),OR(AND($AJ204=\"Btu/hr\",$AI204<65000),AND($AJ204=\"Tons\",$AI204<65000/12000)),$AC204=\"Split\",$AO204>=15.2),MAX(Baselines!$CF448,12/9.8),Baselines!$CF448)","v":0},{"$f":"Baselines!$CG448","v":0},{"$f":"Baselines!$CI448","v":0},0,0,0,0,0,0,0,0,0,0,{"$f":"IF(OR($C204<>\"Early Retirement\",$J204=\"\"),0,IF(OR($I204=\"DX AC Air Cooled\",$I204=\"DX HP Air Cooled\"),VLOOKUP($J204,'Early Retirement'!$CI$6:$CM$32,2,FALSE),IF(OR($I204=\"PTAC\",$I204=\"PTHP\"),VLOOKUP($J204,'Early Retirement'!$CI$6:$CM$32,3,FALSE),IF(AND(OR($I204=\"Air Cooled Chiller\",$I204=\"Water Cooled Chiller\"),$L204<>\"Centrifugal\"),VLOOKUP($J204,'Early Retirement'!$CI$6:$CM$32,4,FALSE),IF(AND(OR($I204=\"Air Cooled Chiller\",$I204=\"Water Cooled Chiller\"),$L204=\"Centrifugal\"),VLOOKUP($J204,'Early Retirement'!$CI$6:$CM$32,5,FALSE),\"\")))))","v":0},0,0,0,0,0,0,0,0,0,0,0,"","","",0,0,0,{"$f":"IF(AND($C204=\"Early Retirement\",$J204<>\"\",$S204<>\"\",$U204<>\"\"),$CH204,IF(AND(OR($AB204=\"DX AC Air Cooled\",$AB204=\"DX HP Air Cooled\"),OR(AND($AJ204=\"Btu/hr\",$AI204<65000),AND($AJ204=\"Tons\",$AI204<65000/12000)),$AC204=\"Split\",$AO204>=15.2),MAX(Baselines!$CF197,12/9.8),Baselines!$CF197))","v":0},{"$f":"IF(AND($C204=\"Early Retirement\",$J204<>\"\",$S204<>\"\",$U204<>\"\"),$CI204,Baselines!$CG197)","v":0},{"$f":"Baselines!$CH197","v":"kW/ton"},"",{"$f":"IF(AND($C204=\"Early Retirement\",$J204<>\"\",$S204<>\"\",$U204<>\"\"),$CJ204,IF(AND(Baselines!$CI197=0,OR($CU204=\"DX HP\",$CU204=\"PTHP\")),$BH204,Baselines!$CI197))","v":0},"COP",{"$f":"IF(OR($C204=\"Replace-on-Burnout\",$C204=\"New Construction\"),$DC204,IF($CE204=\"\",\"\",IF(OR($CE204=\"DX HP\",$CE204=\"PTHP\"),VLOOKUP($D204,'Factor Tables'!$B$89:$M$105,MATCH(CONCATENATE($CE204,\" Clg\"),'Factor Tables'!$B$88:$M$88,0),FALSE),VLOOKUP($D204,'Factor Tables'!$B$89:$M$105,MATCH($CE204,'Factor Tables'!$B$88:$M$88,0),FALSE))))","v":""},{"$f":"IF(OR($C204=\"Replace-on-Burnout\",$C204=\"New Construction\"),$DD204,IF($CE204=\"\",\"\",IF($CE204=\"DX HP\",VLOOKUP($D204,'Factor Tables'!$B$89:$M$105,MATCH(\"DX HP Htg\",'Factor Tables'!$B$88:$M$88,0),FALSE),0)))","v":""},{"$f":"IF(OR($C204=\"Replace-on-Burnout\",$C204=\"New Construction\"),$DE204,IF($CE204=\"\",\"\",IF($CE204=\"DX HP\",VLOOKUP($D204,'Factor Tables'!$N$89:$Y$105,MATCH(\"DX HP Clg\",'Factor Tables'!$N$88:$Y$88,0),FALSE),IF($CE204=\"PTHP\",VLOOKUP($D204,'Factor Tables'!$N$89:$Y$105,MATCH(\"PTHP Clg\",'Factor Tables'!$N$88:$Y$88,0),FALSE),IF(AND($CE204<>\"DX HP\",$CE204<>\"PTHP\"),VLOOKUP($D204,'Factor Tables'!$N$89:$Y$105,MATCH($CE204,'Factor Tables'!$N$88:$Y$88,0),FALSE),\"\")))))","v":""},{"$f":"IF(OR($C204=\"Replace-on-Burnout\",$C204=\"New Construction\",$CU204=\"DX HP\",$CU204=\"PTHP\"),$DF204,IF($CE204=\"\",\"\",IF($CE204=\"DX HP\",VLOOKUP($D204,'Factor Tables'!$N$89:$Y$105,MATCH(\"DX HP Htg\",'Factor Tables'!$N$88:$Y$88,0),FALSE),IF($CE204=\"PTHP\",VLOOKUP($D204,'Factor Tables'!$N$89:$Y$105,MATCH(\"PTHP Htg\",'Factor Tables'!$N$88:$Y$88,0),FALSE),0))))","v":""},"","",0,0,"kW/ton","",0,"COP",{"$f":"IF($CU204=\"\",\"\",IF(OR($CU204=\"DX HP\",$CU204=\"VRF HP\",$CU204=\"PTHP\"),VLOOKUP($D204,'Factor Tables'!$B$89:$M$105,MATCH(CONCATENATE($CU204,\" Clg\"),'Factor Tables'!$B$88:$M$88,0),FALSE),VLOOKUP($D204,'Factor Tables'!$B$89:$M$105,MATCH($CU204,'Factor Tables'!$B$88:$M$88,0),FALSE)))","v":""},{"$f":"IF($CU204=\"\",\"\",IF(OR($CU204=\"DX HP\",$CU204=\"VRF HP\",$CU204=\"PTHP\"),VLOOKUP($D204,'Factor Tables'!$B$89:$M$105,MATCH(CONCATENATE($CU204,\" Htg\"),'Factor Tables'!$B$88:$M$88,0),FALSE),0))","v":""},{"$f":"IF($CU204=\"\",\"\",IF(OR($CU204=\"DX HP\",$CU204=\"VRF HP\",$CU204=\"PTHP\"),VLOOKUP($D204,'Factor Tables'!$N$89:$Y$105,MATCH(CONCATENATE($CU204,\" Clg\"),'Factor Tables'!$N$88:$Y$88,0),FALSE),VLOOKUP($D204,'Factor Tables'!$N$89:$Y$105,MATCH($CU204,'Factor Tables'!$N$88:$Y$88,0),FALSE)))","v":""},{"$f":"IF($CU204=\"\",\"\",IF(OR($CU204=\"DX HP\",$CU204=\"VRF HP\",$CU204=\"PTHP\"),VLOOKUP($D204,'Factor Tables'!$N$89:$Y$105,MATCH(CONCATENATE($CU204,\" Htg\"),'Factor Tables'!$N$88:$Y$88,0),FALSE),0))","v":""},{"$f":"IF($AB204=\"\",0,VLOOKUP($AB204,'Utility Admin'!$E:$G,2,FALSE))","v":0},{"$f":"IF($AB204=\"\",0,VLOOKUP($AB204,'Utility Admin'!$E:$G,3,FALSE))","v":0},{"$f":"IFERROR(IF(ABS(Summary!$F$12)<=ABS(Summary!$E$12)*'Utility Admin'!$I$5,$BA204*$DG204+$BB204*$DH204,$BA204*$DG204+$BA204*'Utility Admin'!$I$5*$DH204),0)","v":0},null,"Summer",null,null,null,null,null,null,null,null,null,null,{"$f":"IF(OR('Project Info'!$C$10=\"\",$C204=\"\",$D204=\"\"),\"\",VLOOKUP($D204,$DX$9:$EA$32,MATCH($C204,$DX$9:$EA$9,0),FALSE))","v":""},null,null,null,null,null,null,"ERROR: Contact Program Manager. Post Capacity/Unit x Post # of Units must be within +/- 20% of Pre Capacity/Unit x Pre # of Units."]
[null,196,"","",null,null,null,null,null,null,null,null,null,null,null,null,null,null,null,null,null,null,null,null,null,null,null,null,null,"A",null,null,null,null,null,null,null,null,null,null,null,null,null,null,0,0,0,0,0,0,999999999,"",0,0,{"$f":"IFERROR(IF($DI$261>'Utility Admin'!$H$5,$BB205/$BB$5*$BC$261,$DI205),0)","v":0},"","",{"$f":"IF(AND(OR($AB205=\"DX AC Air Cooled\",$AB205=\"DX HP Air Cooled\"),OR(AND($AJ205=\"Btu/hr\",$AI205<65000),AND($AJ205=\"Tons\",$AI205<65000/12000)),$AC205=\"Split\",$AO205>=15.2),MAX(Baselines!$CF449,12/9.8),Baselines!$CF449)","v":0},{"$f":"Baselines!$CG449","v":0},{"$f":"Baselines!$CI449","v":0},0,0,0,0,0,0,0,0,0,0,{"$f":"IF(OR($C205<>\"Early Retirement\",$J205=\"\"),0,IF(OR($I205=\"DX AC Air Cooled\",$I205=\"DX HP Air Cooled\"),VLOOKUP($J205,'Early Retirement'!$CI$6:$CM$32,2,FALSE),IF(OR($I205=\"PTAC\",$I205=\"PTHP\"),VLOOKUP($J205,'Early Retirement'!$CI$6:$CM$32,3,FALSE),IF(AND(OR($I205=\"Air Cooled Chiller\",$I205=\"Water Cooled Chiller\"),$L205<>\"Centrifugal\"),VLOOKUP($J205,'Early Retirement'!$CI$6:$CM$32,4,FALSE),IF(AND(OR($I205=\"Air Cooled Chiller\",$I205=\"Water Cooled Chiller\"),$L205=\"Centrifugal\"),VLOOKUP($J205,'Early Retirement'!$CI$6:$CM$32,5,FALSE),\"\")))))","v":0},0,0,0,0,0,0,0,0,0,0,0,"","","",0,0,0,{"$f":"IF(AND($C205=\"Early Retirement\",$J205<>\"\",$S205<>\"\",$U205<>\"\"),$CH205,IF(AND(OR($AB205=\"DX AC Air Cooled\",$AB205=\"DX HP Air Cooled\"),OR(AND($AJ205=\"Btu/hr\",$AI205<65000),AND($AJ205=\"Tons\",$AI205<65000/12000)),$AC205=\"Split\",$AO205>=15.2),MAX(Baselines!$CF198,12/9.8),Baselines!$CF198))","v":0},{"$f":"IF(AND($C205=\"Early Retirement\",$J205<>\"\",$S205<>\"\",$U205<>\"\"),$CI205,Baselines!$CG198)","v":0},{"$f":"Baselines!$CH198","v":"kW/ton"},"",{"$f":"IF(AND($C205=\"Early Retirement\",$J205<>\"\",$S205<>\"\",$U205<>\"\"),$CJ205,IF(AND(Baselines!$CI198=0,OR($CU205=\"DX HP\",$CU205=\"PTHP\")),$BH205,Baselines!$CI198))","v":0},"COP",{"$f":"IF(OR($C205=\"Replace-on-Burnout\",$C205=\"New Construction\"),$DC205,IF($CE205=\"\",\"\",IF(OR($CE205=\"DX HP\",$CE205=\"PTHP\"),VLOOKUP($D205,'Factor Tables'!$B$89:$M$105,MATCH(CONCATENATE($CE205,\" Clg\"),'Factor Tables'!$B$88:$M$88,0),FALSE),VLOOKUP($D205,'Factor Tables'!$B$89:$M$105,MATCH($CE205,'Factor Tables'!$B$88:$M$88,0),FALSE))))","v":""},{"$f":"IF(OR($C205=\"Replace-on-Burnout\",$C205=\"New Construction\"),$DD205,IF($CE205=\"\",\"\",IF($CE205=\"DX HP\",VLOOKUP($D205,'Factor Tables'!$B$89:$M$105,MATCH(\"DX HP Htg\",'Factor Tables'!$B$88:$M$88,0),FALSE),0)))","v":""},{"$f":"IF(OR($C205=\"Replace-on-Burnout\",$C205=\"New Construction\"),$DE205,IF($CE205=\"\",\"\",IF($CE205=\"DX HP\",VLOOKUP($D205,'Factor Tables'!$N$89:$Y$105,MATCH(\"DX HP Clg\",'Factor Tables'!$N$88:$Y$88,0),FALSE),IF($CE205=\"PTHP\",VLOOKUP($D205,'Factor Tables'!$N$89:$Y$105,MATCH(\"PTHP Clg\",'Factor Tables'!$N$88:$Y$88,0),FALSE),IF(AND($CE205<>\"DX HP\",$CE205<>\"PTHP\"),VLOOKUP($D205,'Factor Tables'!$N$89:$Y$105,MATCH($CE205,'Factor Tables'!$N$88:$Y$88,0),FALSE),\"\")))))","v":""},{"$f":"IF(OR($C205=\"Replace-on-Burnout\",$C205=\"New Construction\",$CU205=\"DX HP\",$CU205=\"PTHP\"),$DF205,IF($CE205=\"\",\"\",IF($CE205=\"DX HP\",VLOOKUP($D205,'Factor Tables'!$N$89:$Y$105,MATCH(\"DX HP Htg\",'Factor Tables'!$N$88:$Y$88,0),FALSE),IF($CE205=\"PTHP\",VLOOKUP($D205,'Factor Tables'!$N$89:$Y$105,MATCH(\"PTHP Htg\",'Factor Tables'!$N$88:$Y$88,0),FALSE),0))))","v":""},"","",0,0,"kW/ton","",0,"COP",{"$f":"IF($CU205=\"\",\"\",IF(OR($CU205=\"DX HP\",$CU205=\"VRF HP\",$CU205=\"PTHP\"),VLOOKUP($D205,'Factor Tables'!$B$89:$M$105,MATCH(CONCATENATE($CU205,\" Clg\"),'Factor Tables'!$B$88:$M$88,0),FALSE),VLOOKUP($D205,'Factor Tables'!$B$89:$M$105,MATCH($CU205,'Factor Tables'!$B$88:$M$88,0),FALSE)))","v":""},{"$f":"IF($CU205=\"\",\"\",IF(OR($CU205=\"DX HP\",$CU205=\"VRF HP\",$CU205=\"PTHP\"),VLOOKUP($D205,'Factor Tables'!$B$89:$M$105,MATCH(CONCATENATE($CU205,\" Htg\"),'Factor Tables'!$B$88:$M$88,0),FALSE),0))","v":""},{"$f":"IF($CU205=\"\",\"\",IF(OR($CU205=\"DX HP\",$CU205=\"VRF HP\",$CU205=\"PTHP\"),VLOOKUP($D205,'Factor Tables'!$N$89:$Y$105,MATCH(CONCATENATE($CU205,\" Clg\"),'Factor Tables'!$N$88:$Y$88,0),FALSE),VLOOKUP($D205,'Factor Tables'!$N$89:$Y$105,MATCH($CU205,'Factor Tables'!$N$88:$Y$88,0),FALSE)))","v":""},{"$f":"IF($CU205=\"\",\"\",IF(OR($CU205=\"DX HP\",$CU205=\"VRF HP\",$CU205=\"PTHP\"),VLOOKUP($D205,'Factor Tables'!$N$89:$Y$105,MATCH(CONCATENATE($CU205,\" Htg\"),'Factor Tables'!$N$88:$Y$88,0),FALSE),0))","v":""},{"$f":"IF($AB205=\"\",0,VLOOKUP($AB205,'Utility Admin'!$E:$G,2,FALSE))","v":0},{"$f":"IF($AB205=\"\",0,VLOOKUP($AB205,'Utility Admin'!$E:$G,3,FALSE))","v":0},{"$f":"IFERROR(IF(ABS(Summary!$F$12)<=ABS(Summary!$E$12)*'Utility Admin'!$I$5,$BA205*$DG205+$BB205*$DH205,$BA205*$DG205+$BA205*'Utility Admin'!$I$5*$DH205),0)","v":0},null,"Summer",null,null,null,null,null,null,null,null,null,null,{"$f":"IF(OR('Project Info'!$C$10=\"\",$C205=\"\",$D205=\"\"),\"\",VLOOKUP($D205,$DX$9:$EA$32,MATCH($C205,$DX$9:$EA$9,0),FALSE))","v":""},null,null,null,null,null,null,"ERROR: Contact Program Manager. Post Capacity/Unit x Post # of Units must be within +/- 20% of Pre Capacity/Unit x Pre # of Units."]
[null,197,"","",null,null,null,null,null,null,null,null,null,null,null,null,null,null,null,null,null,null,null,null,null,null,null,null,null,"A",null,null,null,null,null,null,null,null,null,null,null,null,null,null,0,0,0,0,0,0,999999999,"",0,0,{"$f":"IFERROR(IF($DI$261>'Utility Admin'!$H$5,$BB206/$BB$5*$BC$261,$DI206),0)","v":0},"","",{"$f":"IF(AND(OR($AB206=\"DX AC Air Cooled\",$AB206=\"DX HP Air Cooled\"),OR(AND($AJ206=\"Btu/hr\",$AI206<65000),AND($AJ206=\"Tons\",$AI206<65000/12000)),$AC206=\"Split\",$AO206>=15.2),MAX(Baselines!$CF450,12/9.8),Baselines!$CF450)","v":0},{"$f":"Baselines!$CG450","v":0},{"$f":"Baselines!$CI450","v":0},0,0,0,0,0,0,0,0,0,0,{"$f":"IF(OR($C206<>\"Early Retirement\",$J206=\"\"),0,IF(OR($I206=\"DX AC Air Cooled\",$I206=\"DX HP Air Cooled\"),VLOOKUP($J206,'Early Retirement'!$CI$6:$CM$32,2,FALSE),IF(OR($I206=\"PTAC\",$I206=\"PTHP\"),VLOOKUP($J206,'Early Retirement'!$CI$6:$CM$32,3,FALSE),IF(AND(OR($I206=\"Air Cooled Chiller\",$I206=\"Water Cooled Chiller\"),$L206<>\"Centrifugal\"),VLOOKUP($J206,'Early Retirement'!$CI$6:$CM$32,4,FALSE),IF(AND(OR($I206=\"Air Cooled Chiller\",$I206=\"Water Cooled Chiller\"),$L206=\"Centrifugal\"),VLOOKUP($J206,'Early Retirement'!$CI$6:$CM$32,5,FALSE),\"\")))))","v":0},0,0,0,0,0,0,0,0,0,0,0,"","","",0,0,0,{"$f":"IF(AND($C206=\"Early Retirement\",$J206<>\"\",$S206<>\"\",$U206<>\"\"),$CH206,IF(AND(OR($AB206=\"DX AC Air Cooled\",$AB206=\"DX HP Air Cooled\"),OR(AND($AJ206=\"Btu/hr\",$AI206<65000),AND($AJ206=\"Tons\",$AI206<65000/12000)),$AC206=\"Split\",$AO206>=15.2),MAX(Baselines!$CF199,12/9.8),Baselines!$CF199))","v":0},{"$f":"IF(AND($C206=\"Early Retirement\",$J206<>\"\",$S206<>\"\",$U206<>\"\"),$CI206,Baselines!$CG199)","v":0},{"$f":"Baselines!$CH199","v":"kW/ton"},"",{"$f":"IF(AND($C206=\"Early Retirement\",$J206<>\"\",$S206<>\"\",$U206<>\"\"),$CJ206,IF(AND(Baselines!$CI199=0,OR($CU206=\"DX HP\",$CU206=\"PTHP\")),$BH206,Baselines!$CI199))","v":0},"COP",{"$f":"IF(OR($C206=\"Replace-on-Burnout\",$C206=\"New Construction\"),$DC206,IF($CE206=\"\",\"\",IF(OR($CE206=\"DX HP\",$CE206=\"PTHP\"),VLOOKUP($D206,'Factor Tables'!$B$89:$M$105,MATCH(CONCATENATE($CE206,\" Clg\"),'Factor Tables'!$B$88:$M$88,0),FALSE),VLOOKUP($D206,'Factor Tables'!$B$89:$M$105,MATCH($CE206,'Factor Tables'!$B$88:$M$88,0),FALSE))))","v":""},{"$f":"IF(OR($C206=\"Replace-on-Burnout\",$C206=\"New Construction\"),$DD206,IF($CE206=\"\",\"\",IF($CE206=\"DX HP\",VLOOKUP($D206,'Factor Tables'!$B$89:$M$105,MATCH(\"DX HP Htg\",'Factor Tables'!$B$88:$M$88,0),FALSE),0)))","v":""},{"$f":"IF(OR($C206=\"Replace-on-Burnout\",$C206=\"New Construction\"),$DE206,IF($CE206=\"\",\"\",IF($CE206=\"DX HP\",VLOOKUP($D206,'Factor Tables'!$N$89:$Y$105,MATCH(\"DX HP Clg\",'Factor Tables'!$N$88:$Y$88,0),FALSE),IF($CE206=\"PTHP\",VLOOKUP($D206,'Factor Tables'!$N$89:$Y$105,MATCH(\"PTHP Clg\",'Factor Tables'!$N$88:$Y$88,0),FALSE),IF(AND($CE206<>\"DX HP\",$CE206<>\"PTHP\"),VLOOKUP($D206,'Factor Tables'!$N$89:$Y$105,MATCH($CE206,'Factor Tables'!$N$88:$Y$88,0),FALSE),\"\")))))","v":""},{"$f":"IF(OR($C206=\"Replace-on-Burnout\",$C206=\"New Construction\",$CU206=\"DX HP\",$CU206=\"PTHP\"),$DF206,IF($CE206=\"\",\"\",IF($CE206=\"DX HP\",VLOOKUP($D206,'Factor Tables'!$N$89:$Y$105,MATCH(\"DX HP Htg\",'Factor Tables'!$N$88:$Y$88,0),FALSE),IF($CE206=\"PTHP\",VLOOKUP($D206,'Factor Tables'!$N$89:$Y$105,MATCH(\"PTHP Htg\",'Factor Tables'!$N$88:$Y$88,0),FALSE),0))))","v":""},"","",0,0,"kW/ton","",0,"COP",{"$f":"IF($CU206=\"\",\"\",IF(OR($CU206=\"DX HP\",$CU206=\"VRF HP\",$CU206=\"PTHP\"),VLOOKUP($D206,'Factor Tables'!$B$89:$M$105,MATCH(CONCATENATE($CU206,\" Clg\"),'Factor Tables'!$B$88:$M$88,0),FALSE),VLOOKUP($D206,'Factor Tables'!$B$89:$M$105,MATCH($CU206,'Factor Tables'!$B$88:$M$88,0),FALSE)))","v":""},{"$f":"IF($CU206=\"\",\"\",IF(OR($CU206=\"DX HP\",$CU206=\"VRF HP\",$CU206=\"PTHP\"),VLOOKUP($D206,'Factor Tables'!$B$89:$M$105,MATCH(CONCATENATE($CU206,\" Htg\"),'Factor Tables'!$B$88:$M$88,0),FALSE),0))","v":""},{"$f":"IF($CU206=\"\",\"\",IF(OR($CU206=\"DX HP\",$CU206=\"VRF HP\",$CU206=\"PTHP\"),VLOOKUP($D206,'Factor Tables'!$N$89:$Y$105,MATCH(CONCATENATE($CU206,\" Clg\"),'Factor Tables'!$N$88:$Y$88,0),FALSE),VLOOKUP($D206,'Factor Tables'!$N$89:$Y$105,MATCH($CU206,'Factor Tables'!$N$88:$Y$88,0),FALSE)))","v":""},{"$f":"IF($CU206=\"\",\"\",IF(OR($CU206=\"DX HP\",$CU206=\"VRF HP\",$CU206=\"PTHP\"),VLOOKUP($D206,'Factor Tables'!$N$89:$Y$105,MATCH(CONCATENATE($CU206,\" Htg\"),'Factor Tables'!$N$88:$Y$88,0),FALSE),0))","v":""},{"$f":"IF($AB206=\"\",0,VLOOKUP($AB206,'Utility Admin'!$E:$G,2,FALSE))","v":0},{"$f":"IF($AB206=\"\",0,VLOOKUP($AB206,'Utility Admin'!$E:$G,3,FALSE))","v":0},{"$f":"IFERROR(IF(ABS(Summary!$F$12)<=ABS(Summary!$E$12)*'Utility Admin'!$I$5,$BA206*$DG206+$BB206*$DH206,$BA206*$DG206+$BA206*'Utility Admin'!$I$5*$DH206),0)","v":0},null,"Summer",null,null,null,null,null,null,null,null,null,null,{"$f":"IF(OR('Project Info'!$C$10=\"\",$C206=\"\",$D206=\"\"),\"\",VLOOKUP($D206,$DX$9:$EA$32,MATCH($C206,$DX$9:$EA$9,0),FALSE))","v":""},null,null,null,null,null,null,"ERROR: Contact Program Manager. Post Capacity/Unit x Post # of Units must be within +/- 20% of Pre Capacity/Unit x Pre # of Units."]
[null,198,"","",null,null,null,null,null,null,null,null,null,null,null,null,null,null,null,null,null,null,null,null,null,null,null,null,null,"A",null,null,null,null,null,null,null,null,null,null,null,null,null,null,0,0,0,0,0,0,999999999,"",0,0,{"$f":"IFERROR(IF($DI$261>'Utility Admin'!$H$5,$BB207/$BB$5*$BC$261,$DI207),0)","v":0},"","",{"$f":"IF(AND(OR($AB207=\"DX AC Air Cooled\",$AB207=\"DX HP Air Cooled\"),OR(AND($AJ207=\"Btu/hr\",$AI207<65000),AND($AJ207=\"Tons\",$AI207<65000/12000)),$AC207=\"Split\",$AO207>=15.2),MAX(Baselines!$CF451,12/9.8),Baselines!$CF451)","v":0},{"$f":"Baselines!$CG451","v":0},{"$f":"Baselines!$CI451","v":0},0,0,0,0,0,0,0,0,0,0,{"$f":"IF(OR($C207<>\"Early Retirement\",$J207=\"\"),0,IF(OR($I207=\"DX AC Air Cooled\",$I207=\"DX HP Air Cooled\"),VLOOKUP($J207,'Early Retirement'!$CI$6:$CM$32,2,FALSE),IF(OR($I207=\"PTAC\",$I207=\"PTHP\"),VLOOKUP($J207,'Early Retirement'!$CI$6:$CM$32,3,FALSE),IF(AND(OR($I207=\"Air Cooled Chiller\",$I207=\"Water Cooled Chiller\"),$L207<>\"Centrifugal\"),VLOOKUP($J207,'Early Retirement'!$CI$6:$CM$32,4,FALSE),IF(AND(OR($I207=\"Air Cooled Chiller\",$I207=\"Water Cooled Chiller\"),$L207=\"Centrifugal\"),VLOOKUP($J207,'Early Retirement'!$CI$6:$CM$32,5,FALSE),\"\")))))","v":0},0,0,0,0,0,0,0,0,0,0,0,"","","",0,0,0,{"$f":"IF(AND($C207=\"Early Retirement\",$J207<>\"\",$S207<>\"\",$U207<>\"\"),$CH207,IF(AND(OR($AB207=\"DX AC Air Cooled\",$AB207=\"DX HP Air Cooled\"),OR(AND($AJ207=\"Btu/hr\",$AI207<65000),AND($AJ207=\"Tons\",$AI207<65000/12000)),$AC207=\"Split\",$AO207>=15.2),MAX(Baselines!$CF200,12/9.8),Baselines!$CF200))","v":0},{"$f":"IF(AND($C207=\"Early Retirement\",$J207<>\"\",$S207<>\"\",$U207<>\"\"),$CI207,Baselines!$CG200)","v":0},{"$f":"Baselines!$CH200","v":"kW/ton"},"",{"$f":"IF(AND($C207=\"Early Retirement\",$J207<>\"\",$S207<>\"\",$U207<>\"\"),$CJ207,IF(AND(Baselines!$CI200=0,OR($CU207=\"DX HP\",$CU207=\"PTHP\")),$BH207,Baselines!$CI200))","v":0},"COP",{"$f":"IF(OR($C207=\"Replace-on-Burnout\",$C207=\"New Construction\"),$DC207,IF($CE207=\"\",\"\",IF(OR($CE207=\"DX HP\",$CE207=\"PTHP\"),VLOOKUP($D207,'Factor Tables'!$B$89:$M$105,MATCH(CONCATENATE($CE207,\" Clg\"),'Factor Tables'!$B$88:$M$88,0),FALSE),VLOOKUP($D207,'Factor Tables'!$B$89:$M$105,MATCH($CE207,'Factor Tables'!$B$88:$M$88,0),FALSE))))","v":""},{"$f":"IF(OR($C207=\"Replace-on-Burnout\",$C207=\"New Construction\"),$DD207,IF($CE207=\"\",\"\",IF($CE207=\"DX HP\",VLOOKUP($D207,'Factor Tables'!$B$89:$M$105,MATCH(\"DX HP Htg\",'Factor Tables'!$B$88:$M$88,0),FALSE),0)))","v":""},{"$f":"IF(OR($C207=\"Replace-on-Burnout\",$C207=\"New Construction\"),$DE207,IF($CE207=\"\",\"\",IF($CE207=\"DX HP\",VLOOKUP($D207,'Factor Tables'!$N$89:$Y$105,MATCH(\"DX HP Clg\",'Factor Tables'!$N$88:$Y$88,0),FALSE),IF($CE207=\"PTHP\",VLOOKUP($D207,'Factor Tables'!$N$89:$Y$105,MATCH(\"PTHP Clg\",'Factor Tables'!$N$88:$Y$88,0),FALSE),IF(AND($CE207<>\"DX HP\",$CE207<>\"PTHP\"),VLOOKUP($D207,'Factor Tables'!$N$89:$Y$105,MATCH($CE207,'Factor Tables'!$N$88:$Y$88,0),FALSE),\"\")))))","v":""},{"$f":"IF(OR($C207=\"Replace-on-Burnout\",$C207=\"New Construction\",$CU207=\"DX HP\",$CU207=\"PTHP\"),$DF207,IF($CE207=\"\",\"\",IF($CE207=\"DX HP\",VLOOKUP($D207,'Factor Tables'!$N$89:$Y$105,MATCH(\"DX HP Htg\",'Factor Tables'!$N$88:$Y$88,0),FALSE),IF($CE207=\"PTHP\",VLOOKUP($D207,'Factor Tables'!$N$89:$Y$105,MATCH(\"PTHP Htg\",'Factor Tables'!$N$88:$Y$88,0),FALSE),0))))","v":""},"","",0,0,"kW/ton","",0,"COP",{"$f":"IF($CU207=\"\",\"\",IF(OR($CU207=\"DX HP\",$CU207=\"VRF HP\",$CU207=\"PTHP\"),VLOOKUP($D207,'Factor Tables'!$B$89:$M$105,MATCH(CONCATENATE($CU207,\" Clg\"),'Factor Tables'!$B$88:$M$88,0),FALSE),VLOOKUP($D207,'Factor Tables'!$B$89:$M$105,MATCH($CU207,'Factor Tables'!$B$88:$M$88,0),FALSE)))","v":""},{"$f":"IF($CU207=\"\",\"\",IF(OR($CU207=\"DX HP\",$CU207=\"VRF HP\",$CU207=\"PTHP\"),VLOOKUP($D207,'Factor Tables'!$B$89:$M$105,MATCH(CONCATENATE($CU207,\" Htg\"),'Factor Tables'!$B$88:$M$88,0),FALSE),0))","v":""},{"$f":"IF($CU207=\"\",\"\",IF(OR($CU207=\"DX HP\",$CU207=\"VRF HP\",$CU207=\"PTHP\"),VLOOKUP($D207,'Factor Tables'!$N$89:$Y$105,MATCH(CONCATENATE($CU207,\" Clg\"),'Factor Tables'!$N$88:$Y$88,0),FALSE),VLOOKUP($D207,'Factor Tables'!$N$89:$Y$105,MATCH($CU207,'Factor Tables'!$N$88:$Y$88,0),FALSE)))","v":""},{"$f":"IF($CU207=\"\",\"\",IF(OR($CU207=\"DX HP\",$CU207=\"VRF HP\",$CU207=\"PTHP\"),VLOOKUP($D207,'Factor Tables'!$N$89:$Y$105,MATCH(CONCATENATE($CU207,\" Htg\"),'Factor Tables'!$N$88:$Y$88,0),FALSE),0))","v":""},{"$f":"IF($AB207=\"\",0,VLOOKUP($AB207,'Utility Admin'!$E:$G,2,FALSE))","v":0},{"$f":"IF($AB207=\"\",0,VLOOKUP($AB207,'Utility Admin'!$E:$G,3,FALSE))","v":0},{"$f":"IFERROR(IF(ABS(Summary!$F$12)<=ABS(Summary!$E$12)*'Utility Admin'!$I$5,$BA207*$DG207+$BB207*$DH207,$BA207*$DG207+$BA207*'Utility Admin'!$I$5*$DH207),0)","v":0},null,"Summer",null,null,null,null,null,null,null,null,null,null,{"$f":"IF(OR('Project Info'!$C$10=\"\",$C207=\"\",$D207=\"\"),\"\",VLOOKUP($D207,$DX$9:$EA$32,MATCH($C207,$DX$9:$EA$9,0),FALSE))","v":""},null,null,null,null,null,null,"ERROR: Contact Program Manager. Post Capacity/Unit x Post # of Units must be within +/- 20% of Pre Capacity/Unit x Pre # of Units."]
[null,199,"","",null,null,null,null,null,null,null,null,null,null,null,null,null,null,null,null,null,null,null,null,null,null,null,null,null,"A",null,null,null,null,null,null,null,null,null,null,null,null,null,null,0,0,0,0,0,0,999999999,"",0,0,{"$f":"IFERROR(IF($DI$261>'Utility Admin'!$H$5,$BB208/$BB$5*$BC$261,$DI208),0)","v":0},"","",{"$f":"IF(AND(OR($AB208=\"DX AC Air Cooled\",$AB208=\"DX HP Air Cooled\"),OR(AND($AJ208=\"Btu/hr\",$AI208<65000),AND($AJ208=\"Tons\",$AI208<65000/12000)),$AC208=\"Split\",$AO208>=15.2),MAX(Baselines!$CF452,12/9.8),Baselines!$CF452)","v":0},{"$f":"Baselines!$CG452","v":0},{"$f":"Baselines!$CI452","v":0},0,0,0,0,0,0,0,0,0,0,{"$f":"IF(OR($C208<>\"Early Retirement\",$J208=\"\"),0,IF(OR($I208=\"DX AC Air Cooled\",$I208=\"DX HP Air Cooled\"),VLOOKUP($J208,'Early Retirement'!$CI$6:$CM$32,2,FALSE),IF(OR($I208=\"PTAC\",$I208=\"PTHP\"),VLOOKUP($J208,'Early Retirement'!$CI$6:$CM$32,3,FALSE),IF(AND(OR($I208=\"Air Cooled Chiller\",$I208=\"Water Cooled Chiller\"),$L208<>\"Centrifugal\"),VLOOKUP($J208,'Early Retirement'!$CI$6:$CM$32,4,FALSE),IF(AND(OR($I208=\"Air Cooled Chiller\",$I208=\"Water Cooled Chiller\"),$L208=\"Centrifugal\"),VLOOKUP($J208,'Early Retirement'!$CI$6:$CM$32,5,FALSE),\"\")))))","v":0},0,0,0,0,0,0,0,0,0,0,0,"","","",0,0,0,{"$f":"IF(AND($C208=\"Early Retirement\",$J208<>\"\",$S208<>\"\",$U208<>\"\"),$CH208,IF(AND(OR($AB208=\"DX AC Air Cooled\",$AB208=\"DX HP Air Cooled\"),OR(AND($AJ208=\"Btu/hr\",$AI208<65000),AND($AJ208=\"Tons\",$AI208<65000/12000)),$AC208=\"Split\",$AO208>=15.2),MAX(Baselines!$CF201,12/9.8),Baselines!$CF201))","v":0},{"$f":"IF(AND($C208=\"Early Retirement\",$J208<>\"\",$S208<>\"\",$U208<>\"\"),$CI208,Baselines!$CG201)","v":0},{"$f":"Baselines!$CH201","v":"kW/ton"},"",{"$f":"IF(AND($C208=\"Early Retirement\",$J208<>\"\",$S208<>\"\",$U208<>\"\"),$CJ208,IF(AND(Baselines!$CI201=0,OR($CU208=\"DX HP\",$CU208=\"PTHP\")),$BH208,Baselines!$CI201))","v":0},"COP",{"$f":"IF(OR($C208=\"Replace-on-Burnout\",$C208=\"New Construction\"),$DC208,IF($CE208=\"\",\"\",IF(OR($CE208=\"DX HP\",$CE208=\"PTHP\"),VLOOKUP($D208,'Factor Tables'!$B$89:$M$105,MATCH(CONCATENATE($CE208,\" Clg\"),'Factor Tables'!$B$88:$M$88,0),FALSE),VLOOKUP($D208,'Factor Tables'!$B$89:$M$105,MATCH($CE208,'Factor Tables'!$B$88:$M$88,0),FALSE))))","v":""},{"$f":"IF(OR($C208=\"Replace-on-Burnout\",$C208=\"New Construction\"),$DD208,IF($CE208=\"\",\"\",IF($CE208=\"DX HP\",VLOOKUP($D208,'Factor Tables'!$B$89:$M$105,MATCH(\"DX HP Htg\",'Factor Tables'!$B$88:$M$88,0),FALSE),0)))","v":""},{"$f":"IF(OR($C208=\"Replace-on-Burnout\",$C208=\"New Construction\"),$DE208,IF($CE208=\"\",\"\",IF($CE208=\"DX HP\",VLOOKUP($D208,'Factor Tables'!$N$89:$Y$105,MATCH(\"DX HP Clg\",'Factor Tables'!$N$88:$Y$88,0),FALSE),IF($CE208=\"PTHP\",VLOOKUP($D208,'Factor Tables'!$N$89:$Y$105,MATCH(\"PTHP Clg\",'Factor Tables'!$N$88:$Y$88,0),FALSE),IF(AND($CE208<>\"DX HP\",$CE208<>\"PTHP\"),VLOOKUP($D208,'Factor Tables'!$N$89:$Y$105,MATCH($CE208,'Factor Tables'!$N$88:$Y$88,0),FALSE),\"\")))))","v":""},{"$f":"IF(OR($C208=\"Replace-on-Burnout\",$C208=\"New Construction\",$CU208=\"DX HP\",$CU208=\"PTHP\"),$DF208,IF($CE208=\"\",\"\",IF($CE208=\"DX HP\",VLOOKUP($D208,'Factor Tables'!$N$89:$Y$105,MATCH(\"DX HP Htg\",'Factor Tables'!$N$88:$Y$88,0),FALSE),IF($CE208=\"PTHP\",VLOOKUP($D208,'Factor Tables'!$N$89:$Y$105,MATCH(\"PTHP Htg\",'Factor Tables'!$N$88:$Y$88,0),FALSE),0))))","v":""},"","",0,0,"kW/ton","",0,"COP",{"$f":"IF($CU208=\"\",\"\",IF(OR($CU208=\"DX HP\",$CU208=\"VRF HP\",$CU208=\"PTHP\"),VLOOKUP($D208,'Factor Tables'!$B$89:$M$105,MATCH(CONCATENATE($CU208,\" Clg\"),'Factor Tables'!$B$88:$M$88,0),FALSE),VLOOKUP($D208,'Factor Tables'!$B$89:$M$105,MATCH($CU208,'Factor Tables'!$B$88:$M$88,0),FALSE)))","v":""},{"$f":"IF($CU208=\"\",\"\",IF(OR($CU208=\"DX HP\",$CU208=\"VRF HP\",$CU208=\"PTHP\"),VLOOKUP($D208,'Factor Tables'!$B$89:$M$105,MATCH(CONCATENATE($CU208,\" Htg\"),'Factor Tables'!$B$88:$M$88,0),FALSE),0))","v":""},{"$f":"IF($CU208=\"\",\"\",IF(OR($CU208=\"DX HP\",$CU208=\"VRF HP\",$CU208=\"PTHP\"),VLOOKUP($D208,'Factor Tables'!$N$89:$Y$105,MATCH(CONCATENATE($CU208,\" Clg\"),'Factor Tables'!$N$88:$Y$88,0),FALSE),VLOOKUP($D208,'Factor Tables'!$N$89:$Y$105,MATCH($CU208,'Factor Tables'!$N$88:$Y$88,0),FALSE)))","v":""},{"$f":"IF($CU208=\"\",\"\",IF(OR($CU208=\"DX HP\",$CU208=\"VRF HP\",$CU208=\"PTHP\"),VLOOKUP($D208,'Factor Tables'!$N$89:$Y$105,MATCH(CONCATENATE($CU208,\" Htg\"),'Factor Tables'!$N$88:$Y$88,0),FALSE),0))","v":""},{"$f":"IF($AB208=\"\",0,VLOOKUP($AB208,'Utility Admin'!$E:$G,2,FALSE))","v":0},{"$f":"IF($AB208=\"\",0,VLOOKUP($AB208,'Utility Admin'!$E:$G,3,FALSE))","v":0},{"$f":"IFERROR(IF(ABS(Summary!$F$12)<=ABS(Summary!$E$12)*'Utility Admin'!$I$5,$BA208*$DG208+$BB208*$DH208,$BA208*$DG208+$BA208*'Utility Admin'!$I$5*$DH208),0)","v":0},null,"Summer",null,null,null,null,null,null,null,null,null,null,{"$f":"IF(OR('Project Info'!$C$10=\"\",$C208=\"\",$D208=\"\"),\"\",VLOOKUP($D208,$DX$9:$EA$32,MATCH($C208,$DX$9:$EA$9,0),FALSE))","v":""},null,null,null,null,null,null,"ERROR: Contact Program Manager. Post Capacity/Unit x Post # of Units must be within +/- 20% of Pre Capacity/Unit x Pre # of Units."]
[null,200,"","",null,null,null,null,null,null,null,null,null,null,null,null,null,null,null,null,null,null,null,null,null,null,null,null,null,"A",null,null,null,null,null,null,null,null,null,null,null,null,null,null,0,0,0,0,0,0,999999999,"",0,0,{"$f":"IFERROR(IF($DI$261>'Utility Admin'!$H$5,$BB209/$BB$5*$BC$261,$DI209),0)","v":0},"","",{"$f":"IF(AND(OR($AB209=\"DX AC Air Cooled\",$AB209=\"DX HP Air Cooled\"),OR(AND($AJ209=\"Btu/hr\",$AI209<65000),AND($AJ209=\"Tons\",$AI209<65000/12000)),$AC209=\"Split\",$AO209>=15.2),MAX(Baselines!$CF453,12/9.8),Baselines!$CF453)","v":0},{"$f":"Baselines!$CG453","v":0},{"$f":"Baselines!$CI453","v":0},0,0,0,0,0,0,0,0,0,0,{"$f":"IF(OR($C209<>\"Early Retirement\",$J209=\"\"),0,IF(OR($I209=\"DX AC Air Cooled\",$I209=\"DX HP Air Cooled\"),VLOOKUP($J209,'Early Retirement'!$CI$6:$CM$32,2,FALSE),IF(OR($I209=\"PTAC\",$I209=\"PTHP\"),VLOOKUP($J209,'Early Retirement'!$CI$6:$CM$32,3,FALSE),IF(AND(OR($I209=\"Air Cooled Chiller\",$I209=\"Water Cooled Chiller\"),$L209<>\"Centrifugal\"),VLOOKUP($J209,'Early Retirement'!$CI$6:$CM$32,4,FALSE),IF(AND(OR($I209=\"Air Cooled Chiller\",$I209=\"Water Cooled Chiller\"),$L209=\"Centrifugal\"),VLOOKUP($J209,'Early Retirement'!$CI$6:$CM$32,5,FALSE),\"\")))))","v":0},0,0,0,0,0,0,0,0,0,0,0,"","","",0,0,0,{"$f":"IF(AND($C209=\"Early Retirement\",$J209<>\"\",$S209<>\"\",$U209<>\"\"),$CH209,IF(AND(OR($AB209=\"DX AC Air Cooled\",$AB209=\"DX HP Air Cooled\"),OR(AND($AJ209=\"Btu/hr\",$AI209<65000),AND($AJ209=\"Tons\",$AI209<65000/12000)),$AC209=\"Split\",$AO209>=15.2),MAX(Baselines!$CF202,12/9.8),Baselines!$CF202))","v":0},{"$f":"IF(AND($C209=\"Early Retirement\",$J209<>\"\",$S209<>\"\",$U209<>\"\"),$CI209,Baselines!$CG202)","v":0},{"$f":"Baselines!$CH202","v":"kW/ton"},"",{"$f":"IF(AND($C209=\"Early Retirement\",$J209<>\"\",$S209<>\"\",$U209<>\"\"),$CJ209,IF(AND(Baselines!$CI202=0,OR($CU209=\"DX HP\",$CU209=\"PTHP\")),$BH209,Baselines!$CI202))","v":0},"COP",{"$f":"IF(OR($C209=\"Replace-on-Burnout\",$C209=\"New Construction\"),$DC209,IF($CE209=\"\",\"\",IF(OR($CE209=\"DX HP\",$CE209=\"PTHP\"),VLOOKUP($D209,'Factor Tables'!$B$89:$M$105,MATCH(CONCATENATE($CE209,\" Clg\"),'Factor Tables'!$B$88:$M$88,0),FALSE),VLOOKUP($D209,'Factor Tables'!$B$89:$M$105,MATCH($CE209,'Factor Tables'!$B$88:$M$88,0),FALSE))))","v":""},{"$f":"IF(OR($C209=\"Replace-on-Burnout\",$C209=\"New Construction\"),$DD209,IF($CE209=\"\",\"\",IF($CE209=\"DX HP\",VLOOKUP($D209,'Factor Tables'!$B$89:$M$105,MATCH(\"DX HP Htg\",'Factor Tables'!$B$88:$M$88,0),FALSE),0)))","v":""},{"$f":"IF(OR($C209=\"Replace-on-Burnout\",$C209=\"New Construction\"),$DE209,IF($CE209=\"\",\"\",IF($CE209=\"DX HP\",VLOOKUP($D209,'Factor Tables'!$N$89:$Y$105,MATCH(\"DX HP Clg\",'Factor Tables'!$N$88:$Y$88,0),FALSE),IF($CE209=\"PTHP\",VLOOKUP($D209,'Factor Tables'!$N$89:$Y$105,MATCH(\"PTHP Clg\",'Factor Tables'!$N$88:$Y$88,0),FALSE),IF(AND($CE209<>\"DX HP\",$CE209<>\"PTHP\"),VLOOKUP($D209,'Factor Tables'!$N$89:$Y$105,MATCH($CE209,'Factor Tables'!$N$88:$Y$88,0),FALSE),\"\")))))","v":""},{"$f":"IF(OR($C209=\"Replace-on-Burnout\",$C209=\"New Construction\",$CU209=\"DX HP\",$CU209=\"PTHP\"),$DF209,IF($CE209=\"\",\"\",IF($CE209=\"DX HP\",VLOOKUP($D209,'Factor Tables'!$N$89:$Y$105,MATCH(\"DX HP Htg\",'Factor Tables'!$N$88:$Y$88,0),FALSE),IF($CE209=\"PTHP\",VLOOKUP($D209,'Factor Tables'!$N$89:$Y$105,MATCH(\"PTHP Htg\",'Factor Tables'!$N$88:$Y$88,0),FALSE),0))))","v":""},"","",0,0,"kW/ton","",0,"COP",{"$f":"IF($CU209=\"\",\"\",IF(OR($CU209=\"DX HP\",$CU209=\"VRF HP\",$CU209=\"PTHP\"),VLOOKUP($D209,'Factor Tables'!$B$89:$M$105,MATCH(CONCATENATE($CU209,\" Clg\"),'Factor Tables'!$B$88:$M$88,0),FALSE),VLOOKUP($D209,'Factor Tables'!$B$89:$M$105,MATCH($CU209,'Factor Tables'!$B$88:$M$88,0),FALSE)))","v":""},{"$f":"IF($CU209=\"\",\"\",IF(OR($CU209=\"DX HP\",$CU209=\"VRF HP\",$CU209=\"PTHP\"),VLOOKUP($D209,'Factor Tables'!$B$89:$M$105,MATCH(CONCATENATE($CU209,\" Htg\"),'Factor Tables'!$B$88:$M$88,0),FALSE),0))","v":""},{"$f":"IF($CU209=\"\",\"\",IF(OR($CU209=\"DX HP\",$CU209=\"VRF HP\",$CU209=\"PTHP\"),VLOOKUP($D209,'Factor Tables'!$N$89:$Y$105,MATCH(CONCATENATE($CU209,\" Clg\"),'Factor Tables'!$N$88:$Y$88,0),FALSE),VLOOKUP($D209,'Factor Tables'!$N$89:$Y$105,MATCH($CU209,'Factor Tables'!$N$88:$Y$88,0),FALSE)))","v":""},{"$f":"IF($CU209=\"\",\"\",IF(OR($CU209=\"DX HP\",$CU209=\"VRF HP\",$CU209=\"PTHP\"),VLOOKUP($D209,'Factor Tables'!$N$89:$Y$105,MATCH(CONCATENATE($CU209,\" Htg\"),'Factor Tables'!$N$88:$Y$88,0),FALSE),0))","v":""},{"$f":"IF($AB209=\"\",0,VLOOKUP($AB209,'Utility Admin'!$E:$G,2,FALSE))","v":0},{"$f":"IF($AB209=\"\",0,VLOOKUP($AB209,'Utility Admin'!$E:$G,3,FALSE))","v":0},{"$f":"IFERROR(IF(ABS(Summary!$F$12)<=ABS(Summary!$E$12)*'Utility Admin'!$I$5,$BA209*$DG209+$BB209*$DH209,$BA209*$DG209+$BA209*'Utility Admin'!$I$5*$DH209),0)","v":0},null,"Summer",null,null,null,null,null,null,null,null,null,null,{"$f":"IF(OR('Project Info'!$C$10=\"\",$C209=\"\",$D209=\"\"),\"\",VLOOKUP($D209,$DX$9:$EA$32,MATCH($C209,$DX$9:$EA$9,0),FALSE))","v":""},null,null,null,null,null,null,"ERROR: Contact Program Manager. Post Capacity/Unit x Post # of Units must be within +/- 20% of Pre Capacity/Unit x Pre # of Units."]
[null,201,"","",null,null,null,null,null,null,null,null,null,null,null,null,null,null,null,null,null,null,null,null,null,null,null,null,null,"A",null,null,null,null,null,null,null,null,null,null,null,null,null,null,0,0,0,0,0,0,999999999,"",0,0,{"$f":"IFERROR(IF($DI$261>'Utility Admin'!$H$5,$BB210/$BB$5*$BC$261,$DI210),0)","v":0},"","",{"$f":"IF(AND(OR($AB210=\"DX AC Air Cooled\",$AB210=\"DX HP Air Cooled\"),OR(AND($AJ210=\"Btu/hr\",$AI210<65000),AND($AJ210=\"Tons\",$AI210<65000/12000)),$AC210=\"Split\",$AO210>=15.2),MAX(Baselines!$CF454,12/9.8),Baselines!$CF454)","v":0},{"$f":"Baselines!$CG454","v":0},{"$f":"Baselines!$CI454","v":0},0,0,0,0,0,0,0,0,0,0,{"$f":"IF(OR($C210<>\"Early Retirement\",$J210=\"\"),0,IF(OR($I210=\"DX AC Air Cooled\",$I210=\"DX HP Air Cooled\"),VLOOKUP($J210,'Early Retirement'!$CI$6:$CM$32,2,FALSE),IF(OR($I210=\"PTAC\",$I210=\"PTHP\"),VLOOKUP($J210,'Early Retirement'!$CI$6:$CM$32,3,FALSE),IF(AND(OR($I210=\"Air Cooled Chiller\",$I210=\"Water Cooled Chiller\"),$L210<>\"Centrifugal\"),VLOOKUP($J210,'Early Retirement'!$CI$6:$CM$32,4,FALSE),IF(AND(OR($I210=\"Air Cooled Chiller\",$I210=\"Water Cooled Chiller\"),$L210=\"Centrifugal\"),VLOOKUP($J210,'Early Retirement'!$CI$6:$CM$32,5,FALSE),\"\")))))","v":0},0,0,0,0,0,0,0,0,0,0,0,"","","",0,0,0,{"$f":"IF(AND($C210=\"Early Retirement\",$J210<>\"\",$S210<>\"\",$U210<>\"\"),$CH210,IF(AND(OR($AB210=\"DX AC Air Cooled\",$AB210=\"DX HP Air Cooled\"),OR(AND($AJ210=\"Btu/hr\",$AI210<65000),AND($AJ210=\"Tons\",$AI210<65000/12000)),$AC210=\"Split\",$AO210>=15.2),MAX(Baselines!$CF203,12/9.8),Baselines!$CF203))","v":0},{"$f":"IF(AND($C210=\"Early Retirement\",$J210<>\"\",$S210<>\"\",$U210<>\"\"),$CI210,Baselines!$CG203)","v":0},{"$f":"Baselines!$CH203","v":"kW/ton"},"",{"$f":"IF(AND($C210=\"Early Retirement\",$J210<>\"\",$S210<>\"\",$U210<>\"\"),$CJ210,IF(AND(Baselines!$CI203=0,OR($CU210=\"DX HP\",$CU210=\"PTHP\")),$BH210,Baselines!$CI203))","v":0},"COP",{"$f":"IF(OR($C210=\"Replace-on-Burnout\",$C210=\"New Construction\"),$DC210,IF($CE210=\"\",\"\",IF(OR($CE210=\"DX HP\",$CE210=\"PTHP\"),VLOOKUP($D210,'Factor Tables'!$B$89:$M$105,MATCH(CONCATENATE($CE210,\" Clg\"),'Factor Tables'!$B$88:$M$88,0),FALSE),VLOOKUP($D210,'Factor Tables'!$B$89:$M$105,MATCH($CE210,'Factor Tables'!$B$88:$M$88,0),FALSE))))","v":""},{"$f":"IF(OR($C210=\"Replace-on-Burnout\",$C210=\"New Construction\"),$DD210,IF($CE210=\"\",\"\",IF($CE210=\"DX HP\",VLOOKUP($D210,'Factor Tables'!$B$89:$M$105,MATCH(\"DX HP Htg\",'Factor Tables'!$B$88:$M$88,0),FALSE),0)))","v":""},{"$f":"IF(OR($C210=\"Replace-on-Burnout\",$C210=\"New Construction\"),$DE210,IF($CE210=\"\",\"\",IF($CE210=\"DX HP\",VLOOKUP($D210,'Factor Tables'!$N$89:$Y$105,MATCH(\"DX HP Clg\",'Factor Tables'!$N$88:$Y$88,0),FALSE),IF($CE210=\"PTHP\",VLOOKUP($D210,'Factor Tables'!$N$89:$Y$105,MATCH(\"PTHP Clg\",'Factor Tables'!$N$88:$Y$88,0),FALSE),IF(AND($CE210<>\"DX HP\",$CE210<>\"PTHP\"),VLOOKUP($D210,'Factor Tables'!$N$89:$Y$105,MATCH($CE210,'Factor Tables'!$N$88:$Y$88,0),FALSE),\"\")))))","v":""},{"$f":"IF(OR($C210=\"Replace-on-Burnout\",$C210=\"New Construction\",$CU210=\"DX HP\",$CU210=\"PTHP\"),$DF210,IF($CE210=\"\",\"\",IF($CE210=\"DX HP\",VLOOKUP($D210,'Factor Tables'!$N$89:$Y$105,MATCH(\"DX HP Htg\",'Factor Tables'!$N$88:$Y$88,0),FALSE),IF($CE210=\"PTHP\",VLOOKUP($D210,'Factor Tables'!$N$89:$Y$105,MATCH(\"PTHP Htg\",'Factor Tables'!$N$88:$Y$88,0),FALSE),0))))","v":""},"","",0,0,"kW/ton","",0,"COP",{"$f":"IF($CU210=\"\",\"\",IF(OR($CU210=\"DX HP\",$CU210=\"VRF HP\",$CU210=\"PTHP\"),VLOOKUP($D210,'Factor Tables'!$B$89:$M$105,MATCH(CONCATENATE($CU210,\" Clg\"),'Factor Tables'!$B$88:$M$88,0),FALSE),VLOOKUP($D210,'Factor Tables'!$B$89:$M$105,MATCH($CU210,'Factor Tables'!$B$88:$M$88,0),FALSE)))","v":""},{"$f":"IF($CU210=\"\",\"\",IF(OR($CU210=\"DX HP\",$CU210=\"VRF HP\",$CU210=\"PTHP\"),VLOOKUP($D210,'Factor Tables'!$B$89:$M$105,MATCH(CONCATENATE($CU210,\" Htg\"),'Factor Tables'!$B$88:$M$88,0),FALSE),0))","v":""},{"$f":"IF($CU210=\"\",\"\",IF(OR($CU210=\"DX HP\",$CU210=\"VRF HP\",$CU210=\"PTHP\"),VLOOKUP($D210,'Factor Tables'!$N$89:$Y$105,MATCH(CONCATENATE($CU210,\" Clg\"),'Factor Tables'!$N$88:$Y$88,0),FALSE),VLOOKUP($D210,'Factor Tables'!$N$89:$Y$105,MATCH($CU210,'Factor Tables'!$N$88:$Y$88,0),FALSE)))","v":""},{"$f":"IF($CU210=\"\",\"\",IF(OR($CU210=\"DX HP\",$CU210=\"VRF HP\",$CU210=\"PTHP\"),VLOOKUP($D210,'Factor Tables'!$N$89:$Y$105,MATCH(CONCATENATE($CU210,\" Htg\"),'Factor Tables'!$N$88:$Y$88,0),FALSE),0))","v":""},{"$f":"IF($AB210=\"\",0,VLOOKUP($AB210,'Utility Admin'!$E:$G,2,FALSE))","v":0},{"$f":"IF($AB210=\"\",0,VLOOKUP($AB210,'Utility Admin'!$E:$G,3,FALSE))","v":0},{"$f":"IFERROR(IF(ABS(Summary!$F$12)<=ABS(Summary!$E$12)*'Utility Admin'!$I$5,$BA210*$DG210+$BB210*$DH210,$BA210*$DG210+$BA210*'Utility Admin'!$I$5*$DH210),0)","v":0},null,"Summer",null,null,null,null,null,null,null,null,null,null,{"$f":"IF(OR('Project Info'!$C$10=\"\",$C210=\"\",$D210=\"\"),\"\",VLOOKUP($D210,$DX$9:$EA$32,MATCH($C210,$DX$9:$EA$9,0),FALSE))","v":""},null,null,null,null,null,null,"ERROR: Contact Program Manager. Post Capacity/Unit x Post # of Units must be within +/- 20% of Pre Capacity/Unit x Pre # of Units."]
[null,202,"","",null,null,null,null,null,null,null,null,null,null,null,null,null,null,null,null,null,null,null,null,null,null,null,null,null,"A",null,null,null,null,null,null,null,null,null,null,null,null,null,null,0,0,0,0,0,0,999999999,"",0,0,{"$f":"IFERROR(IF($DI$261>'Utility Admin'!$H$5,$BB211/$BB$5*$BC$261,$DI211),0)","v":0},"","",{"$f":"IF(AND(OR($AB211=\"DX AC Air Cooled\",$AB211=\"DX HP Air Cooled\"),OR(AND($AJ211=\"Btu/hr\",$AI211<65000),AND($AJ211=\"Tons\",$AI211<65000/12000)),$AC211=\"Split\",$AO211>=15.2),MAX(Baselines!$CF455,12/9.8),Baselines!$CF455)","v":0},{"$f":"Baselines!$CG455","v":0},{"$f":"Baselines!$CI455","v":0},0,0,0,0,0,0,0,0,0,0,{"$f":"IF(OR($C211<>\"Early Retirement\",$J211=\"\"),0,IF(OR($I211=\"DX AC Air Cooled\",$I211=\"DX HP Air Cooled\"),VLOOKUP($J211,'Early Retirement'!$CI$6:$CM$32,2,FALSE),IF(OR($I211=\"PTAC\",$I211=\"PTHP\"),VLOOKUP($J211,'Early Retirement'!$CI$6:$CM$32,3,FALSE),IF(AND(OR($I211=\"Air Cooled Chiller\",$I211=\"Water Cooled Chiller\"),$L211<>\"Centrifugal\"),VLOOKUP($J211,'Early Retirement'!$CI$6:$CM$32,4,FALSE),IF(AND(OR($I211=\"Air Cooled Chiller\",$I211=\"Water Cooled Chiller\"),$L211=\"Centrifugal\"),VLOOKUP($J211,'Early Retirement'!$CI$6:$CM$32,5,FALSE),\"\")))))","v":0},0,0,0,0,0,0,0,0,0,0,0,"","","",0,0,0,{"$f":"IF(AND($C211=\"Early Retirement\",$J211<>\"\",$S211<>\"\",$U211<>\"\"),$CH211,IF(AND(OR($AB211=\"DX AC Air Cooled\",$AB211=\"DX HP Air Cooled\"),OR(AND($AJ211=\"Btu/hr\",$AI211<65000),AND($AJ211=\"Tons\",$AI211<65000/12000)),$AC211=\"Split\",$AO211>=15.2),MAX(Baselines!$CF204,12/9.8),Baselines!$CF204))","v":0},{"$f":"IF(AND($C211=\"Early Retirement\",$J211<>\"\",$S211<>\"\",$U211<>\"\"),$CI211,Baselines!$CG204)","v":0},{"$f":"Baselines!$CH204","v":"kW/ton"},"",{"$f":"IF(AND($C211=\"Early Retirement\",$J211<>\"\",$S211<>\"\",$U211<>\"\"),$CJ211,IF(AND(Baselines!$CI204=0,OR($CU211=\"DX HP\",$CU211=\"PTHP\")),$BH211,Baselines!$CI204))","v":0},"COP",{"$f":"IF(OR($C211=\"Replace-on-Burnout\",$C211=\"New Construction\"),$DC211,IF($CE211=\"\",\"\",IF(OR($CE211=\"DX HP\",$CE211=\"PTHP\"),VLOOKUP($D211,'Factor Tables'!$B$89:$M$105,MATCH(CONCATENATE($CE211,\" Clg\"),'Factor Tables'!$B$88:$M$88,0),FALSE),VLOOKUP($D211,'Factor Tables'!$B$89:$M$105,MATCH($CE211,'Factor Tables'!$B$88:$M$88,0),FALSE))))","v":""},{"$f":"IF(OR($C211=\"Replace-on-Burnout\",$C211=\"New Construction\"),$DD211,IF($CE211=\"\",\"\",IF($CE211=\"DX HP\",VLOOKUP($D211,'Factor Tables'!$B$89:$M$105,MATCH(\"DX HP Htg\",'Factor Tables'!$B$88:$M$88,0),FALSE),0)))","v":""},{"$f":"IF(OR($C211=\"Replace-on-Burnout\",$C211=\"New Construction\"),$DE211,IF($CE211=\"\",\"\",IF($CE211=\"DX HP\",VLOOKUP($D211,'Factor Tables'!$N$89:$Y$105,MATCH(\"DX HP Clg\",'Factor Tables'!$N$88:$Y$88,0),FALSE),IF($CE211=\"PTHP\",VLOOKUP($D211,'Factor Tables'!$N$89:$Y$105,MATCH(\"PTHP Clg\",'Factor Tables'!$N$88:$Y$88,0),FALSE),IF(AND($CE211<>\"DX HP\",$CE211<>\"PTHP\"),VLOOKUP($D211,'Factor Tables'!$N$89:$Y$105,MATCH($CE211,'Factor Tables'!$N$88:$Y$88,0),FALSE),\"\")))))","v":""},{"$f":"IF(OR($C211=\"Replace-on-Burnout\",$C211=\"New Construction\",$CU211=\"DX HP\",$CU211=\"PTHP\"),$DF211,IF($CE211=\"\",\"\",IF($CE211=\"DX HP\",VLOOKUP($D211,'Factor Tables'!$N$89:$Y$105,MATCH(\"DX HP Htg\",'Factor Tables'!$N$88:$Y$88,0),FALSE),IF($CE211=\"PTHP\",VLOOKUP($D211,'Factor Tables'!$N$89:$Y$105,MATCH(\"PTHP Htg\",'Factor Tables'!$N$88:$Y$88,0),FALSE),0))))","v":""},"","",0,0,"kW/ton","",0,"COP",{"$f":"IF($CU211=\"\",\"\",IF(OR($CU211=\"DX HP\",$CU211=\"VRF HP\",$CU211=\"PTHP\"),VLOOKUP($D211,'Factor Tables'!$B$89:$M$105,MATCH(CONCATENATE($CU211,\" Clg\"),'Factor Tables'!$B$88:$M$88,0),FALSE),VLOOKUP($D211,'Factor Tables'!$B$89:$M$105,MATCH($CU211,'Factor Tables'!$B$88:$M$88,0),FALSE)))","v":""},{"$f":"IF($CU211=\"\",\"\",IF(OR($CU211=\"DX HP\",$CU211=\"VRF HP\",$CU211=\"PTHP\"),VLOOKUP($D211,'Factor Tables'!$B$89:$M$105,MATCH(CONCATENATE($CU211,\" Htg\"),'Factor Tables'!$B$88:$M$88,0),FALSE),0))","v":""},{"$f":"IF($CU211=\"\",\"\",IF(OR($CU211=\"DX HP\",$CU211=\"VRF HP\",$CU211=\"PTHP\"),VLOOKUP($D211,'Factor Tables'!$N$89:$Y$105,MATCH(CONCATENATE($CU211,\" Clg\"),'Factor Tables'!$N$88:$Y$88,0),FALSE),VLOOKUP($D211,'Factor Tables'!$N$89:$Y$105,MATCH($CU211,'Factor Tables'!$N$88:$Y$88,0),FALSE)))","v":""},{"$f":"IF($CU211=\"\",\"\",IF(OR($CU211=\"DX HP\",$CU211=\"VRF HP\",$CU211=\"PTHP\"),VLOOKUP($D211,'Factor Tables'!$N$89:$Y$105,MATCH(CONCATENATE($CU211,\" Htg\"),'Factor Tables'!$N$88:$Y$88,0),FALSE),0))","v":""},{"$f":"IF($AB211=\"\",0,VLOOKUP($AB211,'Utility Admin'!$E:$G,2,FALSE))","v":0},{"$f":"IF($AB211=\"\",0,VLOOKUP($AB211,'Utility Admin'!$E:$G,3,FALSE))","v":0},{"$f":"IFERROR(IF(ABS(Summary!$F$12)<=ABS(Summary!$E$12)*'Utility Admin'!$I$5,$BA211*$DG211+$BB211*$DH211,$BA211*$DG211+$BA211*'Utility Admin'!$I$5*$DH211),0)","v":0},null,"Summer",null,null,null,null,null,null,null,null,null,null,{"$f":"IF(OR('Project Info'!$C$10=\"\",$C211=\"\",$D211=\"\"),\"\",VLOOKUP($D211,$DX$9:$EA$32,MATCH($C211,$DX$9:$EA$9,0),FALSE))","v":""},null,null,null,null,null,null,"ERROR: Contact Program Manager. Post Capacity/Unit x Post # of Units must be within +/- 20% of Pre Capacity/Unit x Pre # of Units."]
[null,203,"","",null,null,null,null,null,null,null,null,null,null,null,null,null,null,null,null,null,null,null,null,null,null,null,null,null,"A",null,null,null,null,null,null,null,null,null,null,null,null,null,null,0,0,0,0,0,0,999999999,"",0,0,{"$f":"IFERROR(IF($DI$261>'Utility Admin'!$H$5,$BB212/$BB$5*$BC$261,$DI212),0)","v":0},"","",{"$f":"IF(AND(OR($AB212=\"DX AC Air Cooled\",$AB212=\"DX HP Air Cooled\"),OR(AND($AJ212=\"Btu/hr\",$AI212<65000),AND($AJ212=\"Tons\",$AI212<65000/12000)),$AC212=\"Split\",$AO212>=15.2),MAX(Baselines!$CF456,12/9.8),Baselines!$CF456)","v":0},{"$f":"Baselines!$CG456","v":0},{"$f":"Baselines!$CI456","v":0},0,0,0,0,0,0,0,0,0,0,{"$f":"IF(OR($C212<>\"Early Retirement\",$J212=\"\"),0,IF(OR($I212=\"DX AC Air Cooled\",$I212=\"DX HP Air Cooled\"),VLOOKUP($J212,'Early Retirement'!$CI$6:$CM$32,2,FALSE),IF(OR($I212=\"PTAC\",$I212=\"PTHP\"),VLOOKUP($J212,'Early Retirement'!$CI$6:$CM$32,3,FALSE),IF(AND(OR($I212=\"Air Cooled Chiller\",$I212=\"Water Cooled Chiller\"),$L212<>\"Centrifugal\"),VLOOKUP($J212,'Early Retirement'!$CI$6:$CM$32,4,FALSE),IF(AND(OR($I212=\"Air Cooled Chiller\",$I212=\"Water Cooled Chiller\"),$L212=\"Centrifugal\"),VLOOKUP($J212,'Early Retirement'!$CI$6:$CM$32,5,FALSE),\"\")))))","v":0},0,0,0,0,0,0,0,0,0,0,0,"","","",0,0,0,{"$f":"IF(AND($C212=\"Early Retirement\",$J212<>\"\",$S212<>\"\",$U212<>\"\"),$CH212,IF(AND(OR($AB212=\"DX AC Air Cooled\",$AB212=\"DX HP Air Cooled\"),OR(AND($AJ212=\"Btu/hr\",$AI212<65000),AND($AJ212=\"Tons\",$AI212<65000/12000)),$AC212=\"Split\",$AO212>=15.2),MAX(Baselines!$CF205,12/9.8),Baselines!$CF205))","v":0},{"$f":"IF(AND($C212=\"Early Retirement\",$J212<>\"\",$S212<>\"\",$U212<>\"\"),$CI212,Baselines!$CG205)","v":0},{"$f":"Baselines!$CH205","v":"kW/ton"},"",{"$f":"IF(AND($C212=\"Early Retirement\",$J212<>\"\",$S212<>\"\",$U212<>\"\"),$CJ212,IF(AND(Baselines!$CI205=0,OR($CU212=\"DX HP\",$CU212=\"PTHP\")),$BH212,Baselines!$CI205))","v":0},"COP",{"$f":"IF(OR($C212=\"Replace-on-Burnout\",$C212=\"New Construction\"),$DC212,IF($CE212=\"\",\"\",IF(OR($CE212=\"DX HP\",$CE212=\"PTHP\"),VLOOKUP($D212,'Factor Tables'!$B$89:$M$105,MATCH(CONCATENATE($CE212,\" Clg\"),'Factor Tables'!$B$88:$M$88,0),FALSE),VLOOKUP($D212,'Factor Tables'!$B$89:$M$105,MATCH($CE212,'Factor Tables'!$B$88:$M$88,0),FALSE))))","v":""},{"$f":"IF(OR($C212=\"Replace-on-Burnout\",$C212=\"New Construction\"),$DD212,IF($CE212=\"\",\"\",IF($CE212=\"DX HP\",VLOOKUP($D212,'Factor Tables'!$B$89:$M$105,MATCH(\"DX HP Htg\",'Factor Tables'!$B$88:$M$88,0),FALSE),0)))","v":""},{"$f":"IF(OR($C212=\"Replace-on-Burnout\",$C212=\"New Construction\"),$DE212,IF($CE212=\"\",\"\",IF($CE212=\"DX HP\",VLOOKUP($D212,'Factor Tables'!$N$89:$Y$105,MATCH(\"DX HP Clg\",'Factor Tables'!$N$88:$Y$88,0),FALSE),IF($CE212=\"PTHP\",VLOOKUP($D212,'Factor Tables'!$N$89:$Y$105,MATCH(\"PTHP Clg\",'Factor Tables'!$N$88:$Y$88,0),FALSE),IF(AND($CE212<>\"DX HP\",$CE212<>\"PTHP\"),VLOOKUP($D212,'Factor Tables'!$N$89:$Y$105,MATCH($CE212,'Factor Tables'!$N$88:$Y$88,0),FALSE),\"\")))))","v":""},{"$f":"IF(OR($C212=\"Replace-on-Burnout\",$C212=\"New Construction\",$CU212=\"DX HP\",$CU212=\"PTHP\"),$DF212,IF($CE212=\"\",\"\",IF($CE212=\"DX HP\",VLOOKUP($D212,'Factor Tables'!$N$89:$Y$105,MATCH(\"DX HP Htg\",'Factor Tables'!$N$88:$Y$88,0),FALSE),IF($CE212=\"PTHP\",VLOOKUP($D212,'Factor Tables'!$N$89:$Y$105,MATCH(\"PTHP Htg\",'Factor Tables'!$N$88:$Y$88,0),FALSE),0))))","v":""},"","",0,0,"kW/ton","",0,"COP",{"$f":"IF($CU212=\"\",\"\",IF(OR($CU212=\"DX HP\",$CU212=\"VRF HP\",$CU212=\"PTHP\"),VLOOKUP($D212,'Factor Tables'!$B$89:$M$105,MATCH(CONCATENATE($CU212,\" Clg\"),'Factor Tables'!$B$88:$M$88,0),FALSE),VLOOKUP($D212,'Factor Tables'!$B$89:$M$105,MATCH($CU212,'Factor Tables'!$B$88:$M$88,0),FALSE)))","v":""},{"$f":"IF($CU212=\"\",\"\",IF(OR($CU212=\"DX HP\",$CU212=\"VRF HP\",$CU212=\"PTHP\"),VLOOKUP($D212,'Factor Tables'!$B$89:$M$105,MATCH(CONCATENATE($CU212,\" Htg\"),'Factor Tables'!$B$88:$M$88,0),FALSE),0))","v":""},{"$f":"IF($CU212=\"\",\"\",IF(OR($CU212=\"DX HP\",$CU212=\"VRF HP\",$CU212=\"PTHP\"),VLOOKUP($D212,'Factor Tables'!$N$89:$Y$105,MATCH(CONCATENATE($CU212,\" Clg\"),'Factor Tables'!$N$88:$Y$88,0),FALSE),VLOOKUP($D212,'Factor Tables'!$N$89:$Y$105,MATCH($CU212,'Factor Tables'!$N$88:$Y$88,0),FALSE)))","v":""},{"$f":"IF($CU212=\"\",\"\",IF(OR($CU212=\"DX HP\",$CU212=\"VRF HP\",$CU212=\"PTHP\"),VLOOKUP($D212,'Factor Tables'!$N$89:$Y$105,MATCH(CONCATENATE($CU212,\" Htg\"),'Factor Tables'!$N$88:$Y$88,0),FALSE),0))","v":""},{"$f":"IF($AB212=\"\",0,VLOOKUP($AB212,'Utility Admin'!$E:$G,2,FALSE))","v":0},{"$f":"IF($AB212=\"\",0,VLOOKUP($AB212,'Utility Admin'!$E:$G,3,FALSE))","v":0},{"$f":"IFERROR(IF(ABS(Summary!$F$12)<=ABS(Summary!$E$12)*'Utility Admin'!$I$5,$BA212*$DG212+$BB212*$DH212,$BA212*$DG212+$BA212*'Utility Admin'!$I$5*$DH212),0)","v":0},null,"Summer",null,null,null,null,null,null,null,null,null,null,{"$f":"IF(OR('Project Info'!$C$10=\"\",$C212=\"\",$D212=\"\"),\"\",VLOOKUP($D212,$DX$9:$EA$32,MATCH($C212,$DX$9:$EA$9,0),FALSE))","v":""},null,null,null,null,null,null,"ERROR: Contact Program Manager. Post Capacity/Unit x Post # of Units must be within +/- 20% of Pre Capacity/Unit x Pre # of Units."]
[null,204,"","",null,null,null,null,null,null,null,null,null,null,null,null,null,null,null,null,null,null,null,null,null,null,null,null,null,"A",null,null,null,null,null,null,null,null,null,null,null,null,null,null,0,0,0,0,0,0,999999999,"",0,0,{"$f":"IFERROR(IF($DI$261>'Utility Admin'!$H$5,$BB213/$BB$5*$BC$261,$DI213),0)","v":0},"","",{"$f":"IF(AND(OR($AB213=\"DX AC Air Cooled\",$AB213=\"DX HP Air Cooled\"),OR(AND($AJ213=\"Btu/hr\",$AI213<65000),AND($AJ213=\"Tons\",$AI213<65000/12000)),$AC213=\"Split\",$AO213>=15.2),MAX(Baselines!$CF457,12/9.8),Baselines!$CF457)","v":0},{"$f":"Baselines!$CG457","v":0},{"$f":"Baselines!$CI457","v":0},0,0,0,0,0,0,0,0,0,0,{"$f":"IF(OR($C213<>\"Early Retirement\",$J213=\"\"),0,IF(OR($I213=\"DX AC Air Cooled\",$I213=\"DX HP Air Cooled\"),VLOOKUP($J213,'Early Retirement'!$CI$6:$CM$32,2,FALSE),IF(OR($I213=\"PTAC\",$I213=\"PTHP\"),VLOOKUP($J213,'Early Retirement'!$CI$6:$CM$32,3,FALSE),IF(AND(OR($I213=\"Air Cooled Chiller\",$I213=\"Water Cooled Chiller\"),$L213<>\"Centrifugal\"),VLOOKUP($J213,'Early Retirement'!$CI$6:$CM$32,4,FALSE),IF(AND(OR($I213=\"Air Cooled Chiller\",$I213=\"Water Cooled Chiller\"),$L213=\"Centrifugal\"),VLOOKUP($J213,'Early Retirement'!$CI$6:$CM$32,5,FALSE),\"\")))))","v":0},0,0,0,0,0,0,0,0,0,0,0,"","","",0,0,0,{"$f":"IF(AND($C213=\"Early Retirement\",$J213<>\"\",$S213<>\"\",$U213<>\"\"),$CH213,IF(AND(OR($AB213=\"DX AC Air Cooled\",$AB213=\"DX HP Air Cooled\"),OR(AND($AJ213=\"Btu/hr\",$AI213<65000),AND($AJ213=\"Tons\",$AI213<65000/12000)),$AC213=\"Split\",$AO213>=15.2),MAX(Baselines!$CF206,12/9.8),Baselines!$CF206))","v":0},{"$f":"IF(AND($C213=\"Early Retirement\",$J213<>\"\",$S213<>\"\",$U213<>\"\"),$CI213,Baselines!$CG206)","v":0},{"$f":"Baselines!$CH206","v":"kW/ton"},"",{"$f":"IF(AND($C213=\"Early Retirement\",$J213<>\"\",$S213<>\"\",$U213<>\"\"),$CJ213,IF(AND(Baselines!$CI206=0,OR($CU213=\"DX HP\",$CU213=\"PTHP\")),$BH213,Baselines!$CI206))","v":0},"COP",{"$f":"IF(OR($C213=\"Replace-on-Burnout\",$C213=\"New Construction\"),$DC213,IF($CE213=\"\",\"\",IF(OR($CE213=\"DX HP\",$CE213=\"PTHP\"),VLOOKUP($D213,'Factor Tables'!$B$89:$M$105,MATCH(CONCATENATE($CE213,\" Clg\"),'Factor Tables'!$B$88:$M$88,0),FALSE),VLOOKUP($D213,'Factor Tables'!$B$89:$M$105,MATCH($CE213,'Factor Tables'!$B$88:$M$88,0),FALSE))))","v":""},{"$f":"IF(OR($C213=\"Replace-on-Burnout\",$C213=\"New Construction\"),$DD213,IF($CE213=\"\",\"\",IF($CE213=\"DX HP\",VLOOKUP($D213,'Factor Tables'!$B$89:$M$105,MATCH(\"DX HP Htg\",'Factor Tables'!$B$88:$M$88,0),FALSE),0)))","v":""},{"$f":"IF(OR($C213=\"Replace-on-Burnout\",$C213=\"New Construction\"),$DE213,IF($CE213=\"\",\"\",IF($CE213=\"DX HP\",VLOOKUP($D213,'Factor Tables'!$N$89:$Y$105,MATCH(\"DX HP Clg\",'Factor Tables'!$N$88:$Y$88,0),FALSE),IF($CE213=\"PTHP\",VLOOKUP($D213,'Factor Tables'!$N$89:$Y$105,MATCH(\"PTHP Clg\",'Factor Tables'!$N$88:$Y$88,0),FALSE),IF(AND($CE213<>\"DX HP\",$CE213<>\"PTHP\"),VLOOKUP($D213,'Factor Tables'!$N$89:$Y$105,MATCH($CE213,'Factor Tables'!$N$88:$Y$88,0),FALSE),\"\")))))","v":""},{"$f":"IF(OR($C213=\"Replace-on-Burnout\",$C213=\"New Construction\",$CU213=\"DX HP\",$CU213=\"PTHP\"),$DF213,IF($CE213=\"\",\"\",IF($CE213=\"DX HP\",VLOOKUP($D213,'Factor Tables'!$N$89:$Y$105,MATCH(\"DX HP Htg\",'Factor Tables'!$N$88:$Y$88,0),FALSE),IF($CE213=\"PTHP\",VLOOKUP($D213,'Factor Tables'!$N$89:$Y$105,MATCH(\"PTHP Htg\",'Factor Tables'!$N$88:$Y$88,0),FALSE),0))))","v":""},"","",0,0,"kW/ton","",0,"COP",{"$f":"IF($CU213=\"\",\"\",IF(OR($CU213=\"DX HP\",$CU213=\"VRF HP\",$CU213=\"PTHP\"),VLOOKUP($D213,'Factor Tables'!$B$89:$M$105,MATCH(CONCATENATE($CU213,\" Clg\"),'Factor Tables'!$B$88:$M$88,0),FALSE),VLOOKUP($D213,'Factor Tables'!$B$89:$M$105,MATCH($CU213,'Factor Tables'!$B$88:$M$88,0),FALSE)))","v":""},{"$f":"IF($CU213=\"\",\"\",IF(OR($CU213=\"DX HP\",$CU213=\"VRF HP\",$CU213=\"PTHP\"),VLOOKUP($D213,'Factor Tables'!$B$89:$M$105,MATCH(CONCATENATE($CU213,\" Htg\"),'Factor Tables'!$B$88:$M$88,0),FALSE),0))","v":""},{"$f":"IF($CU213=\"\",\"\",IF(OR($CU213=\"DX HP\",$CU213=\"VRF HP\",$CU213=\"PTHP\"),VLOOKUP($D213,'Factor Tables'!$N$89:$Y$105,MATCH(CONCATENATE($CU213,\" Clg\"),'Factor Tables'!$N$88:$Y$88,0),FALSE),VLOOKUP($D213,'Factor Tables'!$N$89:$Y$105,MATCH($CU213,'Factor Tables'!$N$88:$Y$88,0),FALSE)))","v":""},{"$f":"IF($CU213=\"\",\"\",IF(OR($CU213=\"DX HP\",$CU213=\"VRF HP\",$CU213=\"PTHP\"),VLOOKUP($D213,'Factor Tables'!$N$89:$Y$105,MATCH(CONCATENATE($CU213,\" Htg\"),'Factor Tables'!$N$88:$Y$88,0),FALSE),0))","v":""},{"$f":"IF($AB213=\"\",0,VLOOKUP($AB213,'Utility Admin'!$E:$G,2,FALSE))","v":0},{"$f":"IF($AB213=\"\",0,VLOOKUP($AB213,'Utility Admin'!$E:$G,3,FALSE))","v":0},{"$f":"IFERROR(IF(ABS(Summary!$F$12)<=ABS(Summary!$E$12)*'Utility Admin'!$I$5,$BA213*$DG213+$BB213*$DH213,$BA213*$DG213+$BA213*'Utility Admin'!$I$5*$DH213),0)","v":0},null,"Summer",null,null,null,null,null,null,null,null,null,null,{"$f":"IF(OR('Project Info'!$C$10=\"\",$C213=\"\",$D213=\"\"),\"\",VLOOKUP($D213,$DX$9:$EA$32,MATCH($C213,$DX$9:$EA$9,0),FALSE))","v":""},null,null,null,null,null,null,"ERROR: Contact Program Manager. Post Capacity/Unit x Post # of Units must be within +/- 20% of Pre Capacity/Unit x Pre # of Units."]
[null,205,"","",null,null,null,null,null,null,null,null,null,null,null,null,null,null,null,null,null,null,null,null,null,null,null,null,null,"A",null,null,null,null,null,null,null,null,null,null,null,null,null,null,0,0,0,0,0,0,999999999,"",0,0,{"$f":"IFERROR(IF($DI$261>'Utility Admin'!$H$5,$BB214/$BB$5*$BC$261,$DI214),0)","v":0},"","",{"$f":"IF(AND(OR($AB214=\"DX AC Air Cooled\",$AB214=\"DX HP Air Cooled\"),OR(AND($AJ214=\"Btu/hr\",$AI214<65000),AND($AJ214=\"Tons\",$AI214<65000/12000)),$AC214=\"Split\",$AO214>=15.2),MAX(Baselines!$CF458,12/9.8),Baselines!$CF458)","v":0},{"$f":"Baselines!$CG458","v":0},{"$f":"Baselines!$CI458","v":0},0,0,0,0,0,0,0,0,0,0,{"$f":"IF(OR($C214<>\"Early Retirement\",$J214=\"\"),0,IF(OR($I214=\"DX AC Air Cooled\",$I214=\"DX HP Air Cooled\"),VLOOKUP($J214,'Early Retirement'!$CI$6:$CM$32,2,FALSE),IF(OR($I214=\"PTAC\",$I214=\"PTHP\"),VLOOKUP($J214,'Early Retirement'!$CI$6:$CM$32,3,FALSE),IF(AND(OR($I214=\"Air Cooled Chiller\",$I214=\"Water Cooled Chiller\"),$L214<>\"Centrifugal\"),VLOOKUP($J214,'Early Retirement'!$CI$6:$CM$32,4,FALSE),IF(AND(OR($I214=\"Air Cooled Chiller\",$I214=\"Water Cooled Chiller\"),$L214=\"Centrifugal\"),VLOOKUP($J214,'Early Retirement'!$CI$6:$CM$32,5,FALSE),\"\")))))","v":0},0,0,0,0,0,0,0,0,0,0,0,"","","",0,0,0,{"$f":"IF(AND($C214=\"Early Retirement\",$J214<>\"\",$S214<>\"\",$U214<>\"\"),$CH214,IF(AND(OR($AB214=\"DX AC Air Cooled\",$AB214=\"DX HP Air Cooled\"),OR(AND($AJ214=\"Btu/hr\",$AI214<65000),AND($AJ214=\"Tons\",$AI214<65000/12000)),$AC214=\"Split\",$AO214>=15.2),MAX(Baselines!$CF207,12/9.8),Baselines!$CF207))","v":0},{"$f":"IF(AND($C214=\"Early Retirement\",$J214<>\"\",$S214<>\"\",$U214<>\"\"),$CI214,Baselines!$CG207)","v":0},{"$f":"Baselines!$CH207","v":"kW/ton"},"",{"$f":"IF(AND($C214=\"Early Retirement\",$J214<>\"\",$S214<>\"\",$U214<>\"\"),$CJ214,IF(AND(Baselines!$CI207=0,OR($CU214=\"DX HP\",$CU214=\"PTHP\")),$BH214,Baselines!$CI207))","v":0},"COP",{"$f":"IF(OR($C214=\"Replace-on-Burnout\",$C214=\"New Construction\"),$DC214,IF($CE214=\"\",\"\",IF(OR($CE214=\"DX HP\",$CE214=\"PTHP\"),VLOOKUP($D214,'Factor Tables'!$B$89:$M$105,MATCH(CONCATENATE($CE214,\" Clg\"),'Factor Tables'!$B$88:$M$88,0),FALSE),VLOOKUP($D214,'Factor Tables'!$B$89:$M$105,MATCH($CE214,'Factor Tables'!$B$88:$M$88,0),FALSE))))","v":""},{"$f":"IF(OR($C214=\"Replace-on-Burnout\",$C214=\"New Construction\"),$DD214,IF($CE214=\"\",\"\",IF($CE214=\"DX HP\",VLOOKUP($D214,'Factor Tables'!$B$89:$M$105,MATCH(\"DX HP Htg\",'Factor Tables'!$B$88:$M$88,0),FALSE),0)))","v":""},{"$f":"IF(OR($C214=\"Replace-on-Burnout\",$C214=\"New Construction\"),$DE214,IF($CE214=\"\",\"\",IF($CE214=\"DX HP\",VLOOKUP($D214,'Factor Tables'!$N$89:$Y$105,MATCH(\"DX HP Clg\",'Factor Tables'!$N$88:$Y$88,0),FALSE),IF($CE214=\"PTHP\",VLOOKUP($D214,'Factor Tables'!$N$89:$Y$105,MATCH(\"PTHP Clg\",'Factor Tables'!$N$88:$Y$88,0),FALSE),IF(AND($CE214<>\"DX HP\",$CE214<>\"PTHP\"),VLOOKUP($D214,'Factor Tables'!$N$89:$Y$105,MATCH($CE214,'Factor Tables'!$N$88:$Y$88,0),FALSE),\"\")))))","v":""},{"$f":"IF(OR($C214=\"Replace-on-Burnout\",$C214=\"New Construction\",$CU214=\"DX HP\",$CU214=\"PTHP\"),$DF214,IF($CE214=\"\",\"\",IF($CE214=\"DX HP\",VLOOKUP($D214,'Factor Tables'!$N$89:$Y$105,MATCH(\"DX HP Htg\",'Factor Tables'!$N$88:$Y$88,0),FALSE),IF($CE214=\"PTHP\",VLOOKUP($D214,'Factor Tables'!$N$89:$Y$105,MATCH(\"PTHP Htg\",'Factor Tables'!$N$88:$Y$88,0),FALSE),0))))","v":""},"","",0,0,"kW/ton","",0,"COP",{"$f":"IF($CU214=\"\",\"\",IF(OR($CU214=\"DX HP\",$CU214=\"VRF HP\",$CU214=\"PTHP\"),VLOOKUP($D214,'Factor Tables'!$B$89:$M$105,MATCH(CONCATENATE($CU214,\" Clg\"),'Factor Tables'!$B$88:$M$88,0),FALSE),VLOOKUP($D214,'Factor Tables'!$B$89:$M$105,MATCH($CU214,'Factor Tables'!$B$88:$M$88,0),FALSE)))","v":""},{"$f":"IF($CU214=\"\",\"\",IF(OR($CU214=\"DX HP\",$CU214=\"VRF HP\",$CU214=\"PTHP\"),VLOOKUP($D214,'Factor Tables'!$B$89:$M$105,MATCH(CONCATENATE($CU214,\" Htg\"),'Factor Tables'!$B$88:$M$88,0),FALSE),0))","v":""},{"$f":"IF($CU214=\"\",\"\",IF(OR($CU214=\"DX HP\",$CU214=\"VRF HP\",$CU214=\"PTHP\"),VLOOKUP($D214,'Factor Tables'!$N$89:$Y$105,MATCH(CONCATENATE($CU214,\" Clg\"),'Factor Tables'!$N$88:$Y$88,0),FALSE),VLOOKUP($D214,'Factor Tables'!$N$89:$Y$105,MATCH($CU214,'Factor Tables'!$N$88:$Y$88,0),FALSE)))","v":""},{"$f":"IF($CU214=\"\",\"\",IF(OR($CU214=\"DX HP\",$CU214=\"VRF HP\",$CU214=\"PTHP\"),VLOOKUP($D214,'Factor Tables'!$N$89:$Y$105,MATCH(CONCATENATE($CU214,\" Htg\"),'Factor Tables'!$N$88:$Y$88,0),FALSE),0))","v":""},{"$f":"IF($AB214=\"\",0,VLOOKUP($AB214,'Utility Admin'!$E:$G,2,FALSE))","v":0},{"$f":"IF($AB214=\"\",0,VLOOKUP($AB214,'Utility Admin'!$E:$G,3,FALSE))","v":0},{"$f":"IFERROR(IF(ABS(Summary!$F$12)<=ABS(Summary!$E$12)*'Utility Admin'!$I$5,$BA214*$DG214+$BB214*$DH214,$BA214*$DG214+$BA214*'Utility Admin'!$I$5*$DH214),0)","v":0},null,"Summer",null,null,null,null,null,null,null,null,null,null,{"$f":"IF(OR('Project Info'!$C$10=\"\",$C214=\"\",$D214=\"\"),\"\",VLOOKUP($D214,$DX$9:$EA$32,MATCH($C214,$DX$9:$EA$9,0),FALSE))","v":""},null,null,null,null,null,null,"ERROR: Contact Program Manager. Post Capacity/Unit x Post # of Units must be within +/- 20% of Pre Capacity/Unit x Pre # of Units."]
[null,206,"","",null,null,null,null,null,null,null,null,null,null,null,null,null,null,null,null,null,null,null,null,null,null,null,null,null,"A",null,null,null,null,null,null,null,null,null,null,null,null,null,null,0,0,0,0,0,0,999999999,"",0,0,{"$f":"IFERROR(IF($DI$261>'Utility Admin'!$H$5,$BB215/$BB$5*$BC$261,$DI215),0)","v":0},"","",{"$f":"IF(AND(OR($AB215=\"DX AC Air Cooled\",$AB215=\"DX HP Air Cooled\"),OR(AND($AJ215=\"Btu/hr\",$AI215<65000),AND($AJ215=\"Tons\",$AI215<65000/12000)),$AC215=\"Split\",$AO215>=15.2),MAX(Baselines!$CF459,12/9.8),Baselines!$CF459)","v":0},{"$f":"Baselines!$CG459","v":0},{"$f":"Baselines!$CI459","v":0},0,0,0,0,0,0,0,0,0,0,{"$f":"IF(OR($C215<>\"Early Retirement\",$J215=\"\"),0,IF(OR($I215=\"DX AC Air Cooled\",$I215=\"DX HP Air Cooled\"),VLOOKUP($J215,'Early Retirement'!$CI$6:$CM$32,2,FALSE),IF(OR($I215=\"PTAC\",$I215=\"PTHP\"),VLOOKUP($J215,'Early Retirement'!$CI$6:$CM$32,3,FALSE),IF(AND(OR($I215=\"Air Cooled Chiller\",$I215=\"Water Cooled Chiller\"),$L215<>\"Centrifugal\"),VLOOKUP($J215,'Early Retirement'!$CI$6:$CM$32,4,FALSE),IF(AND(OR($I215=\"Air Cooled Chiller\",$I215=\"Water Cooled Chiller\"),$L215=\"Centrifugal\"),VLOOKUP($J215,'Early Retirement'!$CI$6:$CM$32,5,FALSE),\"\")))))","v":0},0,0,0,0,0,0,0,0,0,0,0,"","","",0,0,0,{"$f":"IF(AND($C215=\"Early Retirement\",$J215<>\"\",$S215<>\"\",$U215<>\"\"),$CH215,IF(AND(OR($AB215=\"DX AC Air Cooled\",$AB215=\"DX HP Air Cooled\"),OR(AND($AJ215=\"Btu/hr\",$AI215<65000),AND($AJ215=\"Tons\",$AI215<65000/12000)),$AC215=\"Split\",$AO215>=15.2),MAX(Baselines!$CF208,12/9.8),Baselines!$CF208))","v":0},{"$f":"IF(AND($C215=\"Early Retirement\",$J215<>\"\",$S215<>\"\",$U215<>\"\"),$CI215,Baselines!$CG208)","v":0},{"$f":"Baselines!$CH208","v":"kW/ton"},"",{"$f":"IF(AND($C215=\"Early Retirement\",$J215<>\"\",$S215<>\"\",$U215<>\"\"),$CJ215,IF(AND(Baselines!$CI208=0,OR($CU215=\"DX HP\",$CU215=\"PTHP\")),$BH215,Baselines!$CI208))","v":0},"COP",{"$f":"IF(OR($C215=\"Replace-on-Burnout\",$C215=\"New Construction\"),$DC215,IF($CE215=\"\",\"\",IF(OR($CE215=\"DX HP\",$CE215=\"PTHP\"),VLOOKUP($D215,'Factor Tables'!$B$89:$M$105,MATCH(CONCATENATE($CE215,\" Clg\"),'Factor Tables'!$B$88:$M$88,0),FALSE),VLOOKUP($D215,'Factor Tables'!$B$89:$M$105,MATCH($CE215,'Factor Tables'!$B$88:$M$88,0),FALSE))))","v":""},{"$f":"IF(OR($C215=\"Replace-on-Burnout\",$C215=\"New Construction\"),$DD215,IF($CE215=\"\",\"\",IF($CE215=\"DX HP\",VLOOKUP($D215,'Factor Tables'!$B$89:$M$105,MATCH(\"DX HP Htg\",'Factor Tables'!$B$88:$M$88,0),FALSE),0)))","v":""},{"$f":"IF(OR($C215=\"Replace-on-Burnout\",$C215=\"New Construction\"),$DE215,IF($CE215=\"\",\"\",IF($CE215=\"DX HP\",VLOOKUP($D215,'Factor Tables'!$N$89:$Y$105,MATCH(\"DX HP Clg\",'Factor Tables'!$N$88:$Y$88,0),FALSE),IF($CE215=\"PTHP\",VLOOKUP($D215,'Factor Tables'!$N$89:$Y$105,MATCH(\"PTHP Clg\",'Factor Tables'!$N$88:$Y$88,0),FALSE),IF(AND($CE215<>\"DX HP\",$CE215<>\"PTHP\"),VLOOKUP($D215,'Factor Tables'!$N$89:$Y$105,MATCH($CE215,'Factor Tables'!$N$88:$Y$88,0),FALSE),\"\")))))","v":""},{"$f":"IF(OR($C215=\"Replace-on-Burnout\",$C215=\"New Construction\",$CU215=\"DX HP\",$CU215=\"PTHP\"),$DF215,IF($CE215=\"\",\"\",IF($CE215=\"DX HP\",VLOOKUP($D215,'Factor Tables'!$N$89:$Y$105,MATCH(\"DX HP Htg\",'Factor Tables'!$N$88:$Y$88,0),FALSE),IF($CE215=\"PTHP\",VLOOKUP($D215,'Factor Tables'!$N$89:$Y$105,MATCH(\"PTHP Htg\",'Factor Tables'!$N$88:$Y$88,0),FALSE),0))))","v":""},"","",0,0,"kW/ton","",0,"COP",{"$f":"IF($CU215=\"\",\"\",IF(OR($CU215=\"DX HP\",$CU215=\"VRF HP\",$CU215=\"PTHP\"),VLOOKUP($D215,'Factor Tables'!$B$89:$M$105,MATCH(CONCATENATE($CU215,\" Clg\"),'Factor Tables'!$B$88:$M$88,0),FALSE),VLOOKUP($D215,'Factor Tables'!$B$89:$M$105,MATCH($CU215,'Factor Tables'!$B$88:$M$88,0),FALSE)))","v":""},{"$f":"IF($CU215=\"\",\"\",IF(OR($CU215=\"DX HP\",$CU215=\"VRF HP\",$CU215=\"PTHP\"),VLOOKUP($D215,'Factor Tables'!$B$89:$M$105,MATCH(CONCATENATE($CU215,\" Htg\"),'Factor Tables'!$B$88:$M$88,0),FALSE),0))","v":""},{"$f":"IF($CU215=\"\",\"\",IF(OR($CU215=\"DX HP\",$CU215=\"VRF HP\",$CU215=\"PTHP\"),VLOOKUP($D215,'Factor Tables'!$N$89:$Y$105,MATCH(CONCATENATE($CU215,\" Clg\"),'Factor Tables'!$N$88:$Y$88,0),FALSE),VLOOKUP($D215,'Factor Tables'!$N$89:$Y$105,MATCH($CU215,'Factor Tables'!$N$88:$Y$88,0),FALSE)))","v":""},{"$f":"IF($CU215=\"\",\"\",IF(OR($CU215=\"DX HP\",$CU215=\"VRF HP\",$CU215=\"PTHP\"),VLOOKUP($D215,'Factor Tables'!$N$89:$Y$105,MATCH(CONCATENATE($CU215,\" Htg\"),'Factor Tables'!$N$88:$Y$88,0),FALSE),0))","v":""},{"$f":"IF($AB215=\"\",0,VLOOKUP($AB215,'Utility Admin'!$E:$G,2,FALSE))","v":0},{"$f":"IF($AB215=\"\",0,VLOOKUP($AB215,'Utility Admin'!$E:$G,3,FALSE))","v":0},{"$f":"IFERROR(IF(ABS(Summary!$F$12)<=ABS(Summary!$E$12)*'Utility Admin'!$I$5,$BA215*$DG215+$BB215*$DH215,$BA215*$DG215+$BA215*'Utility Admin'!$I$5*$DH215),0)","v":0},null,"Summer",null,null,null,null,null,null,null,null,null,null,{"$f":"IF(OR('Project Info'!$C$10=\"\",$C215=\"\",$D215=\"\"),\"\",VLOOKUP($D215,$DX$9:$EA$32,MATCH($C215,$DX$9:$EA$9,0),FALSE))","v":""},null,null,null,null,null,null,"ERROR: Contact Program Manager. Post Capacity/Unit x Post # of Units must be within +/- 20% of Pre Capacity/Unit x Pre # of Units."]
[null,207,"","",null,null,null,null,null,null,null,null,null,null,null,null,null,null,null,null,null,null,null,null,null,null,null,null,null,"A",null,null,null,null,null,null,null,null,null,null,null,null,null,null,0,0,0,0,0,0,999999999,"",0,0,{"$f":"IFERROR(IF($DI$261>'Utility Admin'!$H$5,$BB216/$BB$5*$BC$261,$DI216),0)","v":0},"","",{"$f":"IF(AND(OR($AB216=\"DX AC Air Cooled\",$AB216=\"DX HP Air Cooled\"),OR(AND($AJ216=\"Btu/hr\",$AI216<65000),AND($AJ216=\"Tons\",$AI216<65000/12000)),$AC216=\"Split\",$AO216>=15.2),MAX(Baselines!$CF460,12/9.8),Baselines!$CF460)","v":0},{"$f":"Baselines!$CG460","v":0},{"$f":"Baselines!$CI460","v":0},0,0,0,0,0,0,0,0,0,0,{"$f":"IF(OR($C216<>\"Early Retirement\",$J216=\"\"),0,IF(OR($I216=\"DX AC Air Cooled\",$I216=\"DX HP Air Cooled\"),VLOOKUP($J216,'Early Retirement'!$CI$6:$CM$32,2,FALSE),IF(OR($I216=\"PTAC\",$I216=\"PTHP\"),VLOOKUP($J216,'Early Retirement'!$CI$6:$CM$32,3,FALSE),IF(AND(OR($I216=\"Air Cooled Chiller\",$I216=\"Water Cooled Chiller\"),$L216<>\"Centrifugal\"),VLOOKUP($J216,'Early Retirement'!$CI$6:$CM$32,4,FALSE),IF(AND(OR($I216=\"Air Cooled Chiller\",$I216=\"Water Cooled Chiller\"),$L216=\"Centrifugal\"),VLOOKUP($J216,'Early Retirement'!$CI$6:$CM$32,5,FALSE),\"\")))))","v":0},0,0,0,0,0,0,0,0,0,0,0,"","","",0,0,0,{"$f":"IF(AND($C216=\"Early Retirement\",$J216<>\"\",$S216<>\"\",$U216<>\"\"),$CH216,IF(AND(OR($AB216=\"DX AC Air Cooled\",$AB216=\"DX HP Air Cooled\"),OR(AND($AJ216=\"Btu/hr\",$AI216<65000),AND($AJ216=\"Tons\",$AI216<65000/12000)),$AC216=\"Split\",$AO216>=15.2),MAX(Baselines!$CF209,12/9.8),Baselines!$CF209))","v":0},{"$f":"IF(AND($C216=\"Early Retirement\",$J216<>\"\",$S216<>\"\",$U216<>\"\"),$CI216,Baselines!$CG209)","v":0},{"$f":"Baselines!$CH209","v":"kW/ton"},"",{"$f":"IF(AND($C216=\"Early Retirement\",$J216<>\"\",$S216<>\"\",$U216<>\"\"),$CJ216,IF(AND(Baselines!$CI209=0,OR($CU216=\"DX HP\",$CU216=\"PTHP\")),$BH216,Baselines!$CI209))","v":0},"COP",{"$f":"IF(OR($C216=\"Replace-on-Burnout\",$C216=\"New Construction\"),$DC216,IF($CE216=\"\",\"\",IF(OR($CE216=\"DX HP\",$CE216=\"PTHP\"),VLOOKUP($D216,'Factor Tables'!$B$89:$M$105,MATCH(CONCATENATE($CE216,\" Clg\"),'Factor Tables'!$B$88:$M$88,0),FALSE),VLOOKUP($D216,'Factor Tables'!$B$89:$M$105,MATCH($CE216,'Factor Tables'!$B$88:$M$88,0),FALSE))))","v":""},{"$f":"IF(OR($C216=\"Replace-on-Burnout\",$C216=\"New Construction\"),$DD216,IF($CE216=\"\",\"\",IF($CE216=\"DX HP\",VLOOKUP($D216,'Factor Tables'!$B$89:$M$105,MATCH(\"DX HP Htg\",'Factor Tables'!$B$88:$M$88,0),FALSE),0)))","v":""},{"$f":"IF(OR($C216=\"Replace-on-Burnout\",$C216=\"New Construction\"),$DE216,IF($CE216=\"\",\"\",IF($CE216=\"DX HP\",VLOOKUP($D216,'Factor Tables'!$N$89:$Y$105,MATCH(\"DX HP Clg\",'Factor Tables'!$N$88:$Y$88,0),FALSE),IF($CE216=\"PTHP\",VLOOKUP($D216,'Factor Tables'!$N$89:$Y$105,MATCH(\"PTHP Clg\",'Factor Tables'!$N$88:$Y$88,0),FALSE),IF(AND($CE216<>\"DX HP\",$CE216<>\"PTHP\"),VLOOKUP($D216,'Factor Tables'!$N$89:$Y$105,MATCH($CE216,'Factor Tables'!$N$88:$Y$88,0),FALSE),\"\")))))","v":""},{"$f":"IF(OR($C216=\"Replace-on-Burnout\",$C216=\"New Construction\",$CU216=\"DX HP\",$CU216=\"PTHP\"),$DF216,IF($CE216=\"\",\"\",IF($CE216=\"DX HP\",VLOOKUP($D216,'Factor Tables'!$N$89:$Y$105,MATCH(\"DX HP Htg\",'Factor Tables'!$N$88:$Y$88,0),FALSE),IF($CE216=\"PTHP\",VLOOKUP($D216,'Factor Tables'!$N$89:$Y$105,MATCH(\"PTHP Htg\",'Factor Tables'!$N$88:$Y$88,0),FALSE),0))))","v":""},"","",0,0,"kW/ton","",0,"COP",{"$f":"IF($CU216=\"\",\"\",IF(OR($CU216=\"DX HP\",$CU216=\"VRF HP\",$CU216=\"PTHP\"),VLOOKUP($D216,'Factor Tables'!$B$89:$M$105,MATCH(CONCATENATE($CU216,\" Clg\"),'Factor Tables'!$B$88:$M$88,0),FALSE),VLOOKUP($D216,'Factor Tables'!$B$89:$M$105,MATCH($CU216,'Factor Tables'!$B$88:$M$88,0),FALSE)))","v":""},{"$f":"IF($CU216=\"\",\"\",IF(OR($CU216=\"DX HP\",$CU216=\"VRF HP\",$CU216=\"PTHP\"),VLOOKUP($D216,'Factor Tables'!$B$89:$M$105,MATCH(CONCATENATE($CU216,\" Htg\"),'Factor Tables'!$B$88:$M$88,0),FALSE),0))","v":""},{"$f":"IF($CU216=\"\",\"\",IF(OR($CU216=\"DX HP\",$CU216=\"VRF HP\",$CU216=\"PTHP\"),VLOOKUP($D216,'Factor Tables'!$N$89:$Y$105,MATCH(CONCATENATE($CU216,\" Clg\"),'Factor Tables'!$N$88:$Y$88,0),FALSE),VLOOKUP($D216,'Factor Tables'!$N$89:$Y$105,MATCH($CU216,'Factor Tables'!$N$88:$Y$88,0),FALSE)))","v":""},{"$f":"IF($CU216=\"\",\"\",IF(OR($CU216=\"DX HP\",$CU216=\"VRF HP\",$CU216=\"PTHP\"),VLOOKUP($D216,'Factor Tables'!$N$89:$Y$105,MATCH(CONCATENATE($CU216,\" Htg\"),'Factor Tables'!$N$88:$Y$88,0),FALSE),0))","v":""},{"$f":"IF($AB216=\"\",0,VLOOKUP($AB216,'Utility Admin'!$E:$G,2,FALSE))","v":0},{"$f":"IF($AB216=\"\",0,VLOOKUP($AB216,'Utility Admin'!$E:$G,3,FALSE))","v":0},{"$f":"IFERROR(IF(ABS(Summary!$F$12)<=ABS(Summary!$E$12)*'Utility Admin'!$I$5,$BA216*$DG216+$BB216*$DH216,$BA216*$DG216+$BA216*'Utility Admin'!$I$5*$DH216),0)","v":0},null,"Summer",null,null,null,null,null,null,null,null,null,null,{"$f":"IF(OR('Project Info'!$C$10=\"\",$C216=\"\",$D216=\"\"),\"\",VLOOKUP($D216,$DX$9:$EA$32,MATCH($C216,$DX$9:$EA$9,0),FALSE))","v":""},null,null,null,null,null,null,"ERROR: Contact Program Manager. Post Capacity/Unit x Post # of Units must be within +/- 20% of Pre Capacity/Unit x Pre # of Units."]
[null,208,"","",null,null,null,null,null,null,null,null,null,null,null,null,null,null,null,null,null,null,null,null,null,null,null,null,null,"A",null,null,null,null,null,null,null,null,null,null,null,null,null,null,0,0,0,0,0,0,999999999,"",0,0,{"$f":"IFERROR(IF($DI$261>'Utility Admin'!$H$5,$BB217/$BB$5*$BC$261,$DI217),0)","v":0},"","",{"$f":"IF(AND(OR($AB217=\"DX AC Air Cooled\",$AB217=\"DX HP Air Cooled\"),OR(AND($AJ217=\"Btu/hr\",$AI217<65000),AND($AJ217=\"Tons\",$AI217<65000/12000)),$AC217=\"Split\",$AO217>=15.2),MAX(Baselines!$CF461,12/9.8),Baselines!$CF461)","v":0},{"$f":"Baselines!$CG461","v":0},{"$f":"Baselines!$CI461","v":0},0,0,0,0,0,0,0,0,0,0,{"$f":"IF(OR($C217<>\"Early Retirement\",$J217=\"\"),0,IF(OR($I217=\"DX AC Air Cooled\",$I217=\"DX HP Air Cooled\"),VLOOKUP($J217,'Early Retirement'!$CI$6:$CM$32,2,FALSE),IF(OR($I217=\"PTAC\",$I217=\"PTHP\"),VLOOKUP($J217,'Early Retirement'!$CI$6:$CM$32,3,FALSE),IF(AND(OR($I217=\"Air Cooled Chiller\",$I217=\"Water Cooled Chiller\"),$L217<>\"Centrifugal\"),VLOOKUP($J217,'Early Retirement'!$CI$6:$CM$32,4,FALSE),IF(AND(OR($I217=\"Air Cooled Chiller\",$I217=\"Water Cooled Chiller\"),$L217=\"Centrifugal\"),VLOOKUP($J217,'Early Retirement'!$CI$6:$CM$32,5,FALSE),\"\")))))","v":0},0,0,0,0,0,0,0,0,0,0,0,"","","",0,0,0,{"$f":"IF(AND($C217=\"Early Retirement\",$J217<>\"\",$S217<>\"\",$U217<>\"\"),$CH217,IF(AND(OR($AB217=\"DX AC Air Cooled\",$AB217=\"DX HP Air Cooled\"),OR(AND($AJ217=\"Btu/hr\",$AI217<65000),AND($AJ217=\"Tons\",$AI217<65000/12000)),$AC217=\"Split\",$AO217>=15.2),MAX(Baselines!$CF210,12/9.8),Baselines!$CF210))","v":0},{"$f":"IF(AND($C217=\"Early Retirement\",$J217<>\"\",$S217<>\"\",$U217<>\"\"),$CI217,Baselines!$CG210)","v":0},{"$f":"Baselines!$CH210","v":"kW/ton"},"",{"$f":"IF(AND($C217=\"Early Retirement\",$J217<>\"\",$S217<>\"\",$U217<>\"\"),$CJ217,IF(AND(Baselines!$CI210=0,OR($CU217=\"DX HP\",$CU217=\"PTHP\")),$BH217,Baselines!$CI210))","v":0},"COP",{"$f":"IF(OR($C217=\"Replace-on-Burnout\",$C217=\"New Construction\"),$DC217,IF($CE217=\"\",\"\",IF(OR($CE217=\"DX HP\",$CE217=\"PTHP\"),VLOOKUP($D217,'Factor Tables'!$B$89:$M$105,MATCH(CONCATENATE($CE217,\" Clg\"),'Factor Tables'!$B$88:$M$88,0),FALSE),VLOOKUP($D217,'Factor Tables'!$B$89:$M$105,MATCH($CE217,'Factor Tables'!$B$88:$M$88,0),FALSE))))","v":""},{"$f":"IF(OR($C217=\"Replace-on-Burnout\",$C217=\"New Construction\"),$DD217,IF($CE217=\"\",\"\",IF($CE217=\"DX HP\",VLOOKUP($D217,'Factor Tables'!$B$89:$M$105,MATCH(\"DX HP Htg\",'Factor Tables'!$B$88:$M$88,0),FALSE),0)))","v":""},{"$f":"IF(OR($C217=\"Replace-on-Burnout\",$C217=\"New Construction\"),$DE217,IF($CE217=\"\",\"\",IF($CE217=\"DX HP\",VLOOKUP($D217,'Factor Tables'!$N$89:$Y$105,MATCH(\"DX HP Clg\",'Factor Tables'!$N$88:$Y$88,0),FALSE),IF($CE217=\"PTHP\",VLOOKUP($D217,'Factor Tables'!$N$89:$Y$105,MATCH(\"PTHP Clg\",'Factor Tables'!$N$88:$Y$88,0),FALSE),IF(AND($CE217<>\"DX HP\",$CE217<>\"PTHP\"),VLOOKUP($D217,'Factor Tables'!$N$89:$Y$105,MATCH($CE217,'Factor Tables'!$N$88:$Y$88,0),FALSE),\"\")))))","v":""},{"$f":"IF(OR($C217=\"Replace-on-Burnout\",$C217=\"New Construction\",$CU217=\"DX HP\",$CU217=\"PTHP\"),$DF217,IF($CE217=\"\",\"\",IF($CE217=\"DX HP\",VLOOKUP($D217,'Factor Tables'!$N$89:$Y$105,MATCH(\"DX HP Htg\",'Factor Tables'!$N$88:$Y$88,0),FALSE),IF($CE217=\"PTHP\",VLOOKUP($D217,'Factor Tables'!$N$89:$Y$105,MATCH(\"PTHP Htg\",'Factor Tables'!$N$88:$Y$88,0),FALSE),0))))","v":""},"","",0,0,"kW/ton","",0,"COP",{"$f":"IF($CU217=\"\",\"\",IF(OR($CU217=\"DX HP\",$CU217=\"VRF HP\",$CU217=\"PTHP\"),VLOOKUP($D217,'Factor Tables'!$B$89:$M$105,MATCH(CONCATENATE($CU217,\" Clg\"),'Factor Tables'!$B$88:$M$88,0),FALSE),VLOOKUP($D217,'Factor Tables'!$B$89:$M$105,MATCH($CU217,'Factor Tables'!$B$88:$M$88,0),FALSE)))","v":""},{"$f":"IF($CU217=\"\",\"\",IF(OR($CU217=\"DX HP\",$CU217=\"VRF HP\",$CU217=\"PTHP\"),VLOOKUP($D217,'Factor Tables'!$B$89:$M$105,MATCH(CONCATENATE($CU217,\" Htg\"),'Factor Tables'!$B$88:$M$88,0),FALSE),0))","v":""},{"$f":"IF($CU217=\"\",\"\",IF(OR($CU217=\"DX HP\",$CU217=\"VRF HP\",$CU217=\"PTHP\"),VLOOKUP($D217,'Factor Tables'!$N$89:$Y$105,MATCH(CONCATENATE($CU217,\" Clg\"),'Factor Tables'!$N$88:$Y$88,0),FALSE),VLOOKUP($D217,'Factor Tables'!$N$89:$Y$105,MATCH($CU217,'Factor Tables'!$N$88:$Y$88,0),FALSE)))","v":""},{"$f":"IF($CU217=\"\",\"\",IF(OR($CU217=\"DX HP\",$CU217=\"VRF HP\",$CU217=\"PTHP\"),VLOOKUP($D217,'Factor Tables'!$N$89:$Y$105,MATCH(CONCATENATE($CU217,\" Htg\"),'Factor Tables'!$N$88:$Y$88,0),FALSE),0))","v":""},{"$f":"IF($AB217=\"\",0,VLOOKUP($AB217,'Utility Admin'!$E:$G,2,FALSE))","v":0},{"$f":"IF($AB217=\"\",0,VLOOKUP($AB217,'Utility Admin'!$E:$G,3,FALSE))","v":0},{"$f":"IFERROR(IF(ABS(Summary!$F$12)<=ABS(Summary!$E$12)*'Utility Admin'!$I$5,$BA217*$DG217+$BB217*$DH217,$BA217*$DG217+$BA217*'Utility Admin'!$I$5*$DH217),0)","v":0},null,"Summer",null,null,null,null,null,null,null,null,null,null,{"$f":"IF(OR('Project Info'!$C$10=\"\",$C217=\"\",$D217=\"\"),\"\",VLOOKUP($D217,$DX$9:$EA$32,MATCH($C217,$DX$9:$EA$9,0),FALSE))","v":""},null,null,null,null,null,null,"ERROR: Contact Program Manager. Post Capacity/Unit x Post # of Units must be within +/- 20% of Pre Capacity/Unit x Pre # of Units."]
[null,209,"","",null,null,null,null,null,null,null,null,null,null,null,null,null,null,null,null,null,null,null,null,null,null,null,null,null,"A",null,null,null,null,null,null,null,null,null,null,null,null,null,null,0,0,0,0,0,0,999999999,"",0,0,{"$f":"IFERROR(IF($DI$261>'Utility Admin'!$H$5,$BB218/$BB$5*$BC$261,$DI218),0)","v":0},"","",{"$f":"IF(AND(OR($AB218=\"DX AC Air Cooled\",$AB218=\"DX HP Air Cooled\"),OR(AND($AJ218=\"Btu/hr\",$AI218<65000),AND($AJ218=\"Tons\",$AI218<65000/12000)),$AC218=\"Split\",$AO218>=15.2),MAX(Baselines!$CF462,12/9.8),Baselines!$CF462)","v":0},{"$f":"Baselines!$CG462","v":0},{"$f":"Baselines!$CI462","v":0},0,0,0,0,0,0,0,0,0,0,{"$f":"IF(OR($C218<>\"Early Retirement\",$J218=\"\"),0,IF(OR($I218=\"DX AC Air Cooled\",$I218=\"DX HP Air Cooled\"),VLOOKUP($J218,'Early Retirement'!$CI$6:$CM$32,2,FALSE),IF(OR($I218=\"PTAC\",$I218=\"PTHP\"),VLOOKUP($J218,'Early Retirement'!$CI$6:$CM$32,3,FALSE),IF(AND(OR($I218=\"Air Cooled Chiller\",$I218=\"Water Cooled Chiller\"),$L218<>\"Centrifugal\"),VLOOKUP($J218,'Early Retirement'!$CI$6:$CM$32,4,FALSE),IF(AND(OR($I218=\"Air Cooled Chiller\",$I218=\"Water Cooled Chiller\"),$L218=\"Centrifugal\"),VLOOKUP($J218,'Early Retirement'!$CI$6:$CM$32,5,FALSE),\"\")))))","v":0},0,0,0,0,0,0,0,0,0,0,0,"","","",0,0,0,{"$f":"IF(AND($C218=\"Early Retirement\",$J218<>\"\",$S218<>\"\",$U218<>\"\"),$CH218,IF(AND(OR($AB218=\"DX AC Air Cooled\",$AB218=\"DX HP Air Cooled\"),OR(AND($AJ218=\"Btu/hr\",$AI218<65000),AND($AJ218=\"Tons\",$AI218<65000/12000)),$AC218=\"Split\",$AO218>=15.2),MAX(Baselines!$CF211,12/9.8),Baselines!$CF211))","v":0},{"$f":"IF(AND($C218=\"Early Retirement\",$J218<>\"\",$S218<>\"\",$U218<>\"\"),$CI218,Baselines!$CG211)","v":0},{"$f":"Baselines!$CH211","v":"kW/ton"},"",{"$f":"IF(AND($C218=\"Early Retirement\",$J218<>\"\",$S218<>\"\",$U218<>\"\"),$CJ218,IF(AND(Baselines!$CI211=0,OR($CU218=\"DX HP\",$CU218=\"PTHP\")),$BH218,Baselines!$CI211))","v":0},"COP",{"$f":"IF(OR($C218=\"Replace-on-Burnout\",$C218=\"New Construction\"),$DC218,IF($CE218=\"\",\"\",IF(OR($CE218=\"DX HP\",$CE218=\"PTHP\"),VLOOKUP($D218,'Factor Tables'!$B$89:$M$105,MATCH(CONCATENATE($CE218,\" Clg\"),'Factor Tables'!$B$88:$M$88,0),FALSE),VLOOKUP($D218,'Factor Tables'!$B$89:$M$105,MATCH($CE218,'Factor Tables'!$B$88:$M$88,0),FALSE))))","v":""},{"$f":"IF(OR($C218=\"Replace-on-Burnout\",$C218=\"New Construction\"),$DD218,IF($CE218=\"\",\"\",IF($CE218=\"DX HP\",VLOOKUP($D218,'Factor Tables'!$B$89:$M$105,MATCH(\"DX HP Htg\",'Factor Tables'!$B$88:$M$88,0),FALSE),0)))","v":""},{"$f":"IF(OR($C218=\"Replace-on-Burnout\",$C218=\"New Construction\"),$DE218,IF($CE218=\"\",\"\",IF($CE218=\"DX HP\",VLOOKUP($D218,'Factor Tables'!$N$89:$Y$105,MATCH(\"DX HP Clg\",'Factor Tables'!$N$88:$Y$88,0),FALSE),IF($CE218=\"PTHP\",VLOOKUP($D218,'Factor Tables'!$N$89:$Y$105,MATCH(\"PTHP Clg\",'Factor Tables'!$N$88:$Y$88,0),FALSE),IF(AND($CE218<>\"DX HP\",$CE218<>\"PTHP\"),VLOOKUP($D218,'Factor Tables'!$N$89:$Y$105,MATCH($CE218,'Factor Tables'!$N$88:$Y$88,0),FALSE),\"\")))))","v":""},{"$f":"IF(OR($C218=\"Replace-on-Burnout\",$C218=\"New Construction\",$CU218=\"DX HP\",$CU218=\"PTHP\"),$DF218,IF($CE218=\"\",\"\",IF($CE218=\"DX HP\",VLOOKUP($D218,'Factor Tables'!$N$89:$Y$105,MATCH(\"DX HP Htg\",'Factor Tables'!$N$88:$Y$88,0),FALSE),IF($CE218=\"PTHP\",VLOOKUP($D218,'Factor Tables'!$N$89:$Y$105,MATCH(\"PTHP Htg\",'Factor Tables'!$N$88:$Y$88,0),FALSE),0))))","v":""},"","",0,0,"kW/ton","",0,"COP",{"$f":"IF($CU218=\"\",\"\",IF(OR($CU218=\"DX HP\",$CU218=\"VRF HP\",$CU218=\"PTHP\"),VLOOKUP($D218,'Factor Tables'!$B$89:$M$105,MATCH(CONCATENATE($CU218,\" Clg\"),'Factor Tables'!$B$88:$M$88,0),FALSE),VLOOKUP($D218,'Factor Tables'!$B$89:$M$105,MATCH($CU218,'Factor Tables'!$B$88:$M$88,0),FALSE)))","v":""},{"$f":"IF($CU218=\"\",\"\",IF(OR($CU218=\"DX HP\",$CU218=\"VRF HP\",$CU218=\"PTHP\"),VLOOKUP($D218,'Factor Tables'!$B$89:$M$105,MATCH(CONCATENATE($CU218,\" Htg\"),'Factor Tables'!$B$88:$M$88,0),FALSE),0))","v":""},{"$f":"IF($CU218=\"\",\"\",IF(OR($CU218=\"DX HP\",$CU218=\"VRF HP\",$CU218=\"PTHP\"),VLOOKUP($D218,'Factor Tables'!$N$89:$Y$105,MATCH(CONCATENATE($CU218,\" Clg\"),'Factor Tables'!$N$88:$Y$88,0),FALSE),VLOOKUP($D218,'Factor Tables'!$N$89:$Y$105,MATCH($CU218,'Factor Tables'!$N$88:$Y$88,0),FALSE)))","v":""},{"$f":"IF($CU218=\"\",\"\",IF(OR($CU218=\"DX HP\",$CU218=\"VRF HP\",$CU218=\"PTHP\"),VLOOKUP($D218,'Factor Tables'!$N$89:$Y$105,MATCH(CONCATENATE($CU218,\" Htg\"),'Factor Tables'!$N$88:$Y$88,0),FALSE),0))","v":""},{"$f":"IF($AB218=\"\",0,VLOOKUP($AB218,'Utility Admin'!$E:$G,2,FALSE))","v":0},{"$f":"IF($AB218=\"\",0,VLOOKUP($AB218,'Utility Admin'!$E:$G,3,FALSE))","v":0},{"$f":"IFERROR(IF(ABS(Summary!$F$12)<=ABS(Summary!$E$12)*'Utility Admin'!$I$5,$BA218*$DG218+$BB218*$DH218,$BA218*$DG218+$BA218*'Utility Admin'!$I$5*$DH218),0)","v":0},null,"Summer",null,null,null,null,null,null,null,null,null,null,{"$f":"IF(OR('Project Info'!$C$10=\"\",$C218=\"\",$D218=\"\"),\"\",VLOOKUP($D218,$DX$9:$EA$32,MATCH($C218,$DX$9:$EA$9,0),FALSE))","v":""},null,null,null,null,null,null,"ERROR: Contact Program Manager. Post Capacity/Unit x Post # of Units must be within +/- 20% of Pre Capacity/Unit x Pre # of Units."]
[null,210,"","",null,null,null,null,null,null,null,null,null,null,null,null,null,null,null,null,null,null,null,null,null,null,null,null,null,"A",null,null,null,null,null,null,null,null,null,null,null,null,null,null,0,0,0,0,0,0,999999999,"",0,0,{"$f":"IFERROR(IF($DI$261>'Utility Admin'!$H$5,$BB219/$BB$5*$BC$261,$DI219),0)","v":0},"","",{"$f":"IF(AND(OR($AB219=\"DX AC Air Cooled\",$AB219=\"DX HP Air Cooled\"),OR(AND($AJ219=\"Btu/hr\",$AI219<65000),AND($AJ219=\"Tons\",$AI219<65000/12000)),$AC219=\"Split\",$AO219>=15.2),MAX(Baselines!$CF463,12/9.8),Baselines!$CF463)","v":0},{"$f":"Baselines!$CG463","v":0},{"$f":"Baselines!$CI463","v":0},0,0,0,0,0,0,0,0,0,0,{"$f":"IF(OR($C219<>\"Early Retirement\",$J219=\"\"),0,IF(OR($I219=\"DX AC Air Cooled\",$I219=\"DX HP Air Cooled\"),VLOOKUP($J219,'Early Retirement'!$CI$6:$CM$32,2,FALSE),IF(OR($I219=\"PTAC\",$I219=\"PTHP\"),VLOOKUP($J219,'Early Retirement'!$CI$6:$CM$32,3,FALSE),IF(AND(OR($I219=\"Air Cooled Chiller\",$I219=\"Water Cooled Chiller\"),$L219<>\"Centrifugal\"),VLOOKUP($J219,'Early Retirement'!$CI$6:$CM$32,4,FALSE),IF(AND(OR($I219=\"Air Cooled Chiller\",$I219=\"Water Cooled Chiller\"),$L219=\"Centrifugal\"),VLOOKUP($J219,'Early Retirement'!$CI$6:$CM$32,5,FALSE),\"\")))))","v":0},0,0,0,0,0,0,0,0,0,0,0,"","","",0,0,0,{"$f":"IF(AND($C219=\"Early Retirement\",$J219<>\"\",$S219<>\"\",$U219<>\"\"),$CH219,IF(AND(OR($AB219=\"DX AC Air Cooled\",$AB219=\"DX HP Air Cooled\"),OR(AND($AJ219=\"Btu/hr\",$AI219<65000),AND($AJ219=\"Tons\",$AI219<65000/12000)),$AC219=\"Split\",$AO219>=15.2),MAX(Baselines!$CF212,12/9.8),Baselines!$CF212))","v":0},{"$f":"IF(AND($C219=\"Early Retirement\",$J219<>\"\",$S219<>\"\",$U219<>\"\"),$CI219,Baselines!$CG212)","v":0},{"$f":"Baselines!$CH212","v":"kW/ton"},"",{"$f":"IF(AND($C219=\"Early Retirement\",$J219<>\"\",$S219<>\"\",$U219<>\"\"),$CJ219,IF(AND(Baselines!$CI212=0,OR($CU219=\"DX HP\",$CU219=\"PTHP\")),$BH219,Baselines!$CI212))","v":0},"COP",{"$f":"IF(OR($C219=\"Replace-on-Burnout\",$C219=\"New Construction\"),$DC219,IF($CE219=\"\",\"\",IF(OR($CE219=\"DX HP\",$CE219=\"PTHP\"),VLOOKUP($D219,'Factor Tables'!$B$89:$M$105,MATCH(CONCATENATE($CE219,\" Clg\"),'Factor Tables'!$B$88:$M$88,0),FALSE),VLOOKUP($D219,'Factor Tables'!$B$89:$M$105,MATCH($CE219,'Factor Tables'!$B$88:$M$88,0),FALSE))))","v":""},{"$f":"IF(OR($C219=\"Replace-on-Burnout\",$C219=\"New Construction\"),$DD219,IF($CE219=\"\",\"\",IF($CE219=\"DX HP\",VLOOKUP($D219,'Factor Tables'!$B$89:$M$105,MATCH(\"DX HP Htg\",'Factor Tables'!$B$88:$M$88,0),FALSE),0)))","v":""},{"$f":"IF(OR($C219=\"Replace-on-Burnout\",$C219=\"New Construction\"),$DE219,IF($CE219=\"\",\"\",IF($CE219=\"DX HP\",VLOOKUP($D219,'Factor Tables'!$N$89:$Y$105,MATCH(\"DX HP Clg\",'Factor Tables'!$N$88:$Y$88,0),FALSE),IF($CE219=\"PTHP\",VLOOKUP($D219,'Factor Tables'!$N$89:$Y$105,MATCH(\"PTHP Clg\",'Factor Tables'!$N$88:$Y$88,0),FALSE),IF(AND($CE219<>\"DX HP\",$CE219<>\"PTHP\"),VLOOKUP($D219,'Factor Tables'!$N$89:$Y$105,MATCH($CE219,'Factor Tables'!$N$88:$Y$88,0),FALSE),\"\")))))","v":""},{"$f":"IF(OR($C219=\"Replace-on-Burnout\",$C219=\"New Construction\",$CU219=\"DX HP\",$CU219=\"PTHP\"),$DF219,IF($CE219=\"\",\"\",IF($CE219=\"DX HP\",VLOOKUP($D219,'Factor Tables'!$N$89:$Y$105,MATCH(\"DX HP Htg\",'Factor Tables'!$N$88:$Y$88,0),FALSE),IF($CE219=\"PTHP\",VLOOKUP($D219,'Factor Tables'!$N$89:$Y$105,MATCH(\"PTHP Htg\",'Factor Tables'!$N$88:$Y$88,0),FALSE),0))))","v":""},"","",0,0,"kW/ton","",0,"COP",{"$f":"IF($CU219=\"\",\"\",IF(OR($CU219=\"DX HP\",$CU219=\"VRF HP\",$CU219=\"PTHP\"),VLOOKUP($D219,'Factor Tables'!$B$89:$M$105,MATCH(CONCATENATE($CU219,\" Clg\"),'Factor Tables'!$B$88:$M$88,0),FALSE),VLOOKUP($D219,'Factor Tables'!$B$89:$M$105,MATCH($CU219,'Factor Tables'!$B$88:$M$88,0),FALSE)))","v":""},{"$f":"IF($CU219=\"\",\"\",IF(OR($CU219=\"DX HP\",$CU219=\"VRF HP\",$CU219=\"PTHP\"),VLOOKUP($D219,'Factor Tables'!$B$89:$M$105,MATCH(CONCATENATE($CU219,\" Htg\"),'Factor Tables'!$B$88:$M$88,0),FALSE),0))","v":""},{"$f":"IF($CU219=\"\",\"\",IF(OR($CU219=\"DX HP\",$CU219=\"VRF HP\",$CU219=\"PTHP\"),VLOOKUP($D219,'Factor Tables'!$N$89:$Y$105,MATCH(CONCATENATE($CU219,\" Clg\"),'Factor Tables'!$N$88:$Y$88,0),FALSE),VLOOKUP($D219,'Factor Tables'!$N$89:$Y$105,MATCH($CU219,'Factor Tables'!$N$88:$Y$88,0),FALSE)))","v":""},{"$f":"IF($CU219=\"\",\"\",IF(OR($CU219=\"DX HP\",$CU219=\"VRF HP\",$CU219=\"PTHP\"),VLOOKUP($D219,'Factor Tables'!$N$89:$Y$105,MATCH(CONCATENATE($CU219,\" Htg\"),'Factor Tables'!$N$88:$Y$88,0),FALSE),0))","v":""},{"$f":"IF($AB219=\"\",0,VLOOKUP($AB219,'Utility Admin'!$E:$G,2,FALSE))","v":0},{"$f":"IF($AB219=\"\",0,VLOOKUP($AB219,'Utility Admin'!$E:$G,3,FALSE))","v":0},{"$f":"IFERROR(IF(ABS(Summary!$F$12)<=ABS(Summary!$E$12)*'Utility Admin'!$I$5,$BA219*$DG219+$BB219*$DH219,$BA219*$DG219+$BA219*'Utility Admin'!$I$5*$DH219),0)","v":0},null,"Summer",null,null,null,null,null,null,null,null,null,null,{"$f":"IF(OR('Project Info'!$C$10=\"\",$C219=\"\",$D219=\"\"),\"\",VLOOKUP($D219,$DX$9:$EA$32,MATCH($C219,$DX$9:$EA$9,0),FALSE))","v":""},null,null,null,null,null,null,"ERROR: Contact Program Manager. Post Capacity/Unit x Post # of Units must be within +/- 20% of Pre Capacity/Unit x Pre # of Units."]
[null,211,"","",null,null,null,null,null,null,null,null,null,null,null,null,null,null,null,null,null,null,null,null,null,null,null,null,null,"A",null,null,null,null,null,null,null,null,null,null,null,null,null,null,0,0,0,0,0,0,999999999,"",0,0,{"$f":"IFERROR(IF($DI$261>'Utility Admin'!$H$5,$BB220/$BB$5*$BC$261,$DI220),0)","v":0},"","",{"$f":"IF(AND(OR($AB220=\"DX AC Air Cooled\",$AB220=\"DX HP Air Cooled\"),OR(AND($AJ220=\"Btu/hr\",$AI220<65000),AND($AJ220=\"Tons\",$AI220<65000/12000)),$AC220=\"Split\",$AO220>=15.2),MAX(Baselines!$CF464,12/9.8),Baselines!$CF464)","v":0},{"$f":"Baselines!$CG464","v":0},{"$f":"Baselines!$CI464","v":0},0,0,0,0,0,0,0,0,0,0,{"$f":"IF(OR($C220<>\"Early Retirement\",$J220=\"\"),0,IF(OR($I220=\"DX AC Air Cooled\",$I220=\"DX HP Air Cooled\"),VLOOKUP($J220,'Early Retirement'!$CI$6:$CM$32,2,FALSE),IF(OR($I220=\"PTAC\",$I220=\"PTHP\"),VLOOKUP($J220,'Early Retirement'!$CI$6:$CM$32,3,FALSE),IF(AND(OR($I220=\"Air Cooled Chiller\",$I220=\"Water Cooled Chiller\"),$L220<>\"Centrifugal\"),VLOOKUP($J220,'Early Retirement'!$CI$6:$CM$32,4,FALSE),IF(AND(OR($I220=\"Air Cooled Chiller\",$I220=\"Water Cooled Chiller\"),$L220=\"Centrifugal\"),VLOOKUP($J220,'Early Retirement'!$CI$6:$CM$32,5,FALSE),\"\")))))","v":0},0,0,0,0,0,0,0,0,0,0,0,"","","",0,0,0,{"$f":"IF(AND($C220=\"Early Retirement\",$J220<>\"\",$S220<>\"\",$U220<>\"\"),$CH220,IF(AND(OR($AB220=\"DX AC Air Cooled\",$AB220=\"DX HP Air Cooled\"),OR(AND($AJ220=\"Btu/hr\",$AI220<65000),AND($AJ220=\"Tons\",$AI220<65000/12000)),$AC220=\"Split\",$AO220>=15.2),MAX(Baselines!$CF213,12/9.8),Baselines!$CF213))","v":0},{"$f":"IF(AND($C220=\"Early Retirement\",$J220<>\"\",$S220<>\"\",$U220<>\"\"),$CI220,Baselines!$CG213)","v":0},{"$f":"Baselines!$CH213","v":"kW/ton"},"",{"$f":"IF(AND($C220=\"Early Retirement\",$J220<>\"\",$S220<>\"\",$U220<>\"\"),$CJ220,IF(AND(Baselines!$CI213=0,OR($CU220=\"DX HP\",$CU220=\"PTHP\")),$BH220,Baselines!$CI213))","v":0},"COP",{"$f":"IF(OR($C220=\"Replace-on-Burnout\",$C220=\"New Construction\"),$DC220,IF($CE220=\"\",\"\",IF(OR($CE220=\"DX HP\",$CE220=\"PTHP\"),VLOOKUP($D220,'Factor Tables'!$B$89:$M$105,MATCH(CONCATENATE($CE220,\" Clg\"),'Factor Tables'!$B$88:$M$88,0),FALSE),VLOOKUP($D220,'Factor Tables'!$B$89:$M$105,MATCH($CE220,'Factor Tables'!$B$88:$M$88,0),FALSE))))","v":""},{"$f":"IF(OR($C220=\"Replace-on-Burnout\",$C220=\"New Construction\"),$DD220,IF($CE220=\"\",\"\",IF($CE220=\"DX HP\",VLOOKUP($D220,'Factor Tables'!$B$89:$M$105,MATCH(\"DX HP Htg\",'Factor Tables'!$B$88:$M$88,0),FALSE),0)))","v":""},{"$f":"IF(OR($C220=\"Replace-on-Burnout\",$C220=\"New Construction\"),$DE220,IF($CE220=\"\",\"\",IF($CE220=\"DX HP\",VLOOKUP($D220,'Factor Tables'!$N$89:$Y$105,MATCH(\"DX HP Clg\",'Factor Tables'!$N$88:$Y$88,0),FALSE),IF($CE220=\"PTHP\",VLOOKUP($D220,'Factor Tables'!$N$89:$Y$105,MATCH(\"PTHP Clg\",'Factor Tables'!$N$88:$Y$88,0),FALSE),IF(AND($CE220<>\"DX HP\",$CE220<>\"PTHP\"),VLOOKUP($D220,'Factor Tables'!$N$89:$Y$105,MATCH($CE220,'Factor Tables'!$N$88:$Y$88,0),FALSE),\"\")))))","v":""},{"$f":"IF(OR($C220=\"Replace-on-Burnout\",$C220=\"New Construction\",$CU220=\"DX HP\",$CU220=\"PTHP\"),$DF220,IF($CE220=\"\",\"\",IF($CE220=\"DX HP\",VLOOKUP($D220,'Factor Tables'!$N$89:$Y$105,MATCH(\"DX HP Htg\",'Factor Tables'!$N$88:$Y$88,0),FALSE),IF($CE220=\"PTHP\",VLOOKUP($D220,'Factor Tables'!$N$89:$Y$105,MATCH(\"PTHP Htg\",'Factor Tables'!$N$88:$Y$88,0),FALSE),0))))","v":""},"","",0,0,"kW/ton","",0,"COP",{"$f":"IF($CU220=\"\",\"\",IF(OR($CU220=\"DX HP\",$CU220=\"VRF HP\",$CU220=\"PTHP\"),VLOOKUP($D220,'Factor Tables'!$B$89:$M$105,MATCH(CONCATENATE($CU220,\" Clg\"),'Factor Tables'!$B$88:$M$88,0),FALSE),VLOOKUP($D220,'Factor Tables'!$B$89:$M$105,MATCH($CU220,'Factor Tables'!$B$88:$M$88,0),FALSE)))","v":""},{"$f":"IF($CU220=\"\",\"\",IF(OR($CU220=\"DX HP\",$CU220=\"VRF HP\",$CU220=\"PTHP\"),VLOOKUP($D220,'Factor Tables'!$B$89:$M$105,MATCH(CONCATENATE($CU220,\" Htg\"),'Factor Tables'!$B$88:$M$88,0),FALSE),0))","v":""},{"$f":"IF($CU220=\"\",\"\",IF(OR($CU220=\"DX HP\",$CU220=\"VRF HP\",$CU220=\"PTHP\"),VLOOKUP($D220,'Factor Tables'!$N$89:$Y$105,MATCH(CONCATENATE($CU220,\" Clg\"),'Factor Tables'!$N$88:$Y$88,0),FALSE),VLOOKUP($D220,'Factor Tables'!$N$89:$Y$105,MATCH($CU220,'Factor Tables'!$N$88:$Y$88,0),FALSE)))","v":""},{"$f":"IF($CU220=\"\",\"\",IF(OR($CU220=\"DX HP\",$CU220=\"VRF HP\",$CU220=\"PTHP\"),VLOOKUP($D220,'Factor Tables'!$N$89:$Y$105,MATCH(CONCATENATE($CU220,\" Htg\"),'Factor Tables'!$N$88:$Y$88,0),FALSE),0))","v":""},{"$f":"IF($AB220=\"\",0,VLOOKUP($AB220,'Utility Admin'!$E:$G,2,FALSE))","v":0},{"$f":"IF($AB220=\"\",0,VLOOKUP($AB220,'Utility Admin'!$E:$G,3,FALSE))","v":0},{"$f":"IFERROR(IF(ABS(Summary!$F$12)<=ABS(Summary!$E$12)*'Utility Admin'!$I$5,$BA220*$DG220+$BB220*$DH220,$BA220*$DG220+$BA220*'Utility Admin'!$I$5*$DH220),0)","v":0},null,"Summer",null,null,null,null,null,null,null,null,null,null,{"$f":"IF(OR('Project Info'!$C$10=\"\",$C220=\"\",$D220=\"\"),\"\",VLOOKUP($D220,$DX$9:$EA$32,MATCH($C220,$DX$9:$EA$9,0),FALSE))","v":""},null,null,null,null,null,null,"ERROR: Contact Program Manager. Post Capacity/Unit x Post # of Units must be within +/- 20% of Pre Capacity/Unit x Pre # of Units."]
[null,212,"","",null,null,null,null,null,null,null,null,null,null,null,null,null,null,null,null,null,null,null,null,null,null,null,null,null,"A",null,null,null,null,null,null,null,null,null,null,null,null,null,null,0,0,0,0,0,0,999999999,"",0,0,{"$f":"IFERROR(IF($DI$261>'Utility Admin'!$H$5,$BB221/$BB$5*$BC$261,$DI221),0)","v":0},"","",{"$f":"IF(AND(OR($AB221=\"DX AC Air Cooled\",$AB221=\"DX HP Air Cooled\"),OR(AND($AJ221=\"Btu/hr\",$AI221<65000),AND($AJ221=\"Tons\",$AI221<65000/12000)),$AC221=\"Split\",$AO221>=15.2),MAX(Baselines!$CF465,12/9.8),Baselines!$CF465)","v":0},{"$f":"Baselines!$CG465","v":0},{"$f":"Baselines!$CI465","v":0},0,0,0,0,0,0,0,0,0,0,{"$f":"IF(OR($C221<>\"Early Retirement\",$J221=\"\"),0,IF(OR($I221=\"DX AC Air Cooled\",$I221=\"DX HP Air Cooled\"),VLOOKUP($J221,'Early Retirement'!$CI$6:$CM$32,2,FALSE),IF(OR($I221=\"PTAC\",$I221=\"PTHP\"),VLOOKUP($J221,'Early Retirement'!$CI$6:$CM$32,3,FALSE),IF(AND(OR($I221=\"Air Cooled Chiller\",$I221=\"Water Cooled Chiller\"),$L221<>\"Centrifugal\"),VLOOKUP($J221,'Early Retirement'!$CI$6:$CM$32,4,FALSE),IF(AND(OR($I221=\"Air Cooled Chiller\",$I221=\"Water Cooled Chiller\"),$L221=\"Centrifugal\"),VLOOKUP($J221,'Early Retirement'!$CI$6:$CM$32,5,FALSE),\"\")))))","v":0},0,0,0,0,0,0,0,0,0,0,0,"","","",0,0,0,{"$f":"IF(AND($C221=\"Early Retirement\",$J221<>\"\",$S221<>\"\",$U221<>\"\"),$CH221,IF(AND(OR($AB221=\"DX AC Air Cooled\",$AB221=\"DX HP Air Cooled\"),OR(AND($AJ221=\"Btu/hr\",$AI221<65000),AND($AJ221=\"Tons\",$AI221<65000/12000)),$AC221=\"Split\",$AO221>=15.2),MAX(Baselines!$CF214,12/9.8),Baselines!$CF214))","v":0},{"$f":"IF(AND($C221=\"Early Retirement\",$J221<>\"\",$S221<>\"\",$U221<>\"\"),$CI221,Baselines!$CG214)","v":0},{"$f":"Baselines!$CH214","v":"kW/ton"},"",{"$f":"IF(AND($C221=\"Early Retirement\",$J221<>\"\",$S221<>\"\",$U221<>\"\"),$CJ221,IF(AND(Baselines!$CI214=0,OR($CU221=\"DX HP\",$CU221=\"PTHP\")),$BH221,Baselines!$CI214))","v":0},"COP",{"$f":"IF(OR($C221=\"Replace-on-Burnout\",$C221=\"New Construction\"),$DC221,IF($CE221=\"\",\"\",IF(OR($CE221=\"DX HP\",$CE221=\"PTHP\"),VLOOKUP($D221,'Factor Tables'!$B$89:$M$105,MATCH(CONCATENATE($CE221,\" Clg\"),'Factor Tables'!$B$88:$M$88,0),FALSE),VLOOKUP($D221,'Factor Tables'!$B$89:$M$105,MATCH($CE221,'Factor Tables'!$B$88:$M$88,0),FALSE))))","v":""},{"$f":"IF(OR($C221=\"Replace-on-Burnout\",$C221=\"New Construction\"),$DD221,IF($CE221=\"\",\"\",IF($CE221=\"DX HP\",VLOOKUP($D221,'Factor Tables'!$B$89:$M$105,MATCH(\"DX HP Htg\",'Factor Tables'!$B$88:$M$88,0),FALSE),0)))","v":""},{"$f":"IF(OR($C221=\"Replace-on-Burnout\",$C221=\"New Construction\"),$DE221,IF($CE221=\"\",\"\",IF($CE221=\"DX HP\",VLOOKUP($D221,'Factor Tables'!$N$89:$Y$105,MATCH(\"DX HP Clg\",'Factor Tables'!$N$88:$Y$88,0),FALSE),IF($CE221=\"PTHP\",VLOOKUP($D221,'Factor Tables'!$N$89:$Y$105,MATCH(\"PTHP Clg\",'Factor Tables'!$N$88:$Y$88,0),FALSE),IF(AND($CE221<>\"DX HP\",$CE221<>\"PTHP\"),VLOOKUP($D221,'Factor Tables'!$N$89:$Y$105,MATCH($CE221,'Factor Tables'!$N$88:$Y$88,0),FALSE),\"\")))))","v":""},{"$f":"IF(OR($C221=\"Replace-on-Burnout\",$C221=\"New Construction\",$CU221=\"DX HP\",$CU221=\"PTHP\"),$DF221,IF($CE221=\"\",\"\",IF($CE221=\"DX HP\",VLOOKUP($D221,'Factor Tables'!$N$89:$Y$105,MATCH(\"DX HP Htg\",'Factor Tables'!$N$88:$Y$88,0),FALSE),IF($CE221=\"PTHP\",VLOOKUP($D221,'Factor Tables'!$N$89:$Y$105,MATCH(\"PTHP Htg\",'Factor Tables'!$N$88:$Y$88,0),FALSE),0))))","v":""},"","",0,0,"kW/ton","",0,"COP",{"$f":"IF($CU221=\"\",\"\",IF(OR($CU221=\"DX HP\",$CU221=\"VRF HP\",$CU221=\"PTHP\"),VLOOKUP($D221,'Factor Tables'!$B$89:$M$105,MATCH(CONCATENATE($CU221,\" Clg\"),'Factor Tables'!$B$88:$M$88,0),FALSE),VLOOKUP($D221,'Factor Tables'!$B$89:$M$105,MATCH($CU221,'Factor Tables'!$B$88:$M$88,0),FALSE)))","v":""},{"$f":"IF($CU221=\"\",\"\",IF(OR($CU221=\"DX HP\",$CU221=\"VRF HP\",$CU221=\"PTHP\"),VLOOKUP($D221,'Factor Tables'!$B$89:$M$105,MATCH(CONCATENATE($CU221,\" Htg\"),'Factor Tables'!$B$88:$M$88,0),FALSE),0))","v":""},{"$f":"IF($CU221=\"\",\"\",IF(OR($CU221=\"DX HP\",$CU221=\"VRF HP\",$CU221=\"PTHP\"),VLOOKUP($D221,'Factor Tables'!$N$89:$Y$105,MATCH(CONCATENATE($CU221,\" Clg\"),'Factor Tables'!$N$88:$Y$88,0),FALSE),VLOOKUP($D221,'Factor Tables'!$N$89:$Y$105,MATCH($CU221,'Factor Tables'!$N$88:$Y$88,0),FALSE)))","v":""},{"$f":"IF($CU221=\"\",\"\",IF(OR($CU221=\"DX HP\",$CU221=\"VRF HP\",$CU221=\"PTHP\"),VLOOKUP($D221,'Factor Tables'!$N$89:$Y$105,MATCH(CONCATENATE($CU221,\" Htg\"),'Factor Tables'!$N$88:$Y$88,0),FALSE),0))","v":""},{"$f":"IF($AB221=\"\",0,VLOOKUP($AB221,'Utility Admin'!$E:$G,2,FALSE))","v":0},{"$f":"IF($AB221=\"\",0,VLOOKUP($AB221,'Utility Admin'!$E:$G,3,FALSE))","v":0},{"$f":"IFERROR(IF(ABS(Summary!$F$12)<=ABS(Summary!$E$12)*'Utility Admin'!$I$5,$BA221*$DG221+$BB221*$DH221,$BA221*$DG221+$BA221*'Utility Admin'!$I$5*$DH221),0)","v":0},null,"Summer",null,null,null,null,null,null,null,null,null,null,{"$f":"IF(OR('Project Info'!$C$10=\"\",$C221=\"\",$D221=\"\"),\"\",VLOOKUP($D221,$DX$9:$EA$32,MATCH($C221,$DX$9:$EA$9,0),FALSE))","v":""},null,null,null,null,null,null,"ERROR: Contact Program Manager. Post Capacity/Unit x Post # of Units must be within +/- 20% of Pre Capacity/Unit x Pre # of Units."]
[null,213,"","",null,null,null,null,null,null,null,null,null,null,null,null,null,null,null,null,null,null,null,null,null,null,null,null,null,"A",null,null,null,null,null,null,null,null,null,null,null,null,null,null,0,0,0,0,0,0,999999999,"",0,0,{"$f":"IFERROR(IF($DI$261>'Utility Admin'!$H$5,$BB222/$BB$5*$BC$261,$DI222),0)","v":0},"","",{"$f":"IF(AND(OR($AB222=\"DX AC Air Cooled\",$AB222=\"DX HP Air Cooled\"),OR(AND($AJ222=\"Btu/hr\",$AI222<65000),AND($AJ222=\"Tons\",$AI222<65000/12000)),$AC222=\"Split\",$AO222>=15.2),MAX(Baselines!$CF466,12/9.8),Baselines!$CF466)","v":0},{"$f":"Baselines!$CG466","v":0},{"$f":"Baselines!$CI466","v":0},0,0,0,0,0,0,0,0,0,0,{"$f":"IF(OR($C222<>\"Early Retirement\",$J222=\"\"),0,IF(OR($I222=\"DX AC Air Cooled\",$I222=\"DX HP Air Cooled\"),VLOOKUP($J222,'Early Retirement'!$CI$6:$CM$32,2,FALSE),IF(OR($I222=\"PTAC\",$I222=\"PTHP\"),VLOOKUP($J222,'Early Retirement'!$CI$6:$CM$32,3,FALSE),IF(AND(OR($I222=\"Air Cooled Chiller\",$I222=\"Water Cooled Chiller\"),$L222<>\"Centrifugal\"),VLOOKUP($J222,'Early Retirement'!$CI$6:$CM$32,4,FALSE),IF(AND(OR($I222=\"Air Cooled Chiller\",$I222=\"Water Cooled Chiller\"),$L222=\"Centrifugal\"),VLOOKUP($J222,'Early Retirement'!$CI$6:$CM$32,5,FALSE),\"\")))))","v":0},0,0,0,0,0,0,0,0,0,0,0,"","","",0,0,0,{"$f":"IF(AND($C222=\"Early Retirement\",$J222<>\"\",$S222<>\"\",$U222<>\"\"),$CH222,IF(AND(OR($AB222=\"DX AC Air Cooled\",$AB222=\"DX HP Air Cooled\"),OR(AND($AJ222=\"Btu/hr\",$AI222<65000),AND($AJ222=\"Tons\",$AI222<65000/12000)),$AC222=\"Split\",$AO222>=15.2),MAX(Baselines!$CF215,12/9.8),Baselines!$CF215))","v":0},{"$f":"IF(AND($C222=\"Early Retirement\",$J222<>\"\",$S222<>\"\",$U222<>\"\"),$CI222,Baselines!$CG215)","v":0},{"$f":"Baselines!$CH215","v":"kW/ton"},"",{"$f":"IF(AND($C222=\"Early Retirement\",$J222<>\"\",$S222<>\"\",$U222<>\"\"),$CJ222,IF(AND(Baselines!$CI215=0,OR($CU222=\"DX HP\",$CU222=\"PTHP\")),$BH222,Baselines!$CI215))","v":0},"COP",{"$f":"IF(OR($C222=\"Replace-on-Burnout\",$C222=\"New Construction\"),$DC222,IF($CE222=\"\",\"\",IF(OR($CE222=\"DX HP\",$CE222=\"PTHP\"),VLOOKUP($D222,'Factor Tables'!$B$89:$M$105,MATCH(CONCATENATE($CE222,\" Clg\"),'Factor Tables'!$B$88:$M$88,0),FALSE),VLOOKUP($D222,'Factor Tables'!$B$89:$M$105,MATCH($CE222,'Factor Tables'!$B$88:$M$88,0),FALSE))))","v":""},{"$f":"IF(OR($C222=\"Replace-on-Burnout\",$C222=\"New Construction\"),$DD222,IF($CE222=\"\",\"\",IF($CE222=\"DX HP\",VLOOKUP($D222,'Factor Tables'!$B$89:$M$105,MATCH(\"DX HP Htg\",'Factor Tables'!$B$88:$M$88,0),FALSE),0)))","v":""},{"$f":"IF(OR($C222=\"Replace-on-Burnout\",$C222=\"New Construction\"),$DE222,IF($CE222=\"\",\"\",IF($CE222=\"DX HP\",VLOOKUP($D222,'Factor Tables'!$N$89:$Y$105,MATCH(\"DX HP Clg\",'Factor Tables'!$N$88:$Y$88,0),FALSE),IF($CE222=\"PTHP\",VLOOKUP($D222,'Factor Tables'!$N$89:$Y$105,MATCH(\"PTHP Clg\",'Factor Tables'!$N$88:$Y$88,0),FALSE),IF(AND($CE222<>\"DX HP\",$CE222<>\"PTHP\"),VLOOKUP($D222,'Factor Tables'!$N$89:$Y$105,MATCH($CE222,'Factor Tables'!$N$88:$Y$88,0),FALSE),\"\")))))","v":""},{"$f":"IF(OR($C222=\"Replace-on-Burnout\",$C222=\"New Construction\",$CU222=\"DX HP\",$CU222=\"PTHP\"),$DF222,IF($CE222=\"\",\"\",IF($CE222=\"DX HP\",VLOOKUP($D222,'Factor Tables'!$N$89:$Y$105,MATCH(\"DX HP Htg\",'Factor Tables'!$N$88:$Y$88,0),FALSE),IF($CE222=\"PTHP\",VLOOKUP($D222,'Factor Tables'!$N$89:$Y$105,MATCH(\"PTHP Htg\",'Factor Tables'!$N$88:$Y$88,0),FALSE),0))))","v":""},"","",0,0,"kW/ton","",0,"COP",{"$f":"IF($CU222=\"\",\"\",IF(OR($CU222=\"DX HP\",$CU222=\"VRF HP\",$CU222=\"PTHP\"),VLOOKUP($D222,'Factor Tables'!$B$89:$M$105,MATCH(CONCATENATE($CU222,\" Clg\"),'Factor Tables'!$B$88:$M$88,0),FALSE),VLOOKUP($D222,'Factor Tables'!$B$89:$M$105,MATCH($CU222,'Factor Tables'!$B$88:$M$88,0),FALSE)))","v":""},{"$f":"IF($CU222=\"\",\"\",IF(OR($CU222=\"DX HP\",$CU222=\"VRF HP\",$CU222=\"PTHP\"),VLOOKUP($D222,'Factor Tables'!$B$89:$M$105,MATCH(CONCATENATE($CU222,\" Htg\"),'Factor Tables'!$B$88:$M$88,0),FALSE),0))","v":""},{"$f":"IF($CU222=\"\",\"\",IF(OR($CU222=\"DX HP\",$CU222=\"VRF HP\",$CU222=\"PTHP\"),VLOOKUP($D222,'Factor Tables'!$N$89:$Y$105,MATCH(CONCATENATE($CU222,\" Clg\"),'Factor Tables'!$N$88:$Y$88,0),FALSE),VLOOKUP($D222,'Factor Tables'!$N$89:$Y$105,MATCH($CU222,'Factor Tables'!$N$88:$Y$88,0),FALSE)))","v":""},{"$f":"IF($CU222=\"\",\"\",IF(OR($CU222=\"DX HP\",$CU222=\"VRF HP\",$CU222=\"PTHP\"),VLOOKUP($D222,'Factor Tables'!$N$89:$Y$105,MATCH(CONCATENATE($CU222,\" Htg\"),'Factor Tables'!$N$88:$Y$88,0),FALSE),0))","v":""},{"$f":"IF($AB222=\"\",0,VLOOKUP($AB222,'Utility Admin'!$E:$G,2,FALSE))","v":0},{"$f":"IF($AB222=\"\",0,VLOOKUP($AB222,'Utility Admin'!$E:$G,3,FALSE))","v":0},{"$f":"IFERROR(IF(ABS(Summary!$F$12)<=ABS(Summary!$E$12)*'Utility Admin'!$I$5,$BA222*$DG222+$BB222*$DH222,$BA222*$DG222+$BA222*'Utility Admin'!$I$5*$DH222),0)","v":0},null,"Summer",null,null,null,null,null,null,null,null,null,null,{"$f":"IF(OR('Project Info'!$C$10=\"\",$C222=\"\",$D222=\"\"),\"\",VLOOKUP($D222,$DX$9:$EA$32,MATCH($C222,$DX$9:$EA$9,0),FALSE))","v":""},null,null,null,null,null,null,"ERROR: Contact Program Manager. Post Capacity/Unit x Post # of Units must be within +/- 20% of Pre Capacity/Unit x Pre # of Units."]
[null,214,"","",null,null,null,null,null,null,null,null,null,null,null,null,null,null,null,null,null,null,null,null,null,null,null,null,null,"A",null,null,null,null,null,null,null,null,null,null,null,null,null,null,0,0,0,0,0,0,999999999,"",0,0,{"$f":"IFERROR(IF($DI$261>'Utility Admin'!$H$5,$BB223/$BB$5*$BC$261,$DI223),0)","v":0},"","",{"$f":"IF(AND(OR($AB223=\"DX AC Air Cooled\",$AB223=\"DX HP Air Cooled\"),OR(AND($AJ223=\"Btu/hr\",$AI223<65000),AND($AJ223=\"Tons\",$AI223<65000/12000)),$AC223=\"Split\",$AO223>=15.2),MAX(Baselines!$CF467,12/9.8),Baselines!$CF467)","v":0},{"$f":"Baselines!$CG467","v":0},{"$f":"Baselines!$CI467","v":0},0,0,0,0,0,0,0,0,0,0,{"$f":"IF(OR($C223<>\"Early Retirement\",$J223=\"\"),0,IF(OR($I223=\"DX AC Air Cooled\",$I223=\"DX HP Air Cooled\"),VLOOKUP($J223,'Early Retirement'!$CI$6:$CM$32,2,FALSE),IF(OR($I223=\"PTAC\",$I223=\"PTHP\"),VLOOKUP($J223,'Early Retirement'!$CI$6:$CM$32,3,FALSE),IF(AND(OR($I223=\"Air Cooled Chiller\",$I223=\"Water Cooled Chiller\"),$L223<>\"Centrifugal\"),VLOOKUP($J223,'Early Retirement'!$CI$6:$CM$32,4,FALSE),IF(AND(OR($I223=\"Air Cooled Chiller\",$I223=\"Water Cooled Chiller\"),$L223=\"Centrifugal\"),VLOOKUP($J223,'Early Retirement'!$CI$6:$CM$32,5,FALSE),\"\")))))","v":0},0,0,0,0,0,0,0,0,0,0,0,"","","",0,0,0,{"$f":"IF(AND($C223=\"Early Retirement\",$J223<>\"\",$S223<>\"\",$U223<>\"\"),$CH223,IF(AND(OR($AB223=\"DX AC Air Cooled\",$AB223=\"DX HP Air Cooled\"),OR(AND($AJ223=\"Btu/hr\",$AI223<65000),AND($AJ223=\"Tons\",$AI223<65000/12000)),$AC223=\"Split\",$AO223>=15.2),MAX(Baselines!$CF216,12/9.8),Baselines!$CF216))","v":0},{"$f":"IF(AND($C223=\"Early Retirement\",$J223<>\"\",$S223<>\"\",$U223<>\"\"),$CI223,Baselines!$CG216)","v":0},{"$f":"Baselines!$CH216","v":"kW/ton"},"",{"$f":"IF(AND($C223=\"Early Retirement\",$J223<>\"\",$S223<>\"\",$U223<>\"\"),$CJ223,IF(AND(Baselines!$CI216=0,OR($CU223=\"DX HP\",$CU223=\"PTHP\")),$BH223,Baselines!$CI216))","v":0},"COP",{"$f":"IF(OR($C223=\"Replace-on-Burnout\",$C223=\"New Construction\"),$DC223,IF($CE223=\"\",\"\",IF(OR($CE223=\"DX HP\",$CE223=\"PTHP\"),VLOOKUP($D223,'Factor Tables'!$B$89:$M$105,MATCH(CONCATENATE($CE223,\" Clg\"),'Factor Tables'!$B$88:$M$88,0),FALSE),VLOOKUP($D223,'Factor Tables'!$B$89:$M$105,MATCH($CE223,'Factor Tables'!$B$88:$M$88,0),FALSE))))","v":""},{"$f":"IF(OR($C223=\"Replace-on-Burnout\",$C223=\"New Construction\"),$DD223,IF($CE223=\"\",\"\",IF($CE223=\"DX HP\",VLOOKUP($D223,'Factor Tables'!$B$89:$M$105,MATCH(\"DX HP Htg\",'Factor Tables'!$B$88:$M$88,0),FALSE),0)))","v":""},{"$f":"IF(OR($C223=\"Replace-on-Burnout\",$C223=\"New Construction\"),$DE223,IF($CE223=\"\",\"\",IF($CE223=\"DX HP\",VLOOKUP($D223,'Factor Tables'!$N$89:$Y$105,MATCH(\"DX HP Clg\",'Factor Tables'!$N$88:$Y$88,0),FALSE),IF($CE223=\"PTHP\",VLOOKUP($D223,'Factor Tables'!$N$89:$Y$105,MATCH(\"PTHP Clg\",'Factor Tables'!$N$88:$Y$88,0),FALSE),IF(AND($CE223<>\"DX HP\",$CE223<>\"PTHP\"),VLOOKUP($D223,'Factor Tables'!$N$89:$Y$105,MATCH($CE223,'Factor Tables'!$N$88:$Y$88,0),FALSE),\"\")))))","v":""},{"$f":"IF(OR($C223=\"Replace-on-Burnout\",$C223=\"New Construction\",$CU223=\"DX HP\",$CU223=\"PTHP\"),$DF223,IF($CE223=\"\",\"\",IF($CE223=\"DX HP\",VLOOKUP($D223,'Factor Tables'!$N$89:$Y$105,MATCH(\"DX HP Htg\",'Factor Tables'!$N$88:$Y$88,0),FALSE),IF($CE223=\"PTHP\",VLOOKUP($D223,'Factor Tables'!$N$89:$Y$105,MATCH(\"PTHP Htg\",'Factor Tables'!$N$88:$Y$88,0),FALSE),0))))","v":""},"","",0,0,"kW/ton","",0,"COP",{"$f":"IF($CU223=\"\",\"\",IF(OR($CU223=\"DX HP\",$CU223=\"VRF HP\",$CU223=\"PTHP\"),VLOOKUP($D223,'Factor Tables'!$B$89:$M$105,MATCH(CONCATENATE($CU223,\" Clg\"),'Factor Tables'!$B$88:$M$88,0),FALSE),VLOOKUP($D223,'Factor Tables'!$B$89:$M$105,MATCH($CU223,'Factor Tables'!$B$88:$M$88,0),FALSE)))","v":""},{"$f":"IF($CU223=\"\",\"\",IF(OR($CU223=\"DX HP\",$CU223=\"VRF HP\",$CU223=\"PTHP\"),VLOOKUP($D223,'Factor Tables'!$B$89:$M$105,MATCH(CONCATENATE($CU223,\" Htg\"),'Factor Tables'!$B$88:$M$88,0),FALSE),0))","v":""},{"$f":"IF($CU223=\"\",\"\",IF(OR($CU223=\"DX HP\",$CU223=\"VRF HP\",$CU223=\"PTHP\"),VLOOKUP($D223,'Factor Tables'!$N$89:$Y$105,MATCH(CONCATENATE($CU223,\" Clg\"),'Factor Tables'!$N$88:$Y$88,0),FALSE),VLOOKUP($D223,'Factor Tables'!$N$89:$Y$105,MATCH($CU223,'Factor Tables'!$N$88:$Y$88,0),FALSE)))","v":""},{"$f":"IF($CU223=\"\",\"\",IF(OR($CU223=\"DX HP\",$CU223=\"VRF HP\",$CU223=\"PTHP\"),VLOOKUP($D223,'Factor Tables'!$N$89:$Y$105,MATCH(CONCATENATE($CU223,\" Htg\"),'Factor Tables'!$N$88:$Y$88,0),FALSE),0))","v":""},{"$f":"IF($AB223=\"\",0,VLOOKUP($AB223,'Utility Admin'!$E:$G,2,FALSE))","v":0},{"$f":"IF($AB223=\"\",0,VLOOKUP($AB223,'Utility Admin'!$E:$G,3,FALSE))","v":0},{"$f":"IFERROR(IF(ABS(Summary!$F$12)<=ABS(Summary!$E$12)*'Utility Admin'!$I$5,$BA223*$DG223+$BB223*$DH223,$BA223*$DG223+$BA223*'Utility Admin'!$I$5*$DH223),0)","v":0},null,"Summer",null,null,null,null,null,null,null,null,null,null,{"$f":"IF(OR('Project Info'!$C$10=\"\",$C223=\"\",$D223=\"\"),\"\",VLOOKUP($D223,$DX$9:$EA$32,MATCH($C223,$DX$9:$EA$9,0),FALSE))","v":""},null,null,null,null,null,null,"ERROR: Contact Program Manager. Post Capacity/Unit x Post # of Units must be within +/- 20% of Pre Capacity/Unit x Pre # of Units."]
[null,215,"","",null,null,null,null,null,null,null,null,null,null,null,null,null,null,null,null,null,null,null,null,null,null,null,null,null,"A",null,null,null,null,null,null,null,null,null,null,null,null,null,null,0,0,0,0,0,0,999999999,"",0,0,{"$f":"IFERROR(IF($DI$261>'Utility Admin'!$H$5,$BB224/$BB$5*$BC$261,$DI224),0)","v":0},"","",{"$f":"IF(AND(OR($AB224=\"DX AC Air Cooled\",$AB224=\"DX HP Air Cooled\"),OR(AND($AJ224=\"Btu/hr\",$AI224<65000),AND($AJ224=\"Tons\",$AI224<65000/12000)),$AC224=\"Split\",$AO224>=15.2),MAX(Baselines!$CF468,12/9.8),Baselines!$CF468)","v":0},{"$f":"Baselines!$CG468","v":0},{"$f":"Baselines!$CI468","v":0},0,0,0,0,0,0,0,0,0,0,{"$f":"IF(OR($C224<>\"Early Retirement\",$J224=\"\"),0,IF(OR($I224=\"DX AC Air Cooled\",$I224=\"DX HP Air Cooled\"),VLOOKUP($J224,'Early Retirement'!$CI$6:$CM$32,2,FALSE),IF(OR($I224=\"PTAC\",$I224=\"PTHP\"),VLOOKUP($J224,'Early Retirement'!$CI$6:$CM$32,3,FALSE),IF(AND(OR($I224=\"Air Cooled Chiller\",$I224=\"Water Cooled Chiller\"),$L224<>\"Centrifugal\"),VLOOKUP($J224,'Early Retirement'!$CI$6:$CM$32,4,FALSE),IF(AND(OR($I224=\"Air Cooled Chiller\",$I224=\"Water Cooled Chiller\"),$L224=\"Centrifugal\"),VLOOKUP($J224,'Early Retirement'!$CI$6:$CM$32,5,FALSE),\"\")))))","v":0},0,0,0,0,0,0,0,0,0,0,0,"","","",0,0,0,{"$f":"IF(AND($C224=\"Early Retirement\",$J224<>\"\",$S224<>\"\",$U224<>\"\"),$CH224,IF(AND(OR($AB224=\"DX AC Air Cooled\",$AB224=\"DX HP Air Cooled\"),OR(AND($AJ224=\"Btu/hr\",$AI224<65000),AND($AJ224=\"Tons\",$AI224<65000/12000)),$AC224=\"Split\",$AO224>=15.2),MAX(Baselines!$CF217,12/9.8),Baselines!$CF217))","v":0},{"$f":"IF(AND($C224=\"Early Retirement\",$J224<>\"\",$S224<>\"\",$U224<>\"\"),$CI224,Baselines!$CG217)","v":0},{"$f":"Baselines!$CH217","v":"kW/ton"},"",{"$f":"IF(AND($C224=\"Early Retirement\",$J224<>\"\",$S224<>\"\",$U224<>\"\"),$CJ224,IF(AND(Baselines!$CI217=0,OR($CU224=\"DX HP\",$CU224=\"PTHP\")),$BH224,Baselines!$CI217))","v":0},"COP",{"$f":"IF(OR($C224=\"Replace-on-Burnout\",$C224=\"New Construction\"),$DC224,IF($CE224=\"\",\"\",IF(OR($CE224=\"DX HP\",$CE224=\"PTHP\"),VLOOKUP($D224,'Factor Tables'!$B$89:$M$105,MATCH(CONCATENATE($CE224,\" Clg\"),'Factor Tables'!$B$88:$M$88,0),FALSE),VLOOKUP($D224,'Factor Tables'!$B$89:$M$105,MATCH($CE224,'Factor Tables'!$B$88:$M$88,0),FALSE))))","v":""},{"$f":"IF(OR($C224=\"Replace-on-Burnout\",$C224=\"New Construction\"),$DD224,IF($CE224=\"\",\"\",IF($CE224=\"DX HP\",VLOOKUP($D224,'Factor Tables'!$B$89:$M$105,MATCH(\"DX HP Htg\",'Factor Tables'!$B$88:$M$88,0),FALSE),0)))","v":""},{"$f":"IF(OR($C224=\"Replace-on-Burnout\",$C224=\"New Construction\"),$DE224,IF($CE224=\"\",\"\",IF($CE224=\"DX HP\",VLOOKUP($D224,'Factor Tables'!$N$89:$Y$105,MATCH(\"DX HP Clg\",'Factor Tables'!$N$88:$Y$88,0),FALSE),IF($CE224=\"PTHP\",VLOOKUP($D224,'Factor Tables'!$N$89:$Y$105,MATCH(\"PTHP Clg\",'Factor Tables'!$N$88:$Y$88,0),FALSE),IF(AND($CE224<>\"DX HP\",$CE224<>\"PTHP\"),VLOOKUP($D224,'Factor Tables'!$N$89:$Y$105,MATCH($CE224,'Factor Tables'!$N$88:$Y$88,0),FALSE),\"\")))))","v":""},{"$f":"IF(OR($C224=\"Replace-on-Burnout\",$C224=\"New Construction\",$CU224=\"DX HP\",$CU224=\"PTHP\"),$DF224,IF($CE224=\"\",\"\",IF($CE224=\"DX HP\",VLOOKUP($D224,'Factor Tables'!$N$89:$Y$105,MATCH(\"DX HP Htg\",'Factor Tables'!$N$88:$Y$88,0),FALSE),IF($CE224=\"PTHP\",VLOOKUP($D224,'Factor Tables'!$N$89:$Y$105,MATCH(\"PTHP Htg\",'Factor Tables'!$N$88:$Y$88,0),FALSE),0))))","v":""},"","",0,0,"kW/ton","",0,"COP",{"$f":"IF($CU224=\"\",\"\",IF(OR($CU224=\"DX HP\",$CU224=\"VRF HP\",$CU224=\"PTHP\"),VLOOKUP($D224,'Factor Tables'!$B$89:$M$105,MATCH(CONCATENATE($CU224,\" Clg\"),'Factor Tables'!$B$88:$M$88,0),FALSE),VLOOKUP($D224,'Factor Tables'!$B$89:$M$105,MATCH($CU224,'Factor Tables'!$B$88:$M$88,0),FALSE)))","v":""},{"$f":"IF($CU224=\"\",\"\",IF(OR($CU224=\"DX HP\",$CU224=\"VRF HP\",$CU224=\"PTHP\"),VLOOKUP($D224,'Factor Tables'!$B$89:$M$105,MATCH(CONCATENATE($CU224,\" Htg\"),'Factor Tables'!$B$88:$M$88,0),FALSE),0))","v":""},{"$f":"IF($CU224=\"\",\"\",IF(OR($CU224=\"DX HP\",$CU224=\"VRF HP\",$CU224=\"PTHP\"),VLOOKUP($D224,'Factor Tables'!$N$89:$Y$105,MATCH(CONCATENATE($CU224,\" Clg\"),'Factor Tables'!$N$88:$Y$88,0),FALSE),VLOOKUP($D224,'Factor Tables'!$N$89:$Y$105,MATCH($CU224,'Factor Tables'!$N$88:$Y$88,0),FALSE)))","v":""},{"$f":"IF($CU224=\"\",\"\",IF(OR($CU224=\"DX HP\",$CU224=\"VRF HP\",$CU224=\"PTHP\"),VLOOKUP($D224,'Factor Tables'!$N$89:$Y$105,MATCH(CONCATENATE($CU224,\" Htg\"),'Factor Tables'!$N$88:$Y$88,0),FALSE),0))","v":""},{"$f":"IF($AB224=\"\",0,VLOOKUP($AB224,'Utility Admin'!$E:$G,2,FALSE))","v":0},{"$f":"IF($AB224=\"\",0,VLOOKUP($AB224,'Utility Admin'!$E:$G,3,FALSE))","v":0},{"$f":"IFERROR(IF(ABS(Summary!$F$12)<=ABS(Summary!$E$12)*'Utility Admin'!$I$5,$BA224*$DG224+$BB224*$DH224,$BA224*$DG224+$BA224*'Utility Admin'!$I$5*$DH224),0)","v":0},null,"Summer",null,null,null,null,null,null,null,null,null,null,{"$f":"IF(OR('Project Info'!$C$10=\"\",$C224=\"\",$D224=\"\"),\"\",VLOOKUP($D224,$DX$9:$EA$32,MATCH($C224,$DX$9:$EA$9,0),FALSE))","v":""},null,null,null,null,null,null,"ERROR: Contact Program Manager. Post Capacity/Unit x Post # of Units must be within +/- 20% of Pre Capacity/Unit x Pre # of Units."]
[null,216,"","",null,null,null,null,null,null,null,null,null,null,null,null,null,null,null,null,null,null,null,null,null,null,null,null,null,"A",null,null,null,null,null,null,null,null,null,null,null,null,null,null,0,0,0,0,0,0,999999999,"",0,0,{"$f":"IFERROR(IF($DI$261>'Utility Admin'!$H$5,$BB225/$BB$5*$BC$261,$DI225),0)","v":0},"","",{"$f":"IF(AND(OR($AB225=\"DX AC Air Cooled\",$AB225=\"DX HP Air Cooled\"),OR(AND($AJ225=\"Btu/hr\",$AI225<65000),AND($AJ225=\"Tons\",$AI225<65000/12000)),$AC225=\"Split\",$AO225>=15.2),MAX(Baselines!$CF469,12/9.8),Baselines!$CF469)","v":0},{"$f":"Baselines!$CG469","v":0},{"$f":"Baselines!$CI469","v":0},0,0,0,0,0,0,0,0,0,0,{"$f":"IF(OR($C225<>\"Early Retirement\",$J225=\"\"),0,IF(OR($I225=\"DX AC Air Cooled\",$I225=\"DX HP Air Cooled\"),VLOOKUP($J225,'Early Retirement'!$CI$6:$CM$32,2,FALSE),IF(OR($I225=\"PTAC\",$I225=\"PTHP\"),VLOOKUP($J225,'Early Retirement'!$CI$6:$CM$32,3,FALSE),IF(AND(OR($I225=\"Air Cooled Chiller\",$I225=\"Water Cooled Chiller\"),$L225<>\"Centrifugal\"),VLOOKUP($J225,'Early Retirement'!$CI$6:$CM$32,4,FALSE),IF(AND(OR($I225=\"Air Cooled Chiller\",$I225=\"Water Cooled Chiller\"),$L225=\"Centrifugal\"),VLOOKUP($J225,'Early Retirement'!$CI$6:$CM$32,5,FALSE),\"\")))))","v":0},0,0,0,0,0,0,0,0,0,0,0,"","","",0,0,0,{"$f":"IF(AND($C225=\"Early Retirement\",$J225<>\"\",$S225<>\"\",$U225<>\"\"),$CH225,IF(AND(OR($AB225=\"DX AC Air Cooled\",$AB225=\"DX HP Air Cooled\"),OR(AND($AJ225=\"Btu/hr\",$AI225<65000),AND($AJ225=\"Tons\",$AI225<65000/12000)),$AC225=\"Split\",$AO225>=15.2),MAX(Baselines!$CF218,12/9.8),Baselines!$CF218))","v":0},{"$f":"IF(AND($C225=\"Early Retirement\",$J225<>\"\",$S225<>\"\",$U225<>\"\"),$CI225,Baselines!$CG218)","v":0},{"$f":"Baselines!$CH218","v":"kW/ton"},"",{"$f":"IF(AND($C225=\"Early Retirement\",$J225<>\"\",$S225<>\"\",$U225<>\"\"),$CJ225,IF(AND(Baselines!$CI218=0,OR($CU225=\"DX HP\",$CU225=\"PTHP\")),$BH225,Baselines!$CI218))","v":0},"COP",{"$f":"IF(OR($C225=\"Replace-on-Burnout\",$C225=\"New Construction\"),$DC225,IF($CE225=\"\",\"\",IF(OR($CE225=\"DX HP\",$CE225=\"PTHP\"),VLOOKUP($D225,'Factor Tables'!$B$89:$M$105,MATCH(CONCATENATE($CE225,\" Clg\"),'Factor Tables'!$B$88:$M$88,0),FALSE),VLOOKUP($D225,'Factor Tables'!$B$89:$M$105,MATCH($CE225,'Factor Tables'!$B$88:$M$88,0),FALSE))))","v":""},{"$f":"IF(OR($C225=\"Replace-on-Burnout\",$C225=\"New Construction\"),$DD225,IF($CE225=\"\",\"\",IF($CE225=\"DX HP\",VLOOKUP($D225,'Factor Tables'!$B$89:$M$105,MATCH(\"DX HP Htg\",'Factor Tables'!$B$88:$M$88,0),FALSE),0)))","v":""},{"$f":"IF(OR($C225=\"Replace-on-Burnout\",$C225=\"New Construction\"),$DE225,IF($CE225=\"\",\"\",IF($CE225=\"DX HP\",VLOOKUP($D225,'Factor Tables'!$N$89:$Y$105,MATCH(\"DX HP Clg\",'Factor Tables'!$N$88:$Y$88,0),FALSE),IF($CE225=\"PTHP\",VLOOKUP($D225,'Factor Tables'!$N$89:$Y$105,MATCH(\"PTHP Clg\",'Factor Tables'!$N$88:$Y$88,0),FALSE),IF(AND($CE225<>\"DX HP\",$CE225<>\"PTHP\"),VLOOKUP($D225,'Factor Tables'!$N$89:$Y$105,MATCH($CE225,'Factor Tables'!$N$88:$Y$88,0),FALSE),\"\")))))","v":""},{"$f":"IF(OR($C225=\"Replace-on-Burnout\",$C225=\"New Construction\",$CU225=\"DX HP\",$CU225=\"PTHP\"),$DF225,IF($CE225=\"\",\"\",IF($CE225=\"DX HP\",VLOOKUP($D225,'Factor Tables'!$N$89:$Y$105,MATCH(\"DX HP Htg\",'Factor Tables'!$N$88:$Y$88,0),FALSE),IF($CE225=\"PTHP\",VLOOKUP($D225,'Factor Tables'!$N$89:$Y$105,MATCH(\"PTHP Htg\",'Factor Tables'!$N$88:$Y$88,0),FALSE),0))))","v":""},"","",0,0,"kW/ton","",0,"COP",{"$f":"IF($CU225=\"\",\"\",IF(OR($CU225=\"DX HP\",$CU225=\"VRF HP\",$CU225=\"PTHP\"),VLOOKUP($D225,'Factor Tables'!$B$89:$M$105,MATCH(CONCATENATE($CU225,\" Clg\"),'Factor Tables'!$B$88:$M$88,0),FALSE),VLOOKUP($D225,'Factor Tables'!$B$89:$M$105,MATCH($CU225,'Factor Tables'!$B$88:$M$88,0),FALSE)))","v":""},{"$f":"IF($CU225=\"\",\"\",IF(OR($CU225=\"DX HP\",$CU225=\"VRF HP\",$CU225=\"PTHP\"),VLOOKUP($D225,'Factor Tables'!$B$89:$M$105,MATCH(CONCATENATE($CU225,\" Htg\"),'Factor Tables'!$B$88:$M$88,0),FALSE),0))","v":""},{"$f":"IF($CU225=\"\",\"\",IF(OR($CU225=\"DX HP\",$CU225=\"VRF HP\",$CU225=\"PTHP\"),VLOOKUP($D225,'Factor Tables'!$N$89:$Y$105,MATCH(CONCATENATE($CU225,\" Clg\"),'Factor Tables'!$N$88:$Y$88,0),FALSE),VLOOKUP($D225,'Factor Tables'!$N$89:$Y$105,MATCH($CU225,'Factor Tables'!$N$88:$Y$88,0),FALSE)))","v":""},{"$f":"IF($CU225=\"\",\"\",IF(OR($CU225=\"DX HP\",$CU225=\"VRF HP\",$CU225=\"PTHP\"),VLOOKUP($D225,'Factor Tables'!$N$89:$Y$105,MATCH(CONCATENATE($CU225,\" Htg\"),'Factor Tables'!$N$88:$Y$88,0),FALSE),0))","v":""},{"$f":"IF($AB225=\"\",0,VLOOKUP($AB225,'Utility Admin'!$E:$G,2,FALSE))","v":0},{"$f":"IF($AB225=\"\",0,VLOOKUP($AB225,'Utility Admin'!$E:$G,3,FALSE))","v":0},{"$f":"IFERROR(IF(ABS(Summary!$F$12)<=ABS(Summary!$E$12)*'Utility Admin'!$I$5,$BA225*$DG225+$BB225*$DH225,$BA225*$DG225+$BA225*'Utility Admin'!$I$5*$DH225),0)","v":0},null,"Summer",null,null,null,null,null,null,null,null,null,null,{"$f":"IF(OR('Project Info'!$C$10=\"\",$C225=\"\",$D225=\"\"),\"\",VLOOKUP($D225,$DX$9:$EA$32,MATCH($C225,$DX$9:$EA$9,0),FALSE))","v":""},null,null,null,null,null,null,"ERROR: Contact Program Manager. Post Capacity/Unit x Post # of Units must be within +/- 20% of Pre Capacity/Unit x Pre # of Units."]
[null,217,"","",null,null,null,null,null,null,null,null,null,null,null,null,null,null,null,null,null,null,null,null,null,null,null,null,null,"A",null,null,null,null,null,null,null,null,null,null,null,null,null,null,0,0,0,0,0,0,999999999,"",0,0,{"$f":"IFERROR(IF($DI$261>'Utility Admin'!$H$5,$BB226/$BB$5*$BC$261,$DI226),0)","v":0},"","",{"$f":"IF(AND(OR($AB226=\"DX AC Air Cooled\",$AB226=\"DX HP Air Cooled\"),OR(AND($AJ226=\"Btu/hr\",$AI226<65000),AND($AJ226=\"Tons\",$AI226<65000/12000)),$AC226=\"Split\",$AO226>=15.2),MAX(Baselines!$CF470,12/9.8),Baselines!$CF470)","v":0},{"$f":"Baselines!$CG470","v":0},{"$f":"Baselines!$CI470","v":0},0,0,0,0,0,0,0,0,0,0,{"$f":"IF(OR($C226<>\"Early Retirement\",$J226=\"\"),0,IF(OR($I226=\"DX AC Air Cooled\",$I226=\"DX HP Air Cooled\"),VLOOKUP($J226,'Early Retirement'!$CI$6:$CM$32,2,FALSE),IF(OR($I226=\"PTAC\",$I226=\"PTHP\"),VLOOKUP($J226,'Early Retirement'!$CI$6:$CM$32,3,FALSE),IF(AND(OR($I226=\"Air Cooled Chiller\",$I226=\"Water Cooled Chiller\"),$L226<>\"Centrifugal\"),VLOOKUP($J226,'Early Retirement'!$CI$6:$CM$32,4,FALSE),IF(AND(OR($I226=\"Air Cooled Chiller\",$I226=\"Water Cooled Chiller\"),$L226=\"Centrifugal\"),VLOOKUP($J226,'Early Retirement'!$CI$6:$CM$32,5,FALSE),\"\")))))","v":0},0,0,0,0,0,0,0,0,0,0,0,"","","",0,0,0,{"$f":"IF(AND($C226=\"Early Retirement\",$J226<>\"\",$S226<>\"\",$U226<>\"\"),$CH226,IF(AND(OR($AB226=\"DX AC Air Cooled\",$AB226=\"DX HP Air Cooled\"),OR(AND($AJ226=\"Btu/hr\",$AI226<65000),AND($AJ226=\"Tons\",$AI226<65000/12000)),$AC226=\"Split\",$AO226>=15.2),MAX(Baselines!$CF219,12/9.8),Baselines!$CF219))","v":0},{"$f":"IF(AND($C226=\"Early Retirement\",$J226<>\"\",$S226<>\"\",$U226<>\"\"),$CI226,Baselines!$CG219)","v":0},{"$f":"Baselines!$CH219","v":"kW/ton"},"",{"$f":"IF(AND($C226=\"Early Retirement\",$J226<>\"\",$S226<>\"\",$U226<>\"\"),$CJ226,IF(AND(Baselines!$CI219=0,OR($CU226=\"DX HP\",$CU226=\"PTHP\")),$BH226,Baselines!$CI219))","v":0},"COP",{"$f":"IF(OR($C226=\"Replace-on-Burnout\",$C226=\"New Construction\"),$DC226,IF($CE226=\"\",\"\",IF(OR($CE226=\"DX HP\",$CE226=\"PTHP\"),VLOOKUP($D226,'Factor Tables'!$B$89:$M$105,MATCH(CONCATENATE($CE226,\" Clg\"),'Factor Tables'!$B$88:$M$88,0),FALSE),VLOOKUP($D226,'Factor Tables'!$B$89:$M$105,MATCH($CE226,'Factor Tables'!$B$88:$M$88,0),FALSE))))","v":""},{"$f":"IF(OR($C226=\"Replace-on-Burnout\",$C226=\"New Construction\"),$DD226,IF($CE226=\"\",\"\",IF($CE226=\"DX HP\",VLOOKUP($D226,'Factor Tables'!$B$89:$M$105,MATCH(\"DX HP Htg\",'Factor Tables'!$B$88:$M$88,0),FALSE),0)))","v":""},{"$f":"IF(OR($C226=\"Replace-on-Burnout\",$C226=\"New Construction\"),$DE226,IF($CE226=\"\",\"\",IF($CE226=\"DX HP\",VLOOKUP($D226,'Factor Tables'!$N$89:$Y$105,MATCH(\"DX HP Clg\",'Factor Tables'!$N$88:$Y$88,0),FALSE),IF($CE226=\"PTHP\",VLOOKUP($D226,'Factor Tables'!$N$89:$Y$105,MATCH(\"PTHP Clg\",'Factor Tables'!$N$88:$Y$88,0),FALSE),IF(AND($CE226<>\"DX HP\",$CE226<>\"PTHP\"),VLOOKUP($D226,'Factor Tables'!$N$89:$Y$105,MATCH($CE226,'Factor Tables'!$N$88:$Y$88,0),FALSE),\"\")))))","v":""},{"$f":"IF(OR($C226=\"Replace-on-Burnout\",$C226=\"New Construction\",$CU226=\"DX HP\",$CU226=\"PTHP\"),$DF226,IF($CE226=\"\",\"\",IF($CE226=\"DX HP\",VLOOKUP($D226,'Factor Tables'!$N$89:$Y$105,MATCH(\"DX HP Htg\",'Factor Tables'!$N$88:$Y$88,0),FALSE),IF($CE226=\"PTHP\",VLOOKUP($D226,'Factor Tables'!$N$89:$Y$105,MATCH(\"PTHP Htg\",'Factor Tables'!$N$88:$Y$88,0),FALSE),0))))","v":""},"","",0,0,"kW/ton","",0,"COP",{"$f":"IF($CU226=\"\",\"\",IF(OR($CU226=\"DX HP\",$CU226=\"VRF HP\",$CU226=\"PTHP\"),VLOOKUP($D226,'Factor Tables'!$B$89:$M$105,MATCH(CONCATENATE($CU226,\" Clg\"),'Factor Tables'!$B$88:$M$88,0),FALSE),VLOOKUP($D226,'Factor Tables'!$B$89:$M$105,MATCH($CU226,'Factor Tables'!$B$88:$M$88,0),FALSE)))","v":""},{"$f":"IF($CU226=\"\",\"\",IF(OR($CU226=\"DX HP\",$CU226=\"VRF HP\",$CU226=\"PTHP\"),VLOOKUP($D226,'Factor Tables'!$B$89:$M$105,MATCH(CONCATENATE($CU226,\" Htg\"),'Factor Tables'!$B$88:$M$88,0),FALSE),0))","v":""},{"$f":"IF($CU226=\"\",\"\",IF(OR($CU226=\"DX HP\",$CU226=\"VRF HP\",$CU226=\"PTHP\"),VLOOKUP($D226,'Factor Tables'!$N$89:$Y$105,MATCH(CONCATENATE($CU226,\" Clg\"),'Factor Tables'!$N$88:$Y$88,0),FALSE),VLOOKUP($D226,'Factor Tables'!$N$89:$Y$105,MATCH($CU226,'Factor Tables'!$N$88:$Y$88,0),FALSE)))","v":""},{"$f":"IF($CU226=\"\",\"\",IF(OR($CU226=\"DX HP\",$CU226=\"VRF HP\",$CU226=\"PTHP\"),VLOOKUP($D226,'Factor Tables'!$N$89:$Y$105,MATCH(CONCATENATE($CU226,\" Htg\"),'Factor Tables'!$N$88:$Y$88,0),FALSE),0))","v":""},{"$f":"IF($AB226=\"\",0,VLOOKUP($AB226,'Utility Admin'!$E:$G,2,FALSE))","v":0},{"$f":"IF($AB226=\"\",0,VLOOKUP($AB226,'Utility Admin'!$E:$G,3,FALSE))","v":0},{"$f":"IFERROR(IF(ABS(Summary!$F$12)<=ABS(Summary!$E$12)*'Utility Admin'!$I$5,$BA226*$DG226+$BB226*$DH226,$BA226*$DG226+$BA226*'Utility Admin'!$I$5*$DH226),0)","v":0},null,"Summer",null,null,null,null,null,null,null,null,null,null,{"$f":"IF(OR('Project Info'!$C$10=\"\",$C226=\"\",$D226=\"\"),\"\",VLOOKUP($D226,$DX$9:$EA$32,MATCH($C226,$DX$9:$EA$9,0),FALSE))","v":""},null,null,null,null,null,null,"ERROR: Contact Program Manager. Post Capacity/Unit x Post # of Units must be within +/- 20% of Pre Capacity/Unit x Pre # of Units."]
[null,218,"","",null,null,null,null,null,null,null,null,null,null,null,null,null,null,null,null,null,null,null,null,null,null,null,null,null,"A",null,null,null,null,null,null,null,null,null,null,null,null,null,null,0,0,0,0,0,0,999999999,"",0,0,{"$f":"IFERROR(IF($DI$261>'Utility Admin'!$H$5,$BB227/$BB$5*$BC$261,$DI227),0)","v":0},"","",{"$f":"IF(AND(OR($AB227=\"DX AC Air Cooled\",$AB227=\"DX HP Air Cooled\"),OR(AND($AJ227=\"Btu/hr\",$AI227<65000),AND($AJ227=\"Tons\",$AI227<65000/12000)),$AC227=\"Split\",$AO227>=15.2),MAX(Baselines!$CF471,12/9.8),Baselines!$CF471)","v":0},{"$f":"Baselines!$CG471","v":0},{"$f":"Baselines!$CI471","v":0},0,0,0,0,0,0,0,0,0,0,{"$f":"IF(OR($C227<>\"Early Retirement\",$J227=\"\"),0,IF(OR($I227=\"DX AC Air Cooled\",$I227=\"DX HP Air Cooled\"),VLOOKUP($J227,'Early Retirement'!$CI$6:$CM$32,2,FALSE),IF(OR($I227=\"PTAC\",$I227=\"PTHP\"),VLOOKUP($J227,'Early Retirement'!$CI$6:$CM$32,3,FALSE),IF(AND(OR($I227=\"Air Cooled Chiller\",$I227=\"Water Cooled Chiller\"),$L227<>\"Centrifugal\"),VLOOKUP($J227,'Early Retirement'!$CI$6:$CM$32,4,FALSE),IF(AND(OR($I227=\"Air Cooled Chiller\",$I227=\"Water Cooled Chiller\"),$L227=\"Centrifugal\"),VLOOKUP($J227,'Early Retirement'!$CI$6:$CM$32,5,FALSE),\"\")))))","v":0},0,0,0,0,0,0,0,0,0,0,0,"","","",0,0,0,{"$f":"IF(AND($C227=\"Early Retirement\",$J227<>\"\",$S227<>\"\",$U227<>\"\"),$CH227,IF(AND(OR($AB227=\"DX AC Air Cooled\",$AB227=\"DX HP Air Cooled\"),OR(AND($AJ227=\"Btu/hr\",$AI227<65000),AND($AJ227=\"Tons\",$AI227<65000/12000)),$AC227=\"Split\",$AO227>=15.2),MAX(Baselines!$CF220,12/9.8),Baselines!$CF220))","v":0},{"$f":"IF(AND($C227=\"Early Retirement\",$J227<>\"\",$S227<>\"\",$U227<>\"\"),$CI227,Baselines!$CG220)","v":0},{"$f":"Baselines!$CH220","v":"kW/ton"},"",{"$f":"IF(AND($C227=\"Early Retirement\",$J227<>\"\",$S227<>\"\",$U227<>\"\"),$CJ227,IF(AND(Baselines!$CI220=0,OR($CU227=\"DX HP\",$CU227=\"PTHP\")),$BH227,Baselines!$CI220))","v":0},"COP",{"$f":"IF(OR($C227=\"Replace-on-Burnout\",$C227=\"New Construction\"),$DC227,IF($CE227=\"\",\"\",IF(OR($CE227=\"DX HP\",$CE227=\"PTHP\"),VLOOKUP($D227,'Factor Tables'!$B$89:$M$105,MATCH(CONCATENATE($CE227,\" Clg\"),'Factor Tables'!$B$88:$M$88,0),FALSE),VLOOKUP($D227,'Factor Tables'!$B$89:$M$105,MATCH($CE227,'Factor Tables'!$B$88:$M$88,0),FALSE))))","v":""},{"$f":"IF(OR($C227=\"Replace-on-Burnout\",$C227=\"New Construction\"),$DD227,IF($CE227=\"\",\"\",IF($CE227=\"DX HP\",VLOOKUP($D227,'Factor Tables'!$B$89:$M$105,MATCH(\"DX HP Htg\",'Factor Tables'!$B$88:$M$88,0),FALSE),0)))","v":""},{"$f":"IF(OR($C227=\"Replace-on-Burnout\",$C227=\"New Construction\"),$DE227,IF($CE227=\"\",\"\",IF($CE227=\"DX HP\",VLOOKUP($D227,'Factor Tables'!$N$89:$Y$105,MATCH(\"DX HP Clg\",'Factor Tables'!$N$88:$Y$88,0),FALSE),IF($CE227=\"PTHP\",VLOOKUP($D227,'Factor Tables'!$N$89:$Y$105,MATCH(\"PTHP Clg\",'Factor Tables'!$N$88:$Y$88,0),FALSE),IF(AND($CE227<>\"DX HP\",$CE227<>\"PTHP\"),VLOOKUP($D227,'Factor Tables'!$N$89:$Y$105,MATCH($CE227,'Factor Tables'!$N$88:$Y$88,0),FALSE),\"\")))))","v":""},{"$f":"IF(OR($C227=\"Replace-on-Burnout\",$C227=\"New Construction\",$CU227=\"DX HP\",$CU227=\"PTHP\"),$DF227,IF($CE227=\"\",\"\",IF($CE227=\"DX HP\",VLOOKUP($D227,'Factor Tables'!$N$89:$Y$105,MATCH(\"DX HP Htg\",'Factor Tables'!$N$88:$Y$88,0),FALSE),IF($CE227=\"PTHP\",VLOOKUP($D227,'Factor Tables'!$N$89:$Y$105,MATCH(\"PTHP Htg\",'Factor Tables'!$N$88:$Y$88,0),FALSE),0))))","v":""},"","",0,0,"kW/ton","",0,"COP",{"$f":"IF($CU227=\"\",\"\",IF(OR($CU227=\"DX HP\",$CU227=\"VRF HP\",$CU227=\"PTHP\"),VLOOKUP($D227,'Factor Tables'!$B$89:$M$105,MATCH(CONCATENATE($CU227,\" Clg\"),'Factor Tables'!$B$88:$M$88,0),FALSE),VLOOKUP($D227,'Factor Tables'!$B$89:$M$105,MATCH($CU227,'Factor Tables'!$B$88:$M$88,0),FALSE)))","v":""},{"$f":"IF($CU227=\"\",\"\",IF(OR($CU227=\"DX HP\",$CU227=\"VRF HP\",$CU227=\"PTHP\"),VLOOKUP($D227,'Factor Tables'!$B$89:$M$105,MATCH(CONCATENATE($CU227,\" Htg\"),'Factor Tables'!$B$88:$M$88,0),FALSE),0))","v":""},{"$f":"IF($CU227=\"\",\"\",IF(OR($CU227=\"DX HP\",$CU227=\"VRF HP\",$CU227=\"PTHP\"),VLOOKUP($D227,'Factor Tables'!$N$89:$Y$105,MATCH(CONCATENATE($CU227,\" Clg\"),'Factor Tables'!$N$88:$Y$88,0),FALSE),VLOOKUP($D227,'Factor Tables'!$N$89:$Y$105,MATCH($CU227,'Factor Tables'!$N$88:$Y$88,0),FALSE)))","v":""},{"$f":"IF($CU227=\"\",\"\",IF(OR($CU227=\"DX HP\",$CU227=\"VRF HP\",$CU227=\"PTHP\"),VLOOKUP($D227,'Factor Tables'!$N$89:$Y$105,MATCH(CONCATENATE($CU227,\" Htg\"),'Factor Tables'!$N$88:$Y$88,0),FALSE),0))","v":""},{"$f":"IF($AB227=\"\",0,VLOOKUP($AB227,'Utility Admin'!$E:$G,2,FALSE))","v":0},{"$f":"IF($AB227=\"\",0,VLOOKUP($AB227,'Utility Admin'!$E:$G,3,FALSE))","v":0},{"$f":"IFERROR(IF(ABS(Summary!$F$12)<=ABS(Summary!$E$12)*'Utility Admin'!$I$5,$BA227*$DG227+$BB227*$DH227,$BA227*$DG227+$BA227*'Utility Admin'!$I$5*$DH227),0)","v":0},null,"Summer",null,null,null,null,null,null,null,null,null,null,{"$f":"IF(OR('Project Info'!$C$10=\"\",$C227=\"\",$D227=\"\"),\"\",VLOOKUP($D227,$DX$9:$EA$32,MATCH($C227,$DX$9:$EA$9,0),FALSE))","v":""},null,null,null,null,null,null,"ERROR: Contact Program Manager. Post Capacity/Unit x Post # of Units must be within +/- 20% of Pre Capacity/Unit x Pre # of Units."]
[null,219,"","",null,null,null,null,null,null,null,null,null,null,null,null,null,null,null,null,null,null,null,null,null,null,null,null,null,"A",null,null,null,null,null,null,null,null,null,null,null,null,null,null,0,0,0,0,0,0,999999999,"",0,0,{"$f":"IFERROR(IF($DI$261>'Utility Admin'!$H$5,$BB228/$BB$5*$BC$261,$DI228),0)","v":0},"","",{"$f":"IF(AND(OR($AB228=\"DX AC Air Cooled\",$AB228=\"DX HP Air Cooled\"),OR(AND($AJ228=\"Btu/hr\",$AI228<65000),AND($AJ228=\"Tons\",$AI228<65000/12000)),$AC228=\"Split\",$AO228>=15.2),MAX(Baselines!$CF472,12/9.8),Baselines!$CF472)","v":0},{"$f":"Baselines!$CG472","v":0},{"$f":"Baselines!$CI472","v":0},0,0,0,0,0,0,0,0,0,0,{"$f":"IF(OR($C228<>\"Early Retirement\",$J228=\"\"),0,IF(OR($I228=\"DX AC Air Cooled\",$I228=\"DX HP Air Cooled\"),VLOOKUP($J228,'Early Retirement'!$CI$6:$CM$32,2,FALSE),IF(OR($I228=\"PTAC\",$I228=\"PTHP\"),VLOOKUP($J228,'Early Retirement'!$CI$6:$CM$32,3,FALSE),IF(AND(OR($I228=\"Air Cooled Chiller\",$I228=\"Water Cooled Chiller\"),$L228<>\"Centrifugal\"),VLOOKUP($J228,'Early Retirement'!$CI$6:$CM$32,4,FALSE),IF(AND(OR($I228=\"Air Cooled Chiller\",$I228=\"Water Cooled Chiller\"),$L228=\"Centrifugal\"),VLOOKUP($J228,'Early Retirement'!$CI$6:$CM$32,5,FALSE),\"\")))))","v":0},0,0,0,0,0,0,0,0,0,0,0,"","","",0,0,0,{"$f":"IF(AND($C228=\"Early Retirement\",$J228<>\"\",$S228<>\"\",$U228<>\"\"),$CH228,IF(AND(OR($AB228=\"DX AC Air Cooled\",$AB228=\"DX HP Air Cooled\"),OR(AND($AJ228=\"Btu/hr\",$AI228<65000),AND($AJ228=\"Tons\",$AI228<65000/12000)),$AC228=\"Split\",$AO228>=15.2),MAX(Baselines!$CF221,12/9.8),Baselines!$CF221))","v":0},{"$f":"IF(AND($C228=\"Early Retirement\",$J228<>\"\",$S228<>\"\",$U228<>\"\"),$CI228,Baselines!$CG221)","v":0},{"$f":"Baselines!$CH221","v":"kW/ton"},"",{"$f":"IF(AND($C228=\"Early Retirement\",$J228<>\"\",$S228<>\"\",$U228<>\"\"),$CJ228,IF(AND(Baselines!$CI221=0,OR($CU228=\"DX HP\",$CU228=\"PTHP\")),$BH228,Baselines!$CI221))","v":0},"COP",{"$f":"IF(OR($C228=\"Replace-on-Burnout\",$C228=\"New Construction\"),$DC228,IF($CE228=\"\",\"\",IF(OR($CE228=\"DX HP\",$CE228=\"PTHP\"),VLOOKUP($D228,'Factor Tables'!$B$89:$M$105,MATCH(CONCATENATE($CE228,\" Clg\"),'Factor Tables'!$B$88:$M$88,0),FALSE),VLOOKUP($D228,'Factor Tables'!$B$89:$M$105,MATCH($CE228,'Factor Tables'!$B$88:$M$88,0),FALSE))))","v":""},{"$f":"IF(OR($C228=\"Replace-on-Burnout\",$C228=\"New Construction\"),$DD228,IF($CE228=\"\",\"\",IF($CE228=\"DX HP\",VLOOKUP($D228,'Factor Tables'!$B$89:$M$105,MATCH(\"DX HP Htg\",'Factor Tables'!$B$88:$M$88,0),FALSE),0)))","v":""},{"$f":"IF(OR($C228=\"Replace-on-Burnout\",$C228=\"New Construction\"),$DE228,IF($CE228=\"\",\"\",IF($CE228=\"DX HP\",VLOOKUP($D228,'Factor Tables'!$N$89:$Y$105,MATCH(\"DX HP Clg\",'Factor Tables'!$N$88:$Y$88,0),FALSE),IF($CE228=\"PTHP\",VLOOKUP($D228,'Factor Tables'!$N$89:$Y$105,MATCH(\"PTHP Clg\",'Factor Tables'!$N$88:$Y$88,0),FALSE),IF(AND($CE228<>\"DX HP\",$CE228<>\"PTHP\"),VLOOKUP($D228,'Factor Tables'!$N$89:$Y$105,MATCH($CE228,'Factor Tables'!$N$88:$Y$88,0),FALSE),\"\")))))","v":""},{"$f":"IF(OR($C228=\"Replace-on-Burnout\",$C228=\"New Construction\",$CU228=\"DX HP\",$CU228=\"PTHP\"),$DF228,IF($CE228=\"\",\"\",IF($CE228=\"DX HP\",VLOOKUP($D228,'Factor Tables'!$N$89:$Y$105,MATCH(\"DX HP Htg\",'Factor Tables'!$N$88:$Y$88,0),FALSE),IF($CE228=\"PTHP\",VLOOKUP($D228,'Factor Tables'!$N$89:$Y$105,MATCH(\"PTHP Htg\",'Factor Tables'!$N$88:$Y$88,0),FALSE),0))))","v":""},"","",0,0,"kW/ton","",0,"COP",{"$f":"IF($CU228=\"\",\"\",IF(OR($CU228=\"DX HP\",$CU228=\"VRF HP\",$CU228=\"PTHP\"),VLOOKUP($D228,'Factor Tables'!$B$89:$M$105,MATCH(CONCATENATE($CU228,\" Clg\"),'Factor Tables'!$B$88:$M$88,0),FALSE),VLOOKUP($D228,'Factor Tables'!$B$89:$M$105,MATCH($CU228,'Factor Tables'!$B$88:$M$88,0),FALSE)))","v":""},{"$f":"IF($CU228=\"\",\"\",IF(OR($CU228=\"DX HP\",$CU228=\"VRF HP\",$CU228=\"PTHP\"),VLOOKUP($D228,'Factor Tables'!$B$89:$M$105,MATCH(CONCATENATE($CU228,\" Htg\"),'Factor Tables'!$B$88:$M$88,0),FALSE),0))","v":""},{"$f":"IF($CU228=\"\",\"\",IF(OR($CU228=\"DX HP\",$CU228=\"VRF HP\",$CU228=\"PTHP\"),VLOOKUP($D228,'Factor Tables'!$N$89:$Y$105,MATCH(CONCATENATE($CU228,\" Clg\"),'Factor Tables'!$N$88:$Y$88,0),FALSE),VLOOKUP($D228,'Factor Tables'!$N$89:$Y$105,MATCH($CU228,'Factor Tables'!$N$88:$Y$88,0),FALSE)))","v":""},{"$f":"IF($CU228=\"\",\"\",IF(OR($CU228=\"DX HP\",$CU228=\"VRF HP\",$CU228=\"PTHP\"),VLOOKUP($D228,'Factor Tables'!$N$89:$Y$105,MATCH(CONCATENATE($CU228,\" Htg\"),'Factor Tables'!$N$88:$Y$88,0),FALSE),0))","v":""},{"$f":"IF($AB228=\"\",0,VLOOKUP($AB228,'Utility Admin'!$E:$G,2,FALSE))","v":0},{"$f":"IF($AB228=\"\",0,VLOOKUP($AB228,'Utility Admin'!$E:$G,3,FALSE))","v":0},{"$f":"IFERROR(IF(ABS(Summary!$F$12)<=ABS(Summary!$E$12)*'Utility Admin'!$I$5,$BA228*$DG228+$BB228*$DH228,$BA228*$DG228+$BA228*'Utility Admin'!$I$5*$DH228),0)","v":0},null,"Summer",null,null,null,null,null,null,null,null,null,null,{"$f":"IF(OR('Project Info'!$C$10=\"\",$C228=\"\",$D228=\"\"),\"\",VLOOKUP($D228,$DX$9:$EA$32,MATCH($C228,$DX$9:$EA$9,0),FALSE))","v":""},null,null,null,null,null,null,"ERROR: Contact Program Manager. Post Capacity/Unit x Post # of Units must be within +/- 20% of Pre Capacity/Unit x Pre # of Units."]
[null,220,"","",null,null,null,null,null,null,null,null,null,null,null,null,null,null,null,null,null,null,null,null,null,null,null,null,null,"A",null,null,null,null,null,null,null,null,null,null,null,null,null,null,0,0,0,0,0,0,999999999,"",0,0,{"$f":"IFERROR(IF($DI$261>'Utility Admin'!$H$5,$BB229/$BB$5*$BC$261,$DI229),0)","v":0},"","",{"$f":"IF(AND(OR($AB229=\"DX AC Air Cooled\",$AB229=\"DX HP Air Cooled\"),OR(AND($AJ229=\"Btu/hr\",$AI229<65000),AND($AJ229=\"Tons\",$AI229<65000/12000)),$AC229=\"Split\",$AO229>=15.2),MAX(Baselines!$CF473,12/9.8),Baselines!$CF473)","v":0},{"$f":"Baselines!$CG473","v":0},{"$f":"Baselines!$CI473","v":0},0,0,0,0,0,0,0,0,0,0,{"$f":"IF(OR($C229<>\"Early Retirement\",$J229=\"\"),0,IF(OR($I229=\"DX AC Air Cooled\",$I229=\"DX HP Air Cooled\"),VLOOKUP($J229,'Early Retirement'!$CI$6:$CM$32,2,FALSE),IF(OR($I229=\"PTAC\",$I229=\"PTHP\"),VLOOKUP($J229,'Early Retirement'!$CI$6:$CM$32,3,FALSE),IF(AND(OR($I229=\"Air Cooled Chiller\",$I229=\"Water Cooled Chiller\"),$L229<>\"Centrifugal\"),VLOOKUP($J229,'Early Retirement'!$CI$6:$CM$32,4,FALSE),IF(AND(OR($I229=\"Air Cooled Chiller\",$I229=\"Water Cooled Chiller\"),$L229=\"Centrifugal\"),VLOOKUP($J229,'Early Retirement'!$CI$6:$CM$32,5,FALSE),\"\")))))","v":0},0,0,0,0,0,0,0,0,0,0,0,"","","",0,0,0,{"$f":"IF(AND($C229=\"Early Retirement\",$J229<>\"\",$S229<>\"\",$U229<>\"\"),$CH229,IF(AND(OR($AB229=\"DX AC Air Cooled\",$AB229=\"DX HP Air Cooled\"),OR(AND($AJ229=\"Btu/hr\",$AI229<65000),AND($AJ229=\"Tons\",$AI229<65000/12000)),$AC229=\"Split\",$AO229>=15.2),MAX(Baselines!$CF222,12/9.8),Baselines!$CF222))","v":0},{"$f":"IF(AND($C229=\"Early Retirement\",$J229<>\"\",$S229<>\"\",$U229<>\"\"),$CI229,Baselines!$CG222)","v":0},{"$f":"Baselines!$CH222","v":"kW/ton"},"",{"$f":"IF(AND($C229=\"Early Retirement\",$J229<>\"\",$S229<>\"\",$U229<>\"\"),$CJ229,IF(AND(Baselines!$CI222=0,OR($CU229=\"DX HP\",$CU229=\"PTHP\")),$BH229,Baselines!$CI222))","v":0},"COP",{"$f":"IF(OR($C229=\"Replace-on-Burnout\",$C229=\"New Construction\"),$DC229,IF($CE229=\"\",\"\",IF(OR($CE229=\"DX HP\",$CE229=\"PTHP\"),VLOOKUP($D229,'Factor Tables'!$B$89:$M$105,MATCH(CONCATENATE($CE229,\" Clg\"),'Factor Tables'!$B$88:$M$88,0),FALSE),VLOOKUP($D229,'Factor Tables'!$B$89:$M$105,MATCH($CE229,'Factor Tables'!$B$88:$M$88,0),FALSE))))","v":""},{"$f":"IF(OR($C229=\"Replace-on-Burnout\",$C229=\"New Construction\"),$DD229,IF($CE229=\"\",\"\",IF($CE229=\"DX HP\",VLOOKUP($D229,'Factor Tables'!$B$89:$M$105,MATCH(\"DX HP Htg\",'Factor Tables'!$B$88:$M$88,0),FALSE),0)))","v":""},{"$f":"IF(OR($C229=\"Replace-on-Burnout\",$C229=\"New Construction\"),$DE229,IF($CE229=\"\",\"\",IF($CE229=\"DX HP\",VLOOKUP($D229,'Factor Tables'!$N$89:$Y$105,MATCH(\"DX HP Clg\",'Factor Tables'!$N$88:$Y$88,0),FALSE),IF($CE229=\"PTHP\",VLOOKUP($D229,'Factor Tables'!$N$89:$Y$105,MATCH(\"PTHP Clg\",'Factor Tables'!$N$88:$Y$88,0),FALSE),IF(AND($CE229<>\"DX HP\",$CE229<>\"PTHP\"),VLOOKUP($D229,'Factor Tables'!$N$89:$Y$105,MATCH($CE229,'Factor Tables'!$N$88:$Y$88,0),FALSE),\"\")))))","v":""},{"$f":"IF(OR($C229=\"Replace-on-Burnout\",$C229=\"New Construction\",$CU229=\"DX HP\",$CU229=\"PTHP\"),$DF229,IF($CE229=\"\",\"\",IF($CE229=\"DX HP\",VLOOKUP($D229,'Factor Tables'!$N$89:$Y$105,MATCH(\"DX HP Htg\",'Factor Tables'!$N$88:$Y$88,0),FALSE),IF($CE229=\"PTHP\",VLOOKUP($D229,'Factor Tables'!$N$89:$Y$105,MATCH(\"PTHP Htg\",'Factor Tables'!$N$88:$Y$88,0),FALSE),0))))","v":""},"","",0,0,"kW/ton","",0,"COP",{"$f":"IF($CU229=\"\",\"\",IF(OR($CU229=\"DX HP\",$CU229=\"VRF HP\",$CU229=\"PTHP\"),VLOOKUP($D229,'Factor Tables'!$B$89:$M$105,MATCH(CONCATENATE($CU229,\" Clg\"),'Factor Tables'!$B$88:$M$88,0),FALSE),VLOOKUP($D229,'Factor Tables'!$B$89:$M$105,MATCH($CU229,'Factor Tables'!$B$88:$M$88,0),FALSE)))","v":""},{"$f":"IF($CU229=\"\",\"\",IF(OR($CU229=\"DX HP\",$CU229=\"VRF HP\",$CU229=\"PTHP\"),VLOOKUP($D229,'Factor Tables'!$B$89:$M$105,MATCH(CONCATENATE($CU229,\" Htg\"),'Factor Tables'!$B$88:$M$88,0),FALSE),0))","v":""},{"$f":"IF($CU229=\"\",\"\",IF(OR($CU229=\"DX HP\",$CU229=\"VRF HP\",$CU229=\"PTHP\"),VLOOKUP($D229,'Factor Tables'!$N$89:$Y$105,MATCH(CONCATENATE($CU229,\" Clg\"),'Factor Tables'!$N$88:$Y$88,0),FALSE),VLOOKUP($D229,'Factor Tables'!$N$89:$Y$105,MATCH($CU229,'Factor Tables'!$N$88:$Y$88,0),FALSE)))","v":""},{"$f":"IF($CU229=\"\",\"\",IF(OR($CU229=\"DX HP\",$CU229=\"VRF HP\",$CU229=\"PTHP\"),VLOOKUP($D229,'Factor Tables'!$N$89:$Y$105,MATCH(CONCATENATE($CU229,\" Htg\"),'Factor Tables'!$N$88:$Y$88,0),FALSE),0))","v":""},{"$f":"IF($AB229=\"\",0,VLOOKUP($AB229,'Utility Admin'!$E:$G,2,FALSE))","v":0},{"$f":"IF($AB229=\"\",0,VLOOKUP($AB229,'Utility Admin'!$E:$G,3,FALSE))","v":0},{"$f":"IFERROR(IF(ABS(Summary!$F$12)<=ABS(Summary!$E$12)*'Utility Admin'!$I$5,$BA229*$DG229+$BB229*$DH229,$BA229*$DG229+$BA229*'Utility Admin'!$I$5*$DH229),0)","v":0},null,"Summer",null,null,null,null,null,null,null,null,null,null,{"$f":"IF(OR('Project Info'!$C$10=\"\",$C229=\"\",$D229=\"\"),\"\",VLOOKUP($D229,$DX$9:$EA$32,MATCH($C229,$DX$9:$EA$9,0),FALSE))","v":""},null,null,null,null,null,null,"ERROR: Contact Program Manager. Post Capacity/Unit x Post # of Units must be within +/- 20% of Pre Capacity/Unit x Pre # of Units."]
[null,221,"","",null,null,null,null,null,null,null,null,null,null,null,null,null,null,null,null,null,null,null,null,null,null,null,null,null,"A",null,null,null,null,null,null,null,null,null,null,null,null,null,null,0,0,0,0,0,0,999999999,"",0,0,{"$f":"IFERROR(IF($DI$261>'Utility Admin'!$H$5,$BB230/$BB$5*$BC$261,$DI230),0)","v":0},"","",{"$f":"IF(AND(OR($AB230=\"DX AC Air Cooled\",$AB230=\"DX HP Air Cooled\"),OR(AND($AJ230=\"Btu/hr\",$AI230<65000),AND($AJ230=\"Tons\",$AI230<65000/12000)),$AC230=\"Split\",$AO230>=15.2),MAX(Baselines!$CF474,12/9.8),Baselines!$CF474)","v":0},{"$f":"Baselines!$CG474","v":0},{"$f":"Baselines!$CI474","v":0},0,0,0,0,0,0,0,0,0,0,{"$f":"IF(OR($C230<>\"Early Retirement\",$J230=\"\"),0,IF(OR($I230=\"DX AC Air Cooled\",$I230=\"DX HP Air Cooled\"),VLOOKUP($J230,'Early Retirement'!$CI$6:$CM$32,2,FALSE),IF(OR($I230=\"PTAC\",$I230=\"PTHP\"),VLOOKUP($J230,'Early Retirement'!$CI$6:$CM$32,3,FALSE),IF(AND(OR($I230=\"Air Cooled Chiller\",$I230=\"Water Cooled Chiller\"),$L230<>\"Centrifugal\"),VLOOKUP($J230,'Early Retirement'!$CI$6:$CM$32,4,FALSE),IF(AND(OR($I230=\"Air Cooled Chiller\",$I230=\"Water Cooled Chiller\"),$L230=\"Centrifugal\"),VLOOKUP($J230,'Early Retirement'!$CI$6:$CM$32,5,FALSE),\"\")))))","v":0},0,0,0,0,0,0,0,0,0,0,0,"","","",0,0,0,{"$f":"IF(AND($C230=\"Early Retirement\",$J230<>\"\",$S230<>\"\",$U230<>\"\"),$CH230,IF(AND(OR($AB230=\"DX AC Air Cooled\",$AB230=\"DX HP Air Cooled\"),OR(AND($AJ230=\"Btu/hr\",$AI230<65000),AND($AJ230=\"Tons\",$AI230<65000/12000)),$AC230=\"Split\",$AO230>=15.2),MAX(Baselines!$CF223,12/9.8),Baselines!$CF223))","v":0},{"$f":"IF(AND($C230=\"Early Retirement\",$J230<>\"\",$S230<>\"\",$U230<>\"\"),$CI230,Baselines!$CG223)","v":0},{"$f":"Baselines!$CH223","v":"kW/ton"},"",{"$f":"IF(AND($C230=\"Early Retirement\",$J230<>\"\",$S230<>\"\",$U230<>\"\"),$CJ230,IF(AND(Baselines!$CI223=0,OR($CU230=\"DX HP\",$CU230=\"PTHP\")),$BH230,Baselines!$CI223))","v":0},"COP",{"$f":"IF(OR($C230=\"Replace-on-Burnout\",$C230=\"New Construction\"),$DC230,IF($CE230=\"\",\"\",IF(OR($CE230=\"DX HP\",$CE230=\"PTHP\"),VLOOKUP($D230,'Factor Tables'!$B$89:$M$105,MATCH(CONCATENATE($CE230,\" Clg\"),'Factor Tables'!$B$88:$M$88,0),FALSE),VLOOKUP($D230,'Factor Tables'!$B$89:$M$105,MATCH($CE230,'Factor Tables'!$B$88:$M$88,0),FALSE))))","v":""},{"$f":"IF(OR($C230=\"Replace-on-Burnout\",$C230=\"New Construction\"),$DD230,IF($CE230=\"\",\"\",IF($CE230=\"DX HP\",VLOOKUP($D230,'Factor Tables'!$B$89:$M$105,MATCH(\"DX HP Htg\",'Factor Tables'!$B$88:$M$88,0),FALSE),0)))","v":""},{"$f":"IF(OR($C230=\"Replace-on-Burnout\",$C230=\"New Construction\"),$DE230,IF($CE230=\"\",\"\",IF($CE230=\"DX HP\",VLOOKUP($D230,'Factor Tables'!$N$89:$Y$105,MATCH(\"DX HP Clg\",'Factor Tables'!$N$88:$Y$88,0),FALSE),IF($CE230=\"PTHP\",VLOOKUP($D230,'Factor Tables'!$N$89:$Y$105,MATCH(\"PTHP Clg\",'Factor Tables'!$N$88:$Y$88,0),FALSE),IF(AND($CE230<>\"DX HP\",$CE230<>\"PTHP\"),VLOOKUP($D230,'Factor Tables'!$N$89:$Y$105,MATCH($CE230,'Factor Tables'!$N$88:$Y$88,0),FALSE),\"\")))))","v":""},{"$f":"IF(OR($C230=\"Replace-on-Burnout\",$C230=\"New Construction\",$CU230=\"DX HP\",$CU230=\"PTHP\"),$DF230,IF($CE230=\"\",\"\",IF($CE230=\"DX HP\",VLOOKUP($D230,'Factor Tables'!$N$89:$Y$105,MATCH(\"DX HP Htg\",'Factor Tables'!$N$88:$Y$88,0),FALSE),IF($CE230=\"PTHP\",VLOOKUP($D230,'Factor Tables'!$N$89:$Y$105,MATCH(\"PTHP Htg\",'Factor Tables'!$N$88:$Y$88,0),FALSE),0))))","v":""},"","",0,0,"kW/ton","",0,"COP",{"$f":"IF($CU230=\"\",\"\",IF(OR($CU230=\"DX HP\",$CU230=\"VRF HP\",$CU230=\"PTHP\"),VLOOKUP($D230,'Factor Tables'!$B$89:$M$105,MATCH(CONCATENATE($CU230,\" Clg\"),'Factor Tables'!$B$88:$M$88,0),FALSE),VLOOKUP($D230,'Factor Tables'!$B$89:$M$105,MATCH($CU230,'Factor Tables'!$B$88:$M$88,0),FALSE)))","v":""},{"$f":"IF($CU230=\"\",\"\",IF(OR($CU230=\"DX HP\",$CU230=\"VRF HP\",$CU230=\"PTHP\"),VLOOKUP($D230,'Factor Tables'!$B$89:$M$105,MATCH(CONCATENATE($CU230,\" Htg\"),'Factor Tables'!$B$88:$M$88,0),FALSE),0))","v":""},{"$f":"IF($CU230=\"\",\"\",IF(OR($CU230=\"DX HP\",$CU230=\"VRF HP\",$CU230=\"PTHP\"),VLOOKUP($D230,'Factor Tables'!$N$89:$Y$105,MATCH(CONCATENATE($CU230,\" Clg\"),'Factor Tables'!$N$88:$Y$88,0),FALSE),VLOOKUP($D230,'Factor Tables'!$N$89:$Y$105,MATCH($CU230,'Factor Tables'!$N$88:$Y$88,0),FALSE)))","v":""},{"$f":"IF($CU230=\"\",\"\",IF(OR($CU230=\"DX HP\",$CU230=\"VRF HP\",$CU230=\"PTHP\"),VLOOKUP($D230,'Factor Tables'!$N$89:$Y$105,MATCH(CONCATENATE($CU230,\" Htg\"),'Factor Tables'!$N$88:$Y$88,0),FALSE),0))","v":""},{"$f":"IF($AB230=\"\",0,VLOOKUP($AB230,'Utility Admin'!$E:$G,2,FALSE))","v":0},{"$f":"IF($AB230=\"\",0,VLOOKUP($AB230,'Utility Admin'!$E:$G,3,FALSE))","v":0},{"$f":"IFERROR(IF(ABS(Summary!$F$12)<=ABS(Summary!$E$12)*'Utility Admin'!$I$5,$BA230*$DG230+$BB230*$DH230,$BA230*$DG230+$BA230*'Utility Admin'!$I$5*$DH230),0)","v":0},null,"Summer",null,null,null,null,null,null,null,null,null,null,{"$f":"IF(OR('Project Info'!$C$10=\"\",$C230=\"\",$D230=\"\"),\"\",VLOOKUP($D230,$DX$9:$EA$32,MATCH($C230,$DX$9:$EA$9,0),FALSE))","v":""},null,null,null,null,null,null,"ERROR: Contact Program Manager. Post Capacity/Unit x Post # of Units must be within +/- 20% of Pre Capacity/Unit x Pre # of Units."]
[null,222,"","",null,null,null,null,null,null,null,null,null,null,null,null,null,null,null,null,null,null,null,null,null,null,null,null,null,"A",null,null,null,null,null,null,null,null,null,null,null,null,null,null,0,0,0,0,0,0,999999999,"",0,0,{"$f":"IFERROR(IF($DI$261>'Utility Admin'!$H$5,$BB231/$BB$5*$BC$261,$DI231),0)","v":0},"","",{"$f":"IF(AND(OR($AB231=\"DX AC Air Cooled\",$AB231=\"DX HP Air Cooled\"),OR(AND($AJ231=\"Btu/hr\",$AI231<65000),AND($AJ231=\"Tons\",$AI231<65000/12000)),$AC231=\"Split\",$AO231>=15.2),MAX(Baselines!$CF475,12/9.8),Baselines!$CF475)","v":0},{"$f":"Baselines!$CG475","v":0},{"$f":"Baselines!$CI475","v":0},0,0,0,0,0,0,0,0,0,0,{"$f":"IF(OR($C231<>\"Early Retirement\",$J231=\"\"),0,IF(OR($I231=\"DX AC Air Cooled\",$I231=\"DX HP Air Cooled\"),VLOOKUP($J231,'Early Retirement'!$CI$6:$CM$32,2,FALSE),IF(OR($I231=\"PTAC\",$I231=\"PTHP\"),VLOOKUP($J231,'Early Retirement'!$CI$6:$CM$32,3,FALSE),IF(AND(OR($I231=\"Air Cooled Chiller\",$I231=\"Water Cooled Chiller\"),$L231<>\"Centrifugal\"),VLOOKUP($J231,'Early Retirement'!$CI$6:$CM$32,4,FALSE),IF(AND(OR($I231=\"Air Cooled Chiller\",$I231=\"Water Cooled Chiller\"),$L231=\"Centrifugal\"),VLOOKUP($J231,'Early Retirement'!$CI$6:$CM$32,5,FALSE),\"\")))))","v":0},0,0,0,0,0,0,0,0,0,0,0,"","","",0,0,0,{"$f":"IF(AND($C231=\"Early Retirement\",$J231<>\"\",$S231<>\"\",$U231<>\"\"),$CH231,IF(AND(OR($AB231=\"DX AC Air Cooled\",$AB231=\"DX HP Air Cooled\"),OR(AND($AJ231=\"Btu/hr\",$AI231<65000),AND($AJ231=\"Tons\",$AI231<65000/12000)),$AC231=\"Split\",$AO231>=15.2),MAX(Baselines!$CF224,12/9.8),Baselines!$CF224))","v":0},{"$f":"IF(AND($C231=\"Early Retirement\",$J231<>\"\",$S231<>\"\",$U231<>\"\"),$CI231,Baselines!$CG224)","v":0},{"$f":"Baselines!$CH224","v":"kW/ton"},"",{"$f":"IF(AND($C231=\"Early Retirement\",$J231<>\"\",$S231<>\"\",$U231<>\"\"),$CJ231,IF(AND(Baselines!$CI224=0,OR($CU231=\"DX HP\",$CU231=\"PTHP\")),$BH231,Baselines!$CI224))","v":0},"COP",{"$f":"IF(OR($C231=\"Replace-on-Burnout\",$C231=\"New Construction\"),$DC231,IF($CE231=\"\",\"\",IF(OR($CE231=\"DX HP\",$CE231=\"PTHP\"),VLOOKUP($D231,'Factor Tables'!$B$89:$M$105,MATCH(CONCATENATE($CE231,\" Clg\"),'Factor Tables'!$B$88:$M$88,0),FALSE),VLOOKUP($D231,'Factor Tables'!$B$89:$M$105,MATCH($CE231,'Factor Tables'!$B$88:$M$88,0),FALSE))))","v":""},{"$f":"IF(OR($C231=\"Replace-on-Burnout\",$C231=\"New Construction\"),$DD231,IF($CE231=\"\",\"\",IF($CE231=\"DX HP\",VLOOKUP($D231,'Factor Tables'!$B$89:$M$105,MATCH(\"DX HP Htg\",'Factor Tables'!$B$88:$M$88,0),FALSE),0)))","v":""},{"$f":"IF(OR($C231=\"Replace-on-Burnout\",$C231=\"New Construction\"),$DE231,IF($CE231=\"\",\"\",IF($CE231=\"DX HP\",VLOOKUP($D231,'Factor Tables'!$N$89:$Y$105,MATCH(\"DX HP Clg\",'Factor Tables'!$N$88:$Y$88,0),FALSE),IF($CE231=\"PTHP\",VLOOKUP($D231,'Factor Tables'!$N$89:$Y$105,MATCH(\"PTHP Clg\",'Factor Tables'!$N$88:$Y$88,0),FALSE),IF(AND($CE231<>\"DX HP\",$CE231<>\"PTHP\"),VLOOKUP($D231,'Factor Tables'!$N$89:$Y$105,MATCH($CE231,'Factor Tables'!$N$88:$Y$88,0),FALSE),\"\")))))","v":""},{"$f":"IF(OR($C231=\"Replace-on-Burnout\",$C231=\"New Construction\",$CU231=\"DX HP\",$CU231=\"PTHP\"),$DF231,IF($CE231=\"\",\"\",IF($CE231=\"DX HP\",VLOOKUP($D231,'Factor Tables'!$N$89:$Y$105,MATCH(\"DX HP Htg\",'Factor Tables'!$N$88:$Y$88,0),FALSE),IF($CE231=\"PTHP\",VLOOKUP($D231,'Factor Tables'!$N$89:$Y$105,MATCH(\"PTHP Htg\",'Factor Tables'!$N$88:$Y$88,0),FALSE),0))))","v":""},"","",0,0,"kW/ton","",0,"COP",{"$f":"IF($CU231=\"\",\"\",IF(OR($CU231=\"DX HP\",$CU231=\"VRF HP\",$CU231=\"PTHP\"),VLOOKUP($D231,'Factor Tables'!$B$89:$M$105,MATCH(CONCATENATE($CU231,\" Clg\"),'Factor Tables'!$B$88:$M$88,0),FALSE),VLOOKUP($D231,'Factor Tables'!$B$89:$M$105,MATCH($CU231,'Factor Tables'!$B$88:$M$88,0),FALSE)))","v":""},{"$f":"IF($CU231=\"\",\"\",IF(OR($CU231=\"DX HP\",$CU231=\"VRF HP\",$CU231=\"PTHP\"),VLOOKUP($D231,'Factor Tables'!$B$89:$M$105,MATCH(CONCATENATE($CU231,\" Htg\"),'Factor Tables'!$B$88:$M$88,0),FALSE),0))","v":""},{"$f":"IF($CU231=\"\",\"\",IF(OR($CU231=\"DX HP\",$CU231=\"VRF HP\",$CU231=\"PTHP\"),VLOOKUP($D231,'Factor Tables'!$N$89:$Y$105,MATCH(CONCATENATE($CU231,\" Clg\"),'Factor Tables'!$N$88:$Y$88,0),FALSE),VLOOKUP($D231,'Factor Tables'!$N$89:$Y$105,MATCH($CU231,'Factor Tables'!$N$88:$Y$88,0),FALSE)))","v":""},{"$f":"IF($CU231=\"\",\"\",IF(OR($CU231=\"DX HP\",$CU231=\"VRF HP\",$CU231=\"PTHP\"),VLOOKUP($D231,'Factor Tables'!$N$89:$Y$105,MATCH(CONCATENATE($CU231,\" Htg\"),'Factor Tables'!$N$88:$Y$88,0),FALSE),0))","v":""},{"$f":"IF($AB231=\"\",0,VLOOKUP($AB231,'Utility Admin'!$E:$G,2,FALSE))","v":0},{"$f":"IF($AB231=\"\",0,VLOOKUP($AB231,'Utility Admin'!$E:$G,3,FALSE))","v":0},{"$f":"IFERROR(IF(ABS(Summary!$F$12)<=ABS(Summary!$E$12)*'Utility Admin'!$I$5,$BA231*$DG231+$BB231*$DH231,$BA231*$DG231+$BA231*'Utility Admin'!$I$5*$DH231),0)","v":0},null,"Summer",null,null,null,null,null,null,null,null,null,null,{"$f":"IF(OR('Project Info'!$C$10=\"\",$C231=\"\",$D231=\"\"),\"\",VLOOKUP($D231,$DX$9:$EA$32,MATCH($C231,$DX$9:$EA$9,0),FALSE))","v":""},null,null,null,null,null,null,"ERROR: Contact Program Manager. Post Capacity/Unit x Post # of Units must be within +/- 20% of Pre Capacity/Unit x Pre # of Units."]
[null,223,"","",null,null,null,null,null,null,null,null,null,null,null,null,null,null,null,null,null,null,null,null,null,null,null,null,null,"A",null,null,null,null,null,null,null,null,null,null,null,null,null,null,0,0,0,0,0,0,999999999,"",0,0,{"$f":"IFERROR(IF($DI$261>'Utility Admin'!$H$5,$BB232/$BB$5*$BC$261,$DI232),0)","v":0},"","",{"$f":"IF(AND(OR($AB232=\"DX AC Air Cooled\",$AB232=\"DX HP Air Cooled\"),OR(AND($AJ232=\"Btu/hr\",$AI232<65000),AND($AJ232=\"Tons\",$AI232<65000/12000)),$AC232=\"Split\",$AO232>=15.2),MAX(Baselines!$CF476,12/9.8),Baselines!$CF476)","v":0},{"$f":"Baselines!$CG476","v":0},{"$f":"Baselines!$CI476","v":0},0,0,0,0,0,0,0,0,0,0,{"$f":"IF(OR($C232<>\"Early Retirement\",$J232=\"\"),0,IF(OR($I232=\"DX AC Air Cooled\",$I232=\"DX HP Air Cooled\"),VLOOKUP($J232,'Early Retirement'!$CI$6:$CM$32,2,FALSE),IF(OR($I232=\"PTAC\",$I232=\"PTHP\"),VLOOKUP($J232,'Early Retirement'!$CI$6:$CM$32,3,FALSE),IF(AND(OR($I232=\"Air Cooled Chiller\",$I232=\"Water Cooled Chiller\"),$L232<>\"Centrifugal\"),VLOOKUP($J232,'Early Retirement'!$CI$6:$CM$32,4,FALSE),IF(AND(OR($I232=\"Air Cooled Chiller\",$I232=\"Water Cooled Chiller\"),$L232=\"Centrifugal\"),VLOOKUP($J232,'Early Retirement'!$CI$6:$CM$32,5,FALSE),\"\")))))","v":0},0,0,0,0,0,0,0,0,0,0,0,"","","",0,0,0,{"$f":"IF(AND($C232=\"Early Retirement\",$J232<>\"\",$S232<>\"\",$U232<>\"\"),$CH232,IF(AND(OR($AB232=\"DX AC Air Cooled\",$AB232=\"DX HP Air Cooled\"),OR(AND($AJ232=\"Btu/hr\",$AI232<65000),AND($AJ232=\"Tons\",$AI232<65000/12000)),$AC232=\"Split\",$AO232>=15.2),MAX(Baselines!$CF225,12/9.8),Baselines!$CF225))","v":0},{"$f":"IF(AND($C232=\"Early Retirement\",$J232<>\"\",$S232<>\"\",$U232<>\"\"),$CI232,Baselines!$CG225)","v":0},{"$f":"Baselines!$CH225","v":"kW/ton"},"",{"$f":"IF(AND($C232=\"Early Retirement\",$J232<>\"\",$S232<>\"\",$U232<>\"\"),$CJ232,IF(AND(Baselines!$CI225=0,OR($CU232=\"DX HP\",$CU232=\"PTHP\")),$BH232,Baselines!$CI225))","v":0},"COP",{"$f":"IF(OR($C232=\"Replace-on-Burnout\",$C232=\"New Construction\"),$DC232,IF($CE232=\"\",\"\",IF(OR($CE232=\"DX HP\",$CE232=\"PTHP\"),VLOOKUP($D232,'Factor Tables'!$B$89:$M$105,MATCH(CONCATENATE($CE232,\" Clg\"),'Factor Tables'!$B$88:$M$88,0),FALSE),VLOOKUP($D232,'Factor Tables'!$B$89:$M$105,MATCH($CE232,'Factor Tables'!$B$88:$M$88,0),FALSE))))","v":""},{"$f":"IF(OR($C232=\"Replace-on-Burnout\",$C232=\"New Construction\"),$DD232,IF($CE232=\"\",\"\",IF($CE232=\"DX HP\",VLOOKUP($D232,'Factor Tables'!$B$89:$M$105,MATCH(\"DX HP Htg\",'Factor Tables'!$B$88:$M$88,0),FALSE),0)))","v":""},{"$f":"IF(OR($C232=\"Replace-on-Burnout\",$C232=\"New Construction\"),$DE232,IF($CE232=\"\",\"\",IF($CE232=\"DX HP\",VLOOKUP($D232,'Factor Tables'!$N$89:$Y$105,MATCH(\"DX HP Clg\",'Factor Tables'!$N$88:$Y$88,0),FALSE),IF($CE232=\"PTHP\",VLOOKUP($D232,'Factor Tables'!$N$89:$Y$105,MATCH(\"PTHP Clg\",'Factor Tables'!$N$88:$Y$88,0),FALSE),IF(AND($CE232<>\"DX HP\",$CE232<>\"PTHP\"),VLOOKUP($D232,'Factor Tables'!$N$89:$Y$105,MATCH($CE232,'Factor Tables'!$N$88:$Y$88,0),FALSE),\"\")))))","v":""},{"$f":"IF(OR($C232=\"Replace-on-Burnout\",$C232=\"New Construction\",$CU232=\"DX HP\",$CU232=\"PTHP\"),$DF232,IF($CE232=\"\",\"\",IF($CE232=\"DX HP\",VLOOKUP($D232,'Factor Tables'!$N$89:$Y$105,MATCH(\"DX HP Htg\",'Factor Tables'!$N$88:$Y$88,0),FALSE),IF($CE232=\"PTHP\",VLOOKUP($D232,'Factor Tables'!$N$89:$Y$105,MATCH(\"PTHP Htg\",'Factor Tables'!$N$88:$Y$88,0),FALSE),0))))","v":""},"","",0,0,"kW/ton","",0,"COP",{"$f":"IF($CU232=\"\",\"\",IF(OR($CU232=\"DX HP\",$CU232=\"VRF HP\",$CU232=\"PTHP\"),VLOOKUP($D232,'Factor Tables'!$B$89:$M$105,MATCH(CONCATENATE($CU232,\" Clg\"),'Factor Tables'!$B$88:$M$88,0),FALSE),VLOOKUP($D232,'Factor Tables'!$B$89:$M$105,MATCH($CU232,'Factor Tables'!$B$88:$M$88,0),FALSE)))","v":""},{"$f":"IF($CU232=\"\",\"\",IF(OR($CU232=\"DX HP\",$CU232=\"VRF HP\",$CU232=\"PTHP\"),VLOOKUP($D232,'Factor Tables'!$B$89:$M$105,MATCH(CONCATENATE($CU232,\" Htg\"),'Factor Tables'!$B$88:$M$88,0),FALSE),0))","v":""},{"$f":"IF($CU232=\"\",\"\",IF(OR($CU232=\"DX HP\",$CU232=\"VRF HP\",$CU232=\"PTHP\"),VLOOKUP($D232,'Factor Tables'!$N$89:$Y$105,MATCH(CONCATENATE($CU232,\" Clg\"),'Factor Tables'!$N$88:$Y$88,0),FALSE),VLOOKUP($D232,'Factor Tables'!$N$89:$Y$105,MATCH($CU232,'Factor Tables'!$N$88:$Y$88,0),FALSE)))","v":""},{"$f":"IF($CU232=\"\",\"\",IF(OR($CU232=\"DX HP\",$CU232=\"VRF HP\",$CU232=\"PTHP\"),VLOOKUP($D232,'Factor Tables'!$N$89:$Y$105,MATCH(CONCATENATE($CU232,\" Htg\"),'Factor Tables'!$N$88:$Y$88,0),FALSE),0))","v":""},{"$f":"IF($AB232=\"\",0,VLOOKUP($AB232,'Utility Admin'!$E:$G,2,FALSE))","v":0},{"$f":"IF($AB232=\"\",0,VLOOKUP($AB232,'Utility Admin'!$E:$G,3,FALSE))","v":0},{"$f":"IFERROR(IF(ABS(Summary!$F$12)<=ABS(Summary!$E$12)*'Utility Admin'!$I$5,$BA232*$DG232+$BB232*$DH232,$BA232*$DG232+$BA232*'Utility Admin'!$I$5*$DH232),0)","v":0},null,"Summer",null,null,null,null,null,null,null,null,null,null,{"$f":"IF(OR('Project Info'!$C$10=\"\",$C232=\"\",$D232=\"\"),\"\",VLOOKUP($D232,$DX$9:$EA$32,MATCH($C232,$DX$9:$EA$9,0),FALSE))","v":""},null,null,null,null,null,null,"ERROR: Contact Program Manager. Post Capacity/Unit x Post # of Units must be within +/- 20% of Pre Capacity/Unit x Pre # of Units."]
[null,224,"","",null,null,null,null,null,null,null,null,null,null,null,null,null,null,null,null,null,null,null,null,null,null,null,null,null,"A",null,null,null,null,null,null,null,null,null,null,null,null,null,null,0,0,0,0,0,0,999999999,"",0,0,{"$f":"IFERROR(IF($DI$261>'Utility Admin'!$H$5,$BB233/$BB$5*$BC$261,$DI233),0)","v":0},"","",{"$f":"IF(AND(OR($AB233=\"DX AC Air Cooled\",$AB233=\"DX HP Air Cooled\"),OR(AND($AJ233=\"Btu/hr\",$AI233<65000),AND($AJ233=\"Tons\",$AI233<65000/12000)),$AC233=\"Split\",$AO233>=15.2),MAX(Baselines!$CF477,12/9.8),Baselines!$CF477)","v":0},{"$f":"Baselines!$CG477","v":0},{"$f":"Baselines!$CI477","v":0},0,0,0,0,0,0,0,0,0,0,{"$f":"IF(OR($C233<>\"Early Retirement\",$J233=\"\"),0,IF(OR($I233=\"DX AC Air Cooled\",$I233=\"DX HP Air Cooled\"),VLOOKUP($J233,'Early Retirement'!$CI$6:$CM$32,2,FALSE),IF(OR($I233=\"PTAC\",$I233=\"PTHP\"),VLOOKUP($J233,'Early Retirement'!$CI$6:$CM$32,3,FALSE),IF(AND(OR($I233=\"Air Cooled Chiller\",$I233=\"Water Cooled Chiller\"),$L233<>\"Centrifugal\"),VLOOKUP($J233,'Early Retirement'!$CI$6:$CM$32,4,FALSE),IF(AND(OR($I233=\"Air Cooled Chiller\",$I233=\"Water Cooled Chiller\"),$L233=\"Centrifugal\"),VLOOKUP($J233,'Early Retirement'!$CI$6:$CM$32,5,FALSE),\"\")))))","v":0},0,0,0,0,0,0,0,0,0,0,0,"","","",0,0,0,{"$f":"IF(AND($C233=\"Early Retirement\",$J233<>\"\",$S233<>\"\",$U233<>\"\"),$CH233,IF(AND(OR($AB233=\"DX AC Air Cooled\",$AB233=\"DX HP Air Cooled\"),OR(AND($AJ233=\"Btu/hr\",$AI233<65000),AND($AJ233=\"Tons\",$AI233<65000/12000)),$AC233=\"Split\",$AO233>=15.2),MAX(Baselines!$CF226,12/9.8),Baselines!$CF226))","v":0},{"$f":"IF(AND($C233=\"Early Retirement\",$J233<>\"\",$S233<>\"\",$U233<>\"\"),$CI233,Baselines!$CG226)","v":0},{"$f":"Baselines!$CH226","v":"kW/ton"},"",{"$f":"IF(AND($C233=\"Early Retirement\",$J233<>\"\",$S233<>\"\",$U233<>\"\"),$CJ233,IF(AND(Baselines!$CI226=0,OR($CU233=\"DX HP\",$CU233=\"PTHP\")),$BH233,Baselines!$CI226))","v":0},"COP",{"$f":"IF(OR($C233=\"Replace-on-Burnout\",$C233=\"New Construction\"),$DC233,IF($CE233=\"\",\"\",IF(OR($CE233=\"DX HP\",$CE233=\"PTHP\"),VLOOKUP($D233,'Factor Tables'!$B$89:$M$105,MATCH(CONCATENATE($CE233,\" Clg\"),'Factor Tables'!$B$88:$M$88,0),FALSE),VLOOKUP($D233,'Factor Tables'!$B$89:$M$105,MATCH($CE233,'Factor Tables'!$B$88:$M$88,0),FALSE))))","v":""},{"$f":"IF(OR($C233=\"Replace-on-Burnout\",$C233=\"New Construction\"),$DD233,IF($CE233=\"\",\"\",IF($CE233=\"DX HP\",VLOOKUP($D233,'Factor Tables'!$B$89:$M$105,MATCH(\"DX HP Htg\",'Factor Tables'!$B$88:$M$88,0),FALSE),0)))","v":""},{"$f":"IF(OR($C233=\"Replace-on-Burnout\",$C233=\"New Construction\"),$DE233,IF($CE233=\"\",\"\",IF($CE233=\"DX HP\",VLOOKUP($D233,'Factor Tables'!$N$89:$Y$105,MATCH(\"DX HP Clg\",'Factor Tables'!$N$88:$Y$88,0),FALSE),IF($CE233=\"PTHP\",VLOOKUP($D233,'Factor Tables'!$N$89:$Y$105,MATCH(\"PTHP Clg\",'Factor Tables'!$N$88:$Y$88,0),FALSE),IF(AND($CE233<>\"DX HP\",$CE233<>\"PTHP\"),VLOOKUP($D233,'Factor Tables'!$N$89:$Y$105,MATCH($CE233,'Factor Tables'!$N$88:$Y$88,0),FALSE),\"\")))))","v":""},{"$f":"IF(OR($C233=\"Replace-on-Burnout\",$C233=\"New Construction\",$CU233=\"DX HP\",$CU233=\"PTHP\"),$DF233,IF($CE233=\"\",\"\",IF($CE233=\"DX HP\",VLOOKUP($D233,'Factor Tables'!$N$89:$Y$105,MATCH(\"DX HP Htg\",'Factor Tables'!$N$88:$Y$88,0),FALSE),IF($CE233=\"PTHP\",VLOOKUP($D233,'Factor Tables'!$N$89:$Y$105,MATCH(\"PTHP Htg\",'Factor Tables'!$N$88:$Y$88,0),FALSE),0))))","v":""},"","",0,0,"kW/ton","",0,"COP",{"$f":"IF($CU233=\"\",\"\",IF(OR($CU233=\"DX HP\",$CU233=\"VRF HP\",$CU233=\"PTHP\"),VLOOKUP($D233,'Factor Tables'!$B$89:$M$105,MATCH(CONCATENATE($CU233,\" Clg\"),'Factor Tables'!$B$88:$M$88,0),FALSE),VLOOKUP($D233,'Factor Tables'!$B$89:$M$105,MATCH($CU233,'Factor Tables'!$B$88:$M$88,0),FALSE)))","v":""},{"$f":"IF($CU233=\"\",\"\",IF(OR($CU233=\"DX HP\",$CU233=\"VRF HP\",$CU233=\"PTHP\"),VLOOKUP($D233,'Factor Tables'!$B$89:$M$105,MATCH(CONCATENATE($CU233,\" Htg\"),'Factor Tables'!$B$88:$M$88,0),FALSE),0))","v":""},{"$f":"IF($CU233=\"\",\"\",IF(OR($CU233=\"DX HP\",$CU233=\"VRF HP\",$CU233=\"PTHP\"),VLOOKUP($D233,'Factor Tables'!$N$89:$Y$105,MATCH(CONCATENATE($CU233,\" Clg\"),'Factor Tables'!$N$88:$Y$88,0),FALSE),VLOOKUP($D233,'Factor Tables'!$N$89:$Y$105,MATCH($CU233,'Factor Tables'!$N$88:$Y$88,0),FALSE)))","v":""},{"$f":"IF($CU233=\"\",\"\",IF(OR($CU233=\"DX HP\",$CU233=\"VRF HP\",$CU233=\"PTHP\"),VLOOKUP($D233,'Factor Tables'!$N$89:$Y$105,MATCH(CONCATENATE($CU233,\" Htg\"),'Factor Tables'!$N$88:$Y$88,0),FALSE),0))","v":""},{"$f":"IF($AB233=\"\",0,VLOOKUP($AB233,'Utility Admin'!$E:$G,2,FALSE))","v":0},{"$f":"IF($AB233=\"\",0,VLOOKUP($AB233,'Utility Admin'!$E:$G,3,FALSE))","v":0},{"$f":"IFERROR(IF(ABS(Summary!$F$12)<=ABS(Summary!$E$12)*'Utility Admin'!$I$5,$BA233*$DG233+$BB233*$DH233,$BA233*$DG233+$BA233*'Utility Admin'!$I$5*$DH233),0)","v":0},null,"Summer",null,null,null,null,null,null,null,null,null,null,{"$f":"IF(OR('Project Info'!$C$10=\"\",$C233=\"\",$D233=\"\"),\"\",VLOOKUP($D233,$DX$9:$EA$32,MATCH($C233,$DX$9:$EA$9,0),FALSE))","v":""},null,null,null,null,null,null,"ERROR: Contact Program Manager. Post Capacity/Unit x Post # of Units must be within +/- 20% of Pre Capacity/Unit x Pre # of Units."]
[null,225,"","",null,null,null,null,null,null,null,null,null,null,null,null,null,null,null,null,null,null,null,null,null,null,null,null,null,"A",null,null,null,null,null,null,null,null,null,null,null,null,null,null,0,0,0,0,0,0,999999999,"",0,0,{"$f":"IFERROR(IF($DI$261>'Utility Admin'!$H$5,$BB234/$BB$5*$BC$261,$DI234),0)","v":0},"","",{"$f":"IF(AND(OR($AB234=\"DX AC Air Cooled\",$AB234=\"DX HP Air Cooled\"),OR(AND($AJ234=\"Btu/hr\",$AI234<65000),AND($AJ234=\"Tons\",$AI234<65000/12000)),$AC234=\"Split\",$AO234>=15.2),MAX(Baselines!$CF478,12/9.8),Baselines!$CF478)","v":0},{"$f":"Baselines!$CG478","v":0},{"$f":"Baselines!$CI478","v":0},0,0,0,0,0,0,0,0,0,0,{"$f":"IF(OR($C234<>\"Early Retirement\",$J234=\"\"),0,IF(OR($I234=\"DX AC Air Cooled\",$I234=\"DX HP Air Cooled\"),VLOOKUP($J234,'Early Retirement'!$CI$6:$CM$32,2,FALSE),IF(OR($I234=\"PTAC\",$I234=\"PTHP\"),VLOOKUP($J234,'Early Retirement'!$CI$6:$CM$32,3,FALSE),IF(AND(OR($I234=\"Air Cooled Chiller\",$I234=\"Water Cooled Chiller\"),$L234<>\"Centrifugal\"),VLOOKUP($J234,'Early Retirement'!$CI$6:$CM$32,4,FALSE),IF(AND(OR($I234=\"Air Cooled Chiller\",$I234=\"Water Cooled Chiller\"),$L234=\"Centrifugal\"),VLOOKUP($J234,'Early Retirement'!$CI$6:$CM$32,5,FALSE),\"\")))))","v":0},0,0,0,0,0,0,0,0,0,0,0,"","","",0,0,0,{"$f":"IF(AND($C234=\"Early Retirement\",$J234<>\"\",$S234<>\"\",$U234<>\"\"),$CH234,IF(AND(OR($AB234=\"DX AC Air Cooled\",$AB234=\"DX HP Air Cooled\"),OR(AND($AJ234=\"Btu/hr\",$AI234<65000),AND($AJ234=\"Tons\",$AI234<65000/12000)),$AC234=\"Split\",$AO234>=15.2),MAX(Baselines!$CF227,12/9.8),Baselines!$CF227))","v":0},{"$f":"IF(AND($C234=\"Early Retirement\",$J234<>\"\",$S234<>\"\",$U234<>\"\"),$CI234,Baselines!$CG227)","v":0},{"$f":"Baselines!$CH227","v":"kW/ton"},"",{"$f":"IF(AND($C234=\"Early Retirement\",$J234<>\"\",$S234<>\"\",$U234<>\"\"),$CJ234,IF(AND(Baselines!$CI227=0,OR($CU234=\"DX HP\",$CU234=\"PTHP\")),$BH234,Baselines!$CI227))","v":0},"COP",{"$f":"IF(OR($C234=\"Replace-on-Burnout\",$C234=\"New Construction\"),$DC234,IF($CE234=\"\",\"\",IF(OR($CE234=\"DX HP\",$CE234=\"PTHP\"),VLOOKUP($D234,'Factor Tables'!$B$89:$M$105,MATCH(CONCATENATE($CE234,\" Clg\"),'Factor Tables'!$B$88:$M$88,0),FALSE),VLOOKUP($D234,'Factor Tables'!$B$89:$M$105,MATCH($CE234,'Factor Tables'!$B$88:$M$88,0),FALSE))))","v":""},{"$f":"IF(OR($C234=\"Replace-on-Burnout\",$C234=\"New Construction\"),$DD234,IF($CE234=\"\",\"\",IF($CE234=\"DX HP\",VLOOKUP($D234,'Factor Tables'!$B$89:$M$105,MATCH(\"DX HP Htg\",'Factor Tables'!$B$88:$M$88,0),FALSE),0)))","v":""},{"$f":"IF(OR($C234=\"Replace-on-Burnout\",$C234=\"New Construction\"),$DE234,IF($CE234=\"\",\"\",IF($CE234=\"DX HP\",VLOOKUP($D234,'Factor Tables'!$N$89:$Y$105,MATCH(\"DX HP Clg\",'Factor Tables'!$N$88:$Y$88,0),FALSE),IF($CE234=\"PTHP\",VLOOKUP($D234,'Factor Tables'!$N$89:$Y$105,MATCH(\"PTHP Clg\",'Factor Tables'!$N$88:$Y$88,0),FALSE),IF(AND($CE234<>\"DX HP\",$CE234<>\"PTHP\"),VLOOKUP($D234,'Factor Tables'!$N$89:$Y$105,MATCH($CE234,'Factor Tables'!$N$88:$Y$88,0),FALSE),\"\")))))","v":""},{"$f":"IF(OR($C234=\"Replace-on-Burnout\",$C234=\"New Construction\",$CU234=\"DX HP\",$CU234=\"PTHP\"),$DF234,IF($CE234=\"\",\"\",IF($CE234=\"DX HP\",VLOOKUP($D234,'Factor Tables'!$N$89:$Y$105,MATCH(\"DX HP Htg\",'Factor Tables'!$N$88:$Y$88,0),FALSE),IF($CE234=\"PTHP\",VLOOKUP($D234,'Factor Tables'!$N$89:$Y$105,MATCH(\"PTHP Htg\",'Factor Tables'!$N$88:$Y$88,0),FALSE),0))))","v":""},"","",0,0,"kW/ton","",0,"COP",{"$f":"IF($CU234=\"\",\"\",IF(OR($CU234=\"DX HP\",$CU234=\"VRF HP\",$CU234=\"PTHP\"),VLOOKUP($D234,'Factor Tables'!$B$89:$M$105,MATCH(CONCATENATE($CU234,\" Clg\"),'Factor Tables'!$B$88:$M$88,0),FALSE),VLOOKUP($D234,'Factor Tables'!$B$89:$M$105,MATCH($CU234,'Factor Tables'!$B$88:$M$88,0),FALSE)))","v":""},{"$f":"IF($CU234=\"\",\"\",IF(OR($CU234=\"DX HP\",$CU234=\"VRF HP\",$CU234=\"PTHP\"),VLOOKUP($D234,'Factor Tables'!$B$89:$M$105,MATCH(CONCATENATE($CU234,\" Htg\"),'Factor Tables'!$B$88:$M$88,0),FALSE),0))","v":""},{"$f":"IF($CU234=\"\",\"\",IF(OR($CU234=\"DX HP\",$CU234=\"VRF HP\",$CU234=\"PTHP\"),VLOOKUP($D234,'Factor Tables'!$N$89:$Y$105,MATCH(CONCATENATE($CU234,\" Clg\"),'Factor Tables'!$N$88:$Y$88,0),FALSE),VLOOKUP($D234,'Factor Tables'!$N$89:$Y$105,MATCH($CU234,'Factor Tables'!$N$88:$Y$88,0),FALSE)))","v":""},{"$f":"IF($CU234=\"\",\"\",IF(OR($CU234=\"DX HP\",$CU234=\"VRF HP\",$CU234=\"PTHP\"),VLOOKUP($D234,'Factor Tables'!$N$89:$Y$105,MATCH(CONCATENATE($CU234,\" Htg\"),'Factor Tables'!$N$88:$Y$88,0),FALSE),0))","v":""},{"$f":"IF($AB234=\"\",0,VLOOKUP($AB234,'Utility Admin'!$E:$G,2,FALSE))","v":0},{"$f":"IF($AB234=\"\",0,VLOOKUP($AB234,'Utility Admin'!$E:$G,3,FALSE))","v":0},{"$f":"IFERROR(IF(ABS(Summary!$F$12)<=ABS(Summary!$E$12)*'Utility Admin'!$I$5,$BA234*$DG234+$BB234*$DH234,$BA234*$DG234+$BA234*'Utility Admin'!$I$5*$DH234),0)","v":0},null,"Summer",null,null,null,null,null,null,null,null,null,null,{"$f":"IF(OR('Project Info'!$C$10=\"\",$C234=\"\",$D234=\"\"),\"\",VLOOKUP($D234,$DX$9:$EA$32,MATCH($C234,$DX$9:$EA$9,0),FALSE))","v":""},null,null,null,null,null,null,"ERROR: Contact Program Manager. Post Capacity/Unit x Post # of Units must be within +/- 20% of Pre Capacity/Unit x Pre # of Units."]
[null,226,"","",null,null,null,null,null,null,null,null,null,null,null,null,null,null,null,null,null,null,null,null,null,null,null,null,null,"A",null,null,null,null,null,null,null,null,null,null,null,null,null,null,0,0,0,0,0,0,999999999,"",0,0,{"$f":"IFERROR(IF($DI$261>'Utility Admin'!$H$5,$BB235/$BB$5*$BC$261,$DI235),0)","v":0},"","",{"$f":"IF(AND(OR($AB235=\"DX AC Air Cooled\",$AB235=\"DX HP Air Cooled\"),OR(AND($AJ235=\"Btu/hr\",$AI235<65000),AND($AJ235=\"Tons\",$AI235<65000/12000)),$AC235=\"Split\",$AO235>=15.2),MAX(Baselines!$CF479,12/9.8),Baselines!$CF479)","v":0},{"$f":"Baselines!$CG479","v":0},{"$f":"Baselines!$CI479","v":0},0,0,0,0,0,0,0,0,0,0,{"$f":"IF(OR($C235<>\"Early Retirement\",$J235=\"\"),0,IF(OR($I235=\"DX AC Air Cooled\",$I235=\"DX HP Air Cooled\"),VLOOKUP($J235,'Early Retirement'!$CI$6:$CM$32,2,FALSE),IF(OR($I235=\"PTAC\",$I235=\"PTHP\"),VLOOKUP($J235,'Early Retirement'!$CI$6:$CM$32,3,FALSE),IF(AND(OR($I235=\"Air Cooled Chiller\",$I235=\"Water Cooled Chiller\"),$L235<>\"Centrifugal\"),VLOOKUP($J235,'Early Retirement'!$CI$6:$CM$32,4,FALSE),IF(AND(OR($I235=\"Air Cooled Chiller\",$I235=\"Water Cooled Chiller\"),$L235=\"Centrifugal\"),VLOOKUP($J235,'Early Retirement'!$CI$6:$CM$32,5,FALSE),\"\")))))","v":0},0,0,0,0,0,0,0,0,0,0,0,"","","",0,0,0,{"$f":"IF(AND($C235=\"Early Retirement\",$J235<>\"\",$S235<>\"\",$U235<>\"\"),$CH235,IF(AND(OR($AB235=\"DX AC Air Cooled\",$AB235=\"DX HP Air Cooled\"),OR(AND($AJ235=\"Btu/hr\",$AI235<65000),AND($AJ235=\"Tons\",$AI235<65000/12000)),$AC235=\"Split\",$AO235>=15.2),MAX(Baselines!$CF228,12/9.8),Baselines!$CF228))","v":0},{"$f":"IF(AND($C235=\"Early Retirement\",$J235<>\"\",$S235<>\"\",$U235<>\"\"),$CI235,Baselines!$CG228)","v":0},{"$f":"Baselines!$CH228","v":"kW/ton"},"",{"$f":"IF(AND($C235=\"Early Retirement\",$J235<>\"\",$S235<>\"\",$U235<>\"\"),$CJ235,IF(AND(Baselines!$CI228=0,OR($CU235=\"DX HP\",$CU235=\"PTHP\")),$BH235,Baselines!$CI228))","v":0},"COP",{"$f":"IF(OR($C235=\"Replace-on-Burnout\",$C235=\"New Construction\"),$DC235,IF($CE235=\"\",\"\",IF(OR($CE235=\"DX HP\",$CE235=\"PTHP\"),VLOOKUP($D235,'Factor Tables'!$B$89:$M$105,MATCH(CONCATENATE($CE235,\" Clg\"),'Factor Tables'!$B$88:$M$88,0),FALSE),VLOOKUP($D235,'Factor Tables'!$B$89:$M$105,MATCH($CE235,'Factor Tables'!$B$88:$M$88,0),FALSE))))","v":""},{"$f":"IF(OR($C235=\"Replace-on-Burnout\",$C235=\"New Construction\"),$DD235,IF($CE235=\"\",\"\",IF($CE235=\"DX HP\",VLOOKUP($D235,'Factor Tables'!$B$89:$M$105,MATCH(\"DX HP Htg\",'Factor Tables'!$B$88:$M$88,0),FALSE),0)))","v":""},{"$f":"IF(OR($C235=\"Replace-on-Burnout\",$C235=\"New Construction\"),$DE235,IF($CE235=\"\",\"\",IF($CE235=\"DX HP\",VLOOKUP($D235,'Factor Tables'!$N$89:$Y$105,MATCH(\"DX HP Clg\",'Factor Tables'!$N$88:$Y$88,0),FALSE),IF($CE235=\"PTHP\",VLOOKUP($D235,'Factor Tables'!$N$89:$Y$105,MATCH(\"PTHP Clg\",'Factor Tables'!$N$88:$Y$88,0),FALSE),IF(AND($CE235<>\"DX HP\",$CE235<>\"PTHP\"),VLOOKUP($D235,'Factor Tables'!$N$89:$Y$105,MATCH($CE235,'Factor Tables'!$N$88:$Y$88,0),FALSE),\"\")))))","v":""},{"$f":"IF(OR($C235=\"Replace-on-Burnout\",$C235=\"New Construction\",$CU235=\"DX HP\",$CU235=\"PTHP\"),$DF235,IF($CE235=\"\",\"\",IF($CE235=\"DX HP\",VLOOKUP($D235,'Factor Tables'!$N$89:$Y$105,MATCH(\"DX HP Htg\",'Factor Tables'!$N$88:$Y$88,0),FALSE),IF($CE235=\"PTHP\",VLOOKUP($D235,'Factor Tables'!$N$89:$Y$105,MATCH(\"PTHP Htg\",'Factor Tables'!$N$88:$Y$88,0),FALSE),0))))","v":""},"","",0,0,"kW/ton","",0,"COP",{"$f":"IF($CU235=\"\",\"\",IF(OR($CU235=\"DX HP\",$CU235=\"VRF HP\",$CU235=\"PTHP\"),VLOOKUP($D235,'Factor Tables'!$B$89:$M$105,MATCH(CONCATENATE($CU235,\" Clg\"),'Factor Tables'!$B$88:$M$88,0),FALSE),VLOOKUP($D235,'Factor Tables'!$B$89:$M$105,MATCH($CU235,'Factor Tables'!$B$88:$M$88,0),FALSE)))","v":""},{"$f":"IF($CU235=\"\",\"\",IF(OR($CU235=\"DX HP\",$CU235=\"VRF HP\",$CU235=\"PTHP\"),VLOOKUP($D235,'Factor Tables'!$B$89:$M$105,MATCH(CONCATENATE($CU235,\" Htg\"),'Factor Tables'!$B$88:$M$88,0),FALSE),0))","v":""},{"$f":"IF($CU235=\"\",\"\",IF(OR($CU235=\"DX HP\",$CU235=\"VRF HP\",$CU235=\"PTHP\"),VLOOKUP($D235,'Factor Tables'!$N$89:$Y$105,MATCH(CONCATENATE($CU235,\" Clg\"),'Factor Tables'!$N$88:$Y$88,0),FALSE),VLOOKUP($D235,'Factor Tables'!$N$89:$Y$105,MATCH($CU235,'Factor Tables'!$N$88:$Y$88,0),FALSE)))","v":""},{"$f":"IF($CU235=\"\",\"\",IF(OR($CU235=\"DX HP\",$CU235=\"VRF HP\",$CU235=\"PTHP\"),VLOOKUP($D235,'Factor Tables'!$N$89:$Y$105,MATCH(CONCATENATE($CU235,\" Htg\"),'Factor Tables'!$N$88:$Y$88,0),FALSE),0))","v":""},{"$f":"IF($AB235=\"\",0,VLOOKUP($AB235,'Utility Admin'!$E:$G,2,FALSE))","v":0},{"$f":"IF($AB235=\"\",0,VLOOKUP($AB235,'Utility Admin'!$E:$G,3,FALSE))","v":0},{"$f":"IFERROR(IF(ABS(Summary!$F$12)<=ABS(Summary!$E$12)*'Utility Admin'!$I$5,$BA235*$DG235+$BB235*$DH235,$BA235*$DG235+$BA235*'Utility Admin'!$I$5*$DH235),0)","v":0},null,"Summer",null,null,null,null,null,null,null,null,null,null,{"$f":"IF(OR('Project Info'!$C$10=\"\",$C235=\"\",$D235=\"\"),\"\",VLOOKUP($D235,$DX$9:$EA$32,MATCH($C235,$DX$9:$EA$9,0),FALSE))","v":""},null,null,null,null,null,null,"ERROR: Contact Program Manager. Post Capacity/Unit x Post # of Units must be within +/- 20% of Pre Capacity/Unit x Pre # of Units."]
[null,227,"","",null,null,null,null,null,null,null,null,null,null,null,null,null,null,null,null,null,null,null,null,null,null,null,null,null,"A",null,null,null,null,null,null,null,null,null,null,null,null,null,null,0,0,0,0,0,0,999999999,"",0,0,{"$f":"IFERROR(IF($DI$261>'Utility Admin'!$H$5,$BB236/$BB$5*$BC$261,$DI236),0)","v":0},"","",{"$f":"IF(AND(OR($AB236=\"DX AC Air Cooled\",$AB236=\"DX HP Air Cooled\"),OR(AND($AJ236=\"Btu/hr\",$AI236<65000),AND($AJ236=\"Tons\",$AI236<65000/12000)),$AC236=\"Split\",$AO236>=15.2),MAX(Baselines!$CF480,12/9.8),Baselines!$CF480)","v":0},{"$f":"Baselines!$CG480","v":0},{"$f":"Baselines!$CI480","v":0},0,0,0,0,0,0,0,0,0,0,{"$f":"IF(OR($C236<>\"Early Retirement\",$J236=\"\"),0,IF(OR($I236=\"DX AC Air Cooled\",$I236=\"DX HP Air Cooled\"),VLOOKUP($J236,'Early Retirement'!$CI$6:$CM$32,2,FALSE),IF(OR($I236=\"PTAC\",$I236=\"PTHP\"),VLOOKUP($J236,'Early Retirement'!$CI$6:$CM$32,3,FALSE),IF(AND(OR($I236=\"Air Cooled Chiller\",$I236=\"Water Cooled Chiller\"),$L236<>\"Centrifugal\"),VLOOKUP($J236,'Early Retirement'!$CI$6:$CM$32,4,FALSE),IF(AND(OR($I236=\"Air Cooled Chiller\",$I236=\"Water Cooled Chiller\"),$L236=\"Centrifugal\"),VLOOKUP($J236,'Early Retirement'!$CI$6:$CM$32,5,FALSE),\"\")))))","v":0},0,0,0,0,0,0,0,0,0,0,0,"","","",0,0,0,{"$f":"IF(AND($C236=\"Early Retirement\",$J236<>\"\",$S236<>\"\",$U236<>\"\"),$CH236,IF(AND(OR($AB236=\"DX AC Air Cooled\",$AB236=\"DX HP Air Cooled\"),OR(AND($AJ236=\"Btu/hr\",$AI236<65000),AND($AJ236=\"Tons\",$AI236<65000/12000)),$AC236=\"Split\",$AO236>=15.2),MAX(Baselines!$CF229,12/9.8),Baselines!$CF229))","v":0},{"$f":"IF(AND($C236=\"Early Retirement\",$J236<>\"\",$S236<>\"\",$U236<>\"\"),$CI236,Baselines!$CG229)","v":0},{"$f":"Baselines!$CH229","v":"kW/ton"},"",{"$f":"IF(AND($C236=\"Early Retirement\",$J236<>\"\",$S236<>\"\",$U236<>\"\"),$CJ236,IF(AND(Baselines!$CI229=0,OR($CU236=\"DX HP\",$CU236=\"PTHP\")),$BH236,Baselines!$CI229))","v":0},"COP",{"$f":"IF(OR($C236=\"Replace-on-Burnout\",$C236=\"New Construction\"),$DC236,IF($CE236=\"\",\"\",IF(OR($CE236=\"DX HP\",$CE236=\"PTHP\"),VLOOKUP($D236,'Factor Tables'!$B$89:$M$105,MATCH(CONCATENATE($CE236,\" Clg\"),'Factor Tables'!$B$88:$M$88,0),FALSE),VLOOKUP($D236,'Factor Tables'!$B$89:$M$105,MATCH($CE236,'Factor Tables'!$B$88:$M$88,0),FALSE))))","v":""},{"$f":"IF(OR($C236=\"Replace-on-Burnout\",$C236=\"New Construction\"),$DD236,IF($CE236=\"\",\"\",IF($CE236=\"DX HP\",VLOOKUP($D236,'Factor Tables'!$B$89:$M$105,MATCH(\"DX HP Htg\",'Factor Tables'!$B$88:$M$88,0),FALSE),0)))","v":""},{"$f":"IF(OR($C236=\"Replace-on-Burnout\",$C236=\"New Construction\"),$DE236,IF($CE236=\"\",\"\",IF($CE236=\"DX HP\",VLOOKUP($D236,'Factor Tables'!$N$89:$Y$105,MATCH(\"DX HP Clg\",'Factor Tables'!$N$88:$Y$88,0),FALSE),IF($CE236=\"PTHP\",VLOOKUP($D236,'Factor Tables'!$N$89:$Y$105,MATCH(\"PTHP Clg\",'Factor Tables'!$N$88:$Y$88,0),FALSE),IF(AND($CE236<>\"DX HP\",$CE236<>\"PTHP\"),VLOOKUP($D236,'Factor Tables'!$N$89:$Y$105,MATCH($CE236,'Factor Tables'!$N$88:$Y$88,0),FALSE),\"\")))))","v":""},{"$f":"IF(OR($C236=\"Replace-on-Burnout\",$C236=\"New Construction\",$CU236=\"DX HP\",$CU236=\"PTHP\"),$DF236,IF($CE236=\"\",\"\",IF($CE236=\"DX HP\",VLOOKUP($D236,'Factor Tables'!$N$89:$Y$105,MATCH(\"DX HP Htg\",'Factor Tables'!$N$88:$Y$88,0),FALSE),IF($CE236=\"PTHP\",VLOOKUP($D236,'Factor Tables'!$N$89:$Y$105,MATCH(\"PTHP Htg\",'Factor Tables'!$N$88:$Y$88,0),FALSE),0))))","v":""},"","",0,0,"kW/ton","",0,"COP",{"$f":"IF($CU236=\"\",\"\",IF(OR($CU236=\"DX HP\",$CU236=\"VRF HP\",$CU236=\"PTHP\"),VLOOKUP($D236,'Factor Tables'!$B$89:$M$105,MATCH(CONCATENATE($CU236,\" Clg\"),'Factor Tables'!$B$88:$M$88,0),FALSE),VLOOKUP($D236,'Factor Tables'!$B$89:$M$105,MATCH($CU236,'Factor Tables'!$B$88:$M$88,0),FALSE)))","v":""},{"$f":"IF($CU236=\"\",\"\",IF(OR($CU236=\"DX HP\",$CU236=\"VRF HP\",$CU236=\"PTHP\"),VLOOKUP($D236,'Factor Tables'!$B$89:$M$105,MATCH(CONCATENATE($CU236,\" Htg\"),'Factor Tables'!$B$88:$M$88,0),FALSE),0))","v":""},{"$f":"IF($CU236=\"\",\"\",IF(OR($CU236=\"DX HP\",$CU236=\"VRF HP\",$CU236=\"PTHP\"),VLOOKUP($D236,'Factor Tables'!$N$89:$Y$105,MATCH(CONCATENATE($CU236,\" Clg\"),'Factor Tables'!$N$88:$Y$88,0),FALSE),VLOOKUP($D236,'Factor Tables'!$N$89:$Y$105,MATCH($CU236,'Factor Tables'!$N$88:$Y$88,0),FALSE)))","v":""},{"$f":"IF($CU236=\"\",\"\",IF(OR($CU236=\"DX HP\",$CU236=\"VRF HP\",$CU236=\"PTHP\"),VLOOKUP($D236,'Factor Tables'!$N$89:$Y$105,MATCH(CONCATENATE($CU236,\" Htg\"),'Factor Tables'!$N$88:$Y$88,0),FALSE),0))","v":""},{"$f":"IF($AB236=\"\",0,VLOOKUP($AB236,'Utility Admin'!$E:$G,2,FALSE))","v":0},{"$f":"IF($AB236=\"\",0,VLOOKUP($AB236,'Utility Admin'!$E:$G,3,FALSE))","v":0},{"$f":"IFERROR(IF(ABS(Summary!$F$12)<=ABS(Summary!$E$12)*'Utility Admin'!$I$5,$BA236*$DG236+$BB236*$DH236,$BA236*$DG236+$BA236*'Utility Admin'!$I$5*$DH236),0)","v":0},null,"Summer",null,null,null,null,null,null,null,null,null,null,{"$f":"IF(OR('Project Info'!$C$10=\"\",$C236=\"\",$D236=\"\"),\"\",VLOOKUP($D236,$DX$9:$EA$32,MATCH($C236,$DX$9:$EA$9,0),FALSE))","v":""},null,null,null,null,null,null,"ERROR: Contact Program Manager. Post Capacity/Unit x Post # of Units must be within +/- 20% of Pre Capacity/Unit x Pre # of Units."]
[null,228,"","",null,null,null,null,null,null,null,null,null,null,null,null,null,null,null,null,null,null,null,null,null,null,null,null,null,"A",null,null,null,null,null,null,null,null,null,null,null,null,null,null,0,0,0,0,0,0,999999999,"",0,0,{"$f":"IFERROR(IF($DI$261>'Utility Admin'!$H$5,$BB237/$BB$5*$BC$261,$DI237),0)","v":0},"","",{"$f":"IF(AND(OR($AB237=\"DX AC Air Cooled\",$AB237=\"DX HP Air Cooled\"),OR(AND($AJ237=\"Btu/hr\",$AI237<65000),AND($AJ237=\"Tons\",$AI237<65000/12000)),$AC237=\"Split\",$AO237>=15.2),MAX(Baselines!$CF481,12/9.8),Baselines!$CF481)","v":0},{"$f":"Baselines!$CG481","v":0},{"$f":"Baselines!$CI481","v":0},0,0,0,0,0,0,0,0,0,0,{"$f":"IF(OR($C237<>\"Early Retirement\",$J237=\"\"),0,IF(OR($I237=\"DX AC Air Cooled\",$I237=\"DX HP Air Cooled\"),VLOOKUP($J237,'Early Retirement'!$CI$6:$CM$32,2,FALSE),IF(OR($I237=\"PTAC\",$I237=\"PTHP\"),VLOOKUP($J237,'Early Retirement'!$CI$6:$CM$32,3,FALSE),IF(AND(OR($I237=\"Air Cooled Chiller\",$I237=\"Water Cooled Chiller\"),$L237<>\"Centrifugal\"),VLOOKUP($J237,'Early Retirement'!$CI$6:$CM$32,4,FALSE),IF(AND(OR($I237=\"Air Cooled Chiller\",$I237=\"Water Cooled Chiller\"),$L237=\"Centrifugal\"),VLOOKUP($J237,'Early Retirement'!$CI$6:$CM$32,5,FALSE),\"\")))))","v":0},0,0,0,0,0,0,0,0,0,0,0,"","","",0,0,0,{"$f":"IF(AND($C237=\"Early Retirement\",$J237<>\"\",$S237<>\"\",$U237<>\"\"),$CH237,IF(AND(OR($AB237=\"DX AC Air Cooled\",$AB237=\"DX HP Air Cooled\"),OR(AND($AJ237=\"Btu/hr\",$AI237<65000),AND($AJ237=\"Tons\",$AI237<65000/12000)),$AC237=\"Split\",$AO237>=15.2),MAX(Baselines!$CF230,12/9.8),Baselines!$CF230))","v":0},{"$f":"IF(AND($C237=\"Early Retirement\",$J237<>\"\",$S237<>\"\",$U237<>\"\"),$CI237,Baselines!$CG230)","v":0},{"$f":"Baselines!$CH230","v":"kW/ton"},"",{"$f":"IF(AND($C237=\"Early Retirement\",$J237<>\"\",$S237<>\"\",$U237<>\"\"),$CJ237,IF(AND(Baselines!$CI230=0,OR($CU237=\"DX HP\",$CU237=\"PTHP\")),$BH237,Baselines!$CI230))","v":0},"COP",{"$f":"IF(OR($C237=\"Replace-on-Burnout\",$C237=\"New Construction\"),$DC237,IF($CE237=\"\",\"\",IF(OR($CE237=\"DX HP\",$CE237=\"PTHP\"),VLOOKUP($D237,'Factor Tables'!$B$89:$M$105,MATCH(CONCATENATE($CE237,\" Clg\"),'Factor Tables'!$B$88:$M$88,0),FALSE),VLOOKUP($D237,'Factor Tables'!$B$89:$M$105,MATCH($CE237,'Factor Tables'!$B$88:$M$88,0),FALSE))))","v":""},{"$f":"IF(OR($C237=\"Replace-on-Burnout\",$C237=\"New Construction\"),$DD237,IF($CE237=\"\",\"\",IF($CE237=\"DX HP\",VLOOKUP($D237,'Factor Tables'!$B$89:$M$105,MATCH(\"DX HP Htg\",'Factor Tables'!$B$88:$M$88,0),FALSE),0)))","v":""},{"$f":"IF(OR($C237=\"Replace-on-Burnout\",$C237=\"New Construction\"),$DE237,IF($CE237=\"\",\"\",IF($CE237=\"DX HP\",VLOOKUP($D237,'Factor Tables'!$N$89:$Y$105,MATCH(\"DX HP Clg\",'Factor Tables'!$N$88:$Y$88,0),FALSE),IF($CE237=\"PTHP\",VLOOKUP($D237,'Factor Tables'!$N$89:$Y$105,MATCH(\"PTHP Clg\",'Factor Tables'!$N$88:$Y$88,0),FALSE),IF(AND($CE237<>\"DX HP\",$CE237<>\"PTHP\"),VLOOKUP($D237,'Factor Tables'!$N$89:$Y$105,MATCH($CE237,'Factor Tables'!$N$88:$Y$88,0),FALSE),\"\")))))","v":""},{"$f":"IF(OR($C237=\"Replace-on-Burnout\",$C237=\"New Construction\",$CU237=\"DX HP\",$CU237=\"PTHP\"),$DF237,IF($CE237=\"\",\"\",IF($CE237=\"DX HP\",VLOOKUP($D237,'Factor Tables'!$N$89:$Y$105,MATCH(\"DX HP Htg\",'Factor Tables'!$N$88:$Y$88,0),FALSE),IF($CE237=\"PTHP\",VLOOKUP($D237,'Factor Tables'!$N$89:$Y$105,MATCH(\"PTHP Htg\",'Factor Tables'!$N$88:$Y$88,0),FALSE),0))))","v":""},"","",0,0,"kW/ton","",0,"COP",{"$f":"IF($CU237=\"\",\"\",IF(OR($CU237=\"DX HP\",$CU237=\"VRF HP\",$CU237=\"PTHP\"),VLOOKUP($D237,'Factor Tables'!$B$89:$M$105,MATCH(CONCATENATE($CU237,\" Clg\"),'Factor Tables'!$B$88:$M$88,0),FALSE),VLOOKUP($D237,'Factor Tables'!$B$89:$M$105,MATCH($CU237,'Factor Tables'!$B$88:$M$88,0),FALSE)))","v":""},{"$f":"IF($CU237=\"\",\"\",IF(OR($CU237=\"DX HP\",$CU237=\"VRF HP\",$CU237=\"PTHP\"),VLOOKUP($D237,'Factor Tables'!$B$89:$M$105,MATCH(CONCATENATE($CU237,\" Htg\"),'Factor Tables'!$B$88:$M$88,0),FALSE),0))","v":""},{"$f":"IF($CU237=\"\",\"\",IF(OR($CU237=\"DX HP\",$CU237=\"VRF HP\",$CU237=\"PTHP\"),VLOOKUP($D237,'Factor Tables'!$N$89:$Y$105,MATCH(CONCATENATE($CU237,\" Clg\"),'Factor Tables'!$N$88:$Y$88,0),FALSE),VLOOKUP($D237,'Factor Tables'!$N$89:$Y$105,MATCH($CU237,'Factor Tables'!$N$88:$Y$88,0),FALSE)))","v":""},{"$f":"IF($CU237=\"\",\"\",IF(OR($CU237=\"DX HP\",$CU237=\"VRF HP\",$CU237=\"PTHP\"),VLOOKUP($D237,'Factor Tables'!$N$89:$Y$105,MATCH(CONCATENATE($CU237,\" Htg\"),'Factor Tables'!$N$88:$Y$88,0),FALSE),0))","v":""},{"$f":"IF($AB237=\"\",0,VLOOKUP($AB237,'Utility Admin'!$E:$G,2,FALSE))","v":0},{"$f":"IF($AB237=\"\",0,VLOOKUP($AB237,'Utility Admin'!$E:$G,3,FALSE))","v":0},{"$f":"IFERROR(IF(ABS(Summary!$F$12)<=ABS(Summary!$E$12)*'Utility Admin'!$I$5,$BA237*$DG237+$BB237*$DH237,$BA237*$DG237+$BA237*'Utility Admin'!$I$5*$DH237),0)","v":0},null,"Summer",null,null,null,null,null,null,null,null,null,null,{"$f":"IF(OR('Project Info'!$C$10=\"\",$C237=\"\",$D237=\"\"),\"\",VLOOKUP($D237,$DX$9:$EA$32,MATCH($C237,$DX$9:$EA$9,0),FALSE))","v":""},null,null,null,null,null,null,"ERROR: Contact Program Manager. Post Capacity/Unit x Post # of Units must be within +/- 20% of Pre Capacity/Unit x Pre # of Units."]
[null,229,"","",null,null,null,null,null,null,null,null,null,null,null,null,null,null,null,null,null,null,null,null,null,null,null,null,null,"A",null,null,null,null,null,null,null,null,null,null,null,null,null,null,0,0,0,0,0,0,999999999,"",0,0,{"$f":"IFERROR(IF($DI$261>'Utility Admin'!$H$5,$BB238/$BB$5*$BC$261,$DI238),0)","v":0},"","",{"$f":"IF(AND(OR($AB238=\"DX AC Air Cooled\",$AB238=\"DX HP Air Cooled\"),OR(AND($AJ238=\"Btu/hr\",$AI238<65000),AND($AJ238=\"Tons\",$AI238<65000/12000)),$AC238=\"Split\",$AO238>=15.2),MAX(Baselines!$CF482,12/9.8),Baselines!$CF482)","v":0},{"$f":"Baselines!$CG482","v":0},{"$f":"Baselines!$CI482","v":0},0,0,0,0,0,0,0,0,0,0,{"$f":"IF(OR($C238<>\"Early Retirement\",$J238=\"\"),0,IF(OR($I238=\"DX AC Air Cooled\",$I238=\"DX HP Air Cooled\"),VLOOKUP($J238,'Early Retirement'!$CI$6:$CM$32,2,FALSE),IF(OR($I238=\"PTAC\",$I238=\"PTHP\"),VLOOKUP($J238,'Early Retirement'!$CI$6:$CM$32,3,FALSE),IF(AND(OR($I238=\"Air Cooled Chiller\",$I238=\"Water Cooled Chiller\"),$L238<>\"Centrifugal\"),VLOOKUP($J238,'Early Retirement'!$CI$6:$CM$32,4,FALSE),IF(AND(OR($I238=\"Air Cooled Chiller\",$I238=\"Water Cooled Chiller\"),$L238=\"Centrifugal\"),VLOOKUP($J238,'Early Retirement'!$CI$6:$CM$32,5,FALSE),\"\")))))","v":0},0,0,0,0,0,0,0,0,0,0,0,"","","",0,0,0,{"$f":"IF(AND($C238=\"Early Retirement\",$J238<>\"\",$S238<>\"\",$U238<>\"\"),$CH238,IF(AND(OR($AB238=\"DX AC Air Cooled\",$AB238=\"DX HP Air Cooled\"),OR(AND($AJ238=\"Btu/hr\",$AI238<65000),AND($AJ238=\"Tons\",$AI238<65000/12000)),$AC238=\"Split\",$AO238>=15.2),MAX(Baselines!$CF231,12/9.8),Baselines!$CF231))","v":0},{"$f":"IF(AND($C238=\"Early Retirement\",$J238<>\"\",$S238<>\"\",$U238<>\"\"),$CI238,Baselines!$CG231)","v":0},{"$f":"Baselines!$CH231","v":"kW/ton"},"",{"$f":"IF(AND($C238=\"Early Retirement\",$J238<>\"\",$S238<>\"\",$U238<>\"\"),$CJ238,IF(AND(Baselines!$CI231=0,OR($CU238=\"DX HP\",$CU238=\"PTHP\")),$BH238,Baselines!$CI231))","v":0},"COP",{"$f":"IF(OR($C238=\"Replace-on-Burnout\",$C238=\"New Construction\"),$DC238,IF($CE238=\"\",\"\",IF(OR($CE238=\"DX HP\",$CE238=\"PTHP\"),VLOOKUP($D238,'Factor Tables'!$B$89:$M$105,MATCH(CONCATENATE($CE238,\" Clg\"),'Factor Tables'!$B$88:$M$88,0),FALSE),VLOOKUP($D238,'Factor Tables'!$B$89:$M$105,MATCH($CE238,'Factor Tables'!$B$88:$M$88,0),FALSE))))","v":""},{"$f":"IF(OR($C238=\"Replace-on-Burnout\",$C238=\"New Construction\"),$DD238,IF($CE238=\"\",\"\",IF($CE238=\"DX HP\",VLOOKUP($D238,'Factor Tables'!$B$89:$M$105,MATCH(\"DX HP Htg\",'Factor Tables'!$B$88:$M$88,0),FALSE),0)))","v":""},{"$f":"IF(OR($C238=\"Replace-on-Burnout\",$C238=\"New Construction\"),$DE238,IF($CE238=\"\",\"\",IF($CE238=\"DX HP\",VLOOKUP($D238,'Factor Tables'!$N$89:$Y$105,MATCH(\"DX HP Clg\",'Factor Tables'!$N$88:$Y$88,0),FALSE),IF($CE238=\"PTHP\",VLOOKUP($D238,'Factor Tables'!$N$89:$Y$105,MATCH(\"PTHP Clg\",'Factor Tables'!$N$88:$Y$88,0),FALSE),IF(AND($CE238<>\"DX HP\",$CE238<>\"PTHP\"),VLOOKUP($D238,'Factor Tables'!$N$89:$Y$105,MATCH($CE238,'Factor Tables'!$N$88:$Y$88,0),FALSE),\"\")))))","v":""},{"$f":"IF(OR($C238=\"Replace-on-Burnout\",$C238=\"New Construction\",$CU238=\"DX HP\",$CU238=\"PTHP\"),$DF238,IF($CE238=\"\",\"\",IF($CE238=\"DX HP\",VLOOKUP($D238,'Factor Tables'!$N$89:$Y$105,MATCH(\"DX HP Htg\",'Factor Tables'!$N$88:$Y$88,0),FALSE),IF($CE238=\"PTHP\",VLOOKUP($D238,'Factor Tables'!$N$89:$Y$105,MATCH(\"PTHP Htg\",'Factor Tables'!$N$88:$Y$88,0),FALSE),0))))","v":""},"","",0,0,"kW/ton","",0,"COP",{"$f":"IF($CU238=\"\",\"\",IF(OR($CU238=\"DX HP\",$CU238=\"VRF HP\",$CU238=\"PTHP\"),VLOOKUP($D238,'Factor Tables'!$B$89:$M$105,MATCH(CONCATENATE($CU238,\" Clg\"),'Factor Tables'!$B$88:$M$88,0),FALSE),VLOOKUP($D238,'Factor Tables'!$B$89:$M$105,MATCH($CU238,'Factor Tables'!$B$88:$M$88,0),FALSE)))","v":""},{"$f":"IF($CU238=\"\",\"\",IF(OR($CU238=\"DX HP\",$CU238=\"VRF HP\",$CU238=\"PTHP\"),VLOOKUP($D238,'Factor Tables'!$B$89:$M$105,MATCH(CONCATENATE($CU238,\" Htg\"),'Factor Tables'!$B$88:$M$88,0),FALSE),0))","v":""},{"$f":"IF($CU238=\"\",\"\",IF(OR($CU238=\"DX HP\",$CU238=\"VRF HP\",$CU238=\"PTHP\"),VLOOKUP($D238,'Factor Tables'!$N$89:$Y$105,MATCH(CONCATENATE($CU238,\" Clg\"),'Factor Tables'!$N$88:$Y$88,0),FALSE),VLOOKUP($D238,'Factor Tables'!$N$89:$Y$105,MATCH($CU238,'Factor Tables'!$N$88:$Y$88,0),FALSE)))","v":""},{"$f":"IF($CU238=\"\",\"\",IF(OR($CU238=\"DX HP\",$CU238=\"VRF HP\",$CU238=\"PTHP\"),VLOOKUP($D238,'Factor Tables'!$N$89:$Y$105,MATCH(CONCATENATE($CU238,\" Htg\"),'Factor Tables'!$N$88:$Y$88,0),FALSE),0))","v":""},{"$f":"IF($AB238=\"\",0,VLOOKUP($AB238,'Utility Admin'!$E:$G,2,FALSE))","v":0},{"$f":"IF($AB238=\"\",0,VLOOKUP($AB238,'Utility Admin'!$E:$G,3,FALSE))","v":0},{"$f":"IFERROR(IF(ABS(Summary!$F$12)<=ABS(Summary!$E$12)*'Utility Admin'!$I$5,$BA238*$DG238+$BB238*$DH238,$BA238*$DG238+$BA238*'Utility Admin'!$I$5*$DH238),0)","v":0},null,"Summer",null,null,null,null,null,null,null,null,null,null,{"$f":"IF(OR('Project Info'!$C$10=\"\",$C238=\"\",$D238=\"\"),\"\",VLOOKUP($D238,$DX$9:$EA$32,MATCH($C238,$DX$9:$EA$9,0),FALSE))","v":""},null,null,null,null,null,null,"ERROR: Contact Program Manager. Post Capacity/Unit x Post # of Units must be within +/- 20% of Pre Capacity/Unit x Pre # of Units."]
[null,230,"","",null,null,null,null,null,null,null,null,null,null,null,null,null,null,null,null,null,null,null,null,null,null,null,null,null,"A",null,null,null,null,null,null,null,null,null,null,null,null,null,null,0,0,0,0,0,0,999999999,"",0,0,{"$f":"IFERROR(IF($DI$261>'Utility Admin'!$H$5,$BB239/$BB$5*$BC$261,$DI239),0)","v":0},"","",{"$f":"IF(AND(OR($AB239=\"DX AC Air Cooled\",$AB239=\"DX HP Air Cooled\"),OR(AND($AJ239=\"Btu/hr\",$AI239<65000),AND($AJ239=\"Tons\",$AI239<65000/12000)),$AC239=\"Split\",$AO239>=15.2),MAX(Baselines!$CF483,12/9.8),Baselines!$CF483)","v":0},{"$f":"Baselines!$CG483","v":0},{"$f":"Baselines!$CI483","v":0},0,0,0,0,0,0,0,0,0,0,{"$f":"IF(OR($C239<>\"Early Retirement\",$J239=\"\"),0,IF(OR($I239=\"DX AC Air Cooled\",$I239=\"DX HP Air Cooled\"),VLOOKUP($J239,'Early Retirement'!$CI$6:$CM$32,2,FALSE),IF(OR($I239=\"PTAC\",$I239=\"PTHP\"),VLOOKUP($J239,'Early Retirement'!$CI$6:$CM$32,3,FALSE),IF(AND(OR($I239=\"Air Cooled Chiller\",$I239=\"Water Cooled Chiller\"),$L239<>\"Centrifugal\"),VLOOKUP($J239,'Early Retirement'!$CI$6:$CM$32,4,FALSE),IF(AND(OR($I239=\"Air Cooled Chiller\",$I239=\"Water Cooled Chiller\"),$L239=\"Centrifugal\"),VLOOKUP($J239,'Early Retirement'!$CI$6:$CM$32,5,FALSE),\"\")))))","v":0},0,0,0,0,0,0,0,0,0,0,0,"","","",0,0,0,{"$f":"IF(AND($C239=\"Early Retirement\",$J239<>\"\",$S239<>\"\",$U239<>\"\"),$CH239,IF(AND(OR($AB239=\"DX AC Air Cooled\",$AB239=\"DX HP Air Cooled\"),OR(AND($AJ239=\"Btu/hr\",$AI239<65000),AND($AJ239=\"Tons\",$AI239<65000/12000)),$AC239=\"Split\",$AO239>=15.2),MAX(Baselines!$CF232,12/9.8),Baselines!$CF232))","v":0},{"$f":"IF(AND($C239=\"Early Retirement\",$J239<>\"\",$S239<>\"\",$U239<>\"\"),$CI239,Baselines!$CG232)","v":0},{"$f":"Baselines!$CH232","v":"kW/ton"},"",{"$f":"IF(AND($C239=\"Early Retirement\",$J239<>\"\",$S239<>\"\",$U239<>\"\"),$CJ239,IF(AND(Baselines!$CI232=0,OR($CU239=\"DX HP\",$CU239=\"PTHP\")),$BH239,Baselines!$CI232))","v":0},"COP",{"$f":"IF(OR($C239=\"Replace-on-Burnout\",$C239=\"New Construction\"),$DC239,IF($CE239=\"\",\"\",IF(OR($CE239=\"DX HP\",$CE239=\"PTHP\"),VLOOKUP($D239,'Factor Tables'!$B$89:$M$105,MATCH(CONCATENATE($CE239,\" Clg\"),'Factor Tables'!$B$88:$M$88,0),FALSE),VLOOKUP($D239,'Factor Tables'!$B$89:$M$105,MATCH($CE239,'Factor Tables'!$B$88:$M$88,0),FALSE))))","v":""},{"$f":"IF(OR($C239=\"Replace-on-Burnout\",$C239=\"New Construction\"),$DD239,IF($CE239=\"\",\"\",IF($CE239=\"DX HP\",VLOOKUP($D239,'Factor Tables'!$B$89:$M$105,MATCH(\"DX HP Htg\",'Factor Tables'!$B$88:$M$88,0),FALSE),0)))","v":""},{"$f":"IF(OR($C239=\"Replace-on-Burnout\",$C239=\"New Construction\"),$DE239,IF($CE239=\"\",\"\",IF($CE239=\"DX HP\",VLOOKUP($D239,'Factor Tables'!$N$89:$Y$105,MATCH(\"DX HP Clg\",'Factor Tables'!$N$88:$Y$88,0),FALSE),IF($CE239=\"PTHP\",VLOOKUP($D239,'Factor Tables'!$N$89:$Y$105,MATCH(\"PTHP Clg\",'Factor Tables'!$N$88:$Y$88,0),FALSE),IF(AND($CE239<>\"DX HP\",$CE239<>\"PTHP\"),VLOOKUP($D239,'Factor Tables'!$N$89:$Y$105,MATCH($CE239,'Factor Tables'!$N$88:$Y$88,0),FALSE),\"\")))))","v":""},{"$f":"IF(OR($C239=\"Replace-on-Burnout\",$C239=\"New Construction\",$CU239=\"DX HP\",$CU239=\"PTHP\"),$DF239,IF($CE239=\"\",\"\",IF($CE239=\"DX HP\",VLOOKUP($D239,'Factor Tables'!$N$89:$Y$105,MATCH(\"DX HP Htg\",'Factor Tables'!$N$88:$Y$88,0),FALSE),IF($CE239=\"PTHP\",VLOOKUP($D239,'Factor Tables'!$N$89:$Y$105,MATCH(\"PTHP Htg\",'Factor Tables'!$N$88:$Y$88,0),FALSE),0))))","v":""},"","",0,0,"kW/ton","",0,"COP",{"$f":"IF($CU239=\"\",\"\",IF(OR($CU239=\"DX HP\",$CU239=\"VRF HP\",$CU239=\"PTHP\"),VLOOKUP($D239,'Factor Tables'!$B$89:$M$105,MATCH(CONCATENATE($CU239,\" Clg\"),'Factor Tables'!$B$88:$M$88,0),FALSE),VLOOKUP($D239,'Factor Tables'!$B$89:$M$105,MATCH($CU239,'Factor Tables'!$B$88:$M$88,0),FALSE)))","v":""},{"$f":"IF($CU239=\"\",\"\",IF(OR($CU239=\"DX HP\",$CU239=\"VRF HP\",$CU239=\"PTHP\"),VLOOKUP($D239,'Factor Tables'!$B$89:$M$105,MATCH(CONCATENATE($CU239,\" Htg\"),'Factor Tables'!$B$88:$M$88,0),FALSE),0))","v":""},{"$f":"IF($CU239=\"\",\"\",IF(OR($CU239=\"DX HP\",$CU239=\"VRF HP\",$CU239=\"PTHP\"),VLOOKUP($D239,'Factor Tables'!$N$89:$Y$105,MATCH(CONCATENATE($CU239,\" Clg\"),'Factor Tables'!$N$88:$Y$88,0),FALSE),VLOOKUP($D239,'Factor Tables'!$N$89:$Y$105,MATCH($CU239,'Factor Tables'!$N$88:$Y$88,0),FALSE)))","v":""},{"$f":"IF($CU239=\"\",\"\",IF(OR($CU239=\"DX HP\",$CU239=\"VRF HP\",$CU239=\"PTHP\"),VLOOKUP($D239,'Factor Tables'!$N$89:$Y$105,MATCH(CONCATENATE($CU239,\" Htg\"),'Factor Tables'!$N$88:$Y$88,0),FALSE),0))","v":""},{"$f":"IF($AB239=\"\",0,VLOOKUP($AB239,'Utility Admin'!$E:$G,2,FALSE))","v":0},{"$f":"IF($AB239=\"\",0,VLOOKUP($AB239,'Utility Admin'!$E:$G,3,FALSE))","v":0},{"$f":"IFERROR(IF(ABS(Summary!$F$12)<=ABS(Summary!$E$12)*'Utility Admin'!$I$5,$BA239*$DG239+$BB239*$DH239,$BA239*$DG239+$BA239*'Utility Admin'!$I$5*$DH239),0)","v":0},null,"Summer",null,null,null,null,null,null,null,null,null,null,{"$f":"IF(OR('Project Info'!$C$10=\"\",$C239=\"\",$D239=\"\"),\"\",VLOOKUP($D239,$DX$9:$EA$32,MATCH($C239,$DX$9:$EA$9,0),FALSE))","v":""},null,null,null,null,null,null,"ERROR: Contact Program Manager. Post Capacity/Unit x Post # of Units must be within +/- 20% of Pre Capacity/Unit x Pre # of Units."]
[null,231,"","",null,null,null,null,null,null,null,null,null,null,null,null,null,null,null,null,null,null,null,null,null,null,null,null,null,"A",null,null,null,null,null,null,null,null,null,null,null,null,null,null,0,0,0,0,0,0,999999999,"",0,0,{"$f":"IFERROR(IF($DI$261>'Utility Admin'!$H$5,$BB240/$BB$5*$BC$261,$DI240),0)","v":0},"","",{"$f":"IF(AND(OR($AB240=\"DX AC Air Cooled\",$AB240=\"DX HP Air Cooled\"),OR(AND($AJ240=\"Btu/hr\",$AI240<65000),AND($AJ240=\"Tons\",$AI240<65000/12000)),$AC240=\"Split\",$AO240>=15.2),MAX(Baselines!$CF484,12/9.8),Baselines!$CF484)","v":0},{"$f":"Baselines!$CG484","v":0},{"$f":"Baselines!$CI484","v":0},0,0,0,0,0,0,0,0,0,0,{"$f":"IF(OR($C240<>\"Early Retirement\",$J240=\"\"),0,IF(OR($I240=\"DX AC Air Cooled\",$I240=\"DX HP Air Cooled\"),VLOOKUP($J240,'Early Retirement'!$CI$6:$CM$32,2,FALSE),IF(OR($I240=\"PTAC\",$I240=\"PTHP\"),VLOOKUP($J240,'Early Retirement'!$CI$6:$CM$32,3,FALSE),IF(AND(OR($I240=\"Air Cooled Chiller\",$I240=\"Water Cooled Chiller\"),$L240<>\"Centrifugal\"),VLOOKUP($J240,'Early Retirement'!$CI$6:$CM$32,4,FALSE),IF(AND(OR($I240=\"Air Cooled Chiller\",$I240=\"Water Cooled Chiller\"),$L240=\"Centrifugal\"),VLOOKUP($J240,'Early Retirement'!$CI$6:$CM$32,5,FALSE),\"\")))))","v":0},0,0,0,0,0,0,0,0,0,0,0,"","","",0,0,0,{"$f":"IF(AND($C240=\"Early Retirement\",$J240<>\"\",$S240<>\"\",$U240<>\"\"),$CH240,IF(AND(OR($AB240=\"DX AC Air Cooled\",$AB240=\"DX HP Air Cooled\"),OR(AND($AJ240=\"Btu/hr\",$AI240<65000),AND($AJ240=\"Tons\",$AI240<65000/12000)),$AC240=\"Split\",$AO240>=15.2),MAX(Baselines!$CF233,12/9.8),Baselines!$CF233))","v":0},{"$f":"IF(AND($C240=\"Early Retirement\",$J240<>\"\",$S240<>\"\",$U240<>\"\"),$CI240,Baselines!$CG233)","v":0},{"$f":"Baselines!$CH233","v":"kW/ton"},"",{"$f":"IF(AND($C240=\"Early Retirement\",$J240<>\"\",$S240<>\"\",$U240<>\"\"),$CJ240,IF(AND(Baselines!$CI233=0,OR($CU240=\"DX HP\",$CU240=\"PTHP\")),$BH240,Baselines!$CI233))","v":0},"COP",{"$f":"IF(OR($C240=\"Replace-on-Burnout\",$C240=\"New Construction\"),$DC240,IF($CE240=\"\",\"\",IF(OR($CE240=\"DX HP\",$CE240=\"PTHP\"),VLOOKUP($D240,'Factor Tables'!$B$89:$M$105,MATCH(CONCATENATE($CE240,\" Clg\"),'Factor Tables'!$B$88:$M$88,0),FALSE),VLOOKUP($D240,'Factor Tables'!$B$89:$M$105,MATCH($CE240,'Factor Tables'!$B$88:$M$88,0),FALSE))))","v":""},{"$f":"IF(OR($C240=\"Replace-on-Burnout\",$C240=\"New Construction\"),$DD240,IF($CE240=\"\",\"\",IF($CE240=\"DX HP\",VLOOKUP($D240,'Factor Tables'!$B$89:$M$105,MATCH(\"DX HP Htg\",'Factor Tables'!$B$88:$M$88,0),FALSE),0)))","v":""},{"$f":"IF(OR($C240=\"Replace-on-Burnout\",$C240=\"New Construction\"),$DE240,IF($CE240=\"\",\"\",IF($CE240=\"DX HP\",VLOOKUP($D240,'Factor Tables'!$N$89:$Y$105,MATCH(\"DX HP Clg\",'Factor Tables'!$N$88:$Y$88,0),FALSE),IF($CE240=\"PTHP\",VLOOKUP($D240,'Factor Tables'!$N$89:$Y$105,MATCH(\"PTHP Clg\",'Factor Tables'!$N$88:$Y$88,0),FALSE),IF(AND($CE240<>\"DX HP\",$CE240<>\"PTHP\"),VLOOKUP($D240,'Factor Tables'!$N$89:$Y$105,MATCH($CE240,'Factor Tables'!$N$88:$Y$88,0),FALSE),\"\")))))","v":""},{"$f":"IF(OR($C240=\"Replace-on-Burnout\",$C240=\"New Construction\",$CU240=\"DX HP\",$CU240=\"PTHP\"),$DF240,IF($CE240=\"\",\"\",IF($CE240=\"DX HP\",VLOOKUP($D240,'Factor Tables'!$N$89:$Y$105,MATCH(\"DX HP Htg\",'Factor Tables'!$N$88:$Y$88,0),FALSE),IF($CE240=\"PTHP\",VLOOKUP($D240,'Factor Tables'!$N$89:$Y$105,MATCH(\"PTHP Htg\",'Factor Tables'!$N$88:$Y$88,0),FALSE),0))))","v":""},"","",0,0,"kW/ton","",0,"COP",{"$f":"IF($CU240=\"\",\"\",IF(OR($CU240=\"DX HP\",$CU240=\"VRF HP\",$CU240=\"PTHP\"),VLOOKUP($D240,'Factor Tables'!$B$89:$M$105,MATCH(CONCATENATE($CU240,\" Clg\"),'Factor Tables'!$B$88:$M$88,0),FALSE),VLOOKUP($D240,'Factor Tables'!$B$89:$M$105,MATCH($CU240,'Factor Tables'!$B$88:$M$88,0),FALSE)))","v":""},{"$f":"IF($CU240=\"\",\"\",IF(OR($CU240=\"DX HP\",$CU240=\"VRF HP\",$CU240=\"PTHP\"),VLOOKUP($D240,'Factor Tables'!$B$89:$M$105,MATCH(CONCATENATE($CU240,\" Htg\"),'Factor Tables'!$B$88:$M$88,0),FALSE),0))","v":""},{"$f":"IF($CU240=\"\",\"\",IF(OR($CU240=\"DX HP\",$CU240=\"VRF HP\",$CU240=\"PTHP\"),VLOOKUP($D240,'Factor Tables'!$N$89:$Y$105,MATCH(CONCATENATE($CU240,\" Clg\"),'Factor Tables'!$N$88:$Y$88,0),FALSE),VLOOKUP($D240,'Factor Tables'!$N$89:$Y$105,MATCH($CU240,'Factor Tables'!$N$88:$Y$88,0),FALSE)))","v":""},{"$f":"IF($CU240=\"\",\"\",IF(OR($CU240=\"DX HP\",$CU240=\"VRF HP\",$CU240=\"PTHP\"),VLOOKUP($D240,'Factor Tables'!$N$89:$Y$105,MATCH(CONCATENATE($CU240,\" Htg\"),'Factor Tables'!$N$88:$Y$88,0),FALSE),0))","v":""},{"$f":"IF($AB240=\"\",0,VLOOKUP($AB240,'Utility Admin'!$E:$G,2,FALSE))","v":0},{"$f":"IF($AB240=\"\",0,VLOOKUP($AB240,'Utility Admin'!$E:$G,3,FALSE))","v":0},{"$f":"IFERROR(IF(ABS(Summary!$F$12)<=ABS(Summary!$E$12)*'Utility Admin'!$I$5,$BA240*$DG240+$BB240*$DH240,$BA240*$DG240+$BA240*'Utility Admin'!$I$5*$DH240),0)","v":0},null,"Summer",null,null,null,null,null,null,null,null,null,null,{"$f":"IF(OR('Project Info'!$C$10=\"\",$C240=\"\",$D240=\"\"),\"\",VLOOKUP($D240,$DX$9:$EA$32,MATCH($C240,$DX$9:$EA$9,0),FALSE))","v":""},null,null,null,null,null,null,"ERROR: Contact Program Manager. Post Capacity/Unit x Post # of Units must be within +/- 20% of Pre Capacity/Unit x Pre # of Units."]
[null,232,"","",null,null,null,null,null,null,null,null,null,null,null,null,null,null,null,null,null,null,null,null,null,null,null,null,null,"A",null,null,null,null,null,null,null,null,null,null,null,null,null,null,0,0,0,0,0,0,999999999,"",0,0,{"$f":"IFERROR(IF($DI$261>'Utility Admin'!$H$5,$BB241/$BB$5*$BC$261,$DI241),0)","v":0},"","",{"$f":"IF(AND(OR($AB241=\"DX AC Air Cooled\",$AB241=\"DX HP Air Cooled\"),OR(AND($AJ241=\"Btu/hr\",$AI241<65000),AND($AJ241=\"Tons\",$AI241<65000/12000)),$AC241=\"Split\",$AO241>=15.2),MAX(Baselines!$CF485,12/9.8),Baselines!$CF485)","v":0},{"$f":"Baselines!$CG485","v":0},{"$f":"Baselines!$CI485","v":0},0,0,0,0,0,0,0,0,0,0,{"$f":"IF(OR($C241<>\"Early Retirement\",$J241=\"\"),0,IF(OR($I241=\"DX AC Air Cooled\",$I241=\"DX HP Air Cooled\"),VLOOKUP($J241,'Early Retirement'!$CI$6:$CM$32,2,FALSE),IF(OR($I241=\"PTAC\",$I241=\"PTHP\"),VLOOKUP($J241,'Early Retirement'!$CI$6:$CM$32,3,FALSE),IF(AND(OR($I241=\"Air Cooled Chiller\",$I241=\"Water Cooled Chiller\"),$L241<>\"Centrifugal\"),VLOOKUP($J241,'Early Retirement'!$CI$6:$CM$32,4,FALSE),IF(AND(OR($I241=\"Air Cooled Chiller\",$I241=\"Water Cooled Chiller\"),$L241=\"Centrifugal\"),VLOOKUP($J241,'Early Retirement'!$CI$6:$CM$32,5,FALSE),\"\")))))","v":0},0,0,0,0,0,0,0,0,0,0,0,"","","",0,0,0,{"$f":"IF(AND($C241=\"Early Retirement\",$J241<>\"\",$S241<>\"\",$U241<>\"\"),$CH241,IF(AND(OR($AB241=\"DX AC Air Cooled\",$AB241=\"DX HP Air Cooled\"),OR(AND($AJ241=\"Btu/hr\",$AI241<65000),AND($AJ241=\"Tons\",$AI241<65000/12000)),$AC241=\"Split\",$AO241>=15.2),MAX(Baselines!$CF234,12/9.8),Baselines!$CF234))","v":0},{"$f":"IF(AND($C241=\"Early Retirement\",$J241<>\"\",$S241<>\"\",$U241<>\"\"),$CI241,Baselines!$CG234)","v":0},{"$f":"Baselines!$CH234","v":"kW/ton"},"",{"$f":"IF(AND($C241=\"Early Retirement\",$J241<>\"\",$S241<>\"\",$U241<>\"\"),$CJ241,IF(AND(Baselines!$CI234=0,OR($CU241=\"DX HP\",$CU241=\"PTHP\")),$BH241,Baselines!$CI234))","v":0},"COP",{"$f":"IF(OR($C241=\"Replace-on-Burnout\",$C241=\"New Construction\"),$DC241,IF($CE241=\"\",\"\",IF(OR($CE241=\"DX HP\",$CE241=\"PTHP\"),VLOOKUP($D241,'Factor Tables'!$B$89:$M$105,MATCH(CONCATENATE($CE241,\" Clg\"),'Factor Tables'!$B$88:$M$88,0),FALSE),VLOOKUP($D241,'Factor Tables'!$B$89:$M$105,MATCH($CE241,'Factor Tables'!$B$88:$M$88,0),FALSE))))","v":""},{"$f":"IF(OR($C241=\"Replace-on-Burnout\",$C241=\"New Construction\"),$DD241,IF($CE241=\"\",\"\",IF($CE241=\"DX HP\",VLOOKUP($D241,'Factor Tables'!$B$89:$M$105,MATCH(\"DX HP Htg\",'Factor Tables'!$B$88:$M$88,0),FALSE),0)))","v":""},{"$f":"IF(OR($C241=\"Replace-on-Burnout\",$C241=\"New Construction\"),$DE241,IF($CE241=\"\",\"\",IF($CE241=\"DX HP\",VLOOKUP($D241,'Factor Tables'!$N$89:$Y$105,MATCH(\"DX HP Clg\",'Factor Tables'!$N$88:$Y$88,0),FALSE),IF($CE241=\"PTHP\",VLOOKUP($D241,'Factor Tables'!$N$89:$Y$105,MATCH(\"PTHP Clg\",'Factor Tables'!$N$88:$Y$88,0),FALSE),IF(AND($CE241<>\"DX HP\",$CE241<>\"PTHP\"),VLOOKUP($D241,'Factor Tables'!$N$89:$Y$105,MATCH($CE241,'Factor Tables'!$N$88:$Y$88,0),FALSE),\"\")))))","v":""},{"$f":"IF(OR($C241=\"Replace-on-Burnout\",$C241=\"New Construction\",$CU241=\"DX HP\",$CU241=\"PTHP\"),$DF241,IF($CE241=\"\",\"\",IF($CE241=\"DX HP\",VLOOKUP($D241,'Factor Tables'!$N$89:$Y$105,MATCH(\"DX HP Htg\",'Factor Tables'!$N$88:$Y$88,0),FALSE),IF($CE241=\"PTHP\",VLOOKUP($D241,'Factor Tables'!$N$89:$Y$105,MATCH(\"PTHP Htg\",'Factor Tables'!$N$88:$Y$88,0),FALSE),0))))","v":""},"","",0,0,"kW/ton","",0,"COP",{"$f":"IF($CU241=\"\",\"\",IF(OR($CU241=\"DX HP\",$CU241=\"VRF HP\",$CU241=\"PTHP\"),VLOOKUP($D241,'Factor Tables'!$B$89:$M$105,MATCH(CONCATENATE($CU241,\" Clg\"),'Factor Tables'!$B$88:$M$88,0),FALSE),VLOOKUP($D241,'Factor Tables'!$B$89:$M$105,MATCH($CU241,'Factor Tables'!$B$88:$M$88,0),FALSE)))","v":""},{"$f":"IF($CU241=\"\",\"\",IF(OR($CU241=\"DX HP\",$CU241=\"VRF HP\",$CU241=\"PTHP\"),VLOOKUP($D241,'Factor Tables'!$B$89:$M$105,MATCH(CONCATENATE($CU241,\" Htg\"),'Factor Tables'!$B$88:$M$88,0),FALSE),0))","v":""},{"$f":"IF($CU241=\"\",\"\",IF(OR($CU241=\"DX HP\",$CU241=\"VRF HP\",$CU241=\"PTHP\"),VLOOKUP($D241,'Factor Tables'!$N$89:$Y$105,MATCH(CONCATENATE($CU241,\" Clg\"),'Factor Tables'!$N$88:$Y$88,0),FALSE),VLOOKUP($D241,'Factor Tables'!$N$89:$Y$105,MATCH($CU241,'Factor Tables'!$N$88:$Y$88,0),FALSE)))","v":""},{"$f":"IF($CU241=\"\",\"\",IF(OR($CU241=\"DX HP\",$CU241=\"VRF HP\",$CU241=\"PTHP\"),VLOOKUP($D241,'Factor Tables'!$N$89:$Y$105,MATCH(CONCATENATE($CU241,\" Htg\"),'Factor Tables'!$N$88:$Y$88,0),FALSE),0))","v":""},{"$f":"IF($AB241=\"\",0,VLOOKUP($AB241,'Utility Admin'!$E:$G,2,FALSE))","v":0},{"$f":"IF($AB241=\"\",0,VLOOKUP($AB241,'Utility Admin'!$E:$G,3,FALSE))","v":0},{"$f":"IFERROR(IF(ABS(Summary!$F$12)<=ABS(Summary!$E$12)*'Utility Admin'!$I$5,$BA241*$DG241+$BB241*$DH241,$BA241*$DG241+$BA241*'Utility Admin'!$I$5*$DH241),0)","v":0},null,"Summer",null,null,null,null,null,null,null,null,null,null,{"$f":"IF(OR('Project Info'!$C$10=\"\",$C241=\"\",$D241=\"\"),\"\",VLOOKUP($D241,$DX$9:$EA$32,MATCH($C241,$DX$9:$EA$9,0),FALSE))","v":""},null,null,null,null,null,null,"ERROR: Contact Program Manager. Post Capacity/Unit x Post # of Units must be within +/- 20% of Pre Capacity/Unit x Pre # of Units."]
[null,233,"","",null,null,null,null,null,null,null,null,null,null,null,null,null,null,null,null,null,null,null,null,null,null,null,null,null,"A",null,null,null,null,null,null,null,null,null,null,null,null,null,null,0,0,0,0,0,0,999999999,"",0,0,{"$f":"IFERROR(IF($DI$261>'Utility Admin'!$H$5,$BB242/$BB$5*$BC$261,$DI242),0)","v":0},"","",{"$f":"IF(AND(OR($AB242=\"DX AC Air Cooled\",$AB242=\"DX HP Air Cooled\"),OR(AND($AJ242=\"Btu/hr\",$AI242<65000),AND($AJ242=\"Tons\",$AI242<65000/12000)),$AC242=\"Split\",$AO242>=15.2),MAX(Baselines!$CF486,12/9.8),Baselines!$CF486)","v":0},{"$f":"Baselines!$CG486","v":0},{"$f":"Baselines!$CI486","v":0},0,0,0,0,0,0,0,0,0,0,{"$f":"IF(OR($C242<>\"Early Retirement\",$J242=\"\"),0,IF(OR($I242=\"DX AC Air Cooled\",$I242=\"DX HP Air Cooled\"),VLOOKUP($J242,'Early Retirement'!$CI$6:$CM$32,2,FALSE),IF(OR($I242=\"PTAC\",$I242=\"PTHP\"),VLOOKUP($J242,'Early Retirement'!$CI$6:$CM$32,3,FALSE),IF(AND(OR($I242=\"Air Cooled Chiller\",$I242=\"Water Cooled Chiller\"),$L242<>\"Centrifugal\"),VLOOKUP($J242,'Early Retirement'!$CI$6:$CM$32,4,FALSE),IF(AND(OR($I242=\"Air Cooled Chiller\",$I242=\"Water Cooled Chiller\"),$L242=\"Centrifugal\"),VLOOKUP($J242,'Early Retirement'!$CI$6:$CM$32,5,FALSE),\"\")))))","v":0},0,0,0,0,0,0,0,0,0,0,0,"","","",0,0,0,{"$f":"IF(AND($C242=\"Early Retirement\",$J242<>\"\",$S242<>\"\",$U242<>\"\"),$CH242,IF(AND(OR($AB242=\"DX AC Air Cooled\",$AB242=\"DX HP Air Cooled\"),OR(AND($AJ242=\"Btu/hr\",$AI242<65000),AND($AJ242=\"Tons\",$AI242<65000/12000)),$AC242=\"Split\",$AO242>=15.2),MAX(Baselines!$CF235,12/9.8),Baselines!$CF235))","v":0},{"$f":"IF(AND($C242=\"Early Retirement\",$J242<>\"\",$S242<>\"\",$U242<>\"\"),$CI242,Baselines!$CG235)","v":0},{"$f":"Baselines!$CH235","v":"kW/ton"},"",{"$f":"IF(AND($C242=\"Early Retirement\",$J242<>\"\",$S242<>\"\",$U242<>\"\"),$CJ242,IF(AND(Baselines!$CI235=0,OR($CU242=\"DX HP\",$CU242=\"PTHP\")),$BH242,Baselines!$CI235))","v":0},"COP",{"$f":"IF(OR($C242=\"Replace-on-Burnout\",$C242=\"New Construction\"),$DC242,IF($CE242=\"\",\"\",IF(OR($CE242=\"DX HP\",$CE242=\"PTHP\"),VLOOKUP($D242,'Factor Tables'!$B$89:$M$105,MATCH(CONCATENATE($CE242,\" Clg\"),'Factor Tables'!$B$88:$M$88,0),FALSE),VLOOKUP($D242,'Factor Tables'!$B$89:$M$105,MATCH($CE242,'Factor Tables'!$B$88:$M$88,0),FALSE))))","v":""},{"$f":"IF(OR($C242=\"Replace-on-Burnout\",$C242=\"New Construction\"),$DD242,IF($CE242=\"\",\"\",IF($CE242=\"DX HP\",VLOOKUP($D242,'Factor Tables'!$B$89:$M$105,MATCH(\"DX HP Htg\",'Factor Tables'!$B$88:$M$88,0),FALSE),0)))","v":""},{"$f":"IF(OR($C242=\"Replace-on-Burnout\",$C242=\"New Construction\"),$DE242,IF($CE242=\"\",\"\",IF($CE242=\"DX HP\",VLOOKUP($D242,'Factor Tables'!$N$89:$Y$105,MATCH(\"DX HP Clg\",'Factor Tables'!$N$88:$Y$88,0),FALSE),IF($CE242=\"PTHP\",VLOOKUP($D242,'Factor Tables'!$N$89:$Y$105,MATCH(\"PTHP Clg\",'Factor Tables'!$N$88:$Y$88,0),FALSE),IF(AND($CE242<>\"DX HP\",$CE242<>\"PTHP\"),VLOOKUP($D242,'Factor Tables'!$N$89:$Y$105,MATCH($CE242,'Factor Tables'!$N$88:$Y$88,0),FALSE),\"\")))))","v":""},{"$f":"IF(OR($C242=\"Replace-on-Burnout\",$C242=\"New Construction\",$CU242=\"DX HP\",$CU242=\"PTHP\"),$DF242,IF($CE242=\"\",\"\",IF($CE242=\"DX HP\",VLOOKUP($D242,'Factor Tables'!$N$89:$Y$105,MATCH(\"DX HP Htg\",'Factor Tables'!$N$88:$Y$88,0),FALSE),IF($CE242=\"PTHP\",VLOOKUP($D242,'Factor Tables'!$N$89:$Y$105,MATCH(\"PTHP Htg\",'Factor Tables'!$N$88:$Y$88,0),FALSE),0))))","v":""},"","",0,0,"kW/ton","",0,"COP",{"$f":"IF($CU242=\"\",\"\",IF(OR($CU242=\"DX HP\",$CU242=\"VRF HP\",$CU242=\"PTHP\"),VLOOKUP($D242,'Factor Tables'!$B$89:$M$105,MATCH(CONCATENATE($CU242,\" Clg\"),'Factor Tables'!$B$88:$M$88,0),FALSE),VLOOKUP($D242,'Factor Tables'!$B$89:$M$105,MATCH($CU242,'Factor Tables'!$B$88:$M$88,0),FALSE)))","v":""},{"$f":"IF($CU242=\"\",\"\",IF(OR($CU242=\"DX HP\",$CU242=\"VRF HP\",$CU242=\"PTHP\"),VLOOKUP($D242,'Factor Tables'!$B$89:$M$105,MATCH(CONCATENATE($CU242,\" Htg\"),'Factor Tables'!$B$88:$M$88,0),FALSE),0))","v":""},{"$f":"IF($CU242=\"\",\"\",IF(OR($CU242=\"DX HP\",$CU242=\"VRF HP\",$CU242=\"PTHP\"),VLOOKUP($D242,'Factor Tables'!$N$89:$Y$105,MATCH(CONCATENATE($CU242,\" Clg\"),'Factor Tables'!$N$88:$Y$88,0),FALSE),VLOOKUP($D242,'Factor Tables'!$N$89:$Y$105,MATCH($CU242,'Factor Tables'!$N$88:$Y$88,0),FALSE)))","v":""},{"$f":"IF($CU242=\"\",\"\",IF(OR($CU242=\"DX HP\",$CU242=\"VRF HP\",$CU242=\"PTHP\"),VLOOKUP($D242,'Factor Tables'!$N$89:$Y$105,MATCH(CONCATENATE($CU242,\" Htg\"),'Factor Tables'!$N$88:$Y$88,0),FALSE),0))","v":""},{"$f":"IF($AB242=\"\",0,VLOOKUP($AB242,'Utility Admin'!$E:$G,2,FALSE))","v":0},{"$f":"IF($AB242=\"\",0,VLOOKUP($AB242,'Utility Admin'!$E:$G,3,FALSE))","v":0},{"$f":"IFERROR(IF(ABS(Summary!$F$12)<=ABS(Summary!$E$12)*'Utility Admin'!$I$5,$BA242*$DG242+$BB242*$DH242,$BA242*$DG242+$BA242*'Utility Admin'!$I$5*$DH242),0)","v":0},null,"Summer",null,null,null,null,null,null,null,null,null,null,{"$f":"IF(OR('Project Info'!$C$10=\"\",$C242=\"\",$D242=\"\"),\"\",VLOOKUP($D242,$DX$9:$EA$32,MATCH($C242,$DX$9:$EA$9,0),FALSE))","v":""},null,null,null,null,null,null,"ERROR: Contact Program Manager. Post Capacity/Unit x Post # of Units must be within +/- 20% of Pre Capacity/Unit x Pre # of Units."]
[null,234,"","",null,null,null,null,null,null,null,null,null,null,null,null,null,null,null,null,null,null,null,null,null,null,null,null,null,"A",null,null,null,null,null,null,null,null,null,null,null,null,null,null,0,0,0,0,0,0,999999999,"",0,0,{"$f":"IFERROR(IF($DI$261>'Utility Admin'!$H$5,$BB243/$BB$5*$BC$261,$DI243),0)","v":0},"","",{"$f":"IF(AND(OR($AB243=\"DX AC Air Cooled\",$AB243=\"DX HP Air Cooled\"),OR(AND($AJ243=\"Btu/hr\",$AI243<65000),AND($AJ243=\"Tons\",$AI243<65000/12000)),$AC243=\"Split\",$AO243>=15.2),MAX(Baselines!$CF487,12/9.8),Baselines!$CF487)","v":0},{"$f":"Baselines!$CG487","v":0},{"$f":"Baselines!$CI487","v":0},0,0,0,0,0,0,0,0,0,0,{"$f":"IF(OR($C243<>\"Early Retirement\",$J243=\"\"),0,IF(OR($I243=\"DX AC Air Cooled\",$I243=\"DX HP Air Cooled\"),VLOOKUP($J243,'Early Retirement'!$CI$6:$CM$32,2,FALSE),IF(OR($I243=\"PTAC\",$I243=\"PTHP\"),VLOOKUP($J243,'Early Retirement'!$CI$6:$CM$32,3,FALSE),IF(AND(OR($I243=\"Air Cooled Chiller\",$I243=\"Water Cooled Chiller\"),$L243<>\"Centrifugal\"),VLOOKUP($J243,'Early Retirement'!$CI$6:$CM$32,4,FALSE),IF(AND(OR($I243=\"Air Cooled Chiller\",$I243=\"Water Cooled Chiller\"),$L243=\"Centrifugal\"),VLOOKUP($J243,'Early Retirement'!$CI$6:$CM$32,5,FALSE),\"\")))))","v":0},0,0,0,0,0,0,0,0,0,0,0,"","","",0,0,0,{"$f":"IF(AND($C243=\"Early Retirement\",$J243<>\"\",$S243<>\"\",$U243<>\"\"),$CH243,IF(AND(OR($AB243=\"DX AC Air Cooled\",$AB243=\"DX HP Air Cooled\"),OR(AND($AJ243=\"Btu/hr\",$AI243<65000),AND($AJ243=\"Tons\",$AI243<65000/12000)),$AC243=\"Split\",$AO243>=15.2),MAX(Baselines!$CF236,12/9.8),Baselines!$CF236))","v":0},{"$f":"IF(AND($C243=\"Early Retirement\",$J243<>\"\",$S243<>\"\",$U243<>\"\"),$CI243,Baselines!$CG236)","v":0},{"$f":"Baselines!$CH236","v":"kW/ton"},"",{"$f":"IF(AND($C243=\"Early Retirement\",$J243<>\"\",$S243<>\"\",$U243<>\"\"),$CJ243,IF(AND(Baselines!$CI236=0,OR($CU243=\"DX HP\",$CU243=\"PTHP\")),$BH243,Baselines!$CI236))","v":0},"COP",{"$f":"IF(OR($C243=\"Replace-on-Burnout\",$C243=\"New Construction\"),$DC243,IF($CE243=\"\",\"\",IF(OR($CE243=\"DX HP\",$CE243=\"PTHP\"),VLOOKUP($D243,'Factor Tables'!$B$89:$M$105,MATCH(CONCATENATE($CE243,\" Clg\"),'Factor Tables'!$B$88:$M$88,0),FALSE),VLOOKUP($D243,'Factor Tables'!$B$89:$M$105,MATCH($CE243,'Factor Tables'!$B$88:$M$88,0),FALSE))))","v":""},{"$f":"IF(OR($C243=\"Replace-on-Burnout\",$C243=\"New Construction\"),$DD243,IF($CE243=\"\",\"\",IF($CE243=\"DX HP\",VLOOKUP($D243,'Factor Tables'!$B$89:$M$105,MATCH(\"DX HP Htg\",'Factor Tables'!$B$88:$M$88,0),FALSE),0)))","v":""},{"$f":"IF(OR($C243=\"Replace-on-Burnout\",$C243=\"New Construction\"),$DE243,IF($CE243=\"\",\"\",IF($CE243=\"DX HP\",VLOOKUP($D243,'Factor Tables'!$N$89:$Y$105,MATCH(\"DX HP Clg\",'Factor Tables'!$N$88:$Y$88,0),FALSE),IF($CE243=\"PTHP\",VLOOKUP($D243,'Factor Tables'!$N$89:$Y$105,MATCH(\"PTHP Clg\",'Factor Tables'!$N$88:$Y$88,0),FALSE),IF(AND($CE243<>\"DX HP\",$CE243<>\"PTHP\"),VLOOKUP($D243,'Factor Tables'!$N$89:$Y$105,MATCH($CE243,'Factor Tables'!$N$88:$Y$88,0),FALSE),\"\")))))","v":""},{"$f":"IF(OR($C243=\"Replace-on-Burnout\",$C243=\"New Construction\",$CU243=\"DX HP\",$CU243=\"PTHP\"),$DF243,IF($CE243=\"\",\"\",IF($CE243=\"DX HP\",VLOOKUP($D243,'Factor Tables'!$N$89:$Y$105,MATCH(\"DX HP Htg\",'Factor Tables'!$N$88:$Y$88,0),FALSE),IF($CE243=\"PTHP\",VLOOKUP($D243,'Factor Tables'!$N$89:$Y$105,MATCH(\"PTHP Htg\",'Factor Tables'!$N$88:$Y$88,0),FALSE),0))))","v":""},"","",0,0,"kW/ton","",0,"COP",{"$f":"IF($CU243=\"\",\"\",IF(OR($CU243=\"DX HP\",$CU243=\"VRF HP\",$CU243=\"PTHP\"),VLOOKUP($D243,'Factor Tables'!$B$89:$M$105,MATCH(CONCATENATE($CU243,\" Clg\"),'Factor Tables'!$B$88:$M$88,0),FALSE),VLOOKUP($D243,'Factor Tables'!$B$89:$M$105,MATCH($CU243,'Factor Tables'!$B$88:$M$88,0),FALSE)))","v":""},{"$f":"IF($CU243=\"\",\"\",IF(OR($CU243=\"DX HP\",$CU243=\"VRF HP\",$CU243=\"PTHP\"),VLOOKUP($D243,'Factor Tables'!$B$89:$M$105,MATCH(CONCATENATE($CU243,\" Htg\"),'Factor Tables'!$B$88:$M$88,0),FALSE),0))","v":""},{"$f":"IF($CU243=\"\",\"\",IF(OR($CU243=\"DX HP\",$CU243=\"VRF HP\",$CU243=\"PTHP\"),VLOOKUP($D243,'Factor Tables'!$N$89:$Y$105,MATCH(CONCATENATE($CU243,\" Clg\"),'Factor Tables'!$N$88:$Y$88,0),FALSE),VLOOKUP($D243,'Factor Tables'!$N$89:$Y$105,MATCH($CU243,'Factor Tables'!$N$88:$Y$88,0),FALSE)))","v":""},{"$f":"IF($CU243=\"\",\"\",IF(OR($CU243=\"DX HP\",$CU243=\"VRF HP\",$CU243=\"PTHP\"),VLOOKUP($D243,'Factor Tables'!$N$89:$Y$105,MATCH(CONCATENATE($CU243,\" Htg\"),'Factor Tables'!$N$88:$Y$88,0),FALSE),0))","v":""},{"$f":"IF($AB243=\"\",0,VLOOKUP($AB243,'Utility Admin'!$E:$G,2,FALSE))","v":0},{"$f":"IF($AB243=\"\",0,VLOOKUP($AB243,'Utility Admin'!$E:$G,3,FALSE))","v":0},{"$f":"IFERROR(IF(ABS(Summary!$F$12)<=ABS(Summary!$E$12)*'Utility Admin'!$I$5,$BA243*$DG243+$BB243*$DH243,$BA243*$DG243+$BA243*'Utility Admin'!$I$5*$DH243),0)","v":0},null,"Summer",null,null,null,null,null,null,null,null,null,null,{"$f":"IF(OR('Project Info'!$C$10=\"\",$C243=\"\",$D243=\"\"),\"\",VLOOKUP($D243,$DX$9:$EA$32,MATCH($C243,$DX$9:$EA$9,0),FALSE))","v":""},null,null,null,null,null,null,"ERROR: Contact Program Manager. Post Capacity/Unit x Post # of Units must be within +/- 20% of Pre Capacity/Unit x Pre # of Units."]
[null,235,"","",null,null,null,null,null,null,null,null,null,null,null,null,null,null,null,null,null,null,null,null,null,null,null,null,null,"A",null,null,null,null,null,null,null,null,null,null,null,null,null,null,0,0,0,0,0,0,999999999,"",0,0,{"$f":"IFERROR(IF($DI$261>'Utility Admin'!$H$5,$BB244/$BB$5*$BC$261,$DI244),0)","v":0},"","",{"$f":"IF(AND(OR($AB244=\"DX AC Air Cooled\",$AB244=\"DX HP Air Cooled\"),OR(AND($AJ244=\"Btu/hr\",$AI244<65000),AND($AJ244=\"Tons\",$AI244<65000/12000)),$AC244=\"Split\",$AO244>=15.2),MAX(Baselines!$CF488,12/9.8),Baselines!$CF488)","v":0},{"$f":"Baselines!$CG488","v":0},{"$f":"Baselines!$CI488","v":0},0,0,0,0,0,0,0,0,0,0,{"$f":"IF(OR($C244<>\"Early Retirement\",$J244=\"\"),0,IF(OR($I244=\"DX AC Air Cooled\",$I244=\"DX HP Air Cooled\"),VLOOKUP($J244,'Early Retirement'!$CI$6:$CM$32,2,FALSE),IF(OR($I244=\"PTAC\",$I244=\"PTHP\"),VLOOKUP($J244,'Early Retirement'!$CI$6:$CM$32,3,FALSE),IF(AND(OR($I244=\"Air Cooled Chiller\",$I244=\"Water Cooled Chiller\"),$L244<>\"Centrifugal\"),VLOOKUP($J244,'Early Retirement'!$CI$6:$CM$32,4,FALSE),IF(AND(OR($I244=\"Air Cooled Chiller\",$I244=\"Water Cooled Chiller\"),$L244=\"Centrifugal\"),VLOOKUP($J244,'Early Retirement'!$CI$6:$CM$32,5,FALSE),\"\")))))","v":0},0,0,0,0,0,0,0,0,0,0,0,"","","",0,0,0,{"$f":"IF(AND($C244=\"Early Retirement\",$J244<>\"\",$S244<>\"\",$U244<>\"\"),$CH244,IF(AND(OR($AB244=\"DX AC Air Cooled\",$AB244=\"DX HP Air Cooled\"),OR(AND($AJ244=\"Btu/hr\",$AI244<65000),AND($AJ244=\"Tons\",$AI244<65000/12000)),$AC244=\"Split\",$AO244>=15.2),MAX(Baselines!$CF237,12/9.8),Baselines!$CF237))","v":0},{"$f":"IF(AND($C244=\"Early Retirement\",$J244<>\"\",$S244<>\"\",$U244<>\"\"),$CI244,Baselines!$CG237)","v":0},{"$f":"Baselines!$CH237","v":"kW/ton"},"",{"$f":"IF(AND($C244=\"Early Retirement\",$J244<>\"\",$S244<>\"\",$U244<>\"\"),$CJ244,IF(AND(Baselines!$CI237=0,OR($CU244=\"DX HP\",$CU244=\"PTHP\")),$BH244,Baselines!$CI237))","v":0},"COP",{"$f":"IF(OR($C244=\"Replace-on-Burnout\",$C244=\"New Construction\"),$DC244,IF($CE244=\"\",\"\",IF(OR($CE244=\"DX HP\",$CE244=\"PTHP\"),VLOOKUP($D244,'Factor Tables'!$B$89:$M$105,MATCH(CONCATENATE($CE244,\" Clg\"),'Factor Tables'!$B$88:$M$88,0),FALSE),VLOOKUP($D244,'Factor Tables'!$B$89:$M$105,MATCH($CE244,'Factor Tables'!$B$88:$M$88,0),FALSE))))","v":""},{"$f":"IF(OR($C244=\"Replace-on-Burnout\",$C244=\"New Construction\"),$DD244,IF($CE244=\"\",\"\",IF($CE244=\"DX HP\",VLOOKUP($D244,'Factor Tables'!$B$89:$M$105,MATCH(\"DX HP Htg\",'Factor Tables'!$B$88:$M$88,0),FALSE),0)))","v":""},{"$f":"IF(OR($C244=\"Replace-on-Burnout\",$C244=\"New Construction\"),$DE244,IF($CE244=\"\",\"\",IF($CE244=\"DX HP\",VLOOKUP($D244,'Factor Tables'!$N$89:$Y$105,MATCH(\"DX HP Clg\",'Factor Tables'!$N$88:$Y$88,0),FALSE),IF($CE244=\"PTHP\",VLOOKUP($D244,'Factor Tables'!$N$89:$Y$105,MATCH(\"PTHP Clg\",'Factor Tables'!$N$88:$Y$88,0),FALSE),IF(AND($CE244<>\"DX HP\",$CE244<>\"PTHP\"),VLOOKUP($D244,'Factor Tables'!$N$89:$Y$105,MATCH($CE244,'Factor Tables'!$N$88:$Y$88,0),FALSE),\"\")))))","v":""},{"$f":"IF(OR($C244=\"Replace-on-Burnout\",$C244=\"New Construction\",$CU244=\"DX HP\",$CU244=\"PTHP\"),$DF244,IF($CE244=\"\",\"\",IF($CE244=\"DX HP\",VLOOKUP($D244,'Factor Tables'!$N$89:$Y$105,MATCH(\"DX HP Htg\",'Factor Tables'!$N$88:$Y$88,0),FALSE),IF($CE244=\"PTHP\",VLOOKUP($D244,'Factor Tables'!$N$89:$Y$105,MATCH(\"PTHP Htg\",'Factor Tables'!$N$88:$Y$88,0),FALSE),0))))","v":""},"","",0,0,"kW/ton","",0,"COP",{"$f":"IF($CU244=\"\",\"\",IF(OR($CU244=\"DX HP\",$CU244=\"VRF HP\",$CU244=\"PTHP\"),VLOOKUP($D244,'Factor Tables'!$B$89:$M$105,MATCH(CONCATENATE($CU244,\" Clg\"),'Factor Tables'!$B$88:$M$88,0),FALSE),VLOOKUP($D244,'Factor Tables'!$B$89:$M$105,MATCH($CU244,'Factor Tables'!$B$88:$M$88,0),FALSE)))","v":""},{"$f":"IF($CU244=\"\",\"\",IF(OR($CU244=\"DX HP\",$CU244=\"VRF HP\",$CU244=\"PTHP\"),VLOOKUP($D244,'Factor Tables'!$B$89:$M$105,MATCH(CONCATENATE($CU244,\" Htg\"),'Factor Tables'!$B$88:$M$88,0),FALSE),0))","v":""},{"$f":"IF($CU244=\"\",\"\",IF(OR($CU244=\"DX HP\",$CU244=\"VRF HP\",$CU244=\"PTHP\"),VLOOKUP($D244,'Factor Tables'!$N$89:$Y$105,MATCH(CONCATENATE($CU244,\" Clg\"),'Factor Tables'!$N$88:$Y$88,0),FALSE),VLOOKUP($D244,'Factor Tables'!$N$89:$Y$105,MATCH($CU244,'Factor Tables'!$N$88:$Y$88,0),FALSE)))","v":""},{"$f":"IF($CU244=\"\",\"\",IF(OR($CU244=\"DX HP\",$CU244=\"VRF HP\",$CU244=\"PTHP\"),VLOOKUP($D244,'Factor Tables'!$N$89:$Y$105,MATCH(CONCATENATE($CU244,\" Htg\"),'Factor Tables'!$N$88:$Y$88,0),FALSE),0))","v":""},{"$f":"IF($AB244=\"\",0,VLOOKUP($AB244,'Utility Admin'!$E:$G,2,FALSE))","v":0},{"$f":"IF($AB244=\"\",0,VLOOKUP($AB244,'Utility Admin'!$E:$G,3,FALSE))","v":0},{"$f":"IFERROR(IF(ABS(Summary!$F$12)<=ABS(Summary!$E$12)*'Utility Admin'!$I$5,$BA244*$DG244+$BB244*$DH244,$BA244*$DG244+$BA244*'Utility Admin'!$I$5*$DH244),0)","v":0},null,"Summer",null,null,null,null,null,null,null,null,null,null,{"$f":"IF(OR('Project Info'!$C$10=\"\",$C244=\"\",$D244=\"\"),\"\",VLOOKUP($D244,$DX$9:$EA$32,MATCH($C244,$DX$9:$EA$9,0),FALSE))","v":""},null,null,null,null,null,null,"ERROR: Contact Program Manager. Post Capacity/Unit x Post # of Units must be within +/- 20% of Pre Capacity/Unit x Pre # of Units."]
[null,236,"","",null,null,null,null,null,null,null,null,null,null,null,null,null,null,null,null,null,null,null,null,null,null,null,null,null,"A",null,null,null,null,null,null,null,null,null,null,null,null,null,null,0,0,0,0,0,0,999999999,"",0,0,{"$f":"IFERROR(IF($DI$261>'Utility Admin'!$H$5,$BB245/$BB$5*$BC$261,$DI245),0)","v":0},"","",{"$f":"IF(AND(OR($AB245=\"DX AC Air Cooled\",$AB245=\"DX HP Air Cooled\"),OR(AND($AJ245=\"Btu/hr\",$AI245<65000),AND($AJ245=\"Tons\",$AI245<65000/12000)),$AC245=\"Split\",$AO245>=15.2),MAX(Baselines!$CF489,12/9.8),Baselines!$CF489)","v":0},{"$f":"Baselines!$CG489","v":0},{"$f":"Baselines!$CI489","v":0},0,0,0,0,0,0,0,0,0,0,{"$f":"IF(OR($C245<>\"Early Retirement\",$J245=\"\"),0,IF(OR($I245=\"DX AC Air Cooled\",$I245=\"DX HP Air Cooled\"),VLOOKUP($J245,'Early Retirement'!$CI$6:$CM$32,2,FALSE),IF(OR($I245=\"PTAC\",$I245=\"PTHP\"),VLOOKUP($J245,'Early Retirement'!$CI$6:$CM$32,3,FALSE),IF(AND(OR($I245=\"Air Cooled Chiller\",$I245=\"Water Cooled Chiller\"),$L245<>\"Centrifugal\"),VLOOKUP($J245,'Early Retirement'!$CI$6:$CM$32,4,FALSE),IF(AND(OR($I245=\"Air Cooled Chiller\",$I245=\"Water Cooled Chiller\"),$L245=\"Centrifugal\"),VLOOKUP($J245,'Early Retirement'!$CI$6:$CM$32,5,FALSE),\"\")))))","v":0},0,0,0,0,0,0,0,0,0,0,0,"","","",0,0,0,{"$f":"IF(AND($C245=\"Early Retirement\",$J245<>\"\",$S245<>\"\",$U245<>\"\"),$CH245,IF(AND(OR($AB245=\"DX AC Air Cooled\",$AB245=\"DX HP Air Cooled\"),OR(AND($AJ245=\"Btu/hr\",$AI245<65000),AND($AJ245=\"Tons\",$AI245<65000/12000)),$AC245=\"Split\",$AO245>=15.2),MAX(Baselines!$CF238,12/9.8),Baselines!$CF238))","v":0},{"$f":"IF(AND($C245=\"Early Retirement\",$J245<>\"\",$S245<>\"\",$U245<>\"\"),$CI245,Baselines!$CG238)","v":0},{"$f":"Baselines!$CH238","v":"kW/ton"},"",{"$f":"IF(AND($C245=\"Early Retirement\",$J245<>\"\",$S245<>\"\",$U245<>\"\"),$CJ245,IF(AND(Baselines!$CI238=0,OR($CU245=\"DX HP\",$CU245=\"PTHP\")),$BH245,Baselines!$CI238))","v":0},"COP",{"$f":"IF(OR($C245=\"Replace-on-Burnout\",$C245=\"New Construction\"),$DC245,IF($CE245=\"\",\"\",IF(OR($CE245=\"DX HP\",$CE245=\"PTHP\"),VLOOKUP($D245,'Factor Tables'!$B$89:$M$105,MATCH(CONCATENATE($CE245,\" Clg\"),'Factor Tables'!$B$88:$M$88,0),FALSE),VLOOKUP($D245,'Factor Tables'!$B$89:$M$105,MATCH($CE245,'Factor Tables'!$B$88:$M$88,0),FALSE))))","v":""},{"$f":"IF(OR($C245=\"Replace-on-Burnout\",$C245=\"New Construction\"),$DD245,IF($CE245=\"\",\"\",IF($CE245=\"DX HP\",VLOOKUP($D245,'Factor Tables'!$B$89:$M$105,MATCH(\"DX HP Htg\",'Factor Tables'!$B$88:$M$88,0),FALSE),0)))","v":""},{"$f":"IF(OR($C245=\"Replace-on-Burnout\",$C245=\"New Construction\"),$DE245,IF($CE245=\"\",\"\",IF($CE245=\"DX HP\",VLOOKUP($D245,'Factor Tables'!$N$89:$Y$105,MATCH(\"DX HP Clg\",'Factor Tables'!$N$88:$Y$88,0),FALSE),IF($CE245=\"PTHP\",VLOOKUP($D245,'Factor Tables'!$N$89:$Y$105,MATCH(\"PTHP Clg\",'Factor Tables'!$N$88:$Y$88,0),FALSE),IF(AND($CE245<>\"DX HP\",$CE245<>\"PTHP\"),VLOOKUP($D245,'Factor Tables'!$N$89:$Y$105,MATCH($CE245,'Factor Tables'!$N$88:$Y$88,0),FALSE),\"\")))))","v":""},{"$f":"IF(OR($C245=\"Replace-on-Burnout\",$C245=\"New Construction\",$CU245=\"DX HP\",$CU245=\"PTHP\"),$DF245,IF($CE245=\"\",\"\",IF($CE245=\"DX HP\",VLOOKUP($D245,'Factor Tables'!$N$89:$Y$105,MATCH(\"DX HP Htg\",'Factor Tables'!$N$88:$Y$88,0),FALSE),IF($CE245=\"PTHP\",VLOOKUP($D245,'Factor Tables'!$N$89:$Y$105,MATCH(\"PTHP Htg\",'Factor Tables'!$N$88:$Y$88,0),FALSE),0))))","v":""},"","",0,0,"kW/ton","",0,"COP",{"$f":"IF($CU245=\"\",\"\",IF(OR($CU245=\"DX HP\",$CU245=\"VRF HP\",$CU245=\"PTHP\"),VLOOKUP($D245,'Factor Tables'!$B$89:$M$105,MATCH(CONCATENATE($CU245,\" Clg\"),'Factor Tables'!$B$88:$M$88,0),FALSE),VLOOKUP($D245,'Factor Tables'!$B$89:$M$105,MATCH($CU245,'Factor Tables'!$B$88:$M$88,0),FALSE)))","v":""},{"$f":"IF($CU245=\"\",\"\",IF(OR($CU245=\"DX HP\",$CU245=\"VRF HP\",$CU245=\"PTHP\"),VLOOKUP($D245,'Factor Tables'!$B$89:$M$105,MATCH(CONCATENATE($CU245,\" Htg\"),'Factor Tables'!$B$88:$M$88,0),FALSE),0))","v":""},{"$f":"IF($CU245=\"\",\"\",IF(OR($CU245=\"DX HP\",$CU245=\"VRF HP\",$CU245=\"PTHP\"),VLOOKUP($D245,'Factor Tables'!$N$89:$Y$105,MATCH(CONCATENATE($CU245,\" Clg\"),'Factor Tables'!$N$88:$Y$88,0),FALSE),VLOOKUP($D245,'Factor Tables'!$N$89:$Y$105,MATCH($CU245,'Factor Tables'!$N$88:$Y$88,0),FALSE)))","v":""},{"$f":"IF($CU245=\"\",\"\",IF(OR($CU245=\"DX HP\",$CU245=\"VRF HP\",$CU245=\"PTHP\"),VLOOKUP($D245,'Factor Tables'!$N$89:$Y$105,MATCH(CONCATENATE($CU245,\" Htg\"),'Factor Tables'!$N$88:$Y$88,0),FALSE),0))","v":""},{"$f":"IF($AB245=\"\",0,VLOOKUP($AB245,'Utility Admin'!$E:$G,2,FALSE))","v":0},{"$f":"IF($AB245=\"\",0,VLOOKUP($AB245,'Utility Admin'!$E:$G,3,FALSE))","v":0},{"$f":"IFERROR(IF(ABS(Summary!$F$12)<=ABS(Summary!$E$12)*'Utility Admin'!$I$5,$BA245*$DG245+$BB245*$DH245,$BA245*$DG245+$BA245*'Utility Admin'!$I$5*$DH245),0)","v":0},null,"Summer",null,null,null,null,null,null,null,null,null,null,{"$f":"IF(OR('Project Info'!$C$10=\"\",$C245=\"\",$D245=\"\"),\"\",VLOOKUP($D245,$DX$9:$EA$32,MATCH($C245,$DX$9:$EA$9,0),FALSE))","v":""},null,null,null,null,null,null,"ERROR: Contact Program Manager. Post Capacity/Unit x Post # of Units must be within +/- 20% of Pre Capacity/Unit x Pre # of Units."]
[null,237,"","",null,null,null,null,null,null,null,null,null,null,null,null,null,null,null,null,null,null,null,null,null,null,null,null,null,"A",null,null,null,null,null,null,null,null,null,null,null,null,null,null,0,0,0,0,0,0,999999999,"",0,0,{"$f":"IFERROR(IF($DI$261>'Utility Admin'!$H$5,$BB246/$BB$5*$BC$261,$DI246),0)","v":0},"","",{"$f":"IF(AND(OR($AB246=\"DX AC Air Cooled\",$AB246=\"DX HP Air Cooled\"),OR(AND($AJ246=\"Btu/hr\",$AI246<65000),AND($AJ246=\"Tons\",$AI246<65000/12000)),$AC246=\"Split\",$AO246>=15.2),MAX(Baselines!$CF490,12/9.8),Baselines!$CF490)","v":0},{"$f":"Baselines!$CG490","v":0},{"$f":"Baselines!$CI490","v":0},0,0,0,0,0,0,0,0,0,0,{"$f":"IF(OR($C246<>\"Early Retirement\",$J246=\"\"),0,IF(OR($I246=\"DX AC Air Cooled\",$I246=\"DX HP Air Cooled\"),VLOOKUP($J246,'Early Retirement'!$CI$6:$CM$32,2,FALSE),IF(OR($I246=\"PTAC\",$I246=\"PTHP\"),VLOOKUP($J246,'Early Retirement'!$CI$6:$CM$32,3,FALSE),IF(AND(OR($I246=\"Air Cooled Chiller\",$I246=\"Water Cooled Chiller\"),$L246<>\"Centrifugal\"),VLOOKUP($J246,'Early Retirement'!$CI$6:$CM$32,4,FALSE),IF(AND(OR($I246=\"Air Cooled Chiller\",$I246=\"Water Cooled Chiller\"),$L246=\"Centrifugal\"),VLOOKUP($J246,'Early Retirement'!$CI$6:$CM$32,5,FALSE),\"\")))))","v":0},0,0,0,0,0,0,0,0,0,0,0,"","","",0,0,0,{"$f":"IF(AND($C246=\"Early Retirement\",$J246<>\"\",$S246<>\"\",$U246<>\"\"),$CH246,IF(AND(OR($AB246=\"DX AC Air Cooled\",$AB246=\"DX HP Air Cooled\"),OR(AND($AJ246=\"Btu/hr\",$AI246<65000),AND($AJ246=\"Tons\",$AI246<65000/12000)),$AC246=\"Split\",$AO246>=15.2),MAX(Baselines!$CF239,12/9.8),Baselines!$CF239))","v":0},{"$f":"IF(AND($C246=\"Early Retirement\",$J246<>\"\",$S246<>\"\",$U246<>\"\"),$CI246,Baselines!$CG239)","v":0},{"$f":"Baselines!$CH239","v":"kW/ton"},"",{"$f":"IF(AND($C246=\"Early Retirement\",$J246<>\"\",$S246<>\"\",$U246<>\"\"),$CJ246,IF(AND(Baselines!$CI239=0,OR($CU246=\"DX HP\",$CU246=\"PTHP\")),$BH246,Baselines!$CI239))","v":0},"COP",{"$f":"IF(OR($C246=\"Replace-on-Burnout\",$C246=\"New Construction\"),$DC246,IF($CE246=\"\",\"\",IF(OR($CE246=\"DX HP\",$CE246=\"PTHP\"),VLOOKUP($D246,'Factor Tables'!$B$89:$M$105,MATCH(CONCATENATE($CE246,\" Clg\"),'Factor Tables'!$B$88:$M$88,0),FALSE),VLOOKUP($D246,'Factor Tables'!$B$89:$M$105,MATCH($CE246,'Factor Tables'!$B$88:$M$88,0),FALSE))))","v":""},{"$f":"IF(OR($C246=\"Replace-on-Burnout\",$C246=\"New Construction\"),$DD246,IF($CE246=\"\",\"\",IF($CE246=\"DX HP\",VLOOKUP($D246,'Factor Tables'!$B$89:$M$105,MATCH(\"DX HP Htg\",'Factor Tables'!$B$88:$M$88,0),FALSE),0)))","v":""},{"$f":"IF(OR($C246=\"Replace-on-Burnout\",$C246=\"New Construction\"),$DE246,IF($CE246=\"\",\"\",IF($CE246=\"DX HP\",VLOOKUP($D246,'Factor Tables'!$N$89:$Y$105,MATCH(\"DX HP Clg\",'Factor Tables'!$N$88:$Y$88,0),FALSE),IF($CE246=\"PTHP\",VLOOKUP($D246,'Factor Tables'!$N$89:$Y$105,MATCH(\"PTHP Clg\",'Factor Tables'!$N$88:$Y$88,0),FALSE),IF(AND($CE246<>\"DX HP\",$CE246<>\"PTHP\"),VLOOKUP($D246,'Factor Tables'!$N$89:$Y$105,MATCH($CE246,'Factor Tables'!$N$88:$Y$88,0),FALSE),\"\")))))","v":""},{"$f":"IF(OR($C246=\"Replace-on-Burnout\",$C246=\"New Construction\",$CU246=\"DX HP\",$CU246=\"PTHP\"),$DF246,IF($CE246=\"\",\"\",IF($CE246=\"DX HP\",VLOOKUP($D246,'Factor Tables'!$N$89:$Y$105,MATCH(\"DX HP Htg\",'Factor Tables'!$N$88:$Y$88,0),FALSE),IF($CE246=\"PTHP\",VLOOKUP($D246,'Factor Tables'!$N$89:$Y$105,MATCH(\"PTHP Htg\",'Factor Tables'!$N$88:$Y$88,0),FALSE),0))))","v":""},"","",0,0,"kW/ton","",0,"COP",{"$f":"IF($CU246=\"\",\"\",IF(OR($CU246=\"DX HP\",$CU246=\"VRF HP\",$CU246=\"PTHP\"),VLOOKUP($D246,'Factor Tables'!$B$89:$M$105,MATCH(CONCATENATE($CU246,\" Clg\"),'Factor Tables'!$B$88:$M$88,0),FALSE),VLOOKUP($D246,'Factor Tables'!$B$89:$M$105,MATCH($CU246,'Factor Tables'!$B$88:$M$88,0),FALSE)))","v":""},{"$f":"IF($CU246=\"\",\"\",IF(OR($CU246=\"DX HP\",$CU246=\"VRF HP\",$CU246=\"PTHP\"),VLOOKUP($D246,'Factor Tables'!$B$89:$M$105,MATCH(CONCATENATE($CU246,\" Htg\"),'Factor Tables'!$B$88:$M$88,0),FALSE),0))","v":""},{"$f":"IF($CU246=\"\",\"\",IF(OR($CU246=\"DX HP\",$CU246=\"VRF HP\",$CU246=\"PTHP\"),VLOOKUP($D246,'Factor Tables'!$N$89:$Y$105,MATCH(CONCATENATE($CU246,\" Clg\"),'Factor Tables'!$N$88:$Y$88,0),FALSE),VLOOKUP($D246,'Factor Tables'!$N$89:$Y$105,MATCH($CU246,'Factor Tables'!$N$88:$Y$88,0),FALSE)))","v":""},{"$f":"IF($CU246=\"\",\"\",IF(OR($CU246=\"DX HP\",$CU246=\"VRF HP\",$CU246=\"PTHP\"),VLOOKUP($D246,'Factor Tables'!$N$89:$Y$105,MATCH(CONCATENATE($CU246,\" Htg\"),'Factor Tables'!$N$88:$Y$88,0),FALSE),0))","v":""},{"$f":"IF($AB246=\"\",0,VLOOKUP($AB246,'Utility Admin'!$E:$G,2,FALSE))","v":0},{"$f":"IF($AB246=\"\",0,VLOOKUP($AB246,'Utility Admin'!$E:$G,3,FALSE))","v":0},{"$f":"IFERROR(IF(ABS(Summary!$F$12)<=ABS(Summary!$E$12)*'Utility Admin'!$I$5,$BA246*$DG246+$BB246*$DH246,$BA246*$DG246+$BA246*'Utility Admin'!$I$5*$DH246),0)","v":0},null,"Summer",null,null,null,null,null,null,null,null,null,null,{"$f":"IF(OR('Project Info'!$C$10=\"\",$C246=\"\",$D246=\"\"),\"\",VLOOKUP($D246,$DX$9:$EA$32,MATCH($C246,$DX$9:$EA$9,0),FALSE))","v":""},null,null,null,null,null,null,"ERROR: Contact Program Manager. Post Capacity/Unit x Post # of Units must be within +/- 20% of Pre Capacity/Unit x Pre # of Units."]
[null,238,"","",null,null,null,null,null,null,null,null,null,null,null,null,null,null,null,null,null,null,null,null,null,null,null,null,null,"A",null,null,null,null,null,null,null,null,null,null,null,null,null,null,0,0,0,0,0,0,999999999,"",0,0,{"$f":"IFERROR(IF($DI$261>'Utility Admin'!$H$5,$BB247/$BB$5*$BC$261,$DI247),0)","v":0},"","",{"$f":"IF(AND(OR($AB247=\"DX AC Air Cooled\",$AB247=\"DX HP Air Cooled\"),OR(AND($AJ247=\"Btu/hr\",$AI247<65000),AND($AJ247=\"Tons\",$AI247<65000/12000)),$AC247=\"Split\",$AO247>=15.2),MAX(Baselines!$CF491,12/9.8),Baselines!$CF491)","v":0},{"$f":"Baselines!$CG491","v":0},{"$f":"Baselines!$CI491","v":0},0,0,0,0,0,0,0,0,0,0,{"$f":"IF(OR($C247<>\"Early Retirement\",$J247=\"\"),0,IF(OR($I247=\"DX AC Air Cooled\",$I247=\"DX HP Air Cooled\"),VLOOKUP($J247,'Early Retirement'!$CI$6:$CM$32,2,FALSE),IF(OR($I247=\"PTAC\",$I247=\"PTHP\"),VLOOKUP($J247,'Early Retirement'!$CI$6:$CM$32,3,FALSE),IF(AND(OR($I247=\"Air Cooled Chiller\",$I247=\"Water Cooled Chiller\"),$L247<>\"Centrifugal\"),VLOOKUP($J247,'Early Retirement'!$CI$6:$CM$32,4,FALSE),IF(AND(OR($I247=\"Air Cooled Chiller\",$I247=\"Water Cooled Chiller\"),$L247=\"Centrifugal\"),VLOOKUP($J247,'Early Retirement'!$CI$6:$CM$32,5,FALSE),\"\")))))","v":0},0,0,0,0,0,0,0,0,0,0,0,"","","",0,0,0,{"$f":"IF(AND($C247=\"Early Retirement\",$J247<>\"\",$S247<>\"\",$U247<>\"\"),$CH247,IF(AND(OR($AB247=\"DX AC Air Cooled\",$AB247=\"DX HP Air Cooled\"),OR(AND($AJ247=\"Btu/hr\",$AI247<65000),AND($AJ247=\"Tons\",$AI247<65000/12000)),$AC247=\"Split\",$AO247>=15.2),MAX(Baselines!$CF240,12/9.8),Baselines!$CF240))","v":0},{"$f":"IF(AND($C247=\"Early Retirement\",$J247<>\"\",$S247<>\"\",$U247<>\"\"),$CI247,Baselines!$CG240)","v":0},{"$f":"Baselines!$CH240","v":"kW/ton"},"",{"$f":"IF(AND($C247=\"Early Retirement\",$J247<>\"\",$S247<>\"\",$U247<>\"\"),$CJ247,IF(AND(Baselines!$CI240=0,OR($CU247=\"DX HP\",$CU247=\"PTHP\")),$BH247,Baselines!$CI240))","v":0},"COP",{"$f":"IF(OR($C247=\"Replace-on-Burnout\",$C247=\"New Construction\"),$DC247,IF($CE247=\"\",\"\",IF(OR($CE247=\"DX HP\",$CE247=\"PTHP\"),VLOOKUP($D247,'Factor Tables'!$B$89:$M$105,MATCH(CONCATENATE($CE247,\" Clg\"),'Factor Tables'!$B$88:$M$88,0),FALSE),VLOOKUP($D247,'Factor Tables'!$B$89:$M$105,MATCH($CE247,'Factor Tables'!$B$88:$M$88,0),FALSE))))","v":""},{"$f":"IF(OR($C247=\"Replace-on-Burnout\",$C247=\"New Construction\"),$DD247,IF($CE247=\"\",\"\",IF($CE247=\"DX HP\",VLOOKUP($D247,'Factor Tables'!$B$89:$M$105,MATCH(\"DX HP Htg\",'Factor Tables'!$B$88:$M$88,0),FALSE),0)))","v":""},{"$f":"IF(OR($C247=\"Replace-on-Burnout\",$C247=\"New Construction\"),$DE247,IF($CE247=\"\",\"\",IF($CE247=\"DX HP\",VLOOKUP($D247,'Factor Tables'!$N$89:$Y$105,MATCH(\"DX HP Clg\",'Factor Tables'!$N$88:$Y$88,0),FALSE),IF($CE247=\"PTHP\",VLOOKUP($D247,'Factor Tables'!$N$89:$Y$105,MATCH(\"PTHP Clg\",'Factor Tables'!$N$88:$Y$88,0),FALSE),IF(AND($CE247<>\"DX HP\",$CE247<>\"PTHP\"),VLOOKUP($D247,'Factor Tables'!$N$89:$Y$105,MATCH($CE247,'Factor Tables'!$N$88:$Y$88,0),FALSE),\"\")))))","v":""},{"$f":"IF(OR($C247=\"Replace-on-Burnout\",$C247=\"New Construction\",$CU247=\"DX HP\",$CU247=\"PTHP\"),$DF247,IF($CE247=\"\",\"\",IF($CE247=\"DX HP\",VLOOKUP($D247,'Factor Tables'!$N$89:$Y$105,MATCH(\"DX HP Htg\",'Factor Tables'!$N$88:$Y$88,0),FALSE),IF($CE247=\"PTHP\",VLOOKUP($D247,'Factor Tables'!$N$89:$Y$105,MATCH(\"PTHP Htg\",'Factor Tables'!$N$88:$Y$88,0),FALSE),0))))","v":""},"","",0,0,"kW/ton","",0,"COP",{"$f":"IF($CU247=\"\",\"\",IF(OR($CU247=\"DX HP\",$CU247=\"VRF HP\",$CU247=\"PTHP\"),VLOOKUP($D247,'Factor Tables'!$B$89:$M$105,MATCH(CONCATENATE($CU247,\" Clg\"),'Factor Tables'!$B$88:$M$88,0),FALSE),VLOOKUP($D247,'Factor Tables'!$B$89:$M$105,MATCH($CU247,'Factor Tables'!$B$88:$M$88,0),FALSE)))","v":""},{"$f":"IF($CU247=\"\",\"\",IF(OR($CU247=\"DX HP\",$CU247=\"VRF HP\",$CU247=\"PTHP\"),VLOOKUP($D247,'Factor Tables'!$B$89:$M$105,MATCH(CONCATENATE($CU247,\" Htg\"),'Factor Tables'!$B$88:$M$88,0),FALSE),0))","v":""},{"$f":"IF($CU247=\"\",\"\",IF(OR($CU247=\"DX HP\",$CU247=\"VRF HP\",$CU247=\"PTHP\"),VLOOKUP($D247,'Factor Tables'!$N$89:$Y$105,MATCH(CONCATENATE($CU247,\" Clg\"),'Factor Tables'!$N$88:$Y$88,0),FALSE),VLOOKUP($D247,'Factor Tables'!$N$89:$Y$105,MATCH($CU247,'Factor Tables'!$N$88:$Y$88,0),FALSE)))","v":""},{"$f":"IF($CU247=\"\",\"\",IF(OR($CU247=\"DX HP\",$CU247=\"VRF HP\",$CU247=\"PTHP\"),VLOOKUP($D247,'Factor Tables'!$N$89:$Y$105,MATCH(CONCATENATE($CU247,\" Htg\"),'Factor Tables'!$N$88:$Y$88,0),FALSE),0))","v":""},{"$f":"IF($AB247=\"\",0,VLOOKUP($AB247,'Utility Admin'!$E:$G,2,FALSE))","v":0},{"$f":"IF($AB247=\"\",0,VLOOKUP($AB247,'Utility Admin'!$E:$G,3,FALSE))","v":0},{"$f":"IFERROR(IF(ABS(Summary!$F$12)<=ABS(Summary!$E$12)*'Utility Admin'!$I$5,$BA247*$DG247+$BB247*$DH247,$BA247*$DG247+$BA247*'Utility Admin'!$I$5*$DH247),0)","v":0},null,"Summer",null,null,null,null,null,null,null,null,null,null,{"$f":"IF(OR('Project Info'!$C$10=\"\",$C247=\"\",$D247=\"\"),\"\",VLOOKUP($D247,$DX$9:$EA$32,MATCH($C247,$DX$9:$EA$9,0),FALSE))","v":""},null,null,null,null,null,null,"ERROR: Contact Program Manager. Post Capacity/Unit x Post # of Units must be within +/- 20% of Pre Capacity/Unit x Pre # of Units."]
[null,239,"","",null,null,null,null,null,null,null,null,null,null,null,null,null,null,null,null,null,null,null,null,null,null,null,null,null,"A",null,null,null,null,null,null,null,null,null,null,null,null,null,null,0,0,0,0,0,0,999999999,"",0,0,{"$f":"IFERROR(IF($DI$261>'Utility Admin'!$H$5,$BB248/$BB$5*$BC$261,$DI248),0)","v":0},"","",{"$f":"IF(AND(OR($AB248=\"DX AC Air Cooled\",$AB248=\"DX HP Air Cooled\"),OR(AND($AJ248=\"Btu/hr\",$AI248<65000),AND($AJ248=\"Tons\",$AI248<65000/12000)),$AC248=\"Split\",$AO248>=15.2),MAX(Baselines!$CF492,12/9.8),Baselines!$CF492)","v":0},{"$f":"Baselines!$CG492","v":0},{"$f":"Baselines!$CI492","v":0},0,0,0,0,0,0,0,0,0,0,{"$f":"IF(OR($C248<>\"Early Retirement\",$J248=\"\"),0,IF(OR($I248=\"DX AC Air Cooled\",$I248=\"DX HP Air Cooled\"),VLOOKUP($J248,'Early Retirement'!$CI$6:$CM$32,2,FALSE),IF(OR($I248=\"PTAC\",$I248=\"PTHP\"),VLOOKUP($J248,'Early Retirement'!$CI$6:$CM$32,3,FALSE),IF(AND(OR($I248=\"Air Cooled Chiller\",$I248=\"Water Cooled Chiller\"),$L248<>\"Centrifugal\"),VLOOKUP($J248,'Early Retirement'!$CI$6:$CM$32,4,FALSE),IF(AND(OR($I248=\"Air Cooled Chiller\",$I248=\"Water Cooled Chiller\"),$L248=\"Centrifugal\"),VLOOKUP($J248,'Early Retirement'!$CI$6:$CM$32,5,FALSE),\"\")))))","v":0},0,0,0,0,0,0,0,0,0,0,0,"","","",0,0,0,{"$f":"IF(AND($C248=\"Early Retirement\",$J248<>\"\",$S248<>\"\",$U248<>\"\"),$CH248,IF(AND(OR($AB248=\"DX AC Air Cooled\",$AB248=\"DX HP Air Cooled\"),OR(AND($AJ248=\"Btu/hr\",$AI248<65000),AND($AJ248=\"Tons\",$AI248<65000/12000)),$AC248=\"Split\",$AO248>=15.2),MAX(Baselines!$CF241,12/9.8),Baselines!$CF241))","v":0},{"$f":"IF(AND($C248=\"Early Retirement\",$J248<>\"\",$S248<>\"\",$U248<>\"\"),$CI248,Baselines!$CG241)","v":0},{"$f":"Baselines!$CH241","v":"kW/ton"},"",{"$f":"IF(AND($C248=\"Early Retirement\",$J248<>\"\",$S248<>\"\",$U248<>\"\"),$CJ248,IF(AND(Baselines!$CI241=0,OR($CU248=\"DX HP\",$CU248=\"PTHP\")),$BH248,Baselines!$CI241))","v":0},"COP",{"$f":"IF(OR($C248=\"Replace-on-Burnout\",$C248=\"New Construction\"),$DC248,IF($CE248=\"\",\"\",IF(OR($CE248=\"DX HP\",$CE248=\"PTHP\"),VLOOKUP($D248,'Factor Tables'!$B$89:$M$105,MATCH(CONCATENATE($CE248,\" Clg\"),'Factor Tables'!$B$88:$M$88,0),FALSE),VLOOKUP($D248,'Factor Tables'!$B$89:$M$105,MATCH($CE248,'Factor Tables'!$B$88:$M$88,0),FALSE))))","v":""},{"$f":"IF(OR($C248=\"Replace-on-Burnout\",$C248=\"New Construction\"),$DD248,IF($CE248=\"\",\"\",IF($CE248=\"DX HP\",VLOOKUP($D248,'Factor Tables'!$B$89:$M$105,MATCH(\"DX HP Htg\",'Factor Tables'!$B$88:$M$88,0),FALSE),0)))","v":""},{"$f":"IF(OR($C248=\"Replace-on-Burnout\",$C248=\"New Construction\"),$DE248,IF($CE248=\"\",\"\",IF($CE248=\"DX HP\",VLOOKUP($D248,'Factor Tables'!$N$89:$Y$105,MATCH(\"DX HP Clg\",'Factor Tables'!$N$88:$Y$88,0),FALSE),IF($CE248=\"PTHP\",VLOOKUP($D248,'Factor Tables'!$N$89:$Y$105,MATCH(\"PTHP Clg\",'Factor Tables'!$N$88:$Y$88,0),FALSE),IF(AND($CE248<>\"DX HP\",$CE248<>\"PTHP\"),VLOOKUP($D248,'Factor Tables'!$N$89:$Y$105,MATCH($CE248,'Factor Tables'!$N$88:$Y$88,0),FALSE),\"\")))))","v":""},{"$f":"IF(OR($C248=\"Replace-on-Burnout\",$C248=\"New Construction\",$CU248=\"DX HP\",$CU248=\"PTHP\"),$DF248,IF($CE248=\"\",\"\",IF($CE248=\"DX HP\",VLOOKUP($D248,'Factor Tables'!$N$89:$Y$105,MATCH(\"DX HP Htg\",'Factor Tables'!$N$88:$Y$88,0),FALSE),IF($CE248=\"PTHP\",VLOOKUP($D248,'Factor Tables'!$N$89:$Y$105,MATCH(\"PTHP Htg\",'Factor Tables'!$N$88:$Y$88,0),FALSE),0))))","v":""},"","",0,0,"kW/ton","",0,"COP",{"$f":"IF($CU248=\"\",\"\",IF(OR($CU248=\"DX HP\",$CU248=\"VRF HP\",$CU248=\"PTHP\"),VLOOKUP($D248,'Factor Tables'!$B$89:$M$105,MATCH(CONCATENATE($CU248,\" Clg\"),'Factor Tables'!$B$88:$M$88,0),FALSE),VLOOKUP($D248,'Factor Tables'!$B$89:$M$105,MATCH($CU248,'Factor Tables'!$B$88:$M$88,0),FALSE)))","v":""},{"$f":"IF($CU248=\"\",\"\",IF(OR($CU248=\"DX HP\",$CU248=\"VRF HP\",$CU248=\"PTHP\"),VLOOKUP($D248,'Factor Tables'!$B$89:$M$105,MATCH(CONCATENATE($CU248,\" Htg\"),'Factor Tables'!$B$88:$M$88,0),FALSE),0))","v":""},{"$f":"IF($CU248=\"\",\"\",IF(OR($CU248=\"DX HP\",$CU248=\"VRF HP\",$CU248=\"PTHP\"),VLOOKUP($D248,'Factor Tables'!$N$89:$Y$105,MATCH(CONCATENATE($CU248,\" Clg\"),'Factor Tables'!$N$88:$Y$88,0),FALSE),VLOOKUP($D248,'Factor Tables'!$N$89:$Y$105,MATCH($CU248,'Factor Tables'!$N$88:$Y$88,0),FALSE)))","v":""},{"$f":"IF($CU248=\"\",\"\",IF(OR($CU248=\"DX HP\",$CU248=\"VRF HP\",$CU248=\"PTHP\"),VLOOKUP($D248,'Factor Tables'!$N$89:$Y$105,MATCH(CONCATENATE($CU248,\" Htg\"),'Factor Tables'!$N$88:$Y$88,0),FALSE),0))","v":""},{"$f":"IF($AB248=\"\",0,VLOOKUP($AB248,'Utility Admin'!$E:$G,2,FALSE))","v":0},{"$f":"IF($AB248=\"\",0,VLOOKUP($AB248,'Utility Admin'!$E:$G,3,FALSE))","v":0},{"$f":"IFERROR(IF(ABS(Summary!$F$12)<=ABS(Summary!$E$12)*'Utility Admin'!$I$5,$BA248*$DG248+$BB248*$DH248,$BA248*$DG248+$BA248*'Utility Admin'!$I$5*$DH248),0)","v":0},null,"Summer",null,null,null,null,null,null,null,null,null,null,{"$f":"IF(OR('Project Info'!$C$10=\"\",$C248=\"\",$D248=\"\"),\"\",VLOOKUP($D248,$DX$9:$EA$32,MATCH($C248,$DX$9:$EA$9,0),FALSE))","v":""},null,null,null,null,null,null,"ERROR: Contact Program Manager. Post Capacity/Unit x Post # of Units must be within +/- 20% of Pre Capacity/Unit x Pre # of Units."]
[null,240,"","",null,null,null,null,null,null,null,null,null,null,null,null,null,null,null,null,null,null,null,null,null,null,null,null,null,"A",null,null,null,null,null,null,null,null,null,null,null,null,null,null,0,0,0,0,0,0,999999999,"",0,0,{"$f":"IFERROR(IF($DI$261>'Utility Admin'!$H$5,$BB249/$BB$5*$BC$261,$DI249),0)","v":0},"","",{"$f":"IF(AND(OR($AB249=\"DX AC Air Cooled\",$AB249=\"DX HP Air Cooled\"),OR(AND($AJ249=\"Btu/hr\",$AI249<65000),AND($AJ249=\"Tons\",$AI249<65000/12000)),$AC249=\"Split\",$AO249>=15.2),MAX(Baselines!$CF493,12/9.8),Baselines!$CF493)","v":0},{"$f":"Baselines!$CG493","v":0},{"$f":"Baselines!$CI493","v":0},0,0,0,0,0,0,0,0,0,0,{"$f":"IF(OR($C249<>\"Early Retirement\",$J249=\"\"),0,IF(OR($I249=\"DX AC Air Cooled\",$I249=\"DX HP Air Cooled\"),VLOOKUP($J249,'Early Retirement'!$CI$6:$CM$32,2,FALSE),IF(OR($I249=\"PTAC\",$I249=\"PTHP\"),VLOOKUP($J249,'Early Retirement'!$CI$6:$CM$32,3,FALSE),IF(AND(OR($I249=\"Air Cooled Chiller\",$I249=\"Water Cooled Chiller\"),$L249<>\"Centrifugal\"),VLOOKUP($J249,'Early Retirement'!$CI$6:$CM$32,4,FALSE),IF(AND(OR($I249=\"Air Cooled Chiller\",$I249=\"Water Cooled Chiller\"),$L249=\"Centrifugal\"),VLOOKUP($J249,'Early Retirement'!$CI$6:$CM$32,5,FALSE),\"\")))))","v":0},0,0,0,0,0,0,0,0,0,0,0,"","","",0,0,0,{"$f":"IF(AND($C249=\"Early Retirement\",$J249<>\"\",$S249<>\"\",$U249<>\"\"),$CH249,IF(AND(OR($AB249=\"DX AC Air Cooled\",$AB249=\"DX HP Air Cooled\"),OR(AND($AJ249=\"Btu/hr\",$AI249<65000),AND($AJ249=\"Tons\",$AI249<65000/12000)),$AC249=\"Split\",$AO249>=15.2),MAX(Baselines!$CF242,12/9.8),Baselines!$CF242))","v":0},{"$f":"IF(AND($C249=\"Early Retirement\",$J249<>\"\",$S249<>\"\",$U249<>\"\"),$CI249,Baselines!$CG242)","v":0},{"$f":"Baselines!$CH242","v":"kW/ton"},"",{"$f":"IF(AND($C249=\"Early Retirement\",$J249<>\"\",$S249<>\"\",$U249<>\"\"),$CJ249,IF(AND(Baselines!$CI242=0,OR($CU249=\"DX HP\",$CU249=\"PTHP\")),$BH249,Baselines!$CI242))","v":0},"COP",{"$f":"IF(OR($C249=\"Replace-on-Burnout\",$C249=\"New Construction\"),$DC249,IF($CE249=\"\",\"\",IF(OR($CE249=\"DX HP\",$CE249=\"PTHP\"),VLOOKUP($D249,'Factor Tables'!$B$89:$M$105,MATCH(CONCATENATE($CE249,\" Clg\"),'Factor Tables'!$B$88:$M$88,0),FALSE),VLOOKUP($D249,'Factor Tables'!$B$89:$M$105,MATCH($CE249,'Factor Tables'!$B$88:$M$88,0),FALSE))))","v":""},{"$f":"IF(OR($C249=\"Replace-on-Burnout\",$C249=\"New Construction\"),$DD249,IF($CE249=\"\",\"\",IF($CE249=\"DX HP\",VLOOKUP($D249,'Factor Tables'!$B$89:$M$105,MATCH(\"DX HP Htg\",'Factor Tables'!$B$88:$M$88,0),FALSE),0)))","v":""},{"$f":"IF(OR($C249=\"Replace-on-Burnout\",$C249=\"New Construction\"),$DE249,IF($CE249=\"\",\"\",IF($CE249=\"DX HP\",VLOOKUP($D249,'Factor Tables'!$N$89:$Y$105,MATCH(\"DX HP Clg\",'Factor Tables'!$N$88:$Y$88,0),FALSE),IF($CE249=\"PTHP\",VLOOKUP($D249,'Factor Tables'!$N$89:$Y$105,MATCH(\"PTHP Clg\",'Factor Tables'!$N$88:$Y$88,0),FALSE),IF(AND($CE249<>\"DX HP\",$CE249<>\"PTHP\"),VLOOKUP($D249,'Factor Tables'!$N$89:$Y$105,MATCH($CE249,'Factor Tables'!$N$88:$Y$88,0),FALSE),\"\")))))","v":""},{"$f":"IF(OR($C249=\"Replace-on-Burnout\",$C249=\"New Construction\",$CU249=\"DX HP\",$CU249=\"PTHP\"),$DF249,IF($CE249=\"\",\"\",IF($CE249=\"DX HP\",VLOOKUP($D249,'Factor Tables'!$N$89:$Y$105,MATCH(\"DX HP Htg\",'Factor Tables'!$N$88:$Y$88,0),FALSE),IF($CE249=\"PTHP\",VLOOKUP($D249,'Factor Tables'!$N$89:$Y$105,MATCH(\"PTHP Htg\",'Factor Tables'!$N$88:$Y$88,0),FALSE),0))))","v":""},"","",0,0,"kW/ton","",0,"COP",{"$f":"IF($CU249=\"\",\"\",IF(OR($CU249=\"DX HP\",$CU249=\"VRF HP\",$CU249=\"PTHP\"),VLOOKUP($D249,'Factor Tables'!$B$89:$M$105,MATCH(CONCATENATE($CU249,\" Clg\"),'Factor Tables'!$B$88:$M$88,0),FALSE),VLOOKUP($D249,'Factor Tables'!$B$89:$M$105,MATCH($CU249,'Factor Tables'!$B$88:$M$88,0),FALSE)))","v":""},{"$f":"IF($CU249=\"\",\"\",IF(OR($CU249=\"DX HP\",$CU249=\"VRF HP\",$CU249=\"PTHP\"),VLOOKUP($D249,'Factor Tables'!$B$89:$M$105,MATCH(CONCATENATE($CU249,\" Htg\"),'Factor Tables'!$B$88:$M$88,0),FALSE),0))","v":""},{"$f":"IF($CU249=\"\",\"\",IF(OR($CU249=\"DX HP\",$CU249=\"VRF HP\",$CU249=\"PTHP\"),VLOOKUP($D249,'Factor Tables'!$N$89:$Y$105,MATCH(CONCATENATE($CU249,\" Clg\"),'Factor Tables'!$N$88:$Y$88,0),FALSE),VLOOKUP($D249,'Factor Tables'!$N$89:$Y$105,MATCH($CU249,'Factor Tables'!$N$88:$Y$88,0),FALSE)))","v":""},{"$f":"IF($CU249=\"\",\"\",IF(OR($CU249=\"DX HP\",$CU249=\"VRF HP\",$CU249=\"PTHP\"),VLOOKUP($D249,'Factor Tables'!$N$89:$Y$105,MATCH(CONCATENATE($CU249,\" Htg\"),'Factor Tables'!$N$88:$Y$88,0),FALSE),0))","v":""},{"$f":"IF($AB249=\"\",0,VLOOKUP($AB249,'Utility Admin'!$E:$G,2,FALSE))","v":0},{"$f":"IF($AB249=\"\",0,VLOOKUP($AB249,'Utility Admin'!$E:$G,3,FALSE))","v":0},{"$f":"IFERROR(IF(ABS(Summary!$F$12)<=ABS(Summary!$E$12)*'Utility Admin'!$I$5,$BA249*$DG249+$BB249*$DH249,$BA249*$DG249+$BA249*'Utility Admin'!$I$5*$DH249),0)","v":0},null,"Summer",null,null,null,null,null,null,null,null,null,null,{"$f":"IF(OR('Project Info'!$C$10=\"\",$C249=\"\",$D249=\"\"),\"\",VLOOKUP($D249,$DX$9:$EA$32,MATCH($C249,$DX$9:$EA$9,0),FALSE))","v":""},null,null,null,null,null,null,"ERROR: Contact Program Manager. Post Capacity/Unit x Post # of Units must be within +/- 20% of Pre Capacity/Unit x Pre # of Units."]
[null,241,"","",null,null,null,null,null,null,null,null,null,null,null,null,null,null,null,null,null,null,null,null,null,null,null,null,null,"A",null,null,null,null,null,null,null,null,null,null,null,null,null,null,0,0,0,0,0,0,999999999,"",0,0,{"$f":"IFERROR(IF($DI$261>'Utility Admin'!$H$5,$BB250/$BB$5*$BC$261,$DI250),0)","v":0},"","",{"$f":"IF(AND(OR($AB250=\"DX AC Air Cooled\",$AB250=\"DX HP Air Cooled\"),OR(AND($AJ250=\"Btu/hr\",$AI250<65000),AND($AJ250=\"Tons\",$AI250<65000/12000)),$AC250=\"Split\",$AO250>=15.2),MAX(Baselines!$CF494,12/9.8),Baselines!$CF494)","v":0},{"$f":"Baselines!$CG494","v":0},{"$f":"Baselines!$CI494","v":0},0,0,0,0,0,0,0,0,0,0,{"$f":"IF(OR($C250<>\"Early Retirement\",$J250=\"\"),0,IF(OR($I250=\"DX AC Air Cooled\",$I250=\"DX HP Air Cooled\"),VLOOKUP($J250,'Early Retirement'!$CI$6:$CM$32,2,FALSE),IF(OR($I250=\"PTAC\",$I250=\"PTHP\"),VLOOKUP($J250,'Early Retirement'!$CI$6:$CM$32,3,FALSE),IF(AND(OR($I250=\"Air Cooled Chiller\",$I250=\"Water Cooled Chiller\"),$L250<>\"Centrifugal\"),VLOOKUP($J250,'Early Retirement'!$CI$6:$CM$32,4,FALSE),IF(AND(OR($I250=\"Air Cooled Chiller\",$I250=\"Water Cooled Chiller\"),$L250=\"Centrifugal\"),VLOOKUP($J250,'Early Retirement'!$CI$6:$CM$32,5,FALSE),\"\")))))","v":0},0,0,0,0,0,0,0,0,0,0,0,"","","",0,0,0,{"$f":"IF(AND($C250=\"Early Retirement\",$J250<>\"\",$S250<>\"\",$U250<>\"\"),$CH250,IF(AND(OR($AB250=\"DX AC Air Cooled\",$AB250=\"DX HP Air Cooled\"),OR(AND($AJ250=\"Btu/hr\",$AI250<65000),AND($AJ250=\"Tons\",$AI250<65000/12000)),$AC250=\"Split\",$AO250>=15.2),MAX(Baselines!$CF243,12/9.8),Baselines!$CF243))","v":0},{"$f":"IF(AND($C250=\"Early Retirement\",$J250<>\"\",$S250<>\"\",$U250<>\"\"),$CI250,Baselines!$CG243)","v":0},{"$f":"Baselines!$CH243","v":"kW/ton"},"",{"$f":"IF(AND($C250=\"Early Retirement\",$J250<>\"\",$S250<>\"\",$U250<>\"\"),$CJ250,IF(AND(Baselines!$CI243=0,OR($CU250=\"DX HP\",$CU250=\"PTHP\")),$BH250,Baselines!$CI243))","v":0},"COP",{"$f":"IF(OR($C250=\"Replace-on-Burnout\",$C250=\"New Construction\"),$DC250,IF($CE250=\"\",\"\",IF(OR($CE250=\"DX HP\",$CE250=\"PTHP\"),VLOOKUP($D250,'Factor Tables'!$B$89:$M$105,MATCH(CONCATENATE($CE250,\" Clg\"),'Factor Tables'!$B$88:$M$88,0),FALSE),VLOOKUP($D250,'Factor Tables'!$B$89:$M$105,MATCH($CE250,'Factor Tables'!$B$88:$M$88,0),FALSE))))","v":""},{"$f":"IF(OR($C250=\"Replace-on-Burnout\",$C250=\"New Construction\"),$DD250,IF($CE250=\"\",\"\",IF($CE250=\"DX HP\",VLOOKUP($D250,'Factor Tables'!$B$89:$M$105,MATCH(\"DX HP Htg\",'Factor Tables'!$B$88:$M$88,0),FALSE),0)))","v":""},{"$f":"IF(OR($C250=\"Replace-on-Burnout\",$C250=\"New Construction\"),$DE250,IF($CE250=\"\",\"\",IF($CE250=\"DX HP\",VLOOKUP($D250,'Factor Tables'!$N$89:$Y$105,MATCH(\"DX HP Clg\",'Factor Tables'!$N$88:$Y$88,0),FALSE),IF($CE250=\"PTHP\",VLOOKUP($D250,'Factor Tables'!$N$89:$Y$105,MATCH(\"PTHP Clg\",'Factor Tables'!$N$88:$Y$88,0),FALSE),IF(AND($CE250<>\"DX HP\",$CE250<>\"PTHP\"),VLOOKUP($D250,'Factor Tables'!$N$89:$Y$105,MATCH($CE250,'Factor Tables'!$N$88:$Y$88,0),FALSE),\"\")))))","v":""},{"$f":"IF(OR($C250=\"Replace-on-Burnout\",$C250=\"New Construction\",$CU250=\"DX HP\",$CU250=\"PTHP\"),$DF250,IF($CE250=\"\",\"\",IF($CE250=\"DX HP\",VLOOKUP($D250,'Factor Tables'!$N$89:$Y$105,MATCH(\"DX HP Htg\",'Factor Tables'!$N$88:$Y$88,0),FALSE),IF($CE250=\"PTHP\",VLOOKUP($D250,'Factor Tables'!$N$89:$Y$105,MATCH(\"PTHP Htg\",'Factor Tables'!$N$88:$Y$88,0),FALSE),0))))","v":""},"","",0,0,"kW/ton","",0,"COP",{"$f":"IF($CU250=\"\",\"\",IF(OR($CU250=\"DX HP\",$CU250=\"VRF HP\",$CU250=\"PTHP\"),VLOOKUP($D250,'Factor Tables'!$B$89:$M$105,MATCH(CONCATENATE($CU250,\" Clg\"),'Factor Tables'!$B$88:$M$88,0),FALSE),VLOOKUP($D250,'Factor Tables'!$B$89:$M$105,MATCH($CU250,'Factor Tables'!$B$88:$M$88,0),FALSE)))","v":""},{"$f":"IF($CU250=\"\",\"\",IF(OR($CU250=\"DX HP\",$CU250=\"VRF HP\",$CU250=\"PTHP\"),VLOOKUP($D250,'Factor Tables'!$B$89:$M$105,MATCH(CONCATENATE($CU250,\" Htg\"),'Factor Tables'!$B$88:$M$88,0),FALSE),0))","v":""},{"$f":"IF($CU250=\"\",\"\",IF(OR($CU250=\"DX HP\",$CU250=\"VRF HP\",$CU250=\"PTHP\"),VLOOKUP($D250,'Factor Tables'!$N$89:$Y$105,MATCH(CONCATENATE($CU250,\" Clg\"),'Factor Tables'!$N$88:$Y$88,0),FALSE),VLOOKUP($D250,'Factor Tables'!$N$89:$Y$105,MATCH($CU250,'Factor Tables'!$N$88:$Y$88,0),FALSE)))","v":""},{"$f":"IF($CU250=\"\",\"\",IF(OR($CU250=\"DX HP\",$CU250=\"VRF HP\",$CU250=\"PTHP\"),VLOOKUP($D250,'Factor Tables'!$N$89:$Y$105,MATCH(CONCATENATE($CU250,\" Htg\"),'Factor Tables'!$N$88:$Y$88,0),FALSE),0))","v":""},{"$f":"IF($AB250=\"\",0,VLOOKUP($AB250,'Utility Admin'!$E:$G,2,FALSE))","v":0},{"$f":"IF($AB250=\"\",0,VLOOKUP($AB250,'Utility Admin'!$E:$G,3,FALSE))","v":0},{"$f":"IFERROR(IF(ABS(Summary!$F$12)<=ABS(Summary!$E$12)*'Utility Admin'!$I$5,$BA250*$DG250+$BB250*$DH250,$BA250*$DG250+$BA250*'Utility Admin'!$I$5*$DH250),0)","v":0},null,"Summer",null,null,null,null,null,null,null,null,null,null,{"$f":"IF(OR('Project Info'!$C$10=\"\",$C250=\"\",$D250=\"\"),\"\",VLOOKUP($D250,$DX$9:$EA$32,MATCH($C250,$DX$9:$EA$9,0),FALSE))","v":""},null,null,null,null,null,null,"ERROR: Contact Program Manager. Post Capacity/Unit x Post # of Units must be within +/- 20% of Pre Capacity/Unit x Pre # of Units."]
[null,242,"","",null,null,null,null,null,null,null,null,null,null,null,null,null,null,null,null,null,null,null,null,null,null,null,null,null,"A",null,null,null,null,null,null,null,null,null,null,null,null,null,null,0,0,0,0,0,0,999999999,"",0,0,{"$f":"IFERROR(IF($DI$261>'Utility Admin'!$H$5,$BB251/$BB$5*$BC$261,$DI251),0)","v":0},"","",{"$f":"IF(AND(OR($AB251=\"DX AC Air Cooled\",$AB251=\"DX HP Air Cooled\"),OR(AND($AJ251=\"Btu/hr\",$AI251<65000),AND($AJ251=\"Tons\",$AI251<65000/12000)),$AC251=\"Split\",$AO251>=15.2),MAX(Baselines!$CF495,12/9.8),Baselines!$CF495)","v":0},{"$f":"Baselines!$CG495","v":0},{"$f":"Baselines!$CI495","v":0},0,0,0,0,0,0,0,0,0,0,{"$f":"IF(OR($C251<>\"Early Retirement\",$J251=\"\"),0,IF(OR($I251=\"DX AC Air Cooled\",$I251=\"DX HP Air Cooled\"),VLOOKUP($J251,'Early Retirement'!$CI$6:$CM$32,2,FALSE),IF(OR($I251=\"PTAC\",$I251=\"PTHP\"),VLOOKUP($J251,'Early Retirement'!$CI$6:$CM$32,3,FALSE),IF(AND(OR($I251=\"Air Cooled Chiller\",$I251=\"Water Cooled Chiller\"),$L251<>\"Centrifugal\"),VLOOKUP($J251,'Early Retirement'!$CI$6:$CM$32,4,FALSE),IF(AND(OR($I251=\"Air Cooled Chiller\",$I251=\"Water Cooled Chiller\"),$L251=\"Centrifugal\"),VLOOKUP($J251,'Early Retirement'!$CI$6:$CM$32,5,FALSE),\"\")))))","v":0},0,0,0,0,0,0,0,0,0,0,0,"","","",0,0,0,{"$f":"IF(AND($C251=\"Early Retirement\",$J251<>\"\",$S251<>\"\",$U251<>\"\"),$CH251,IF(AND(OR($AB251=\"DX AC Air Cooled\",$AB251=\"DX HP Air Cooled\"),OR(AND($AJ251=\"Btu/hr\",$AI251<65000),AND($AJ251=\"Tons\",$AI251<65000/12000)),$AC251=\"Split\",$AO251>=15.2),MAX(Baselines!$CF244,12/9.8),Baselines!$CF244))","v":0},{"$f":"IF(AND($C251=\"Early Retirement\",$J251<>\"\",$S251<>\"\",$U251<>\"\"),$CI251,Baselines!$CG244)","v":0},{"$f":"Baselines!$CH244","v":"kW/ton"},"",{"$f":"IF(AND($C251=\"Early Retirement\",$J251<>\"\",$S251<>\"\",$U251<>\"\"),$CJ251,IF(AND(Baselines!$CI244=0,OR($CU251=\"DX HP\",$CU251=\"PTHP\")),$BH251,Baselines!$CI244))","v":0},"COP",{"$f":"IF(OR($C251=\"Replace-on-Burnout\",$C251=\"New Construction\"),$DC251,IF($CE251=\"\",\"\",IF(OR($CE251=\"DX HP\",$CE251=\"PTHP\"),VLOOKUP($D251,'Factor Tables'!$B$89:$M$105,MATCH(CONCATENATE($CE251,\" Clg\"),'Factor Tables'!$B$88:$M$88,0),FALSE),VLOOKUP($D251,'Factor Tables'!$B$89:$M$105,MATCH($CE251,'Factor Tables'!$B$88:$M$88,0),FALSE))))","v":""},{"$f":"IF(OR($C251=\"Replace-on-Burnout\",$C251=\"New Construction\"),$DD251,IF($CE251=\"\",\"\",IF($CE251=\"DX HP\",VLOOKUP($D251,'Factor Tables'!$B$89:$M$105,MATCH(\"DX HP Htg\",'Factor Tables'!$B$88:$M$88,0),FALSE),0)))","v":""},{"$f":"IF(OR($C251=\"Replace-on-Burnout\",$C251=\"New Construction\"),$DE251,IF($CE251=\"\",\"\",IF($CE251=\"DX HP\",VLOOKUP($D251,'Factor Tables'!$N$89:$Y$105,MATCH(\"DX HP Clg\",'Factor Tables'!$N$88:$Y$88,0),FALSE),IF($CE251=\"PTHP\",VLOOKUP($D251,'Factor Tables'!$N$89:$Y$105,MATCH(\"PTHP Clg\",'Factor Tables'!$N$88:$Y$88,0),FALSE),IF(AND($CE251<>\"DX HP\",$CE251<>\"PTHP\"),VLOOKUP($D251,'Factor Tables'!$N$89:$Y$105,MATCH($CE251,'Factor Tables'!$N$88:$Y$88,0),FALSE),\"\")))))","v":""},{"$f":"IF(OR($C251=\"Replace-on-Burnout\",$C251=\"New Construction\",$CU251=\"DX HP\",$CU251=\"PTHP\"),$DF251,IF($CE251=\"\",\"\",IF($CE251=\"DX HP\",VLOOKUP($D251,'Factor Tables'!$N$89:$Y$105,MATCH(\"DX HP Htg\",'Factor Tables'!$N$88:$Y$88,0),FALSE),IF($CE251=\"PTHP\",VLOOKUP($D251,'Factor Tables'!$N$89:$Y$105,MATCH(\"PTHP Htg\",'Factor Tables'!$N$88:$Y$88,0),FALSE),0))))","v":""},"","",0,0,"kW/ton","",0,"COP",{"$f":"IF($CU251=\"\",\"\",IF(OR($CU251=\"DX HP\",$CU251=\"VRF HP\",$CU251=\"PTHP\"),VLOOKUP($D251,'Factor Tables'!$B$89:$M$105,MATCH(CONCATENATE($CU251,\" Clg\"),'Factor Tables'!$B$88:$M$88,0),FALSE),VLOOKUP($D251,'Factor Tables'!$B$89:$M$105,MATCH($CU251,'Factor Tables'!$B$88:$M$88,0),FALSE)))","v":""},{"$f":"IF($CU251=\"\",\"\",IF(OR($CU251=\"DX HP\",$CU251=\"VRF HP\",$CU251=\"PTHP\"),VLOOKUP($D251,'Factor Tables'!$B$89:$M$105,MATCH(CONCATENATE($CU251,\" Htg\"),'Factor Tables'!$B$88:$M$88,0),FALSE),0))","v":""},{"$f":"IF($CU251=\"\",\"\",IF(OR($CU251=\"DX HP\",$CU251=\"VRF HP\",$CU251=\"PTHP\"),VLOOKUP($D251,'Factor Tables'!$N$89:$Y$105,MATCH(CONCATENATE($CU251,\" Clg\"),'Factor Tables'!$N$88:$Y$88,0),FALSE),VLOOKUP($D251,'Factor Tables'!$N$89:$Y$105,MATCH($CU251,'Factor Tables'!$N$88:$Y$88,0),FALSE)))","v":""},{"$f":"IF($CU251=\"\",\"\",IF(OR($CU251=\"DX HP\",$CU251=\"VRF HP\",$CU251=\"PTHP\"),VLOOKUP($D251,'Factor Tables'!$N$89:$Y$105,MATCH(CONCATENATE($CU251,\" Htg\"),'Factor Tables'!$N$88:$Y$88,0),FALSE),0))","v":""},{"$f":"IF($AB251=\"\",0,VLOOKUP($AB251,'Utility Admin'!$E:$G,2,FALSE))","v":0},{"$f":"IF($AB251=\"\",0,VLOOKUP($AB251,'Utility Admin'!$E:$G,3,FALSE))","v":0},{"$f":"IFERROR(IF(ABS(Summary!$F$12)<=ABS(Summary!$E$12)*'Utility Admin'!$I$5,$BA251*$DG251+$BB251*$DH251,$BA251*$DG251+$BA251*'Utility Admin'!$I$5*$DH251),0)","v":0},null,"Summer",null,null,null,null,null,null,null,null,null,null,{"$f":"IF(OR('Project Info'!$C$10=\"\",$C251=\"\",$D251=\"\"),\"\",VLOOKUP($D251,$DX$9:$EA$32,MATCH($C251,$DX$9:$EA$9,0),FALSE))","v":""},null,null,null,null,null,null,"ERROR: Contact Program Manager. Post Capacity/Unit x Post # of Units must be within +/- 20% of Pre Capacity/Unit x Pre # of Units."]
[null,243,"","",null,null,null,null,null,null,null,null,null,null,null,null,null,null,null,null,null,null,null,null,null,null,null,null,null,"A",null,null,null,null,null,null,null,null,null,null,null,null,null,null,0,0,0,0,0,0,999999999,"",0,0,{"$f":"IFERROR(IF($DI$261>'Utility Admin'!$H$5,$BB252/$BB$5*$BC$261,$DI252),0)","v":0},"","",{"$f":"IF(AND(OR($AB252=\"DX AC Air Cooled\",$AB252=\"DX HP Air Cooled\"),OR(AND($AJ252=\"Btu/hr\",$AI252<65000),AND($AJ252=\"Tons\",$AI252<65000/12000)),$AC252=\"Split\",$AO252>=15.2),MAX(Baselines!$CF496,12/9.8),Baselines!$CF496)","v":0},{"$f":"Baselines!$CG496","v":0},{"$f":"Baselines!$CI496","v":0},0,0,0,0,0,0,0,0,0,0,{"$f":"IF(OR($C252<>\"Early Retirement\",$J252=\"\"),0,IF(OR($I252=\"DX AC Air Cooled\",$I252=\"DX HP Air Cooled\"),VLOOKUP($J252,'Early Retirement'!$CI$6:$CM$32,2,FALSE),IF(OR($I252=\"PTAC\",$I252=\"PTHP\"),VLOOKUP($J252,'Early Retirement'!$CI$6:$CM$32,3,FALSE),IF(AND(OR($I252=\"Air Cooled Chiller\",$I252=\"Water Cooled Chiller\"),$L252<>\"Centrifugal\"),VLOOKUP($J252,'Early Retirement'!$CI$6:$CM$32,4,FALSE),IF(AND(OR($I252=\"Air Cooled Chiller\",$I252=\"Water Cooled Chiller\"),$L252=\"Centrifugal\"),VLOOKUP($J252,'Early Retirement'!$CI$6:$CM$32,5,FALSE),\"\")))))","v":0},0,0,0,0,0,0,0,0,0,0,0,"","","",0,0,0,{"$f":"IF(AND($C252=\"Early Retirement\",$J252<>\"\",$S252<>\"\",$U252<>\"\"),$CH252,IF(AND(OR($AB252=\"DX AC Air Cooled\",$AB252=\"DX HP Air Cooled\"),OR(AND($AJ252=\"Btu/hr\",$AI252<65000),AND($AJ252=\"Tons\",$AI252<65000/12000)),$AC252=\"Split\",$AO252>=15.2),MAX(Baselines!$CF245,12/9.8),Baselines!$CF245))","v":0},{"$f":"IF(AND($C252=\"Early Retirement\",$J252<>\"\",$S252<>\"\",$U252<>\"\"),$CI252,Baselines!$CG245)","v":0},{"$f":"Baselines!$CH245","v":"kW/ton"},"",{"$f":"IF(AND($C252=\"Early Retirement\",$J252<>\"\",$S252<>\"\",$U252<>\"\"),$CJ252,IF(AND(Baselines!$CI245=0,OR($CU252=\"DX HP\",$CU252=\"PTHP\")),$BH252,Baselines!$CI245))","v":0},"COP",{"$f":"IF(OR($C252=\"Replace-on-Burnout\",$C252=\"New Construction\"),$DC252,IF($CE252=\"\",\"\",IF(OR($CE252=\"DX HP\",$CE252=\"PTHP\"),VLOOKUP($D252,'Factor Tables'!$B$89:$M$105,MATCH(CONCATENATE($CE252,\" Clg\"),'Factor Tables'!$B$88:$M$88,0),FALSE),VLOOKUP($D252,'Factor Tables'!$B$89:$M$105,MATCH($CE252,'Factor Tables'!$B$88:$M$88,0),FALSE))))","v":""},{"$f":"IF(OR($C252=\"Replace-on-Burnout\",$C252=\"New Construction\"),$DD252,IF($CE252=\"\",\"\",IF($CE252=\"DX HP\",VLOOKUP($D252,'Factor Tables'!$B$89:$M$105,MATCH(\"DX HP Htg\",'Factor Tables'!$B$88:$M$88,0),FALSE),0)))","v":""},{"$f":"IF(OR($C252=\"Replace-on-Burnout\",$C252=\"New Construction\"),$DE252,IF($CE252=\"\",\"\",IF($CE252=\"DX HP\",VLOOKUP($D252,'Factor Tables'!$N$89:$Y$105,MATCH(\"DX HP Clg\",'Factor Tables'!$N$88:$Y$88,0),FALSE),IF($CE252=\"PTHP\",VLOOKUP($D252,'Factor Tables'!$N$89:$Y$105,MATCH(\"PTHP Clg\",'Factor Tables'!$N$88:$Y$88,0),FALSE),IF(AND($CE252<>\"DX HP\",$CE252<>\"PTHP\"),VLOOKUP($D252,'Factor Tables'!$N$89:$Y$105,MATCH($CE252,'Factor Tables'!$N$88:$Y$88,0),FALSE),\"\")))))","v":""},{"$f":"IF(OR($C252=\"Replace-on-Burnout\",$C252=\"New Construction\",$CU252=\"DX HP\",$CU252=\"PTHP\"),$DF252,IF($CE252=\"\",\"\",IF($CE252=\"DX HP\",VLOOKUP($D252,'Factor Tables'!$N$89:$Y$105,MATCH(\"DX HP Htg\",'Factor Tables'!$N$88:$Y$88,0),FALSE),IF($CE252=\"PTHP\",VLOOKUP($D252,'Factor Tables'!$N$89:$Y$105,MATCH(\"PTHP Htg\",'Factor Tables'!$N$88:$Y$88,0),FALSE),0))))","v":""},"","",0,0,"kW/ton","",0,"COP",{"$f":"IF($CU252=\"\",\"\",IF(OR($CU252=\"DX HP\",$CU252=\"VRF HP\",$CU252=\"PTHP\"),VLOOKUP($D252,'Factor Tables'!$B$89:$M$105,MATCH(CONCATENATE($CU252,\" Clg\"),'Factor Tables'!$B$88:$M$88,0),FALSE),VLOOKUP($D252,'Factor Tables'!$B$89:$M$105,MATCH($CU252,'Factor Tables'!$B$88:$M$88,0),FALSE)))","v":""},{"$f":"IF($CU252=\"\",\"\",IF(OR($CU252=\"DX HP\",$CU252=\"VRF HP\",$CU252=\"PTHP\"),VLOOKUP($D252,'Factor Tables'!$B$89:$M$105,MATCH(CONCATENATE($CU252,\" Htg\"),'Factor Tables'!$B$88:$M$88,0),FALSE),0))","v":""},{"$f":"IF($CU252=\"\",\"\",IF(OR($CU252=\"DX HP\",$CU252=\"VRF HP\",$CU252=\"PTHP\"),VLOOKUP($D252,'Factor Tables'!$N$89:$Y$105,MATCH(CONCATENATE($CU252,\" Clg\"),'Factor Tables'!$N$88:$Y$88,0),FALSE),VLOOKUP($D252,'Factor Tables'!$N$89:$Y$105,MATCH($CU252,'Factor Tables'!$N$88:$Y$88,0),FALSE)))","v":""},{"$f":"IF($CU252=\"\",\"\",IF(OR($CU252=\"DX HP\",$CU252=\"VRF HP\",$CU252=\"PTHP\"),VLOOKUP($D252,'Factor Tables'!$N$89:$Y$105,MATCH(CONCATENATE($CU252,\" Htg\"),'Factor Tables'!$N$88:$Y$88,0),FALSE),0))","v":""},{"$f":"IF($AB252=\"\",0,VLOOKUP($AB252,'Utility Admin'!$E:$G,2,FALSE))","v":0},{"$f":"IF($AB252=\"\",0,VLOOKUP($AB252,'Utility Admin'!$E:$G,3,FALSE))","v":0},{"$f":"IFERROR(IF(ABS(Summary!$F$12)<=ABS(Summary!$E$12)*'Utility Admin'!$I$5,$BA252*$DG252+$BB252*$DH252,$BA252*$DG252+$BA252*'Utility Admin'!$I$5*$DH252),0)","v":0},null,"Summer",null,null,null,null,null,null,null,null,null,null,{"$f":"IF(OR('Project Info'!$C$10=\"\",$C252=\"\",$D252=\"\"),\"\",VLOOKUP($D252,$DX$9:$EA$32,MATCH($C252,$DX$9:$EA$9,0),FALSE))","v":""},null,null,null,null,null,null,"ERROR: Contact Program Manager. Post Capacity/Unit x Post # of Units must be within +/- 20% of Pre Capacity/Unit x Pre # of Units."]
[null,244,"","",null,null,null,null,null,null,null,null,null,null,null,null,null,null,null,null,null,null,null,null,null,null,null,null,null,"A",null,null,null,null,null,null,null,null,null,null,null,null,null,null,0,0,0,0,0,0,999999999,"",0,0,{"$f":"IFERROR(IF($DI$261>'Utility Admin'!$H$5,$BB253/$BB$5*$BC$261,$DI253),0)","v":0},"","",{"$f":"IF(AND(OR($AB253=\"DX AC Air Cooled\",$AB253=\"DX HP Air Cooled\"),OR(AND($AJ253=\"Btu/hr\",$AI253<65000),AND($AJ253=\"Tons\",$AI253<65000/12000)),$AC253=\"Split\",$AO253>=15.2),MAX(Baselines!$CF497,12/9.8),Baselines!$CF497)","v":0},{"$f":"Baselines!$CG497","v":0},{"$f":"Baselines!$CI497","v":0},0,0,0,0,0,0,0,0,0,0,{"$f":"IF(OR($C253<>\"Early Retirement\",$J253=\"\"),0,IF(OR($I253=\"DX AC Air Cooled\",$I253=\"DX HP Air Cooled\"),VLOOKUP($J253,'Early Retirement'!$CI$6:$CM$32,2,FALSE),IF(OR($I253=\"PTAC\",$I253=\"PTHP\"),VLOOKUP($J253,'Early Retirement'!$CI$6:$CM$32,3,FALSE),IF(AND(OR($I253=\"Air Cooled Chiller\",$I253=\"Water Cooled Chiller\"),$L253<>\"Centrifugal\"),VLOOKUP($J253,'Early Retirement'!$CI$6:$CM$32,4,FALSE),IF(AND(OR($I253=\"Air Cooled Chiller\",$I253=\"Water Cooled Chiller\"),$L253=\"Centrifugal\"),VLOOKUP($J253,'Early Retirement'!$CI$6:$CM$32,5,FALSE),\"\")))))","v":0},0,0,0,0,0,0,0,0,0,0,0,"","","",0,0,0,{"$f":"IF(AND($C253=\"Early Retirement\",$J253<>\"\",$S253<>\"\",$U253<>\"\"),$CH253,IF(AND(OR($AB253=\"DX AC Air Cooled\",$AB253=\"DX HP Air Cooled\"),OR(AND($AJ253=\"Btu/hr\",$AI253<65000),AND($AJ253=\"Tons\",$AI253<65000/12000)),$AC253=\"Split\",$AO253>=15.2),MAX(Baselines!$CF246,12/9.8),Baselines!$CF246))","v":0},{"$f":"IF(AND($C253=\"Early Retirement\",$J253<>\"\",$S253<>\"\",$U253<>\"\"),$CI253,Baselines!$CG246)","v":0},{"$f":"Baselines!$CH246","v":"kW/ton"},"",{"$f":"IF(AND($C253=\"Early Retirement\",$J253<>\"\",$S253<>\"\",$U253<>\"\"),$CJ253,IF(AND(Baselines!$CI246=0,OR($CU253=\"DX HP\",$CU253=\"PTHP\")),$BH253,Baselines!$CI246))","v":0},"COP",{"$f":"IF(OR($C253=\"Replace-on-Burnout\",$C253=\"New Construction\"),$DC253,IF($CE253=\"\",\"\",IF(OR($CE253=\"DX HP\",$CE253=\"PTHP\"),VLOOKUP($D253,'Factor Tables'!$B$89:$M$105,MATCH(CONCATENATE($CE253,\" Clg\"),'Factor Tables'!$B$88:$M$88,0),FALSE),VLOOKUP($D253,'Factor Tables'!$B$89:$M$105,MATCH($CE253,'Factor Tables'!$B$88:$M$88,0),FALSE))))","v":""},{"$f":"IF(OR($C253=\"Replace-on-Burnout\",$C253=\"New Construction\"),$DD253,IF($CE253=\"\",\"\",IF($CE253=\"DX HP\",VLOOKUP($D253,'Factor Tables'!$B$89:$M$105,MATCH(\"DX HP Htg\",'Factor Tables'!$B$88:$M$88,0),FALSE),0)))","v":""},{"$f":"IF(OR($C253=\"Replace-on-Burnout\",$C253=\"New Construction\"),$DE253,IF($CE253=\"\",\"\",IF($CE253=\"DX HP\",VLOOKUP($D253,'Factor Tables'!$N$89:$Y$105,MATCH(\"DX HP Clg\",'Factor Tables'!$N$88:$Y$88,0),FALSE),IF($CE253=\"PTHP\",VLOOKUP($D253,'Factor Tables'!$N$89:$Y$105,MATCH(\"PTHP Clg\",'Factor Tables'!$N$88:$Y$88,0),FALSE),IF(AND($CE253<>\"DX HP\",$CE253<>\"PTHP\"),VLOOKUP($D253,'Factor Tables'!$N$89:$Y$105,MATCH($CE253,'Factor Tables'!$N$88:$Y$88,0),FALSE),\"\")))))","v":""},{"$f":"IF(OR($C253=\"Replace-on-Burnout\",$C253=\"New Construction\",$CU253=\"DX HP\",$CU253=\"PTHP\"),$DF253,IF($CE253=\"\",\"\",IF($CE253=\"DX HP\",VLOOKUP($D253,'Factor Tables'!$N$89:$Y$105,MATCH(\"DX HP Htg\",'Factor Tables'!$N$88:$Y$88,0),FALSE),IF($CE253=\"PTHP\",VLOOKUP($D253,'Factor Tables'!$N$89:$Y$105,MATCH(\"PTHP Htg\",'Factor Tables'!$N$88:$Y$88,0),FALSE),0))))","v":""},"","",0,0,"kW/ton","",0,"COP",{"$f":"IF($CU253=\"\",\"\",IF(OR($CU253=\"DX HP\",$CU253=\"VRF HP\",$CU253=\"PTHP\"),VLOOKUP($D253,'Factor Tables'!$B$89:$M$105,MATCH(CONCATENATE($CU253,\" Clg\"),'Factor Tables'!$B$88:$M$88,0),FALSE),VLOOKUP($D253,'Factor Tables'!$B$89:$M$105,MATCH($CU253,'Factor Tables'!$B$88:$M$88,0),FALSE)))","v":""},{"$f":"IF($CU253=\"\",\"\",IF(OR($CU253=\"DX HP\",$CU253=\"VRF HP\",$CU253=\"PTHP\"),VLOOKUP($D253,'Factor Tables'!$B$89:$M$105,MATCH(CONCATENATE($CU253,\" Htg\"),'Factor Tables'!$B$88:$M$88,0),FALSE),0))","v":""},{"$f":"IF($CU253=\"\",\"\",IF(OR($CU253=\"DX HP\",$CU253=\"VRF HP\",$CU253=\"PTHP\"),VLOOKUP($D253,'Factor Tables'!$N$89:$Y$105,MATCH(CONCATENATE($CU253,\" Clg\"),'Factor Tables'!$N$88:$Y$88,0),FALSE),VLOOKUP($D253,'Factor Tables'!$N$89:$Y$105,MATCH($CU253,'Factor Tables'!$N$88:$Y$88,0),FALSE)))","v":""},{"$f":"IF($CU253=\"\",\"\",IF(OR($CU253=\"DX HP\",$CU253=\"VRF HP\",$CU253=\"PTHP\"),VLOOKUP($D253,'Factor Tables'!$N$89:$Y$105,MATCH(CONCATENATE($CU253,\" Htg\"),'Factor Tables'!$N$88:$Y$88,0),FALSE),0))","v":""},{"$f":"IF($AB253=\"\",0,VLOOKUP($AB253,'Utility Admin'!$E:$G,2,FALSE))","v":0},{"$f":"IF($AB253=\"\",0,VLOOKUP($AB253,'Utility Admin'!$E:$G,3,FALSE))","v":0},{"$f":"IFERROR(IF(ABS(Summary!$F$12)<=ABS(Summary!$E$12)*'Utility Admin'!$I$5,$BA253*$DG253+$BB253*$DH253,$BA253*$DG253+$BA253*'Utility Admin'!$I$5*$DH253),0)","v":0},null,"Summer",null,null,null,null,null,null,null,null,null,null,{"$f":"IF(OR('Project Info'!$C$10=\"\",$C253=\"\",$D253=\"\"),\"\",VLOOKUP($D253,$DX$9:$EA$32,MATCH($C253,$DX$9:$EA$9,0),FALSE))","v":""},null,null,null,null,null,null,"ERROR: Contact Program Manager. Post Capacity/Unit x Post # of Units must be within +/- 20% of Pre Capacity/Unit x Pre # of Units."]
[null,245,"","",null,null,null,null,null,null,null,null,null,null,null,null,null,null,null,null,null,null,null,null,null,null,null,null,null,"A",null,null,null,null,null,null,null,null,null,null,null,null,null,null,0,0,0,0,0,0,999999999,"",0,0,{"$f":"IFERROR(IF($DI$261>'Utility Admin'!$H$5,$BB254/$BB$5*$BC$261,$DI254),0)","v":0},"","",{"$f":"IF(AND(OR($AB254=\"DX AC Air Cooled\",$AB254=\"DX HP Air Cooled\"),OR(AND($AJ254=\"Btu/hr\",$AI254<65000),AND($AJ254=\"Tons\",$AI254<65000/12000)),$AC254=\"Split\",$AO254>=15.2),MAX(Baselines!$CF498,12/9.8),Baselines!$CF498)","v":0},{"$f":"Baselines!$CG498","v":0},{"$f":"Baselines!$CI498","v":0},0,0,0,0,0,0,0,0,0,0,{"$f":"IF(OR($C254<>\"Early Retirement\",$J254=\"\"),0,IF(OR($I254=\"DX AC Air Cooled\",$I254=\"DX HP Air Cooled\"),VLOOKUP($J254,'Early Retirement'!$CI$6:$CM$32,2,FALSE),IF(OR($I254=\"PTAC\",$I254=\"PTHP\"),VLOOKUP($J254,'Early Retirement'!$CI$6:$CM$32,3,FALSE),IF(AND(OR($I254=\"Air Cooled Chiller\",$I254=\"Water Cooled Chiller\"),$L254<>\"Centrifugal\"),VLOOKUP($J254,'Early Retirement'!$CI$6:$CM$32,4,FALSE),IF(AND(OR($I254=\"Air Cooled Chiller\",$I254=\"Water Cooled Chiller\"),$L254=\"Centrifugal\"),VLOOKUP($J254,'Early Retirement'!$CI$6:$CM$32,5,FALSE),\"\")))))","v":0},0,0,0,0,0,0,0,0,0,0,0,"","","",0,0,0,{"$f":"IF(AND($C254=\"Early Retirement\",$J254<>\"\",$S254<>\"\",$U254<>\"\"),$CH254,IF(AND(OR($AB254=\"DX AC Air Cooled\",$AB254=\"DX HP Air Cooled\"),OR(AND($AJ254=\"Btu/hr\",$AI254<65000),AND($AJ254=\"Tons\",$AI254<65000/12000)),$AC254=\"Split\",$AO254>=15.2),MAX(Baselines!$CF247,12/9.8),Baselines!$CF247))","v":0},{"$f":"IF(AND($C254=\"Early Retirement\",$J254<>\"\",$S254<>\"\",$U254<>\"\"),$CI254,Baselines!$CG247)","v":0},{"$f":"Baselines!$CH247","v":"kW/ton"},"",{"$f":"IF(AND($C254=\"Early Retirement\",$J254<>\"\",$S254<>\"\",$U254<>\"\"),$CJ254,IF(AND(Baselines!$CI247=0,OR($CU254=\"DX HP\",$CU254=\"PTHP\")),$BH254,Baselines!$CI247))","v":0},"COP",{"$f":"IF(OR($C254=\"Replace-on-Burnout\",$C254=\"New Construction\"),$DC254,IF($CE254=\"\",\"\",IF(OR($CE254=\"DX HP\",$CE254=\"PTHP\"),VLOOKUP($D254,'Factor Tables'!$B$89:$M$105,MATCH(CONCATENATE($CE254,\" Clg\"),'Factor Tables'!$B$88:$M$88,0),FALSE),VLOOKUP($D254,'Factor Tables'!$B$89:$M$105,MATCH($CE254,'Factor Tables'!$B$88:$M$88,0),FALSE))))","v":""},{"$f":"IF(OR($C254=\"Replace-on-Burnout\",$C254=\"New Construction\"),$DD254,IF($CE254=\"\",\"\",IF($CE254=\"DX HP\",VLOOKUP($D254,'Factor Tables'!$B$89:$M$105,MATCH(\"DX HP Htg\",'Factor Tables'!$B$88:$M$88,0),FALSE),0)))","v":""},{"$f":"IF(OR($C254=\"Replace-on-Burnout\",$C254=\"New Construction\"),$DE254,IF($CE254=\"\",\"\",IF($CE254=\"DX HP\",VLOOKUP($D254,'Factor Tables'!$N$89:$Y$105,MATCH(\"DX HP Clg\",'Factor Tables'!$N$88:$Y$88,0),FALSE),IF($CE254=\"PTHP\",VLOOKUP($D254,'Factor Tables'!$N$89:$Y$105,MATCH(\"PTHP Clg\",'Factor Tables'!$N$88:$Y$88,0),FALSE),IF(AND($CE254<>\"DX HP\",$CE254<>\"PTHP\"),VLOOKUP($D254,'Factor Tables'!$N$89:$Y$105,MATCH($CE254,'Factor Tables'!$N$88:$Y$88,0),FALSE),\"\")))))","v":""},{"$f":"IF(OR($C254=\"Replace-on-Burnout\",$C254=\"New Construction\",$CU254=\"DX HP\",$CU254=\"PTHP\"),$DF254,IF($CE254=\"\",\"\",IF($CE254=\"DX HP\",VLOOKUP($D254,'Factor Tables'!$N$89:$Y$105,MATCH(\"DX HP Htg\",'Factor Tables'!$N$88:$Y$88,0),FALSE),IF($CE254=\"PTHP\",VLOOKUP($D254,'Factor Tables'!$N$89:$Y$105,MATCH(\"PTHP Htg\",'Factor Tables'!$N$88:$Y$88,0),FALSE),0))))","v":""},"","",0,0,"kW/ton","",0,"COP",{"$f":"IF($CU254=\"\",\"\",IF(OR($CU254=\"DX HP\",$CU254=\"VRF HP\",$CU254=\"PTHP\"),VLOOKUP($D254,'Factor Tables'!$B$89:$M$105,MATCH(CONCATENATE($CU254,\" Clg\"),'Factor Tables'!$B$88:$M$88,0),FALSE),VLOOKUP($D254,'Factor Tables'!$B$89:$M$105,MATCH($CU254,'Factor Tables'!$B$88:$M$88,0),FALSE)))","v":""},{"$f":"IF($CU254=\"\",\"\",IF(OR($CU254=\"DX HP\",$CU254=\"VRF HP\",$CU254=\"PTHP\"),VLOOKUP($D254,'Factor Tables'!$B$89:$M$105,MATCH(CONCATENATE($CU254,\" Htg\"),'Factor Tables'!$B$88:$M$88,0),FALSE),0))","v":""},{"$f":"IF($CU254=\"\",\"\",IF(OR($CU254=\"DX HP\",$CU254=\"VRF HP\",$CU254=\"PTHP\"),VLOOKUP($D254,'Factor Tables'!$N$89:$Y$105,MATCH(CONCATENATE($CU254,\" Clg\"),'Factor Tables'!$N$88:$Y$88,0),FALSE),VLOOKUP($D254,'Factor Tables'!$N$89:$Y$105,MATCH($CU254,'Factor Tables'!$N$88:$Y$88,0),FALSE)))","v":""},{"$f":"IF($CU254=\"\",\"\",IF(OR($CU254=\"DX HP\",$CU254=\"VRF HP\",$CU254=\"PTHP\"),VLOOKUP($D254,'Factor Tables'!$N$89:$Y$105,MATCH(CONCATENATE($CU254,\" Htg\"),'Factor Tables'!$N$88:$Y$88,0),FALSE),0))","v":""},{"$f":"IF($AB254=\"\",0,VLOOKUP($AB254,'Utility Admin'!$E:$G,2,FALSE))","v":0},{"$f":"IF($AB254=\"\",0,VLOOKUP($AB254,'Utility Admin'!$E:$G,3,FALSE))","v":0},{"$f":"IFERROR(IF(ABS(Summary!$F$12)<=ABS(Summary!$E$12)*'Utility Admin'!$I$5,$BA254*$DG254+$BB254*$DH254,$BA254*$DG254+$BA254*'Utility Admin'!$I$5*$DH254),0)","v":0},null,"Summer",null,null,null,null,null,null,null,null,null,null,{"$f":"IF(OR('Project Info'!$C$10=\"\",$C254=\"\",$D254=\"\"),\"\",VLOOKUP($D254,$DX$9:$EA$32,MATCH($C254,$DX$9:$EA$9,0),FALSE))","v":""},null,null,null,null,null,null,"ERROR: Contact Program Manager. Post Capacity/Unit x Post # of Units must be within +/- 20% of Pre Capacity/Unit x Pre # of Units."]
[null,246,"","",null,null,null,null,null,null,null,null,null,null,null,null,null,null,null,null,null,null,null,null,null,null,null,null,null,"A",null,null,null,null,null,null,null,null,null,null,null,null,null,null,0,0,0,0,0,0,999999999,"",0,0,{"$f":"IFERROR(IF($DI$261>'Utility Admin'!$H$5,$BB255/$BB$5*$BC$261,$DI255),0)","v":0},"","",{"$f":"IF(AND(OR($AB255=\"DX AC Air Cooled\",$AB255=\"DX HP Air Cooled\"),OR(AND($AJ255=\"Btu/hr\",$AI255<65000),AND($AJ255=\"Tons\",$AI255<65000/12000)),$AC255=\"Split\",$AO255>=15.2),MAX(Baselines!$CF499,12/9.8),Baselines!$CF499)","v":0},{"$f":"Baselines!$CG499","v":0},{"$f":"Baselines!$CI499","v":0},0,0,0,0,0,0,0,0,0,0,{"$f":"IF(OR($C255<>\"Early Retirement\",$J255=\"\"),0,IF(OR($I255=\"DX AC Air Cooled\",$I255=\"DX HP Air Cooled\"),VLOOKUP($J255,'Early Retirement'!$CI$6:$CM$32,2,FALSE),IF(OR($I255=\"PTAC\",$I255=\"PTHP\"),VLOOKUP($J255,'Early Retirement'!$CI$6:$CM$32,3,FALSE),IF(AND(OR($I255=\"Air Cooled Chiller\",$I255=\"Water Cooled Chiller\"),$L255<>\"Centrifugal\"),VLOOKUP($J255,'Early Retirement'!$CI$6:$CM$32,4,FALSE),IF(AND(OR($I255=\"Air Cooled Chiller\",$I255=\"Water Cooled Chiller\"),$L255=\"Centrifugal\"),VLOOKUP($J255,'Early Retirement'!$CI$6:$CM$32,5,FALSE),\"\")))))","v":0},0,0,0,0,0,0,0,0,0,0,0,"","","",0,0,0,{"$f":"IF(AND($C255=\"Early Retirement\",$J255<>\"\",$S255<>\"\",$U255<>\"\"),$CH255,IF(AND(OR($AB255=\"DX AC Air Cooled\",$AB255=\"DX HP Air Cooled\"),OR(AND($AJ255=\"Btu/hr\",$AI255<65000),AND($AJ255=\"Tons\",$AI255<65000/12000)),$AC255=\"Split\",$AO255>=15.2),MAX(Baselines!$CF248,12/9.8),Baselines!$CF248))","v":0},{"$f":"IF(AND($C255=\"Early Retirement\",$J255<>\"\",$S255<>\"\",$U255<>\"\"),$CI255,Baselines!$CG248)","v":0},{"$f":"Baselines!$CH248","v":"kW/ton"},"",{"$f":"IF(AND($C255=\"Early Retirement\",$J255<>\"\",$S255<>\"\",$U255<>\"\"),$CJ255,IF(AND(Baselines!$CI248=0,OR($CU255=\"DX HP\",$CU255=\"PTHP\")),$BH255,Baselines!$CI248))","v":0},"COP",{"$f":"IF(OR($C255=\"Replace-on-Burnout\",$C255=\"New Construction\"),$DC255,IF($CE255=\"\",\"\",IF(OR($CE255=\"DX HP\",$CE255=\"PTHP\"),VLOOKUP($D255,'Factor Tables'!$B$89:$M$105,MATCH(CONCATENATE($CE255,\" Clg\"),'Factor Tables'!$B$88:$M$88,0),FALSE),VLOOKUP($D255,'Factor Tables'!$B$89:$M$105,MATCH($CE255,'Factor Tables'!$B$88:$M$88,0),FALSE))))","v":""},{"$f":"IF(OR($C255=\"Replace-on-Burnout\",$C255=\"New Construction\"),$DD255,IF($CE255=\"\",\"\",IF($CE255=\"DX HP\",VLOOKUP($D255,'Factor Tables'!$B$89:$M$105,MATCH(\"DX HP Htg\",'Factor Tables'!$B$88:$M$88,0),FALSE),0)))","v":""},{"$f":"IF(OR($C255=\"Replace-on-Burnout\",$C255=\"New Construction\"),$DE255,IF($CE255=\"\",\"\",IF($CE255=\"DX HP\",VLOOKUP($D255,'Factor Tables'!$N$89:$Y$105,MATCH(\"DX HP Clg\",'Factor Tables'!$N$88:$Y$88,0),FALSE),IF($CE255=\"PTHP\",VLOOKUP($D255,'Factor Tables'!$N$89:$Y$105,MATCH(\"PTHP Clg\",'Factor Tables'!$N$88:$Y$88,0),FALSE),IF(AND($CE255<>\"DX HP\",$CE255<>\"PTHP\"),VLOOKUP($D255,'Factor Tables'!$N$89:$Y$105,MATCH($CE255,'Factor Tables'!$N$88:$Y$88,0),FALSE),\"\")))))","v":""},{"$f":"IF(OR($C255=\"Replace-on-Burnout\",$C255=\"New Construction\",$CU255=\"DX HP\",$CU255=\"PTHP\"),$DF255,IF($CE255=\"\",\"\",IF($CE255=\"DX HP\",VLOOKUP($D255,'Factor Tables'!$N$89:$Y$105,MATCH(\"DX HP Htg\",'Factor Tables'!$N$88:$Y$88,0),FALSE),IF($CE255=\"PTHP\",VLOOKUP($D255,'Factor Tables'!$N$89:$Y$105,MATCH(\"PTHP Htg\",'Factor Tables'!$N$88:$Y$88,0),FALSE),0))))","v":""},"","",0,0,"kW/ton","",0,"COP",{"$f":"IF($CU255=\"\",\"\",IF(OR($CU255=\"DX HP\",$CU255=\"VRF HP\",$CU255=\"PTHP\"),VLOOKUP($D255,'Factor Tables'!$B$89:$M$105,MATCH(CONCATENATE($CU255,\" Clg\"),'Factor Tables'!$B$88:$M$88,0),FALSE),VLOOKUP($D255,'Factor Tables'!$B$89:$M$105,MATCH($CU255,'Factor Tables'!$B$88:$M$88,0),FALSE)))","v":""},{"$f":"IF($CU255=\"\",\"\",IF(OR($CU255=\"DX HP\",$CU255=\"VRF HP\",$CU255=\"PTHP\"),VLOOKUP($D255,'Factor Tables'!$B$89:$M$105,MATCH(CONCATENATE($CU255,\" Htg\"),'Factor Tables'!$B$88:$M$88,0),FALSE),0))","v":""},{"$f":"IF($CU255=\"\",\"\",IF(OR($CU255=\"DX HP\",$CU255=\"VRF HP\",$CU255=\"PTHP\"),VLOOKUP($D255,'Factor Tables'!$N$89:$Y$105,MATCH(CONCATENATE($CU255,\" Clg\"),'Factor Tables'!$N$88:$Y$88,0),FALSE),VLOOKUP($D255,'Factor Tables'!$N$89:$Y$105,MATCH($CU255,'Factor Tables'!$N$88:$Y$88,0),FALSE)))","v":""},{"$f":"IF($CU255=\"\",\"\",IF(OR($CU255=\"DX HP\",$CU255=\"VRF HP\",$CU255=\"PTHP\"),VLOOKUP($D255,'Factor Tables'!$N$89:$Y$105,MATCH(CONCATENATE($CU255,\" Htg\"),'Factor Tables'!$N$88:$Y$88,0),FALSE),0))","v":""},{"$f":"IF($AB255=\"\",0,VLOOKUP($AB255,'Utility Admin'!$E:$G,2,FALSE))","v":0},{"$f":"IF($AB255=\"\",0,VLOOKUP($AB255,'Utility Admin'!$E:$G,3,FALSE))","v":0},{"$f":"IFERROR(IF(ABS(Summary!$F$12)<=ABS(Summary!$E$12)*'Utility Admin'!$I$5,$BA255*$DG255+$BB255*$DH255,$BA255*$DG255+$BA255*'Utility Admin'!$I$5*$DH255),0)","v":0},null,"Summer",null,null,null,null,null,null,null,null,null,null,{"$f":"IF(OR('Project Info'!$C$10=\"\",$C255=\"\",$D255=\"\"),\"\",VLOOKUP($D255,$DX$9:$EA$32,MATCH($C255,$DX$9:$EA$9,0),FALSE))","v":""},null,null,null,null,null,null,"ERROR: Contact Program Manager. Post Capacity/Unit x Post # of Units must be within +/- 20% of Pre Capacity/Unit x Pre # of Units."]
[null,247,"","",null,null,null,null,null,null,null,null,null,null,null,null,null,null,null,null,null,null,null,null,null,null,null,null,null,"A",null,null,null,null,null,null,null,null,null,null,null,null,null,null,0,0,0,0,0,0,999999999,"",0,0,{"$f":"IFERROR(IF($DI$261>'Utility Admin'!$H$5,$BB256/$BB$5*$BC$261,$DI256),0)","v":0},"","",{"$f":"IF(AND(OR($AB256=\"DX AC Air Cooled\",$AB256=\"DX HP Air Cooled\"),OR(AND($AJ256=\"Btu/hr\",$AI256<65000),AND($AJ256=\"Tons\",$AI256<65000/12000)),$AC256=\"Split\",$AO256>=15.2),MAX(Baselines!$CF500,12/9.8),Baselines!$CF500)","v":0},{"$f":"Baselines!$CG500","v":0},{"$f":"Baselines!$CI500","v":0},0,0,0,0,0,0,0,0,0,0,{"$f":"IF(OR($C256<>\"Early Retirement\",$J256=\"\"),0,IF(OR($I256=\"DX AC Air Cooled\",$I256=\"DX HP Air Cooled\"),VLOOKUP($J256,'Early Retirement'!$CI$6:$CM$32,2,FALSE),IF(OR($I256=\"PTAC\",$I256=\"PTHP\"),VLOOKUP($J256,'Early Retirement'!$CI$6:$CM$32,3,FALSE),IF(AND(OR($I256=\"Air Cooled Chiller\",$I256=\"Water Cooled Chiller\"),$L256<>\"Centrifugal\"),VLOOKUP($J256,'Early Retirement'!$CI$6:$CM$32,4,FALSE),IF(AND(OR($I256=\"Air Cooled Chiller\",$I256=\"Water Cooled Chiller\"),$L256=\"Centrifugal\"),VLOOKUP($J256,'Early Retirement'!$CI$6:$CM$32,5,FALSE),\"\")))))","v":0},0,0,0,0,0,0,0,0,0,0,0,"","","",0,0,0,{"$f":"IF(AND($C256=\"Early Retirement\",$J256<>\"\",$S256<>\"\",$U256<>\"\"),$CH256,IF(AND(OR($AB256=\"DX AC Air Cooled\",$AB256=\"DX HP Air Cooled\"),OR(AND($AJ256=\"Btu/hr\",$AI256<65000),AND($AJ256=\"Tons\",$AI256<65000/12000)),$AC256=\"Split\",$AO256>=15.2),MAX(Baselines!$CF249,12/9.8),Baselines!$CF249))","v":0},{"$f":"IF(AND($C256=\"Early Retirement\",$J256<>\"\",$S256<>\"\",$U256<>\"\"),$CI256,Baselines!$CG249)","v":0},{"$f":"Baselines!$CH249","v":"kW/ton"},"",{"$f":"IF(AND($C256=\"Early Retirement\",$J256<>\"\",$S256<>\"\",$U256<>\"\"),$CJ256,IF(AND(Baselines!$CI249=0,OR($CU256=\"DX HP\",$CU256=\"PTHP\")),$BH256,Baselines!$CI249))","v":0},"COP",{"$f":"IF(OR($C256=\"Replace-on-Burnout\",$C256=\"New Construction\"),$DC256,IF($CE256=\"\",\"\",IF(OR($CE256=\"DX HP\",$CE256=\"PTHP\"),VLOOKUP($D256,'Factor Tables'!$B$89:$M$105,MATCH(CONCATENATE($CE256,\" Clg\"),'Factor Tables'!$B$88:$M$88,0),FALSE),VLOOKUP($D256,'Factor Tables'!$B$89:$M$105,MATCH($CE256,'Factor Tables'!$B$88:$M$88,0),FALSE))))","v":""},{"$f":"IF(OR($C256=\"Replace-on-Burnout\",$C256=\"New Construction\"),$DD256,IF($CE256=\"\",\"\",IF($CE256=\"DX HP\",VLOOKUP($D256,'Factor Tables'!$B$89:$M$105,MATCH(\"DX HP Htg\",'Factor Tables'!$B$88:$M$88,0),FALSE),0)))","v":""},{"$f":"IF(OR($C256=\"Replace-on-Burnout\",$C256=\"New Construction\"),$DE256,IF($CE256=\"\",\"\",IF($CE256=\"DX HP\",VLOOKUP($D256,'Factor Tables'!$N$89:$Y$105,MATCH(\"DX HP Clg\",'Factor Tables'!$N$88:$Y$88,0),FALSE),IF($CE256=\"PTHP\",VLOOKUP($D256,'Factor Tables'!$N$89:$Y$105,MATCH(\"PTHP Clg\",'Factor Tables'!$N$88:$Y$88,0),FALSE),IF(AND($CE256<>\"DX HP\",$CE256<>\"PTHP\"),VLOOKUP($D256,'Factor Tables'!$N$89:$Y$105,MATCH($CE256,'Factor Tables'!$N$88:$Y$88,0),FALSE),\"\")))))","v":""},{"$f":"IF(OR($C256=\"Replace-on-Burnout\",$C256=\"New Construction\",$CU256=\"DX HP\",$CU256=\"PTHP\"),$DF256,IF($CE256=\"\",\"\",IF($CE256=\"DX HP\",VLOOKUP($D256,'Factor Tables'!$N$89:$Y$105,MATCH(\"DX HP Htg\",'Factor Tables'!$N$88:$Y$88,0),FALSE),IF($CE256=\"PTHP\",VLOOKUP($D256,'Factor Tables'!$N$89:$Y$105,MATCH(\"PTHP Htg\",'Factor Tables'!$N$88:$Y$88,0),FALSE),0))))","v":""},"","",0,0,"kW/ton","",0,"COP",{"$f":"IF($CU256=\"\",\"\",IF(OR($CU256=\"DX HP\",$CU256=\"VRF HP\",$CU256=\"PTHP\"),VLOOKUP($D256,'Factor Tables'!$B$89:$M$105,MATCH(CONCATENATE($CU256,\" Clg\"),'Factor Tables'!$B$88:$M$88,0),FALSE),VLOOKUP($D256,'Factor Tables'!$B$89:$M$105,MATCH($CU256,'Factor Tables'!$B$88:$M$88,0),FALSE)))","v":""},{"$f":"IF($CU256=\"\",\"\",IF(OR($CU256=\"DX HP\",$CU256=\"VRF HP\",$CU256=\"PTHP\"),VLOOKUP($D256,'Factor Tables'!$B$89:$M$105,MATCH(CONCATENATE($CU256,\" Htg\"),'Factor Tables'!$B$88:$M$88,0),FALSE),0))","v":""},{"$f":"IF($CU256=\"\",\"\",IF(OR($CU256=\"DX HP\",$CU256=\"VRF HP\",$CU256=\"PTHP\"),VLOOKUP($D256,'Factor Tables'!$N$89:$Y$105,MATCH(CONCATENATE($CU256,\" Clg\"),'Factor Tables'!$N$88:$Y$88,0),FALSE),VLOOKUP($D256,'Factor Tables'!$N$89:$Y$105,MATCH($CU256,'Factor Tables'!$N$88:$Y$88,0),FALSE)))","v":""},{"$f":"IF($CU256=\"\",\"\",IF(OR($CU256=\"DX HP\",$CU256=\"VRF HP\",$CU256=\"PTHP\"),VLOOKUP($D256,'Factor Tables'!$N$89:$Y$105,MATCH(CONCATENATE($CU256,\" Htg\"),'Factor Tables'!$N$88:$Y$88,0),FALSE),0))","v":""},{"$f":"IF($AB256=\"\",0,VLOOKUP($AB256,'Utility Admin'!$E:$G,2,FALSE))","v":0},{"$f":"IF($AB256=\"\",0,VLOOKUP($AB256,'Utility Admin'!$E:$G,3,FALSE))","v":0},{"$f":"IFERROR(IF(ABS(Summary!$F$12)<=ABS(Summary!$E$12)*'Utility Admin'!$I$5,$BA256*$DG256+$BB256*$DH256,$BA256*$DG256+$BA256*'Utility Admin'!$I$5*$DH256),0)","v":0},null,"Summer",null,null,null,null,null,null,null,null,null,null,{"$f":"IF(OR('Project Info'!$C$10=\"\",$C256=\"\",$D256=\"\"),\"\",VLOOKUP($D256,$DX$9:$EA$32,MATCH($C256,$DX$9:$EA$9,0),FALSE))","v":""},null,null,null,null,null,null,"ERROR: Contact Program Manager. Post Capacity/Unit x Post # of Units must be within +/- 20% of Pre Capacity/Unit x Pre # of Units."]
[null,248,"","",null,null,null,null,null,null,null,null,null,null,null,null,null,null,null,null,null,null,null,null,null,null,null,null,null,"A",null,null,null,null,null,null,null,null,null,null,null,null,null,null,0,0,0,0,0,0,999999999,"",0,0,{"$f":"IFERROR(IF($DI$261>'Utility Admin'!$H$5,$BB257/$BB$5*$BC$261,$DI257),0)","v":0},"","",{"$f":"IF(AND(OR($AB257=\"DX AC Air Cooled\",$AB257=\"DX HP Air Cooled\"),OR(AND($AJ257=\"Btu/hr\",$AI257<65000),AND($AJ257=\"Tons\",$AI257<65000/12000)),$AC257=\"Split\",$AO257>=15.2),MAX(Baselines!$CF501,12/9.8),Baselines!$CF501)","v":0},{"$f":"Baselines!$CG501","v":0},{"$f":"Baselines!$CI501","v":0},0,0,0,0,0,0,0,0,0,0,{"$f":"IF(OR($C257<>\"Early Retirement\",$J257=\"\"),0,IF(OR($I257=\"DX AC Air Cooled\",$I257=\"DX HP Air Cooled\"),VLOOKUP($J257,'Early Retirement'!$CI$6:$CM$32,2,FALSE),IF(OR($I257=\"PTAC\",$I257=\"PTHP\"),VLOOKUP($J257,'Early Retirement'!$CI$6:$CM$32,3,FALSE),IF(AND(OR($I257=\"Air Cooled Chiller\",$I257=\"Water Cooled Chiller\"),$L257<>\"Centrifugal\"),VLOOKUP($J257,'Early Retirement'!$CI$6:$CM$32,4,FALSE),IF(AND(OR($I257=\"Air Cooled Chiller\",$I257=\"Water Cooled Chiller\"),$L257=\"Centrifugal\"),VLOOKUP($J257,'Early Retirement'!$CI$6:$CM$32,5,FALSE),\"\")))))","v":0},0,0,0,0,0,0,0,0,0,0,0,"","","",0,0,0,{"$f":"IF(AND($C257=\"Early Retirement\",$J257<>\"\",$S257<>\"\",$U257<>\"\"),$CH257,IF(AND(OR($AB257=\"DX AC Air Cooled\",$AB257=\"DX HP Air Cooled\"),OR(AND($AJ257=\"Btu/hr\",$AI257<65000),AND($AJ257=\"Tons\",$AI257<65000/12000)),$AC257=\"Split\",$AO257>=15.2),MAX(Baselines!$CF250,12/9.8),Baselines!$CF250))","v":0},{"$f":"IF(AND($C257=\"Early Retirement\",$J257<>\"\",$S257<>\"\",$U257<>\"\"),$CI257,Baselines!$CG250)","v":0},{"$f":"Baselines!$CH250","v":"kW/ton"},"",{"$f":"IF(AND($C257=\"Early Retirement\",$J257<>\"\",$S257<>\"\",$U257<>\"\"),$CJ257,IF(AND(Baselines!$CI250=0,OR($CU257=\"DX HP\",$CU257=\"PTHP\")),$BH257,Baselines!$CI250))","v":0},"COP",{"$f":"IF(OR($C257=\"Replace-on-Burnout\",$C257=\"New Construction\"),$DC257,IF($CE257=\"\",\"\",IF(OR($CE257=\"DX HP\",$CE257=\"PTHP\"),VLOOKUP($D257,'Factor Tables'!$B$89:$M$105,MATCH(CONCATENATE($CE257,\" Clg\"),'Factor Tables'!$B$88:$M$88,0),FALSE),VLOOKUP($D257,'Factor Tables'!$B$89:$M$105,MATCH($CE257,'Factor Tables'!$B$88:$M$88,0),FALSE))))","v":""},{"$f":"IF(OR($C257=\"Replace-on-Burnout\",$C257=\"New Construction\"),$DD257,IF($CE257=\"\",\"\",IF($CE257=\"DX HP\",VLOOKUP($D257,'Factor Tables'!$B$89:$M$105,MATCH(\"DX HP Htg\",'Factor Tables'!$B$88:$M$88,0),FALSE),0)))","v":""},{"$f":"IF(OR($C257=\"Replace-on-Burnout\",$C257=\"New Construction\"),$DE257,IF($CE257=\"\",\"\",IF($CE257=\"DX HP\",VLOOKUP($D257,'Factor Tables'!$N$89:$Y$105,MATCH(\"DX HP Clg\",'Factor Tables'!$N$88:$Y$88,0),FALSE),IF($CE257=\"PTHP\",VLOOKUP($D257,'Factor Tables'!$N$89:$Y$105,MATCH(\"PTHP Clg\",'Factor Tables'!$N$88:$Y$88,0),FALSE),IF(AND($CE257<>\"DX HP\",$CE257<>\"PTHP\"),VLOOKUP($D257,'Factor Tables'!$N$89:$Y$105,MATCH($CE257,'Factor Tables'!$N$88:$Y$88,0),FALSE),\"\")))))","v":""},{"$f":"IF(OR($C257=\"Replace-on-Burnout\",$C257=\"New Construction\",$CU257=\"DX HP\",$CU257=\"PTHP\"),$DF257,IF($CE257=\"\",\"\",IF($CE257=\"DX HP\",VLOOKUP($D257,'Factor Tables'!$N$89:$Y$105,MATCH(\"DX HP Htg\",'Factor Tables'!$N$88:$Y$88,0),FALSE),IF($CE257=\"PTHP\",VLOOKUP($D257,'Factor Tables'!$N$89:$Y$105,MATCH(\"PTHP Htg\",'Factor Tables'!$N$88:$Y$88,0),FALSE),0))))","v":""},"","",0,0,"kW/ton","",0,"COP",{"$f":"IF($CU257=\"\",\"\",IF(OR($CU257=\"DX HP\",$CU257=\"VRF HP\",$CU257=\"PTHP\"),VLOOKUP($D257,'Factor Tables'!$B$89:$M$105,MATCH(CONCATENATE($CU257,\" Clg\"),'Factor Tables'!$B$88:$M$88,0),FALSE),VLOOKUP($D257,'Factor Tables'!$B$89:$M$105,MATCH($CU257,'Factor Tables'!$B$88:$M$88,0),FALSE)))","v":""},{"$f":"IF($CU257=\"\",\"\",IF(OR($CU257=\"DX HP\",$CU257=\"VRF HP\",$CU257=\"PTHP\"),VLOOKUP($D257,'Factor Tables'!$B$89:$M$105,MATCH(CONCATENATE($CU257,\" Htg\"),'Factor Tables'!$B$88:$M$88,0),FALSE),0))","v":""},{"$f":"IF($CU257=\"\",\"\",IF(OR($CU257=\"DX HP\",$CU257=\"VRF HP\",$CU257=\"PTHP\"),VLOOKUP($D257,'Factor Tables'!$N$89:$Y$105,MATCH(CONCATENATE($CU257,\" Clg\"),'Factor Tables'!$N$88:$Y$88,0),FALSE),VLOOKUP($D257,'Factor Tables'!$N$89:$Y$105,MATCH($CU257,'Factor Tables'!$N$88:$Y$88,0),FALSE)))","v":""},{"$f":"IF($CU257=\"\",\"\",IF(OR($CU257=\"DX HP\",$CU257=\"VRF HP\",$CU257=\"PTHP\"),VLOOKUP($D257,'Factor Tables'!$N$89:$Y$105,MATCH(CONCATENATE($CU257,\" Htg\"),'Factor Tables'!$N$88:$Y$88,0),FALSE),0))","v":""},{"$f":"IF($AB257=\"\",0,VLOOKUP($AB257,'Utility Admin'!$E:$G,2,FALSE))","v":0},{"$f":"IF($AB257=\"\",0,VLOOKUP($AB257,'Utility Admin'!$E:$G,3,FALSE))","v":0},{"$f":"IFERROR(IF(ABS(Summary!$F$12)<=ABS(Summary!$E$12)*'Utility Admin'!$I$5,$BA257*$DG257+$BB257*$DH257,$BA257*$DG257+$BA257*'Utility Admin'!$I$5*$DH257),0)","v":0},null,"Summer",null,null,null,null,null,null,null,null,null,null,{"$f":"IF(OR('Project Info'!$C$10=\"\",$C257=\"\",$D257=\"\"),\"\",VLOOKUP($D257,$DX$9:$EA$32,MATCH($C257,$DX$9:$EA$9,0),FALSE))","v":""},null,null,null,null,null,null,"ERROR: Contact Program Manager. Post Capacity/Unit x Post # of Units must be within +/- 20% of Pre Capacity/Unit x Pre # of Units."]
[null,249,"","",null,null,null,null,null,null,null,null,null,null,null,null,null,null,null,null,null,null,null,null,null,null,null,null,null,"A",null,null,null,null,null,null,null,null,null,null,null,null,null,null,0,0,0,0,0,0,999999999,"",0,0,{"$f":"IFERROR(IF($DI$261>'Utility Admin'!$H$5,$BB258/$BB$5*$BC$261,$DI258),0)","v":0},"","",{"$f":"IF(AND(OR($AB258=\"DX AC Air Cooled\",$AB258=\"DX HP Air Cooled\"),OR(AND($AJ258=\"Btu/hr\",$AI258<65000),AND($AJ258=\"Tons\",$AI258<65000/12000)),$AC258=\"Split\",$AO258>=15.2),MAX(Baselines!$CF502,12/9.8),Baselines!$CF502)","v":0},{"$f":"Baselines!$CG502","v":0},{"$f":"Baselines!$CI502","v":0},0,0,0,0,0,0,0,0,0,0,{"$f":"IF(OR($C258<>\"Early Retirement\",$J258=\"\"),0,IF(OR($I258=\"DX AC Air Cooled\",$I258=\"DX HP Air Cooled\"),VLOOKUP($J258,'Early Retirement'!$CI$6:$CM$32,2,FALSE),IF(OR($I258=\"PTAC\",$I258=\"PTHP\"),VLOOKUP($J258,'Early Retirement'!$CI$6:$CM$32,3,FALSE),IF(AND(OR($I258=\"Air Cooled Chiller\",$I258=\"Water Cooled Chiller\"),$L258<>\"Centrifugal\"),VLOOKUP($J258,'Early Retirement'!$CI$6:$CM$32,4,FALSE),IF(AND(OR($I258=\"Air Cooled Chiller\",$I258=\"Water Cooled Chiller\"),$L258=\"Centrifugal\"),VLOOKUP($J258,'Early Retirement'!$CI$6:$CM$32,5,FALSE),\"\")))))","v":0},0,0,0,0,0,0,0,0,0,0,0,"","","",0,0,0,{"$f":"IF(AND($C258=\"Early Retirement\",$J258<>\"\",$S258<>\"\",$U258<>\"\"),$CH258,IF(AND(OR($AB258=\"DX AC Air Cooled\",$AB258=\"DX HP Air Cooled\"),OR(AND($AJ258=\"Btu/hr\",$AI258<65000),AND($AJ258=\"Tons\",$AI258<65000/12000)),$AC258=\"Split\",$AO258>=15.2),MAX(Baselines!$CF251,12/9.8),Baselines!$CF251))","v":0},{"$f":"IF(AND($C258=\"Early Retirement\",$J258<>\"\",$S258<>\"\",$U258<>\"\"),$CI258,Baselines!$CG251)","v":0},{"$f":"Baselines!$CH251","v":"kW/ton"},"",{"$f":"IF(AND($C258=\"Early Retirement\",$J258<>\"\",$S258<>\"\",$U258<>\"\"),$CJ258,IF(AND(Baselines!$CI251=0,OR($CU258=\"DX HP\",$CU258=\"PTHP\")),$BH258,Baselines!$CI251))","v":0},"COP",{"$f":"IF(OR($C258=\"Replace-on-Burnout\",$C258=\"New Construction\"),$DC258,IF($CE258=\"\",\"\",IF(OR($CE258=\"DX HP\",$CE258=\"PTHP\"),VLOOKUP($D258,'Factor Tables'!$B$89:$M$105,MATCH(CONCATENATE($CE258,\" Clg\"),'Factor Tables'!$B$88:$M$88,0),FALSE),VLOOKUP($D258,'Factor Tables'!$B$89:$M$105,MATCH($CE258,'Factor Tables'!$B$88:$M$88,0),FALSE))))","v":""},{"$f":"IF(OR($C258=\"Replace-on-Burnout\",$C258=\"New Construction\"),$DD258,IF($CE258=\"\",\"\",IF($CE258=\"DX HP\",VLOOKUP($D258,'Factor Tables'!$B$89:$M$105,MATCH(\"DX HP Htg\",'Factor Tables'!$B$88:$M$88,0),FALSE),0)))","v":""},{"$f":"IF(OR($C258=\"Replace-on-Burnout\",$C258=\"New Construction\"),$DE258,IF($CE258=\"\",\"\",IF($CE258=\"DX HP\",VLOOKUP($D258,'Factor Tables'!$N$89:$Y$105,MATCH(\"DX HP Clg\",'Factor Tables'!$N$88:$Y$88,0),FALSE),IF($CE258=\"PTHP\",VLOOKUP($D258,'Factor Tables'!$N$89:$Y$105,MATCH(\"PTHP Clg\",'Factor Tables'!$N$88:$Y$88,0),FALSE),IF(AND($CE258<>\"DX HP\",$CE258<>\"PTHP\"),VLOOKUP($D258,'Factor Tables'!$N$89:$Y$105,MATCH($CE258,'Factor Tables'!$N$88:$Y$88,0),FALSE),\"\")))))","v":""},{"$f":"IF(OR($C258=\"Replace-on-Burnout\",$C258=\"New Construction\",$CU258=\"DX HP\",$CU258=\"PTHP\"),$DF258,IF($CE258=\"\",\"\",IF($CE258=\"DX HP\",VLOOKUP($D258,'Factor Tables'!$N$89:$Y$105,MATCH(\"DX HP Htg\",'Factor Tables'!$N$88:$Y$88,0),FALSE),IF($CE258=\"PTHP\",VLOOKUP($D258,'Factor Tables'!$N$89:$Y$105,MATCH(\"PTHP Htg\",'Factor Tables'!$N$88:$Y$88,0),FALSE),0))))","v":""},"","",0,0,"kW/ton","",0,"COP",{"$f":"IF($CU258=\"\",\"\",IF(OR($CU258=\"DX HP\",$CU258=\"VRF HP\",$CU258=\"PTHP\"),VLOOKUP($D258,'Factor Tables'!$B$89:$M$105,MATCH(CONCATENATE($CU258,\" Clg\"),'Factor Tables'!$B$88:$M$88,0),FALSE),VLOOKUP($D258,'Factor Tables'!$B$89:$M$105,MATCH($CU258,'Factor Tables'!$B$88:$M$88,0),FALSE)))","v":""},{"$f":"IF($CU258=\"\",\"\",IF(OR($CU258=\"DX HP\",$CU258=\"VRF HP\",$CU258=\"PTHP\"),VLOOKUP($D258,'Factor Tables'!$B$89:$M$105,MATCH(CONCATENATE($CU258,\" Htg\"),'Factor Tables'!$B$88:$M$88,0),FALSE),0))","v":""},{"$f":"IF($CU258=\"\",\"\",IF(OR($CU258=\"DX HP\",$CU258=\"VRF HP\",$CU258=\"PTHP\"),VLOOKUP($D258,'Factor Tables'!$N$89:$Y$105,MATCH(CONCATENATE($CU258,\" Clg\"),'Factor Tables'!$N$88:$Y$88,0),FALSE),VLOOKUP($D258,'Factor Tables'!$N$89:$Y$105,MATCH($CU258,'Factor Tables'!$N$88:$Y$88,0),FALSE)))","v":""},{"$f":"IF($CU258=\"\",\"\",IF(OR($CU258=\"DX HP\",$CU258=\"VRF HP\",$CU258=\"PTHP\"),VLOOKUP($D258,'Factor Tables'!$N$89:$Y$105,MATCH(CONCATENATE($CU258,\" Htg\"),'Factor Tables'!$N$88:$Y$88,0),FALSE),0))","v":""},{"$f":"IF($AB258=\"\",0,VLOOKUP($AB258,'Utility Admin'!$E:$G,2,FALSE))","v":0},{"$f":"IF($AB258=\"\",0,VLOOKUP($AB258,'Utility Admin'!$E:$G,3,FALSE))","v":0},{"$f":"IFERROR(IF(ABS(Summary!$F$12)<=ABS(Summary!$E$12)*'Utility Admin'!$I$5,$BA258*$DG258+$BB258*$DH258,$BA258*$DG258+$BA258*'Utility Admin'!$I$5*$DH258),0)","v":0},null,"Summer",null,null,null,null,null,null,null,null,null,null,{"$f":"IF(OR('Project Info'!$C$10=\"\",$C258=\"\",$D258=\"\"),\"\",VLOOKUP($D258,$DX$9:$EA$32,MATCH($C258,$DX$9:$EA$9,0),FALSE))","v":""},null,null,null,null,null,null,"ERROR: Contact Program Manager. Post Capacity/Unit x Post # of Units must be within +/- 20% of Pre Capacity/Unit x Pre # of Units."]
[null,250,"","",null,null,null,null,null,null,null,null,null,null,null,null,null,null,null,null,null,null,null,null,null,null,null,null,null,"A",null,null,null,null,null,null,null,null,null,null,null,null,null,null,0,0,0,0,0,0,999999999,"",0,0,{"$f":"IFERROR(IF($DI$261>'Utility Admin'!$H$5,$BB259/$BB$5*$BC$261,$DI259),0)","v":0},"","",{"$f":"IF(AND(OR($AB259=\"DX AC Air Cooled\",$AB259=\"DX HP Air Cooled\"),OR(AND($AJ259=\"Btu/hr\",$AI259<65000),AND($AJ259=\"Tons\",$AI259<65000/12000)),$AC259=\"Split\",$AO259>=15.2),MAX(Baselines!$CF503,12/9.8),Baselines!$CF503)","v":0},{"$f":"Baselines!$CG503","v":0},{"$f":"Baselines!$CI503","v":0},0,0,0,0,0,0,0,0,0,0,{"$f":"IF(OR($C259<>\"Early Retirement\",$J259=\"\"),0,IF(OR($I259=\"DX AC Air Cooled\",$I259=\"DX HP Air Cooled\"),VLOOKUP($J259,'Early Retirement'!$CI$6:$CM$32,2,FALSE),IF(OR($I259=\"PTAC\",$I259=\"PTHP\"),VLOOKUP($J259,'Early Retirement'!$CI$6:$CM$32,3,FALSE),IF(AND(OR($I259=\"Air Cooled Chiller\",$I259=\"Water Cooled Chiller\"),$L259<>\"Centrifugal\"),VLOOKUP($J259,'Early Retirement'!$CI$6:$CM$32,4,FALSE),IF(AND(OR($I259=\"Air Cooled Chiller\",$I259=\"Water Cooled Chiller\"),$L259=\"Centrifugal\"),VLOOKUP($J259,'Early Retirement'!$CI$6:$CM$32,5,FALSE),\"\")))))","v":0},0,0,0,0,0,0,0,0,0,0,0,"","","",0,0,0,{"$f":"IF(AND($C259=\"Early Retirement\",$J259<>\"\",$S259<>\"\",$U259<>\"\"),$CH259,IF(AND(OR($AB259=\"DX AC Air Cooled\",$AB259=\"DX HP Air Cooled\"),OR(AND($AJ259=\"Btu/hr\",$AI259<65000),AND($AJ259=\"Tons\",$AI259<65000/12000)),$AC259=\"Split\",$AO259>=15.2),MAX(Baselines!$CF252,12/9.8),Baselines!$CF252))","v":0},{"$f":"IF(AND($C259=\"Early Retirement\",$J259<>\"\",$S259<>\"\",$U259<>\"\"),$CI259,Baselines!$CG252)","v":0},{"$f":"Baselines!$CH252","v":"kW/ton"},"",{"$f":"IF(AND($C259=\"Early Retirement\",$J259<>\"\",$S259<>\"\",$U259<>\"\"),$CJ259,IF(AND(Baselines!$CI252=0,OR($CU259=\"DX HP\",$CU259=\"PTHP\")),$BH259,Baselines!$CI252))","v":0},"COP",{"$f":"IF(OR($C259=\"Replace-on-Burnout\",$C259=\"New Construction\"),$DC259,IF($CE259=\"\",\"\",IF(OR($CE259=\"DX HP\",$CE259=\"PTHP\"),VLOOKUP($D259,'Factor Tables'!$B$89:$M$105,MATCH(CONCATENATE($CE259,\" Clg\"),'Factor Tables'!$B$88:$M$88,0),FALSE),VLOOKUP($D259,'Factor Tables'!$B$89:$M$105,MATCH($CE259,'Factor Tables'!$B$88:$M$88,0),FALSE))))","v":""},{"$f":"IF(OR($C259=\"Replace-on-Burnout\",$C259=\"New Construction\"),$DD259,IF($CE259=\"\",\"\",IF($CE259=\"DX HP\",VLOOKUP($D259,'Factor Tables'!$B$89:$M$105,MATCH(\"DX HP Htg\",'Factor Tables'!$B$88:$M$88,0),FALSE),0)))","v":""},{"$f":"IF(OR($C259=\"Replace-on-Burnout\",$C259=\"New Construction\"),$DE259,IF($CE259=\"\",\"\",IF($CE259=\"DX HP\",VLOOKUP($D259,'Factor Tables'!$N$89:$Y$105,MATCH(\"DX HP Clg\",'Factor Tables'!$N$88:$Y$88,0),FALSE),IF($CE259=\"PTHP\",VLOOKUP($D259,'Factor Tables'!$N$89:$Y$105,MATCH(\"PTHP Clg\",'Factor Tables'!$N$88:$Y$88,0),FALSE),IF(AND($CE259<>\"DX HP\",$CE259<>\"PTHP\"),VLOOKUP($D259,'Factor Tables'!$N$89:$Y$105,MATCH($CE259,'Factor Tables'!$N$88:$Y$88,0),FALSE),\"\")))))","v":""},{"$f":"IF(OR($C259=\"Replace-on-Burnout\",$C259=\"New Construction\",$CU259=\"DX HP\",$CU259=\"PTHP\"),$DF259,IF($CE259=\"\",\"\",IF($CE259=\"DX HP\",VLOOKUP($D259,'Factor Tables'!$N$89:$Y$105,MATCH(\"DX HP Htg\",'Factor Tables'!$N$88:$Y$88,0),FALSE),IF($CE259=\"PTHP\",VLOOKUP($D259,'Factor Tables'!$N$89:$Y$105,MATCH(\"PTHP Htg\",'Factor Tables'!$N$88:$Y$88,0),FALSE),0))))","v":""},"","",0,0,"kW/ton","",0,"COP",{"$f":"IF($CU259=\"\",\"\",IF(OR($CU259=\"DX HP\",$CU259=\"VRF HP\",$CU259=\"PTHP\"),VLOOKUP($D259,'Factor Tables'!$B$89:$M$105,MATCH(CONCATENATE($CU259,\" Clg\"),'Factor Tables'!$B$88:$M$88,0),FALSE),VLOOKUP($D259,'Factor Tables'!$B$89:$M$105,MATCH($CU259,'Factor Tables'!$B$88:$M$88,0),FALSE)))","v":""},{"$f":"IF($CU259=\"\",\"\",IF(OR($CU259=\"DX HP\",$CU259=\"VRF HP\",$CU259=\"PTHP\"),VLOOKUP($D259,'Factor Tables'!$B$89:$M$105,MATCH(CONCATENATE($CU259,\" Htg\"),'Factor Tables'!$B$88:$M$88,0),FALSE),0))","v":""},{"$f":"IF($CU259=\"\",\"\",IF(OR($CU259=\"DX HP\",$CU259=\"VRF HP\",$CU259=\"PTHP\"),VLOOKUP($D259,'Factor Tables'!$N$89:$Y$105,MATCH(CONCATENATE($CU259,\" Clg\"),'Factor Tables'!$N$88:$Y$88,0),FALSE),VLOOKUP($D259,'Factor Tables'!$N$89:$Y$105,MATCH($CU259,'Factor Tables'!$N$88:$Y$88,0),FALSE)))","v":""},{"$f":"IF($CU259=\"\",\"\",IF(OR($CU259=\"DX HP\",$CU259=\"VRF HP\",$CU259=\"PTHP\"),VLOOKUP($D259,'Factor Tables'!$N$89:$Y$105,MATCH(CONCATENATE($CU259,\" Htg\"),'Factor Tables'!$N$88:$Y$88,0),FALSE),0))","v":""},{"$f":"IF($AB259=\"\",0,VLOOKUP($AB259,'Utility Admin'!$E:$G,2,FALSE))","v":0},{"$f":"IF($AB259=\"\",0,VLOOKUP($AB259,'Utility Admin'!$E:$G,3,FALSE))","v":0},{"$f":"IFERROR(IF(ABS(Summary!$F$12)<=ABS(Summary!$E$12)*'Utility Admin'!$I$5,$BA259*$DG259+$BB259*$DH259,$BA259*$DG259+$BA259*'Utility Admin'!$I$5*$DH259),0)","v":0},null,"Summer",null,null,null,null,null,null,null,null,null,null,{"$f":"IF(OR('Project Info'!$C$10=\"\",$C259=\"\",$D259=\"\"),\"\",VLOOKUP($D259,$DX$9:$EA$32,MATCH($C259,$DX$9:$EA$9,0),FALSE))","v":""},null,null,null,null,null,null,"ERROR: Contact Program Manager. Post Capacity/Unit x Post # of Units must be within +/- 20% of Pre Capacity/Unit x Pre # of Units."]
[null,"If you need more rows, please contact program administrator."]
[null,null,null,null,null,null,null,null,null,null,null,null,null,null,null,null,null,null,null,null,null,null,null,null,null,null,null,null,null,null,null,null,null,null,null,null,null,null,null,null,null,null,null,null,null,null,null,null,null,null,null,null,{"$f":"IFERROR(SUM($BA$10:$BA$259),0)","v":0},{"$f":"IFERROR(SUM($BB$10:$BB$259),0)","v":0},{"$f":"IFERROR(MIN('Utility Admin'!$H$5,$DI$261),0)","v":0},null,null,null,null,null,null,null,null,null,null,null,null,null,null,null,null,null,null,null,null,null,null,null,null,null,null,null,null,null,null,null,null,null,null,null,null,null,null,null,null,null,null,null,null,null,null,null,null,null,null,null,null,null,null,null,null,null,{"$f":"SUM($DI$10:$DI$259)","v":0}]
[null,null,null,null,null,null,null,null,null,null,null,null,null,null,null,null,null,null,null,null,null,null,null,null,null,null,null,null,null,null,null,null,null,null,null,null,null,null,null,null,null,null,null,null,null,null,null,null,null,null,null,null,"Total kW Savings","Total kWh Savings","Estimated Payment"]

{"sheet":"Pre-Inspection","index":6,"n_rows":256,"n_cols":22,"rows_kept":256,"cut":false,"hidden":false,"merged":[[3,1,5,1],[3,2,5,2],[3,3,5,3],[3,4,3,20],[4,14,5,14],[4,15,5,15],[4,16,5,16],[4,17,5,17],[3,21,5,21],[4,18,5,18],[4,19,5,19],[4,20,5,20],[4,4,5,4],[4,5,5,5],[4,6,5,6],[4,7,5,7],[4,8,5,8],[4,11,5,11],[4,12,5,12],[4,13,5,13]]}
[]
[null,{"$f":"Inventory!B2","v":"2026"},{"$f":"Inventory!C2","v":"Commercial A/C Evaluator Survey Form (ACE)"}]
[]
[null,null,"Project Type\n(select from list)","Building Type\n(select from list)","Pre-Retrofit Equipment",null,null,null,null,null,null,null,null,null,null,null,null,null,null,null,null,"Inspected?"]
[null,null,null,null,"Manufacturer","Model #","System\nType","Manf.\nYear","Split/\nPackaged?","Chillers\nONLY","PTAC/\nPTHP\nOnly","Cooling\nCapacity/\nUnit","Cooling\nCapacity\nType","Heating\nCapacity/\nUnit","Heating\nCapacity\nType","# of\nUnits","Optional:\nCooling FL\nEfficiency\nRating\n(in EER\nor kW/ton)","Optional:\nCooling PL\nEfficiency\nRating\n(in SEER, IEER,\nor IPLV)","Optional:\nCooling\nRating\nFormat","Optional:\nHeating\nEfficiency\nRating\n(in HSPF\nor COP)","Optional:\nHeating\nRating\nFormat"]
[null,null,null,null,null,null,null,null,null,"Compressor\nType","Std.\nSize?"]
[null,1,{"$f":"IF(Inventory!C10=\"\",\"\",Inventory!C10)","v":""},{"$f":"IF(Inventory!D10=\"\",\"\",Inventory!D10)","v":""},{"$f":"IF(Inventory!F10=\"\",\"\",Inventory!F10)","v":""},{"$f":"IF(Inventory!G10=\"\",\"\",Inventory!G10)","v":""},{"$f":"IF(Inventory!I10=\"\",\"\",Inventory!I10)","v":""},{"$f":"IF(Inventory!J10=\"\",\"\",Inventory!J10)","v":""},{"$f":"IF(Inventory!K10=\"\",\"\",Inventory!K10)","v":""},{"$f":"IF(Inventory!L10=\"\",\"\",Inventory!L10)","v":""},{"$f":"IF(Inventory!M10=\"\",\"\",Inventory!M10)","v":""},{"$f":"IF(Inventory!N10=\"\",\"\",Inventory!N10)","v":""},{"$f":"IF(Inventory!O10=\"\",\"\",Inventory!O10)","v":""},{"$f":"IF(Inventory!P10=\"\",\"\",Inventory!P10)","v":""},{"$f":"IF(Inventory!Q10=\"\",\"\",Inventory!Q10)","v":""},{"$f":"IF(Inventory!R10=\"\",\"\",Inventory!R10)","v":""},{"$f":"IF(Inventory!S10=\"\",\"\",Inventory!S10)","v":""},{"$f":"IF(Inventory!T10=\"\",\"\",Inventory!T10)","v":""},{"$f":"IF(Inventory!U10=\"\",\"\",Inventory!U10)","v":""},{"$f":"IF(Inventory!V10=\"\",\"\",Inventory!V10)","v":""},{"$f":"IF(Inventory!W10=\"\",\"\",Inventory!W10)","v":""}]
[null,2,{"$f":"IF(Inventory!C11=\"\",\"\",Inventory!C11)","v":""},{"$f":"IF(Inventory!D11=\"\",\"\",Inventory!D11)","v":""},{"$f":"IF(Inventory!F11=\"\",\"\",Inventory!F11)","v":""},{"$f":"IF(Inventory!G11=\"\",\"\",Inventory!G11)","v":""},{"$f":"IF(Inventory!I11=\"\",\"\",Inventory!I11)","v":""},{"$f":"IF(Inventory!J11=\"\",\"\",Inventory!J11)","v":""},{"$f":"IF(Inventory!K11=\"\",\"\",Inventory!K11)","v":""},{"$f":"IF(Inventory!L11=\"\",\"\",Inventory!L11)","v":""},{"$f":"IF(Inventory!M11=\"\",\"\",Inventory!M11)","v":""},{"$f":"IF(Inventory!N11=\"\",\"\",Inventory!N11)","v":""},{"$f":"IF(Inventory!O11=\"\",\"\",Inventory!O11)","v":""},{"$f":"IF(Inventory!P11=\"\",\"\",Inventory!P11)","v":""},{"$f":"IF(Inventory!Q11=\"\",\"\",Inventory!Q11)","v":""},{"$f":"IF(Inventory!R11=\"\",\"\",Inventory!R11)","v":""},{"$f":"IF(Inventory!S11=\"\",\"\",Inventory!S11)","v":""},{"$f":"IF(Inventory!T11=\"\",\"\",Inventory!T11)","v":""},{"$f":"IF(Inventory!U11=\"\",\"\",Inventory!U11)","v":""},{"$f":"IF(Inventory!V11=\"\",\"\",Inventory!V11)","v":""},{"$f":"IF(Inventory!W11=\"\",\"\",Inventory!W11)","v":""}]
[null,3,{"$f":"IF(Inventory!C12=\"\",\"\",Inventory!C12)","v":""},{"$f":"IF(Inventory!D12=\"\",\"\",Inventory!D12)","v":""},{"$f":"IF(Inventory!F12=\"\",\"\",Inventory!F12)","v":""},{"$f":"IF(Inventory!G12=\"\",\"\",Inventory!G12)","v":""},{"$f":"IF(Inventory!I12=\"\",\"\",Inventory!I12)","v":""},{"$f":"IF(Inventory!J12=\"\",\"\",Inventory!J12)","v":""},{"$f":"IF(Inventory!K12=\"\",\"\",Inventory!K12)","v":""},{"$f":"IF(Inventory!L12=\"\",\"\",Inventory!L12)","v":""},{"$f":"IF(Inventory!M12=\"\",\"\",Inventory!M12)","v":""},{"$f":"IF(Inventory!N12=\"\",\"\",Inventory!N12)","v":""},{"$f":"IF(Inventory!O12=\"\",\"\",Inventory!O12)","v":""},{"$f":"IF(Inventory!P12=\"\",\"\",Inventory!P12)","v":""},{"$f":"IF(Inventory!Q12=\"\",\"\",Inventory!Q12)","v":""},{"$f":"IF(Inventory!R12=\"\",\"\",Inventory!R12)","v":""},{"$f":"IF(Inventory!S12=\"\",\"\",Inventory!S12)","v":""},{"$f":"IF(Inventory!T12=\"\",\"\",Inventory!T12)","v":""},{"$f":"IF(Inventory!U12=\"\",\"\",Inventory!U12)","v":""},{"$f":"IF(Inventory!V12=\"\",\"\",Inventory!V12)","v":""},{"$f":"IF(Inventory!W12=\"\",\"\",Inventory!W12)","v":""}]
[null,4,{"$f":"IF(Inventory!C13=\"\",\"\",Inventory!C13)","v":""},{"$f":"IF(Inventory!D13=\"\",\"\",Inventory!D13)","v":""},{"$f":"IF(Inventory!F13=\"\",\"\",Inventory!F13)","v":""},{"$f":"IF(Inventory!G13=\"\",\"\",Inventory!G13)","v":""},{"$f":"IF(Inventory!I13=\"\",\"\",Inventory!I13)","v":""},{"$f":"IF(Inventory!J13=\"\",\"\",Inventory!J13)","v":""},{"$f":"IF(Inventory!K13=\"\",\"\",Inventory!K13)","v":""},{"$f":"IF(Inventory!L13=\"\",\"\",Inventory!L13)","v":""},{"$f":"IF(Inventory!M13=\"\",\"\",Inventory!M13)","v":""},{"$f":"IF(Inventory!N13=\"\",\"\",Inventory!N13)","v":""},{"$f":"IF(Inventory!O13=\"\",\"\",Inventory!O13)","v":""},{"$f":"IF(Inventory!P13=\"\",\"\",Inventory!P13)","v":""},{"$f":"IF(Inventory!Q13=\"\",\"\",Inventory!Q13)","v":""},{"$f":"IF(Inventory!R13=\"\",\"\",Inventory!R13)","v":""},{"$f":"IF(Inventory!S13=\"\",\"\",Inventory!S13)","v":""},{"$f":"IF(Inventory!T13=\"\",\"\",Inventory!T13)","v":""},{"$f":"IF(Inventory!U13=\"\",\"\",Inventory!U13)","v":""},{"$f":"IF(Inventory!V13=\"\",\"\",Inventory!V13)","v":""},{"$f":"IF(Inventory!W13=\"\",\"\",Inventory!W13)","v":""}]
[null,5,{"$f":"IF(Inventory!C14=\"\",\"\",Inventory!C14)","v":""},{"$f":"IF(Inventory!D14=\"\",\"\",Inventory!D14)","v":""},{"$f":"IF(Inventory!F14=\"\",\"\",Inventory!F14)","v":""},{"$f":"IF(Inventory!G14=\"\",\"\",Inventory!G14)","v":""},{"$f":"IF(Inventory!I14=\"\",\"\",Inventory!I14)","v":""},{"$f":"IF(Inventory!J14=\"\",\"\",Inventory!J14)","v":""},{"$f":"IF(Inventory!K14=\"\",\"\",Inventory!K14)","v":""},{"$f":"IF(Inventory!L14=\"\",\"\",Inventory!L14)","v":""},{"$f":"IF(Inventory!M14=\"\",\"\",Inventory!M14)","v":""},{"$f":"IF(Inventory!N14=\"\",\"\",Inventory!N14)","v":""},{"$f":"IF(Inventory!O14=\"\",\"\",Inventory!O14)","v":""},{"$f":"IF(Inventory!P14=\"\",\"\",Inventory!P14)","v":""},{"$f":"IF(Inventory!Q14=\"\",\"\",Inventory!Q14)","v":""},{"$f":"IF(Inventory!R14=\"\",\"\",Inventory!R14)","v":""},{"$f":"IF(Inventory!S14=\"\",\"\",Inventory!S14)","v":""},{"$f":"IF(Inventory!T14=\"\",\"\",Inventory!T14)","v":""},{"$f":"IF(Inventory!U14=\"\",\"\",Inventory!U14)","v":""},{"$f":"IF(Inventory!V14=\"\",\"\",Inventory!V14)","v":""},{"$f":"IF(Inventory!W14=\"\",\"\",Inventory!W14)","v":""}]
[null,6,{"$f":"IF(Inventory!C15=\"\",\"\",Inventory!C15)","v":""},{"$f":"IF(Inventory!D15=\"\",\"\",Inventory!D15)","v":""},{"$f":"IF(Inventory!F15=\"\",\"\",Inventory!F15)","v":""},{"$f":"IF(Inventory!G15=\"\",\"\",Inventory!G15)","v":""},{"$f":"IF(Inventory!I15=\"\",\"\",Inventory!I15)","v":""},{"$f":"IF(Inventory!J15=\"\",\"\",Inventory!J15)","v":""},{"$f":"IF(Inventory!K15=\"\",\"\",Inventory!K15)","v":""},{"$f":"IF(Inventory!L15=\"\",\"\",Inventory!L15)","v":""},{"$f":"IF(Inventory!M15=\"\",\"\",Inventory!M15)","v":""},{"$f":"IF(Inventory!N15=\"\",\"\",Inventory!N15)","v":""},{"$f":"IF(Inventory!O15=\"\",\"\",Inventory!O15)","v":""},{"$f":"IF(Inventory!P15=\"\",\"\",Inventory!P15)","v":""},{"$f":"IF(Inventory!Q15=\"\",\"\",Inventory!Q15)","v":""},{"$f":"IF(Inventory!R15=\"\",\"\",Inventory!R15)","v":""},{"$f":"IF(Inventory!S15=\"\",\"\",Inventory!S15)","v":""},{"$f":"IF(Inventory!T15=\"\",\"\",Inventory!T15)","v":""},{"$f":"IF(Inventory!U15=\"\",\"\",Inventory!U15)","v":""},{"$f":"IF(Inventory!V15=\"\",\"\",Inventory!V15)","v":""},{"$f":"IF(Inventory!W15=\"\",\"\",Inventory!W15)","v":""}]
[null,7,{"$f":"IF(Inventory!C16=\"\",\"\",Inventory!C16)","v":""},{"$f":"IF(Inventory!D16=\"\",\"\",Inventory!D16)","v":""},{"$f":"IF(Inventory!F16=\"\",\"\",Inventory!F16)","v":""},{"$f":"IF(Inventory!G16=\"\",\"\",Inventory!G16)","v":""},{"$f":"IF(Inventory!I16=\"\",\"\",Inventory!I16)","v":""},{"$f":"IF(Inventory!J16=\"\",\"\",Inventory!J16)","v":""},{"$f":"IF(Inventory!K16=\"\",\"\",Inventory!K16)","v":""},{"$f":"IF(Inventory!L16=\"\",\"\",Inventory!L16)","v":""},{"$f":"IF(Inventory!M16=\"\",\"\",Inventory!M16)","v":""},{"$f":"IF(Inventory!N16=\"\",\"\",Inventory!N16)","v":""},{"$f":"IF(Inventory!O16=\"\",\"\",Inventory!O16)","v":""},{"$f":"IF(Inventory!P16=\"\",\"\",Inventory!P16)","v":""},{"$f":"IF(Inventory!Q16=\"\",\"\",Inventory!Q16)","v":""},{"$f":"IF(Inventory!R16=\"\",\"\",Inventory!R16)","v":""},{"$f":"IF(Inventory!S16=\"\",\"\",Inventory!S16)","v":""},{"$f":"IF(Inventory!T16=\"\",\"\",Inventory!T16)","v":""},{"$f":"IF(Inventory!U16=\"\",\"\",Inventory!U16)","v":""},{"$f":"IF(Inventory!V16=\"\",\"\",Inventory!V16)","v":""},{"$f":"IF(Inventory!W16=\"\",\"\",Inventory!W16)","v":""}]
[null,8,{"$f":"IF(Inventory!C17=\"\",\"\",Inventory!C17)","v":""},{"$f":"IF(Inventory!D17=\"\",\"\",Inventory!D17)","v":""},{"$f":"IF(Inventory!F17=\"\",\"\",Inventory!F17)","v":""},{"$f":"IF(Inventory!G17=\"\",\"\",Inventory!G17)","v":""},{"$f":"IF(Inventory!I17=\"\",\"\",Inventory!I17)","v":""},{"$f":"IF(Inventory!J17=\"\",\"\",Inventory!J17)","v":""},{"$f":"IF(Inventory!K17=\"\",\"\",Inventory!K17)","v":""},{"$f":"IF(Inventory!L17=\"\",\"\",Inventory!L17)","v":""},{"$f":"IF(Inventory!M17=\"\",\"\",Inventory!M17)","v":""},{"$f":"IF(Inventory!N17=\"\",\"\",Inventory!N17)","v":""},{"$f":"IF(Inventory!O17=\"\",\"\",Inventory!O17)","v":""},{"$f":"IF(Inventory!P17=\"\",\"\",Inventory!P17)","v":""},{"$f":"IF(Inventory!Q17=\"\",\"\",Inventory!Q17)","v":""},{"$f":"IF(Inventory!R17=\"\",\"\",Inventory!R17)","v":""},{"$f":"IF(Inventory!S17=\"\",\"\",Inventory!S17)","v":""},{"$f":"IF(Inventory!T17=\"\",\"\",Inventory!T17)","v":""},{"$f":"IF(Inventory!U17=\"\",\"\",Inventory!U17)","v":""},{"$f":"IF(Inventory!V17=\"\",\"\",Inventory!V17)","v":""},{"$f":"IF(Inventory!W17=\"\",\"\",Inventory!W17)","v":""}]
[null,9,{"$f":"IF(Inventory!C18=\"\",\"\",Inventory!C18)","v":""},{"$f":"IF(Inventory!D18=\"\",\"\",Inventory!D18)","v":""},{"$f":"IF(Inventory!F18=\"\",\"\",Inventory!F18)","v":""},{"$f":"IF(Inventory!G18=\"\",\"\",Inventory!G18)","v":""},{"$f":"IF(Inventory!I18=\"\",\"\",Inventory!I18)","v":""},{"$f":"IF(Inventory!J18=\"\",\"\",Inventory!J18)","v":""},{"$f":"IF(Inventory!K18=\"\",\"\",Inventory!K18)","v":""},{"$f":"IF(Inventory!L18=\"\",\"\",Inventory!L18)","v":""},{"$f":"IF(Inventory!M18=\"\",\"\",Inventory!M18)","v":""},{"$f":"IF(Inventory!N18=\"\",\"\",Inventory!N18)","v":""},{"$f":"IF(Inventory!O18=\"\",\"\",Inventory!O18)","v":""},{"$f":"IF(Inventory!P18=\"\",\"\",Inventory!P18)","v":""},{"$f":"IF(Inventory!Q18=\"\",\"\",Inventory!Q18)","v":""},{"$f":"IF(Inventory!R18=\"\",\"\",Inventory!R18)","v":""},{"$f":"IF(Inventory!S18=\"\",\"\",Inventory!S18)","v":""},{"$f":"IF(Inventory!T18=\"\",\"\",Inventory!T18)","v":""},{"$f":"IF(Inventory!U18=\"\",\"\",Inventory!U18)","v":""},{"$f":"IF(Inventory!V18=\"\",\"\",Inventory!V18)","v":""},{"$f":"IF(Inventory!W18=\"\",\"\",Inventory!W18)","v":""}]
[null,10,{"$f":"IF(Inventory!C19=\"\",\"\",Inventory!C19)","v":""},{"$f":"IF(Inventory!D19=\"\",\"\",Inventory!D19)","v":""},{"$f":"IF(Inventory!F19=\"\",\"\",Inventory!F19)","v":""},{"$f":"IF(Inventory!G19=\"\",\"\",Inventory!G19)","v":""},{"$f":"IF(Inventory!I19=\"\",\"\",Inventory!I19)","v":""},{"$f":"IF(Inventory!J19=\"\",\"\",Inventory!J19)","v":""},{"$f":"IF(Inventory!K19=\"\",\"\",Inventory!K19)","v":""},{"$f":"IF(Inventory!L19=\"\",\"\",Inventory!L19)","v":""},{"$f":"IF(Inventory!M19=\"\",\"\",Inventory!M19)","v":""},{"$f":"IF(Inventory!N19=\"\",\"\",Inventory!N19)","v":""},{"$f":"IF(Inventory!O19=\"\",\"\",Inventory!O19)","v":""},{"$f":"IF(Inventory!P19=\"\",\"\",Inventory!P19)","v":""},{"$f":"IF(Inventory!Q19=\"\",\"\",Inventory!Q19)","v":""},{"$f":"IF(Inventory!R19=\"\",\"\",Inventory!R19)","v":""},{"$f":"IF(Inventory!S19=\"\",\"\",Inventory!S19)","v":""},{"$f":"IF(Inventory!T19=\"\",\"\",Inventory!T19)","v":""},{"$f":"IF(Inventory!U19=\"\",\"\",Inventory!U19)","v":""},{"$f":"IF(Inventory!V19=\"\",\"\",Inventory!V19)","v":""},{"$f":"IF(Inventory!W19=\"\",\"\",Inventory!W19)","v":""}]
[null,11,{"$f":"IF(Inventory!C20=\"\",\"\",Inventory!C20)","v":""},{"$f":"IF(Inventory!D20=\"\",\"\",Inventory!D20)","v":""},{"$f":"IF(Inventory!F20=\"\",\"\",Inventory!F20)","v":""},{"$f":"IF(Inventory!G20=\"\",\"\",Inventory!G20)","v":""},{"$f":"IF(Inventory!I20=\"\",\"\",Inventory!I20)","v":""},{"$f":"IF(Inventory!J20=\"\",\"\",Inventory!J20)","v":""},{"$f":"IF(Inventory!K20=\"\",\"\",Inventory!K20)","v":""},{"$f":"IF(Inventory!L20=\"\",\"\",Inventory!L20)","v":""},{"$f":"IF(Inventory!M20=\"\",\"\",Inventory!M20)","v":""},{"$f":"IF(Inventory!N20=\"\",\"\",Inventory!N20)","v":""},{"$f":"IF(Inventory!O20=\"\",\"\",Inventory!O20)","v":""},{"$f":"IF(Inventory!P20=\"\",\"\",Inventory!P20)","v":""},{"$f":"IF(Inventory!Q20=\"\",\"\",Inventory!Q20)","v":""},{"$f":"IF(Inventory!R20=\"\",\"\",Inventory!R20)","v":""},{"$f":"IF(Inventory!S20=\"\",\"\",Inventory!S20)","v":""},{"$f":"IF(Inventory!T20=\"\",\"\",Inventory!T20)","v":""},{"$f":"IF(Inventory!U20=\"\",\"\",Inventory!U20)","v":""},{"$f":"IF(Inventory!V20=\"\",\"\",Inventory!V20)","v":""},{"$f":"IF(Inventory!W20=\"\",\"\",Inventory!W20)","v":""}]
[null,12,{"$f":"IF(Inventory!C21=\"\",\"\",Inventory!C21)","v":""},{"$f":"IF(Inventory!D21=\"\",\"\",Inventory!D21)","v":""},{"$f":"IF(Inventory!F21=\"\",\"\",Inventory!F21)","v":""},{"$f":"IF(Inventory!G21=\"\",\"\",Inventory!G21)","v":""},{"$f":"IF(Inventory!I21=\"\",\"\",Inventory!I21)","v":""},{"$f":"IF(Inventory!J21=\"\",\"\",Inventory!J21)","v":""},{"$f":"IF(Inventory!K21=\"\",\"\",Inventory!K21)","v":""},{"$f":"IF(Inventory!L21=\"\",\"\",Inventory!L21)","v":""},{"$f":"IF(Inventory!M21=\"\",\"\",Inventory!M21)","v":""},{"$f":"IF(Inventory!N21=\"\",\"\",Inventory!N21)","v":""},{"$f":"IF(Inventory!O21=\"\",\"\",Inventory!O21)","v":""},{"$f":"IF(Inventory!P21=\"\",\"\",Inventory!P21)","v":""},{"$f":"IF(Inventory!Q21=\"\",\"\",Inventory!Q21)","v":""},{"$f":"IF(Inventory!R21=\"\",\"\",Inventory!R21)","v":""},{"$f":"IF(Inventory!S21=\"\",\"\",Inventory!S21)","v":""},{"$f":"IF(Inventory!T21=\"\",\"\",Inventory!T21)","v":""},{"$f":"IF(Inventory!U21=\"\",\"\",Inventory!U21)","v":""},{"$f":"IF(Inventory!V21=\"\",\"\",Inventory!V21)","v":""},{"$f":"IF(Inventory!W21=\"\",\"\",Inventory!W21)","v":""}]
[null,13,{"$f":"IF(Inventory!C22=\"\",\"\",Inventory!C22)","v":""},{"$f":"IF(Inventory!D22=\"\",\"\",Inventory!D22)","v":""},{"$f":"IF(Inventory!F22=\"\",\"\",Inventory!F22)","v":""},{"$f":"IF(Inventory!G22=\"\",\"\",Inventory!G22)","v":""},{"$f":"IF(Inventory!I22=\"\",\"\",Inventory!I22)","v":""},{"$f":"IF(Inventory!J22=\"\",\"\",Inventory!J22)","v":""},{"$f":"IF(Inventory!K22=\"\",\"\",Inventory!K22)","v":""},{"$f":"IF(Inventory!L22=\"\",\"\",Inventory!L22)","v":""},{"$f":"IF(Inventory!M22=\"\",\"\",Inventory!M22)","v":""},{"$f":"IF(Inventory!N22=\"\",\"\",Inventory!N22)","v":""},{"$f":"IF(Inventory!O22=\"\",\"\",Inventory!O22)","v":""},{"$f":"IF(Inventory!P22=\"\",\"\",Inventory!P22)","v":""},{"$f":"IF(Inventory!Q22=\"\",\"\",Inventory!Q22)","v":""},{"$f":"IF(Inventory!R22=\"\",\"\",Inventory!R22)","v":""},{"$f":"IF(Inventory!S22=\"\",\"\",Inventory!S22)","v":""},{"$f":"IF(Inventory!T22=\"\",\"\",Inventory!T22)","v":""},{"$f":"IF(Inventory!U22=\"\",\"\",Inventory!U22)","v":""},{"$f":"IF(Inventory!V22=\"\",\"\",Inventory!V22)","v":""},{"$f":"IF(Inventory!W22=\"\",\"\",Inventory!W22)","v":""}]
[null,14,{"$f":"IF(Inventory!C23=\"\",\"\",Inventory!C23)","v":""},{"$f":"IF(Inventory!D23=\"\",\"\",Inventory!D23)","v":""},{"$f":"IF(Inventory!F23=\"\",\"\",Inventory!F23)","v":""},{"$f":"IF(Inventory!G23=\"\",\"\",Inventory!G23)","v":""},{"$f":"IF(Inventory!I23=\"\",\"\",Inventory!I23)","v":""},{"$f":"IF(Inventory!J23=\"\",\"\",Inventory!J23)","v":""},{"$f":"IF(Inventory!K23=\"\",\"\",Inventory!K23)","v":""},{"$f":"IF(Inventory!L23=\"\",\"\",Inventory!L23)","v":""},{"$f":"IF(Inventory!M23=\"\",\"\",Inventory!M23)","v":""},{"$f":"IF(Inventory!N23=\"\",\"\",Inventory!N23)","v":""},{"$f":"IF(Inventory!O23=\"\",\"\",Inventory!O23)","v":""},{"$f":"IF(Inventory!P23=\"\",\"\",Inventory!P23)","v":""},{"$f":"IF(Inventory!Q23=\"\",\"\",Inventory!Q23)","v":""},{"$f":"IF(Inventory!R23=\"\",\"\",Inventory!R23)","v":""},{"$f":"IF(Inventory!S23=\"\",\"\",Inventory!S23)","v":""},{"$f":"IF(Inventory!T23=\"\",\"\",Inventory!T23)","v":""},{"$f":"IF(Inventory!U23=\"\",\"\",Inventory!U23)","v":""},{"$f":"IF(Inventory!V23=\"\",\"\",Inventory!V23)","v":""},{"$f":"IF(Inventory!W23=\"\",\"\",Inventory!W23)","v":""}]
[null,15,{"$f":"IF(Inventory!C24=\"\",\"\",Inventory!C24)","v":""},{"$f":"IF(Inventory!D24=\"\",\"\",Inventory!D24)","v":""},{"$f":"IF(Inventory!F24=\"\",\"\",Inventory!F24)","v":""},{"$f":"IF(Inventory!G24=\"\",\"\",Inventory!G24)","v":""},{"$f":"IF(Inventory!I24=\"\",\"\",Inventory!I24)","v":""},{"$f":"IF(Inventory!J24=\"\",\"\",Inventory!J24)","v":""},{"$f":"IF(Inventory!K24=\"\",\"\",Inventory!K24)","v":""},{"$f":"IF(Inventory!L24=\"\",\"\",Inventory!L24)","v":""},{"$f":"IF(Inventory!M24=\"\",\"\",Inventory!M24)","v":""},{"$f":"IF(Inventory!N24=\"\",\"\",Inventory!N24)","v":""},{"$f":"IF(Inventory!O24=\"\",\"\",Inventory!O24)","v":""},{"$f":"IF(Inventory!P24=\"\",\"\",Inventory!P24)","v":""},{"$f":"IF(Inventory!Q24=\"\",\"\",Inventory!Q24)","v":""},{"$f":"IF(Inventory!R24=\"\",\"\",Inventory!R24)","v":""},{"$f":"IF(Inventory!S24=\"\",\"\",Inventory!S24)","v":""},{"$f":"IF(Inventory!T24=\"\",\"\",Inventory!T24)","v":""},{"$f":"IF(Inventory!U24=\"\",\"\",Inventory!U24)","v":""},{"$f":"IF(Inventory!V24=\"\",\"\",Inventory!V24)","v":""},{"$f":"IF(Inventory!W24=\"\",\"\",Inventory!W24)","v":""}]
[null,16,{"$f":"IF(Inventory!C25=\"\",\"\",Inventory!C25)","v":""},{"$f":"IF(Inventory!D25=\"\",\"\",Inventory!D25)","v":""},{"$f":"IF(Inventory!F25=\"\",\"\",Inventory!F25)","v":""},{"$f":"IF(Inventory!G25=\"\",\"\",Inventory!G25)","v":""},{"$f":"IF(Inventory!I25=\"\",\"\",Inventory!I25)","v":""},{"$f":"IF(Inventory!J25=\"\",\"\",Inventory!J25)","v":""},{"$f":"IF(Inventory!K25=\"\",\"\",Inventory!K25)","v":""},{"$f":"IF(Inventory!L25=\"\",\"\",Inventory!L25)","v":""},{"$f":"IF(Inventory!M25=\"\",\"\",Inventory!M25)","v":""},{"$f":"IF(Inventory!N25=\"\",\"\",Inventory!N25)","v":""},{"$f":"IF(Inventory!O25=\"\",\"\",Inventory!O25)","v":""},{"$f":"IF(Inventory!P25=\"\",\"\",Inventory!P25)","v":""},{"$f":"IF(Inventory!Q25=\"\",\"\",Inventory!Q25)","v":""},{"$f":"IF(Inventory!R25=\"\",\"\",Inventory!R25)","v":""},{"$f":"IF(Inventory!S25=\"\",\"\",Inventory!S25)","v":""},{"$f":"IF(Inventory!T25=\"\",\"\",Inventory!T25)","v":""},{"$f":"IF(Inventory!U25=\"\",\"\",Inventory!U25)","v":""},{"$f":"IF(Inventory!V25=\"\",\"\",Inventory!V25)","v":""},{"$f":"IF(Inventory!W25=\"\",\"\",Inventory!W25)","v":""}]
[null,17,{"$f":"IF(Inventory!C26=\"\",\"\",Inventory!C26)","v":""},{"$f":"IF(Inventory!D26=\"\",\"\",Inventory!D26)","v":""},{"$f":"IF(Inventory!F26=\"\",\"\",Inventory!F26)","v":""},{"$f":"IF(Inventory!G26=\"\",\"\",Inventory!G26)","v":""},{"$f":"IF(Inventory!I26=\"\",\"\",Inventory!I26)","v":""},{"$f":"IF(Inventory!J26=\"\",\"\",Inventory!J26)","v":""},{"$f":"IF(Inventory!K26=\"\",\"\",Inventory!K26)","v":""},{"$f":"IF(Inventory!L26=\"\",\"\",Inventory!L26)","v":""},{"$f":"IF(Inventory!M26=\"\",\"\",Inventory!M26)","v":""},{"$f":"IF(Inventory!N26=\"\",\"\",Inventory!N26)","v":""},{"$f":"IF(Inventory!O26=\"\",\"\",Inventory!O26)","v":""},{"$f":"IF(Inventory!P26=\"\",\"\",Inventory!P26)","v":""},{"$f":"IF(Inventory!Q26=\"\",\"\",Inventory!Q26)","v":""},{"$f":"IF(Inventory!R26=\"\",\"\",Inventory!R26)","v":""},{"$f":"IF(Inventory!S26=\"\",\"\",Inventory!S26)","v":""},{"$f":"IF(Inventory!T26=\"\",\"\",Inventory!T26)","v":""},{"$f":"IF(Inventory!U26=\"\",\"\",Inventory!U26)","v":""},{"$f":"IF(Inventory!V26=\"\",\"\",Inventory!V26)","v":""},{"$f":"IF(Inventory!W26=\"\",\"\",Inventory!W26)","v":""}]
[null,18,{"$f":"IF(Inventory!C27=\"\",\"\",Inventory!C27)","v":""},{"$f":"IF(Inventory!D27=\"\",\"\",Inventory!D27)","v":""},{"$f":"IF(Inventory!F27=\"\",\"\",Inventory!F27)","v":""},{"$f":"IF(Inventory!G27=\"\",\"\",Inventory!G27)","v":""},{"$f":"IF(Inventory!I27=\"\",\"\",Inventory!I27)","v":""},{"$f":"IF(Inventory!J27=\"\",\"\",Inventory!J27)","v":""},{"$f":"IF(Inventory!K27=\"\",\"\",Inventory!K27)","v":""},{"$f":"IF(Inventory!L27=\"\",\"\",Inventory!L27)","v":""},{"$f":"IF(Inventory!M27=\"\",\"\",Inventory!M27)","v":""},{"$f":"IF(Inventory!N27=\"\",\"\",Inventory!N27)","v":""},{"$f":"IF(Inventory!O27=\"\",\"\",Inventory!O27)","v":""},{"$f":"IF(Inventory!P27=\"\",\"\",Inventory!P27)","v":""},{"$f":"IF(Inventory!Q27=\"\",\"\",Inventory!Q27)","v":""},{"$f":"IF(Inventory!R27=\"\",\"\",Inventory!R27)","v":""},{"$f":"IF(Inventory!S27=\"\",\"\",Inventory!S27)","v":""},{"$f":"IF(Inventory!T27=\"\",\"\",Inventory!T27)","v":""},{"$f":"IF(Inventory!U27=\"\",\"\",Inventory!U27)","v":""},{"$f":"IF(Inventory!V27=\"\",\"\",Inventory!V27)","v":""},{"$f":"IF(Inventory!W27=\"\",\"\",Inventory!W27)","v":""}]
[null,19,{"$f":"IF(Inventory!C28=\"\",\"\",Inventory!C28)","v":""},{"$f":"IF(Inventory!D28=\"\",\"\",Inventory!D28)","v":""},{"$f":"IF(Inventory!F28=\"\",\"\",Inventory!F28)","v":""},{"$f":"IF(Inventory!G28=\"\",\"\",Inventory!G28)","v":""},{"$f":"IF(Inventory!I28=\"\",\"\",Inventory!I28)","v":""},{"$f":"IF(Inventory!J28=\"\",\"\",Inventory!J28)","v":""},{"$f":"IF(Inventory!K28=\"\",\"\",Inventory!K28)","v":""},{"$f":"IF(Inventory!L28=\"\",\"\",Inventory!L28)","v":""},{"$f":"IF(Inventory!M28=\"\",\"\",Inventory!M28)","v":""},{"$f":"IF(Inventory!N28=\"\",\"\",Inventory!N28)","v":""},{"$f":"IF(Inventory!O28=\"\",\"\",Inventory!O28)","v":""},{"$f":"IF(Inventory!P28=\"\",\"\",Inventory!P28)","v":""},{"$f":"IF(Inventory!Q28=\"\",\"\",Inventory!Q28)","v":""},{"$f":"IF(Inventory!R28=\"\",\"\",Inventory!R28)","v":""},{"$f":"IF(Inventory!S28=\"\",\"\",Inventory!S28)","v":""},{"$f":"IF(Inventory!T28=\"\",\"\",Inventory!T28)","v":""},{"$f":"IF(Inventory!U28=\"\",\"\",Inventory!U28)","v":""},{"$f":"IF(Inventory!V28=\"\",\"\",Inventory!V28)","v":""},{"$f":"IF(Inventory!W28=\"\",\"\",Inventory!W28)","v":""}]
[null,20,{"$f":"IF(Inventory!C29=\"\",\"\",Inventory!C29)","v":""},{"$f":"IF(Inventory!D29=\"\",\"\",Inventory!D29)","v":""},{"$f":"IF(Inventory!F29=\"\",\"\",Inventory!F29)","v":""},{"$f":"IF(Inventory!G29=\"\",\"\",Inventory!G29)","v":""},{"$f":"IF(Inventory!I29=\"\",\"\",Inventory!I29)","v":""},{"$f":"IF(Inventory!J29=\"\",\"\",Inventory!J29)","v":""},{"$f":"IF(Inventory!K29=\"\",\"\",Inventory!K29)","v":""},{"$f":"IF(Inventory!L29=\"\",\"\",Inventory!L29)","v":""},{"$f":"IF(Inventory!M29=\"\",\"\",Inventory!M29)","v":""},{"$f":"IF(Inventory!N29=\"\",\"\",Inventory!N29)","v":""},{"$f":"IF(Inventory!O29=\"\",\"\",Inventory!O29)","v":""},{"$f":"IF(Inventory!P29=\"\",\"\",Inventory!P29)","v":""},{"$f":"IF(Inventory!Q29=\"\",\"\",Inventory!Q29)","v":""},{"$f":"IF(Inventory!R29=\"\",\"\",Inventory!R29)","v":""},{"$f":"IF(Inventory!S29=\"\",\"\",Inventory!S29)","v":""},{"$f":"IF(Inventory!T29=\"\",\"\",Inventory!T29)","v":""},{"$f":"IF(Inventory!U29=\"\",\"\",Inventory!U29)","v":""},{"$f":"IF(Inventory!V29=\"\",\"\",Inventory!V29)","v":""},{"$f":"IF(Inventory!W29=\"\",\"\",Inventory!W29)","v":""}]
[null,21,{"$f":"IF(Inventory!C30=\"\",\"\",Inventory!C30)","v":""},{"$f":"IF(Inventory!D30=\"\",\"\",Inventory!D30)","v":""},{"$f":"IF(Inventory!F30=\"\",\"\",Inventory!F30)","v":""},{"$f":"IF(Inventory!G30=\"\",\"\",Inventory!G30)","v":""},{"$f":"IF(Inventory!I30=\"\",\"\",Inventory!I30)","v":""},{"$f":"IF(Inventory!J30=\"\",\"\",Inventory!J30)","v":""},{"$f":"IF(Inventory!K30=\"\",\"\",Inventory!K30)","v":""},{"$f":"IF(Inventory!L30=\"\",\"\",Inventory!L30)","v":""},{"$f":"IF(Inventory!M30=\"\",\"\",Inventory!M30)","v":""},{"$f":"IF(Inventory!N30=\"\",\"\",Inventory!N30)","v":""},{"$f":"IF(Inventory!O30=\"\",\"\",Inventory!O30)","v":""},{"$f":"IF(Inventory!P30=\"\",\"\",Inventory!P30)","v":""},{"$f":"IF(Inventory!Q30=\"\",\"\",Inventory!Q30)","v":""},{"$f":"IF(Inventory!R30=\"\",\"\",Inventory!R30)","v":""},{"$f":"IF(Inventory!S30=\"\",\"\",Inventory!S30)","v":""},{"$f":"IF(Inventory!T30=\"\",\"\",Inventory!T30)","v":""},{"$f":"IF(Inventory!U30=\"\",\"\",Inventory!U30)","v":""},{"$f":"IF(Inventory!V30=\"\",\"\",Inventory!V30)","v":""},{"$f":"IF(Inventory!W30=\"\",\"\",Inventory!W30)","v":""}]
[null,22,{"$f":"IF(Inventory!C31=\"\",\"\",Inventory!C31)","v":""},{"$f":"IF(Inventory!D31=\"\",\"\",Inventory!D31)","v":""},{"$f":"IF(Inventory!F31=\"\",\"\",Inventory!F31)","v":""},{"$f":"IF(Inventory!G31=\"\",\"\",Inventory!G31)","v":""},{"$f":"IF(Inventory!I31=\"\",\"\",Inventory!I31)","v":""},{"$f":"IF(Inventory!J31=\"\",\"\",Inventory!J31)","v":""},{"$f":"IF(Inventory!K31=\"\",\"\",Inventory!K31)","v":""},{"$f":"IF(Inventory!L31=\"\",\"\",Inventory!L31)","v":""},{"$f":"IF(Inventory!M31=\"\",\"\",Inventory!M31)","v":""},{"$f":"IF(Inventory!N31=\"\",\"\",Inventory!N31)","v":""},{"$f":"IF(Inventory!O31=\"\",\"\",Inventory!O31)","v":""},{"$f":"IF(Inventory!P31=\"\",\"\",Inventory!P31)","v":""},{"$f":"IF(Inventory!Q31=\"\",\"\",Inventory!Q31)","v":""},{"$f":"IF(Inventory!R31=\"\",\"\",Inventory!R31)","v":""},{"$f":"IF(Inventory!S31=\"\",\"\",Inventory!S31)","v":""},{"$f":"IF(Inventory!T31=\"\",\"\",Inventory!T31)","v":""},{"$f":"IF(Inventory!U31=\"\",\"\",Inventory!U31)","v":""},{"$f":"IF(Inventory!V31=\"\",\"\",Inventory!V31)","v":""},{"$f":"IF(Inventory!W31=\"\",\"\",Inventory!W31)","v":""}]
[null,23,{"$f":"IF(Inventory!C32=\"\",\"\",Inventory!C32)","v":""},{"$f":"IF(Inventory!D32=\"\",\"\",Inventory!D32)","v":""},{"$f":"IF(Inventory!F32=\"\",\"\",Inventory!F32)","v":""},{"$f":"IF(Inventory!G32=\"\",\"\",Inventory!G32)","v":""},{"$f":"IF(Inventory!I32=\"\",\"\",Inventory!I32)","v":""},{"$f":"IF(Inventory!J32=\"\",\"\",Inventory!J32)","v":""},{"$f":"IF(Inventory!K32=\"\",\"\",Inventory!K32)","v":""},{"$f":"IF(Inventory!L32=\"\",\"\",Inventory!L32)","v":""},{"$f":"IF(Inventory!M32=\"\",\"\",Inventory!M32)","v":""},{"$f":"IF(Inventory!N32=\"\",\"\",Inventory!N32)","v":""},{"$f":"IF(Inventory!O32=\"\",\"\",Inventory!O32)","v":""},{"$f":"IF(Inventory!P32=\"\",\"\",Inventory!P32)","v":""},{"$f":"IF(Inventory!Q32=\"\",\"\",Inventory!Q32)","v":""},{"$f":"IF(Inventory!R32=\"\",\"\",Inventory!R32)","v":""},{"$f":"IF(Inventory!S32=\"\",\"\",Inventory!S32)","v":""},{"$f":"IF(Inventory!T32=\"\",\"\",Inventory!T32)","v":""},{"$f":"IF(Inventory!U32=\"\",\"\",Inventory!U32)","v":""},{"$f":"IF(Inventory!V32=\"\",\"\",Inventory!V32)","v":""},{"$f":"IF(Inventory!W32=\"\",\"\",Inventory!W32)","v":""}]
[null,24,{"$f":"IF(Inventory!C33=\"\",\"\",Inventory!C33)","v":""},{"$f":"IF(Inventory!D33=\"\",\"\",Inventory!D33)","v":""},{"$f":"IF(Inventory!F33=\"\",\"\",Inventory!F33)","v":""},{"$f":"IF(Inventory!G33=\"\",\"\",Inventory!G33)","v":""},{"$f":"IF(Inventory!I33=\"\",\"\",Inventory!I33)","v":""},{"$f":"IF(Inventory!J33=\"\",\"\",Inventory!J33)","v":""},{"$f":"IF(Inventory!K33=\"\",\"\",Inventory!K33)","v":""},{"$f":"IF(Inventory!L33=\"\",\"\",Inventory!L33)","v":""},{"$f":"IF(Inventory!M33=\"\",\"\",Inventory!M33)","v":""},{"$f":"IF(Inventory!N33=\"\",\"\",Inventory!N33)","v":""},{"$f":"IF(Inventory!O33=\"\",\"\",Inventory!O33)","v":""},{"$f":"IF(Inventory!P33=\"\",\"\",Inventory!P33)","v":""},{"$f":"IF(Inventory!Q33=\"\",\"\",Inventory!Q33)","v":""},{"$f":"IF(Inventory!R33=\"\",\"\",Inventory!R33)","v":""},{"$f":"IF(Inventory!S33=\"\",\"\",Inventory!S33)","v":""},{"$f":"IF(Inventory!T33=\"\",\"\",Inventory!T33)","v":""},{"$f":"IF(Inventory!U33=\"\",\"\",Inventory!U33)","v":""},{"$f":"IF(Inventory!V33=\"\",\"\",Inventory!V33)","v":""},{"$f":"IF(Inventory!W33=\"\",\"\",Inventory!W33)","v":""}]
[null,25,{"$f":"IF(Inventory!C34=\"\",\"\",Inventory!C34)","v":""},{"$f":"IF(Inventory!D34=\"\",\"\",Inventory!D34)","v":""},{"$f":"IF(Inventory!F34=\"\",\"\",Inventory!F34)","v":""},{"$f":"IF(Inventory!G34=\"\",\"\",Inventory!G34)","v":""},{"$f":"IF(Inventory!I34=\"\",\"\",Inventory!I34)","v":""},{"$f":"IF(Inventory!J34=\"\",\"\",Inventory!J34)","v":""},{"$f":"IF(Inventory!K34=\"\",\"\",Inventory!K34)","v":""},{"$f":"IF(Inventory!L34=\"\",\"\",Inventory!L34)","v":""},{"$f":"IF(Inventory!M34=\"\",\"\",Inventory!M34)","v":""},{"$f":"IF(Inventory!N34=\"\",\"\",Inventory!N34)","v":""},{"$f":"IF(Inventory!O34=\"\",\"\",Inventory!O34)","v":""},{"$f":"IF(Inventory!P34=\"\",\"\",Inventory!P34)","v":""},{"$f":"IF(Inventory!Q34=\"\",\"\",Inventory!Q34)","v":""},{"$f":"IF(Inventory!R34=\"\",\"\",Inventory!R34)","v":""},{"$f":"IF(Inventory!S34=\"\",\"\",Inventory!S34)","v":""},{"$f":"IF(Inventory!T34=\"\",\"\",Inventory!T34)","v":""},{"$f":"IF(Inventory!U34=\"\",\"\",Inventory!U34)","v":""},{"$f":"IF(Inventory!V34=\"\",\"\",Inventory!V34)","v":""},{"$f":"IF(Inventory!W34=\"\",\"\",Inventory!W34)","v":""}]
[null,26,{"$f":"IF(Inventory!C35=\"\",\"\",Inventory!C35)","v":""},{"$f":"IF(Inventory!D35=\"\",\"\",Inventory!D35)","v":""},{"$f":"IF(Inventory!F35=\"\",\"\",Inventory!F35)","v":""},{"$f":"IF(Inventory!G35=\"\",\"\",Inventory!G35)","v":""},{"$f":"IF(Inventory!I35=\"\",\"\",Inventory!I35)","v":""},{"$f":"IF(Inventory!J35=\"\",\"\",Inventory!J35)","v":""},{"$f":"IF(Inventory!K35=\"\",\"\",Inventory!K35)","v":""},{"$f":"IF(Inventory!L35=\"\",\"\",Inventory!L35)","v":""},{"$f":"IF(Inventory!M35=\"\",\"\",Inventory!M35)","v":""},{"$f":"IF(Inventory!N35=\"\",\"\",Inventory!N35)","v":""},{"$f":"IF(Inventory!O35=\"\",\"\",Inventory!O35)","v":""},{"$f":"IF(Inventory!P35=\"\",\"\",Inventory!P35)","v":""},{"$f":"IF(Inventory!Q35=\"\",\"\",Inventory!Q35)","v":""},{"$f":"IF(Inventory!R35=\"\",\"\",Inventory!R35)","v":""},{"$f":"IF(Inventory!S35=\"\",\"\",Inventory!S35)","v":""},{"$f":"IF(Inventory!T35=\"\",\"\",Inventory!T35)","v":""},{"$f":"IF(Inventory!U35=\"\",\"\",Inventory!U35)","v":""},{"$f":"IF(Inventory!V35=\"\",\"\",Inventory!V35)","v":""},{"$f":"IF(Inventory!W35=\"\",\"\",Inventory!W35)","v":""}]
[null,27,{"$f":"IF(Inventory!C36=\"\",\"\",Inventory!C36)","v":""},{"$f":"IF(Inventory!D36=\"\",\"\",Inventory!D36)","v":""},{"$f":"IF(Inventory!F36=\"\",\"\",Inventory!F36)","v":""},{"$f":"IF(Inventory!G36=\"\",\"\",Inventory!G36)","v":""},{"$f":"IF(Inventory!I36=\"\",\"\",Inventory!I36)","v":""},{"$f":"IF(Inventory!J36=\"\",\"\",Inventory!J36)","v":""},{"$f":"IF(Inventory!K36=\"\",\"\",Inventory!K36)","v":""},{"$f":"IF(Inventory!L36=\"\",\"\",Inventory!L36)","v":""},{"$f":"IF(Inventory!M36=\"\",\"\",Inventory!M36)","v":""},{"$f":"IF(Inventory!N36=\"\",\"\",Inventory!N36)","v":""},{"$f":"IF(Inventory!O36=\"\",\"\",Inventory!O36)","v":""},{"$f":"IF(Inventory!P36=\"\",\"\",Inventory!P36)","v":""},{"$f":"IF(Inventory!Q36=\"\",\"\",Inventory!Q36)","v":""},{"$f":"IF(Inventory!R36=\"\",\"\",Inventory!R36)","v":""},{"$f":"IF(Inventory!S36=\"\",\"\",Inventory!S36)","v":""},{"$f":"IF(Inventory!T36=\"\",\"\",Inventory!T36)","v":""},{"$f":"IF(Inventory!U36=\"\",\"\",Inventory!U36)","v":""},{"$f":"IF(Inventory!V36=\"\",\"\",Inventory!V36)","v":""},{"$f":"IF(Inventory!W36=\"\",\"\",Inventory!W36)","v":""}]
[null,28,{"$f":"IF(Inventory!C37=\"\",\"\",Inventory!C37)","v":""},{"$f":"IF(Inventory!D37=\"\",\"\",Inventory!D37)","v":""},{"$f":"IF(Inventory!F37=\"\",\"\",Inventory!F37)","v":""},{"$f":"IF(Inventory!G37=\"\",\"\",Inventory!G37)","v":""},{"$f":"IF(Inventory!I37=\"\",\"\",Inventory!I37)","v":""},{"$f":"IF(Inventory!J37=\"\",\"\",Inventory!J37)","v":""},{"$f":"IF(Inventory!K37=\"\",\"\",Inventory!K37)","v":""},{"$f":"IF(Inventory!L37=\"\",\"\",Inventory!L37)","v":""},{"$f":"IF(Inventory!M37=\"\",\"\",Inventory!M37)","v":""},{"$f":"IF(Inventory!N37=\"\",\"\",Inventory!N37)","v":""},{"$f":"IF(Inventory!O37=\"\",\"\",Inventory!O37)","v":""},{"$f":"IF(Inventory!P37=\"\",\"\",Inventory!P37)","v":""},{"$f":"IF(Inventory!Q37=\"\",\"\",Inventory!Q37)","v":""},{"$f":"IF(Inventory!R37=\"\",\"\",Inventory!R37)","v":""},{"$f":"IF(Inventory!S37=\"\",\"\",Inventory!S37)","v":""},{"$f":"IF(Inventory!T37=\"\",\"\",Inventory!T37)","v":""},{"$f":"IF(Inventory!U37=\"\",\"\",Inventory!U37)","v":""},{"$f":"IF(Inventory!V37=\"\",\"\",Inventory!V37)","v":""},{"$f":"IF(Inventory!W37=\"\",\"\",Inventory!W37)","v":""}]
[null,29,{"$f":"IF(Inventory!C38=\"\",\"\",Inventory!C38)","v":""},{"$f":"IF(Inventory!D38=\"\",\"\",Inventory!D38)","v":""},{"$f":"IF(Inventory!F38=\"\",\"\",Inventory!F38)","v":""},{"$f":"IF(Inventory!G38=\"\",\"\",Inventory!G38)","v":""},{"$f":"IF(Inventory!I38=\"\",\"\",Inventory!I38)","v":""},{"$f":"IF(Inventory!J38=\"\",\"\",Inventory!J38)","v":""},{"$f":"IF(Inventory!K38=\"\",\"\",Inventory!K38)","v":""},{"$f":"IF(Inventory!L38=\"\",\"\",Inventory!L38)","v":""},{"$f":"IF(Inventory!M38=\"\",\"\",Inventory!M38)","v":""},{"$f":"IF(Inventory!N38=\"\",\"\",Inventory!N38)","v":""},{"$f":"IF(Inventory!O38=\"\",\"\",Inventory!O38)","v":""},{"$f":"IF(Inventory!P38=\"\",\"\",Inventory!P38)","v":""},{"$f":"IF(Inventory!Q38=\"\",\"\",Inventory!Q38)","v":""},{"$f":"IF(Inventory!R38=\"\",\"\",Inventory!R38)","v":""},{"$f":"IF(Inventory!S38=\"\",\"\",Inventory!S38)","v":""},{"$f":"IF(Inventory!T38=\"\",\"\",Inventory!T38)","v":""},{"$f":"IF(Inventory!U38=\"\",\"\",Inventory!U38)","v":""},{"$f":"IF(Inventory!V38=\"\",\"\",Inventory!V38)","v":""},{"$f":"IF(Inventory!W38=\"\",\"\",Inventory!W38)","v":""}]
[null,30,{"$f":"IF(Inventory!C39=\"\",\"\",Inventory!C39)","v":""},{"$f":"IF(Inventory!D39=\"\",\"\",Inventory!D39)","v":""},{"$f":"IF(Inventory!F39=\"\",\"\",Inventory!F39)","v":""},{"$f":"IF(Inventory!G39=\"\",\"\",Inventory!G39)","v":""},{"$f":"IF(Inventory!I39=\"\",\"\",Inventory!I39)","v":""},{"$f":"IF(Inventory!J39=\"\",\"\",Inventory!J39)","v":""},{"$f":"IF(Inventory!K39=\"\",\"\",Inventory!K39)","v":""},{"$f":"IF(Inventory!L39=\"\",\"\",Inventory!L39)","v":""},{"$f":"IF(Inventory!M39=\"\",\"\",Inventory!M39)","v":""},{"$f":"IF(Inventory!N39=\"\",\"\",Inventory!N39)","v":""},{"$f":"IF(Inventory!O39=\"\",\"\",Inventory!O39)","v":""},{"$f":"IF(Inventory!P39=\"\",\"\",Inventory!P39)","v":""},{"$f":"IF(Inventory!Q39=\"\",\"\",Inventory!Q39)","v":""},{"$f":"IF(Inventory!R39=\"\",\"\",Inventory!R39)","v":""},{"$f":"IF(Inventory!S39=\"\",\"\",Inventory!S39)","v":""},{"$f":"IF(Inventory!T39=\"\",\"\",Inventory!T39)","v":""},{"$f":"IF(Inventory!U39=\"\",\"\",Inventory!U39)","v":""},{"$f":"IF(Inventory!V39=\"\",\"\",Inventory!V39)","v":""},{"$f":"IF(Inventory!W39=\"\",\"\",Inventory!W39)","v":""}]
[null,31,{"$f":"IF(Inventory!C40=\"\",\"\",Inventory!C40)","v":""},{"$f":"IF(Inventory!D40=\"\",\"\",Inventory!D40)","v":""},{"$f":"IF(Inventory!F40=\"\",\"\",Inventory!F40)","v":""},{"$f":"IF(Inventory!G40=\"\",\"\",Inventory!G40)","v":""},{"$f":"IF(Inventory!I40=\"\",\"\",Inventory!I40)","v":""},{"$f":"IF(Inventory!J40=\"\",\"\",Inventory!J40)","v":""},{"$f":"IF(Inventory!K40=\"\",\"\",Inventory!K40)","v":""},{"$f":"IF(Inventory!L40=\"\",\"\",Inventory!L40)","v":""},{"$f":"IF(Inventory!M40=\"\",\"\",Inventory!M40)","v":""},{"$f":"IF(Inventory!N40=\"\",\"\",Inventory!N40)","v":""},{"$f":"IF(Inventory!O40=\"\",\"\",Inventory!O40)","v":""},{"$f":"IF(Inventory!P40=\"\",\"\",Inventory!P40)","v":""},{"$f":"IF(Inventory!Q40=\"\",\"\",Inventory!Q40)","v":""},{"$f":"IF(Inventory!R40=\"\",\"\",Inventory!R40)","v":""},{"$f":"IF(Inventory!S40=\"\",\"\",Inventory!S40)","v":""},{"$f":"IF(Inventory!T40=\"\",\"\",Inventory!T40)","v":""},{"$f":"IF(Inventory!U40=\"\",\"\",Inventory!U40)","v":""},{"$f":"IF(Inventory!V40=\"\",\"\",Inventory!V40)","v":""},{"$f":"IF(Inventory!W40=\"\",\"\",Inventory!W40)","v":""}]
[null,32,{"$f":"IF(Inventory!C41=\"\",\"\",Inventory!C41)","v":""},{"$f":"IF(Inventory!D41=\"\",\"\",Inventory!D41)","v":""},{"$f":"IF(Inventory!F41=\"\",\"\",Inventory!F41)","v":""},{"$f":"IF(Inventory!G41=\"\",\"\",Inventory!G41)","v":""},{"$f":"IF(Inventory!I41=\"\",\"\",Inventory!I41)","v":""},{"$f":"IF(Inventory!J41=\"\",\"\",Inventory!J41)","v":""},{"$f":"IF(Inventory!K41=\"\",\"\",Inventory!K41)","v":""},{"$f":"IF(Inventory!L41=\"\",\"\",Inventory!L41)","v":""},{"$f":"IF(Inventory!M41=\"\",\"\",Inventory!M41)","v":""},{"$f":"IF(Inventory!N41=\"\",\"\",Inventory!N41)","v":""},{"$f":"IF(Inventory!O41=\"\",\"\",Inventory!O41)","v":""},{"$f":"IF(Inventory!P41=\"\",\"\",Inventory!P41)","v":""},{"$f":"IF(Inventory!Q41=\"\",\"\",Inventory!Q41)","v":""},{"$f":"IF(Inventory!R41=\"\",\"\",Inventory!R41)","v":""},{"$f":"IF(Inventory!S41=\"\",\"\",Inventory!S41)","v":""},{"$f":"IF(Inventory!T41=\"\",\"\",Inventory!T41)","v":""},{"$f":"IF(Inventory!U41=\"\",\"\",Inventory!U41)","v":""},{"$f":"IF(Inventory!V41=\"\",\"\",Inventory!V41)","v":""},{"$f":"IF(Inventory!W41=\"\",\"\",Inventory!W41)","v":""}]
[null,33,{"$f":"IF(Inventory!C42=\"\",\"\",Inventory!C42)","v":""},{"$f":"IF(Inventory!D42=\"\",\"\",Inventory!D42)","v":""},{"$f":"IF(Inventory!F42=\"\",\"\",Inventory!F42)","v":""},{"$f":"IF(Inventory!G42=\"\",\"\",Inventory!G42)","v":""},{"$f":"IF(Inventory!I42=\"\",\"\",Inventory!I42)","v":""},{"$f":"IF(Inventory!J42=\"\",\"\",Inventory!J42)","v":""},{"$f":"IF(Inventory!K42=\"\",\"\",Inventory!K42)","v":""},{"$f":"IF(Inventory!L42=\"\",\"\",Inventory!L42)","v":""},{"$f":"IF(Inventory!M42=\"\",\"\",Inventory!M42)","v":""},{"$f":"IF(Inventory!N42=\"\",\"\",Inventory!N42)","v":""},{"$f":"IF(Inventory!O42=\"\",\"\",Inventory!O42)","v":""},{"$f":"IF(Inventory!P42=\"\",\"\",Inventory!P42)","v":""},{"$f":"IF(Inventory!Q42=\"\",\"\",Inventory!Q42)","v":""},{"$f":"IF(Inventory!R42=\"\",\"\",Inventory!R42)","v":""},{"$f":"IF(Inventory!S42=\"\",\"\",Inventory!S42)","v":""},{"$f":"IF(Inventory!T42=\"\",\"\",Inventory!T42)","v":""},{"$f":"IF(Inventory!U42=\"\",\"\",Inventory!U42)","v":""},{"$f":"IF(Inventory!V42=\"\",\"\",Inventory!V42)","v":""},{"$f":"IF(Inventory!W42=\"\",\"\",Inventory!W42)","v":""}]
[null,34,{"$f":"IF(Inventory!C43=\"\",\"\",Inventory!C43)","v":""},{"$f":"IF(Inventory!D43=\"\",\"\",Inventory!D43)","v":""},{"$f":"IF(Inventory!F43=\"\",\"\",Inventory!F43)","v":""},{"$f":"IF(Inventory!G43=\"\",\"\",Inventory!G43)","v":""},{"$f":"IF(Inventory!I43=\"\",\"\",Inventory!I43)","v":""},{"$f":"IF(Inventory!J43=\"\",\"\",Inventory!J43)","v":""},{"$f":"IF(Inventory!K43=\"\",\"\",Inventory!K43)","v":""},{"$f":"IF(Inventory!L43=\"\",\"\",Inventory!L43)","v":""},{"$f":"IF(Inventory!M43=\"\",\"\",Inventory!M43)","v":""},{"$f":"IF(Inventory!N43=\"\",\"\",Inventory!N43)","v":""},{"$f":"IF(Inventory!O43=\"\",\"\",Inventory!O43)","v":""},{"$f":"IF(Inventory!P43=\"\",\"\",Inventory!P43)","v":""},{"$f":"IF(Inventory!Q43=\"\",\"\",Inventory!Q43)","v":""},{"$f":"IF(Inventory!R43=\"\",\"\",Inventory!R43)","v":""},{"$f":"IF(Inventory!S43=\"\",\"\",Inventory!S43)","v":""},{"$f":"IF(Inventory!T43=\"\",\"\",Inventory!T43)","v":""},{"$f":"IF(Inventory!U43=\"\",\"\",Inventory!U43)","v":""},{"$f":"IF(Inventory!V43=\"\",\"\",Inventory!V43)","v":""},{"$f":"IF(Inventory!W43=\"\",\"\",Inventory!W43)","v":""}]
[null,35,{"$f":"IF(Inventory!C44=\"\",\"\",Inventory!C44)","v":""},{"$f":"IF(Inventory!D44=\"\",\"\",Inventory!D44)","v":""},{"$f":"IF(Inventory!F44=\"\",\"\",Inventory!F44)","v":""},{"$f":"IF(Inventory!G44=\"\",\"\",Inventory!G44)","v":""},{"$f":"IF(Inventory!I44=\"\",\"\",Inventory!I44)","v":""},{"$f":"IF(Inventory!J44=\"\",\"\",Inventory!J44)","v":""},{"$f":"IF(Inventory!K44=\"\",\"\",Inventory!K44)","v":""},{"$f":"IF(Inventory!L44=\"\",\"\",Inventory!L44)","v":""},{"$f":"IF(Inventory!M44=\"\",\"\",Inventory!M44)","v":""},{"$f":"IF(Inventory!N44=\"\",\"\",Inventory!N44)","v":""},{"$f":"IF(Inventory!O44=\"\",\"\",Inventory!O44)","v":""},{"$f":"IF(Inventory!P44=\"\",\"\",Inventory!P44)","v":""},{"$f":"IF(Inventory!Q44=\"\",\"\",Inventory!Q44)","v":""},{"$f":"IF(Inventory!R44=\"\",\"\",Inventory!R44)","v":""},{"$f":"IF(Inventory!S44=\"\",\"\",Inventory!S44)","v":""},{"$f":"IF(Inventory!T44=\"\",\"\",Inventory!T44)","v":""},{"$f":"IF(Inventory!U44=\"\",\"\",Inventory!U44)","v":""},{"$f":"IF(Inventory!V44=\"\",\"\",Inventory!V44)","v":""},{"$f":"IF(Inventory!W44=\"\",\"\",Inventory!W44)","v":""}]
[null,36,{"$f":"IF(Inventory!C45=\"\",\"\",Inventory!C45)","v":""},{"$f":"IF(Inventory!D45=\"\",\"\",Inventory!D45)","v":""},{"$f":"IF(Inventory!F45=\"\",\"\",Inventory!F45)","v":""},{"$f":"IF(Inventory!G45=\"\",\"\",Inventory!G45)","v":""},{"$f":"IF(Inventory!I45=\"\",\"\",Inventory!I45)","v":""},{"$f":"IF(Inventory!J45=\"\",\"\",Inventory!J45)","v":""},{"$f":"IF(Inventory!K45=\"\",\"\",Inventory!K45)","v":""},{"$f":"IF(Inventory!L45=\"\",\"\",Inventory!L45)","v":""},{"$f":"IF(Inventory!M45=\"\",\"\",Inventory!M45)","v":""},{"$f":"IF(Inventory!N45=\"\",\"\",Inventory!N45)","v":""},{"$f":"IF(Inventory!O45=\"\",\"\",Inventory!O45)","v":""},{"$f":"IF(Inventory!P45=\"\",\"\",Inventory!P45)","v":""},{"$f":"IF(Inventory!Q45=\"\",\"\",Inventory!Q45)","v":""},{"$f":"IF(Inventory!R45=\"\",\"\",Inventory!R45)","v":""},{"$f":"IF(Inventory!S45=\"\",\"\",Inventory!S45)","v":""},{"$f":"IF(Inventory!T45=\"\",\"\",Inventory!T45)","v":""},{"$f":"IF(Inventory!U45=\"\",\"\",Inventory!U45)","v":""},{"$f":"IF(Inventory!V45=\"\",\"\",Inventory!V45)","v":""},{"$f":"IF(Inventory!W45=\"\",\"\",Inventory!W45)","v":""}]
[null,37,{"$f":"IF(Inventory!C46=\"\",\"\",Inventory!C46)","v":""},{"$f":"IF(Inventory!D46=\"\",\"\",Inventory!D46)","v":""},{"$f":"IF(Inventory!F46=\"\",\"\",Inventory!F46)","v":""},{"$f":"IF(Inventory!G46=\"\",\"\",Inventory!G46)","v":""},{"$f":"IF(Inventory!I46=\"\",\"\",Inventory!I46)","v":""},{"$f":"IF(Inventory!J46=\"\",\"\",Inventory!J46)","v":""},{"$f":"IF(Inventory!K46=\"\",\"\",Inventory!K46)","v":""},{"$f":"IF(Inventory!L46=\"\",\"\",Inventory!L46)","v":""},{"$f":"IF(Inventory!M46=\"\",\"\",Inventory!M46)","v":""},{"$f":"IF(Inventory!N46=\"\",\"\",Inventory!N46)","v":""},{"$f":"IF(Inventory!O46=\"\",\"\",Inventory!O46)","v":""},{"$f":"IF(Inventory!P46=\"\",\"\",Inventory!P46)","v":""},{"$f":"IF(Inventory!Q46=\"\",\"\",Inventory!Q46)","v":""},{"$f":"IF(Inventory!R46=\"\",\"\",Inventory!R46)","v":""},{"$f":"IF(Inventory!S46=\"\",\"\",Inventory!S46)","v":""},{"$f":"IF(Inventory!T46=\"\",\"\",Inventory!T46)","v":""},{"$f":"IF(Inventory!U46=\"\",\"\",Inventory!U46)","v":""},{"$f":"IF(Inventory!V46=\"\",\"\",Inventory!V46)","v":""},{"$f":"IF(Inventory!W46=\"\",\"\",Inventory!W46)","v":""}]
[null,38,{"$f":"IF(Inventory!C47=\"\",\"\",Inventory!C47)","v":""},{"$f":"IF(Inventory!D47=\"\",\"\",Inventory!D47)","v":""},{"$f":"IF(Inventory!F47=\"\",\"\",Inventory!F47)","v":""},{"$f":"IF(Inventory!G47=\"\",\"\",Inventory!G47)","v":""},{"$f":"IF(Inventory!I47=\"\",\"\",Inventory!I47)","v":""},{"$f":"IF(Inventory!J47=\"\",\"\",Inventory!J47)","v":""},{"$f":"IF(Inventory!K47=\"\",\"\",Inventory!K47)","v":""},{"$f":"IF(Inventory!L47=\"\",\"\",Inventory!L47)","v":""},{"$f":"IF(Inventory!M47=\"\",\"\",Inventory!M47)","v":""},{"$f":"IF(Inventory!N47=\"\",\"\",Inventory!N47)","v":""},{"$f":"IF(Inventory!O47=\"\",\"\",Inventory!O47)","v":""},{"$f":"IF(Inventory!P47=\"\",\"\",Inventory!P47)","v":""},{"$f":"IF(Inventory!Q47=\"\",\"\",Inventory!Q47)","v":""},{"$f":"IF(Inventory!R47=\"\",\"\",Inventory!R47)","v":""},{"$f":"IF(Inventory!S47=\"\",\"\",Inventory!S47)","v":""},{"$f":"IF(Inventory!T47=\"\",\"\",Inventory!T47)","v":""},{"$f":"IF(Inventory!U47=\"\",\"\",Inventory!U47)","v":""},{"$f":"IF(Inventory!V47=\"\",\"\",Inventory!V47)","v":""},{"$f":"IF(Inventory!W47=\"\",\"\",Inventory!W47)","v":""}]
[null,39,{"$f":"IF(Inventory!C48=\"\",\"\",Inventory!C48)","v":""},{"$f":"IF(Inventory!D48=\"\",\"\",Inventory!D48)","v":""},{"$f":"IF(Inventory!F48=\"\",\"\",Inventory!F48)","v":""},{"$f":"IF(Inventory!G48=\"\",\"\",Inventory!G48)","v":""},{"$f":"IF(Inventory!I48=\"\",\"\",Inventory!I48)","v":""},{"$f":"IF(Inventory!J48=\"\",\"\",Inventory!J48)","v":""},{"$f":"IF(Inventory!K48=\"\",\"\",Inventory!K48)","v":""},{"$f":"IF(Inventory!L48=\"\",\"\",Inventory!L48)","v":""},{"$f":"IF(Inventory!M48=\"\",\"\",Inventory!M48)","v":""},{"$f":"IF(Inventory!N48=\"\",\"\",Inventory!N48)","v":""},{"$f":"IF(Inventory!O48=\"\",\"\",Inventory!O48)","v":""},{"$f":"IF(Inventory!P48=\"\",\"\",Inventory!P48)","v":""},{"$f":"IF(Inventory!Q48=\"\",\"\",Inventory!Q48)","v":""},{"$f":"IF(Inventory!R48=\"\",\"\",Inventory!R48)","v":""},{"$f":"IF(Inventory!S48=\"\",\"\",Inventory!S48)","v":""},{"$f":"IF(Inventory!T48=\"\",\"\",Inventory!T48)","v":""},{"$f":"IF(Inventory!U48=\"\",\"\",Inventory!U48)","v":""},{"$f":"IF(Inventory!V48=\"\",\"\",Inventory!V48)","v":""},{"$f":"IF(Inventory!W48=\"\",\"\",Inventory!W48)","v":""}]
[null,40,{"$f":"IF(Inventory!C49=\"\",\"\",Inventory!C49)","v":""},{"$f":"IF(Inventory!D49=\"\",\"\",Inventory!D49)","v":""},{"$f":"IF(Inventory!F49=\"\",\"\",Inventory!F49)","v":""},{"$f":"IF(Inventory!G49=\"\",\"\",Inventory!G49)","v":""},{"$f":"IF(Inventory!I49=\"\",\"\",Inventory!I49)","v":""},{"$f":"IF(Inventory!J49=\"\",\"\",Inventory!J49)","v":""},{"$f":"IF(Inventory!K49=\"\",\"\",Inventory!K49)","v":""},{"$f":"IF(Inventory!L49=\"\",\"\",Inventory!L49)","v":""},{"$f":"IF(Inventory!M49=\"\",\"\",Inventory!M49)","v":""},{"$f":"IF(Inventory!N49=\"\",\"\",Inventory!N49)","v":""},{"$f":"IF(Inventory!O49=\"\",\"\",Inventory!O49)","v":""},{"$f":"IF(Inventory!P49=\"\",\"\",Inventory!P49)","v":""},{"$f":"IF(Inventory!Q49=\"\",\"\",Inventory!Q49)","v":""},{"$f":"IF(Inventory!R49=\"\",\"\",Inventory!R49)","v":""},{"$f":"IF(Inventory!S49=\"\",\"\",Inventory!S49)","v":""},{"$f":"IF(Inventory!T49=\"\",\"\",Inventory!T49)","v":""},{"$f":"IF(Inventory!U49=\"\",\"\",Inventory!U49)","v":""},{"$f":"IF(Inventory!V49=\"\",\"\",Inventory!V49)","v":""},{"$f":"IF(Inventory!W49=\"\",\"\",Inventory!W49)","v":""}]
[null,41,{"$f":"IF(Inventory!C50=\"\",\"\",Inventory!C50)","v":""},{"$f":"IF(Inventory!D50=\"\",\"\",Inventory!D50)","v":""},{"$f":"IF(Inventory!F50=\"\",\"\",Inventory!F50)","v":""},{"$f":"IF(Inventory!G50=\"\",\"\",Inventory!G50)","v":""},{"$f":"IF(Inventory!I50=\"\",\"\",Inventory!I50)","v":""},{"$f":"IF(Inventory!J50=\"\",\"\",Inventory!J50)","v":""},{"$f":"IF(Inventory!K50=\"\",\"\",Inventory!K50)","v":""},{"$f":"IF(Inventory!L50=\"\",\"\",Inventory!L50)","v":""},{"$f":"IF(Inventory!M50=\"\",\"\",Inventory!M50)","v":""},{"$f":"IF(Inventory!N50=\"\",\"\",Inventory!N50)","v":""},{"$f":"IF(Inventory!O50=\"\",\"\",Inventory!O50)","v":""},{"$f":"IF(Inventory!P50=\"\",\"\",Inventory!P50)","v":""},{"$f":"IF(Inventory!Q50=\"\",\"\",Inventory!Q50)","v":""},{"$f":"IF(Inventory!R50=\"\",\"\",Inventory!R50)","v":""},{"$f":"IF(Inventory!S50=\"\",\"\",Inventory!S50)","v":""},{"$f":"IF(Inventory!T50=\"\",\"\",Inventory!T50)","v":""},{"$f":"IF(Inventory!U50=\"\",\"\",Inventory!U50)","v":""},{"$f":"IF(Inventory!V50=\"\",\"\",Inventory!V50)","v":""},{"$f":"IF(Inventory!W50=\"\",\"\",Inventory!W50)","v":""}]
[null,42,{"$f":"IF(Inventory!C51=\"\",\"\",Inventory!C51)","v":""},{"$f":"IF(Inventory!D51=\"\",\"\",Inventory!D51)","v":""},{"$f":"IF(Inventory!F51=\"\",\"\",Inventory!F51)","v":""},{"$f":"IF(Inventory!G51=\"\",\"\",Inventory!G51)","v":""},{"$f":"IF(Inventory!I51=\"\",\"\",Inventory!I51)","v":""},{"$f":"IF(Inventory!J51=\"\",\"\",Inventory!J51)","v":""},{"$f":"IF(Inventory!K51=\"\",\"\",Inventory!K51)","v":""},{"$f":"IF(Inventory!L51=\"\",\"\",Inventory!L51)","v":""},{"$f":"IF(Inventory!M51=\"\",\"\",Inventory!M51)","v":""},{"$f":"IF(Inventory!N51=\"\",\"\",Inventory!N51)","v":""},{"$f":"IF(Inventory!O51=\"\",\"\",Inventory!O51)","v":""},{"$f":"IF(Inventory!P51=\"\",\"\",Inventory!P51)","v":""},{"$f":"IF(Inventory!Q51=\"\",\"\",Inventory!Q51)","v":""},{"$f":"IF(Inventory!R51=\"\",\"\",Inventory!R51)","v":""},{"$f":"IF(Inventory!S51=\"\",\"\",Inventory!S51)","v":""},{"$f":"IF(Inventory!T51=\"\",\"\",Inventory!T51)","v":""},{"$f":"IF(Inventory!U51=\"\",\"\",Inventory!U51)","v":""},{"$f":"IF(Inventory!V51=\"\",\"\",Inventory!V51)","v":""},{"$f":"IF(Inventory!W51=\"\",\"\",Inventory!W51)","v":""}]
[null,43,{"$f":"IF(Inventory!C52=\"\",\"\",Inventory!C52)","v":""},{"$f":"IF(Inventory!D52=\"\",\"\",Inventory!D52)","v":""},{"$f":"IF(Inventory!F52=\"\",\"\",Inventory!F52)","v":""},{"$f":"IF(Inventory!G52=\"\",\"\",Inventory!G52)","v":""},{"$f":"IF(Inventory!I52=\"\",\"\",Inventory!I52)","v":""},{"$f":"IF(Inventory!J52=\"\",\"\",Inventory!J52)","v":""},{"$f":"IF(Inventory!K52=\"\",\"\",Inventory!K52)","v":""},{"$f":"IF(Inventory!L52=\"\",\"\",Inventory!L52)","v":""},{"$f":"IF(Inventory!M52=\"\",\"\",Inventory!M52)","v":""},{"$f":"IF(Inventory!N52=\"\",\"\",Inventory!N52)","v":""},{"$f":"IF(Inventory!O52=\"\",\"\",Inventory!O52)","v":""},{"$f":"IF(Inventory!P52=\"\",\"\",Inventory!P52)","v":""},{"$f":"IF(Inventory!Q52=\"\",\"\",Inventory!Q52)","v":""},{"$f":"IF(Inventory!R52=\"\",\"\",Inventory!R52)","v":""},{"$f":"IF(Inventory!S52=\"\",\"\",Inventory!S52)","v":""},{"$f":"IF(Inventory!T52=\"\",\"\",Inventory!T52)","v":""},{"$f":"IF(Inventory!U52=\"\",\"\",Inventory!U52)","v":""},{"$f":"IF(Inventory!V52=\"\",\"\",Inventory!V52)","v":""},{"$f":"IF(Inventory!W52=\"\",\"\",Inventory!W52)","v":""}]
[null,44,{"$f":"IF(Inventory!C53=\"\",\"\",Inventory!C53)","v":""},{"$f":"IF(Inventory!D53=\"\",\"\",Inventory!D53)","v":""},{"$f":"IF(Inventory!F53=\"\",\"\",Inventory!F53)","v":""},{"$f":"IF(Inventory!G53=\"\",\"\",Inventory!G53)","v":""},{"$f":"IF(Inventory!I53=\"\",\"\",Inventory!I53)","v":""},{"$f":"IF(Inventory!J53=\"\",\"\",Inventory!J53)","v":""},{"$f":"IF(Inventory!K53=\"\",\"\",Inventory!K53)","v":""},{"$f":"IF(Inventory!L53=\"\",\"\",Inventory!L53)","v":""},{"$f":"IF(Inventory!M53=\"\",\"\",Inventory!M53)","v":""},{"$f":"IF(Inventory!N53=\"\",\"\",Inventory!N53)","v":""},{"$f":"IF(Inventory!O53=\"\",\"\",Inventory!O53)","v":""},{"$f":"IF(Inventory!P53=\"\",\"\",Inventory!P53)","v":""},{"$f":"IF(Inventory!Q53=\"\",\"\",Inventory!Q53)","v":""},{"$f":"IF(Inventory!R53=\"\",\"\",Inventory!R53)","v":""},{"$f":"IF(Inventory!S53=\"\",\"\",Inventory!S53)","v":""},{"$f":"IF(Inventory!T53=\"\",\"\",Inventory!T53)","v":""},{"$f":"IF(Inventory!U53=\"\",\"\",Inventory!U53)","v":""},{"$f":"IF(Inventory!V53=\"\",\"\",Inventory!V53)","v":""},{"$f":"IF(Inventory!W53=\"\",\"\",Inventory!W53)","v":""}]
[null,45,{"$f":"IF(Inventory!C54=\"\",\"\",Inventory!C54)","v":""},{"$f":"IF(Inventory!D54=\"\",\"\",Inventory!D54)","v":""},{"$f":"IF(Inventory!F54=\"\",\"\",Inventory!F54)","v":""},{"$f":"IF(Inventory!G54=\"\",\"\",Inventory!G54)","v":""},{"$f":"IF(Inventory!I54=\"\",\"\",Inventory!I54)","v":""},{"$f":"IF(Inventory!J54=\"\",\"\",Inventory!J54)","v":""},{"$f":"IF(Inventory!K54=\"\",\"\",Inventory!K54)","v":""},{"$f":"IF(Inventory!L54=\"\",\"\",Inventory!L54)","v":""},{"$f":"IF(Inventory!M54=\"\",\"\",Inventory!M54)","v":""},{"$f":"IF(Inventory!N54=\"\",\"\",Inventory!N54)","v":""},{"$f":"IF(Inventory!O54=\"\",\"\",Inventory!O54)","v":""},{"$f":"IF(Inventory!P54=\"\",\"\",Inventory!P54)","v":""},{"$f":"IF(Inventory!Q54=\"\",\"\",Inventory!Q54)","v":""},{"$f":"IF(Inventory!R54=\"\",\"\",Inventory!R54)","v":""},{"$f":"IF(Inventory!S54=\"\",\"\",Inventory!S54)","v":""},{"$f":"IF(Inventory!T54=\"\",\"\",Inventory!T54)","v":""},{"$f":"IF(Inventory!U54=\"\",\"\",Inventory!U54)","v":""},{"$f":"IF(Inventory!V54=\"\",\"\",Inventory!V54)","v":""},{"$f":"IF(Inventory!W54=\"\",\"\",Inventory!W54)","v":""}]
[null,46,{"$f":"IF(Inventory!C55=\"\",\"\",Inventory!C55)","v":""},{"$f":"IF(Inventory!D55=\"\",\"\",Inventory!D55)","v":""},{"$f":"IF(Inventory!F55=\"\",\"\",Inventory!F55)","v":""},{"$f":"IF(Inventory!G55=\"\",\"\",Inventory!G55)","v":""},{"$f":"IF(Inventory!I55=\"\",\"\",Inventory!I55)","v":""},{"$f":"IF(Inventory!J55=\"\",\"\",Inventory!J55)","v":""},{"$f":"IF(Inventory!K55=\"\",\"\",Inventory!K55)","v":""},{"$f":"IF(Inventory!L55=\"\",\"\",Inventory!L55)","v":""},{"$f":"IF(Inventory!M55=\"\",\"\",Inventory!M55)","v":""},{"$f":"IF(Inventory!N55=\"\",\"\",Inventory!N55)","v":""},{"$f":"IF(Inventory!O55=\"\",\"\",Inventory!O55)","v":""},{"$f":"IF(Inventory!P55=\"\",\"\",Inventory!P55)","v":""},{"$f":"IF(Inventory!Q55=\"\",\"\",Inventory!Q55)","v":""},{"$f":"IF(Inventory!R55=\"\",\"\",Inventory!R55)","v":""},{"$f":"IF(Inventory!S55=\"\",\"\",Inventory!S55)","v":""},{"$f":"IF(Inventory!T55=\"\",\"\",Inventory!T55)","v":""},{"$f":"IF(Inventory!U55=\"\",\"\",Inventory!U55)","v":""},{"$f":"IF(Inventory!V55=\"\",\"\",Inventory!V55)","v":""},{"$f":"IF(Inventory!W55=\"\",\"\",Inventory!W55)","v":""}]
[null,47,{"$f":"IF(Inventory!C56=\"\",\"\",Inventory!C56)","v":""},{"$f":"IF(Inventory!D56=\"\",\"\",Inventory!D56)","v":""},{"$f":"IF(Inventory!F56=\"\",\"\",Inventory!F56)","v":""},{"$f":"IF(Inventory!G56=\"\",\"\",Inventory!G56)","v":""},{"$f":"IF(Inventory!I56=\"\",\"\",Inventory!I56)","v":""},{"$f":"IF(Inventory!J56=\"\",\"\",Inventory!J56)","v":""},{"$f":"IF(Inventory!K56=\"\",\"\",Inventory!K56)","v":""},{"$f":"IF(Inventory!L56=\"\",\"\",Inventory!L56)","v":""},{"$f":"IF(Inventory!M56=\"\",\"\",Inventory!M56)","v":""},{"$f":"IF(Inventory!N56=\"\",\"\",Inventory!N56)","v":""},{"$f":"IF(Inventory!O56=\"\",\"\",Inventory!O56)","v":""},{"$f":"IF(Inventory!P56=\"\",\"\",Inventory!P56)","v":""},{"$f":"IF(Inventory!Q56=\"\",\"\",Inventory!Q56)","v":""},{"$f":"IF(Inventory!R56=\"\",\"\",Inventory!R56)","v":""},{"$f":"IF(Inventory!S56=\"\",\"\",Inventory!S56)","v":""},{"$f":"IF(Inventory!T56=\"\",\"\",Inventory!T56)","v":""},{"$f":"IF(Inventory!U56=\"\",\"\",Inventory!U56)","v":""},{"$f":"IF(Inventory!V56=\"\",\"\",Inventory!V56)","v":""},{"$f":"IF(Inventory!W56=\"\",\"\",Inventory!W56)","v":""}]
[null,48,{"$f":"IF(Inventory!C57=\"\",\"\",Inventory!C57)","v":""},{"$f":"IF(Inventory!D57=\"\",\"\",Inventory!D57)","v":""},{"$f":"IF(Inventory!F57=\"\",\"\",Inventory!F57)","v":""},{"$f":"IF(Inventory!G57=\"\",\"\",Inventory!G57)","v":""},{"$f":"IF(Inventory!I57=\"\",\"\",Inventory!I57)","v":""},{"$f":"IF(Inventory!J57=\"\",\"\",Inventory!J57)","v":""},{"$f":"IF(Inventory!K57=\"\",\"\",Inventory!K57)","v":""},{"$f":"IF(Inventory!L57=\"\",\"\",Inventory!L57)","v":""},{"$f":"IF(Inventory!M57=\"\",\"\",Inventory!M57)","v":""},{"$f":"IF(Inventory!N57=\"\",\"\",Inventory!N57)","v":""},{"$f":"IF(Inventory!O57=\"\",\"\",Inventory!O57)","v":""},{"$f":"IF(Inventory!P57=\"\",\"\",Inventory!P57)","v":""},{"$f":"IF(Inventory!Q57=\"\",\"\",Inventory!Q57)","v":""},{"$f":"IF(Inventory!R57=\"\",\"\",Inventory!R57)","v":""},{"$f":"IF(Inventory!S57=\"\",\"\",Inventory!S57)","v":""},{"$f":"IF(Inventory!T57=\"\",\"\",Inventory!T57)","v":""},{"$f":"IF(Inventory!U57=\"\",\"\",Inventory!U57)","v":""},{"$f":"IF(Inventory!V57=\"\",\"\",Inventory!V57)","v":""},{"$f":"IF(Inventory!W57=\"\",\"\",Inventory!W57)","v":""}]
[null,49,{"$f":"IF(Inventory!C58=\"\",\"\",Inventory!C58)","v":""},{"$f":"IF(Inventory!D58=\"\",\"\",Inventory!D58)","v":""},{"$f":"IF(Inventory!F58=\"\",\"\",Inventory!F58)","v":""},{"$f":"IF(Inventory!G58=\"\",\"\",Inventory!G58)","v":""},{"$f":"IF(Inventory!I58=\"\",\"\",Inventory!I58)","v":""},{"$f":"IF(Inventory!J58=\"\",\"\",Inventory!J58)","v":""},{"$f":"IF(Inventory!K58=\"\",\"\",Inventory!K58)","v":""},{"$f":"IF(Inventory!L58=\"\",\"\",Inventory!L58)","v":""},{"$f":"IF(Inventory!M58=\"\",\"\",Inventory!M58)","v":""},{"$f":"IF(Inventory!N58=\"\",\"\",Inventory!N58)","v":""},{"$f":"IF(Inventory!O58=\"\",\"\",Inventory!O58)","v":""},{"$f":"IF(Inventory!P58=\"\",\"\",Inventory!P58)","v":""},{"$f":"IF(Inventory!Q58=\"\",\"\",Inventory!Q58)","v":""},{"$f":"IF(Inventory!R58=\"\",\"\",Inventory!R58)","v":""},{"$f":"IF(Inventory!S58=\"\",\"\",Inventory!S58)","v":""},{"$f":"IF(Inventory!T58=\"\",\"\",Inventory!T58)","v":""},{"$f":"IF(Inventory!U58=\"\",\"\",Inventory!U58)","v":""},{"$f":"IF(Inventory!V58=\"\",\"\",Inventory!V58)","v":""},{"$f":"IF(Inventory!W58=\"\",\"\",Inventory!W58)","v":""}]
[null,50,{"$f":"IF(Inventory!C59=\"\",\"\",Inventory!C59)","v":""},{"$f":"IF(Inventory!D59=\"\",\"\",Inventory!D59)","v":""},{"$f":"IF(Inventory!F59=\"\",\"\",Inventory!F59)","v":""},{"$f":"IF(Inventory!G59=\"\",\"\",Inventory!G59)","v":""},{"$f":"IF(Inventory!I59=\"\",\"\",Inventory!I59)","v":""},{"$f":"IF(Inventory!J59=\"\",\"\",Inventory!J59)","v":""},{"$f":"IF(Inventory!K59=\"\",\"\",Inventory!K59)","v":""},{"$f":"IF(Inventory!L59=\"\",\"\",Inventory!L59)","v":""},{"$f":"IF(Inventory!M59=\"\",\"\",Inventory!M59)","v":""},{"$f":"IF(Inventory!N59=\"\",\"\",Inventory!N59)","v":""},{"$f":"IF(Inventory!O59=\"\",\"\",Inventory!O59)","v":""},{"$f":"IF(Inventory!P59=\"\",\"\",Inventory!P59)","v":""},{"$f":"IF(Inventory!Q59=\"\",\"\",Inventory!Q59)","v":""},{"$f":"IF(Inventory!R59=\"\",\"\",Inventory!R59)","v":""},{"$f":"IF(Inventory!S59=\"\",\"\",Inventory!S59)","v":""},{"$f":"IF(Inventory!T59=\"\",\"\",Inventory!T59)","v":""},{"$f":"IF(Inventory!U59=\"\",\"\",Inventory!U59)","v":""},{"$f":"IF(Inventory!V59=\"\",\"\",Inventory!V59)","v":""},{"$f":"IF(Inventory!W59=\"\",\"\",Inventory!W59)","v":""}]
[null,51,{"$f":"IF(Inventory!C60=\"\",\"\",Inventory!C60)","v":""},{"$f":"IF(Inventory!D60=\"\",\"\",Inventory!D60)","v":""},{"$f":"IF(Inventory!F60=\"\",\"\",Inventory!F60)","v":""},{"$f":"IF(Inventory!G60=\"\",\"\",Inventory!G60)","v":""},{"$f":"IF(Inventory!I60=\"\",\"\",Inventory!I60)","v":""},{"$f":"IF(Inventory!J60=\"\",\"\",Inventory!J60)","v":""},{"$f":"IF(Inventory!K60=\"\",\"\",Inventory!K60)","v":""},{"$f":"IF(Inventory!L60=\"\",\"\",Inventory!L60)","v":""},{"$f":"IF(Inventory!M60=\"\",\"\",Inventory!M60)","v":""},{"$f":"IF(Inventory!N60=\"\",\"\",Inventory!N60)","v":""},{"$f":"IF(Inventory!O60=\"\",\"\",Inventory!O60)","v":""},{"$f":"IF(Inventory!P60=\"\",\"\",Inventory!P60)","v":""},{"$f":"IF(Inventory!Q60=\"\",\"\",Inventory!Q60)","v":""},{"$f":"IF(Inventory!R60=\"\",\"\",Inventory!R60)","v":""},{"$f":"IF(Inventory!S60=\"\",\"\",Inventory!S60)","v":""},{"$f":"IF(Inventory!T60=\"\",\"\",Inventory!T60)","v":""},{"$f":"IF(Inventory!U60=\"\",\"\",Inventory!U60)","v":""},{"$f":"IF(Inventory!V60=\"\",\"\",Inventory!V60)","v":""},{"$f":"IF(Inventory!W60=\"\",\"\",Inventory!W60)","v":""}]
[null,52,{"$f":"IF(Inventory!C61=\"\",\"\",Inventory!C61)","v":""},{"$f":"IF(Inventory!D61=\"\",\"\",Inventory!D61)","v":""},{"$f":"IF(Inventory!F61=\"\",\"\",Inventory!F61)","v":""},{"$f":"IF(Inventory!G61=\"\",\"\",Inventory!G61)","v":""},{"$f":"IF(Inventory!I61=\"\",\"\",Inventory!I61)","v":""},{"$f":"IF(Inventory!J61=\"\",\"\",Inventory!J61)","v":""},{"$f":"IF(Inventory!K61=\"\",\"\",Inventory!K61)","v":""},{"$f":"IF(Inventory!L61=\"\",\"\",Inventory!L61)","v":""},{"$f":"IF(Inventory!M61=\"\",\"\",Inventory!M61)","v":""},{"$f":"IF(Inventory!N61=\"\",\"\",Inventory!N61)","v":""},{"$f":"IF(Inventory!O61=\"\",\"\",Inventory!O61)","v":""},{"$f":"IF(Inventory!P61=\"\",\"\",Inventory!P61)","v":""},{"$f":"IF(Inventory!Q61=\"\",\"\",Inventory!Q61)","v":""},{"$f":"IF(Inventory!R61=\"\",\"\",Inventory!R61)","v":""},{"$f":"IF(Inventory!S61=\"\",\"\",Inventory!S61)","v":""},{"$f":"IF(Inventory!T61=\"\",\"\",Inventory!T61)","v":""},{"$f":"IF(Inventory!U61=\"\",\"\",Inventory!U61)","v":""},{"$f":"IF(Inventory!V61=\"\",\"\",Inventory!V61)","v":""},{"$f":"IF(Inventory!W61=\"\",\"\",Inventory!W61)","v":""}]
[null,53,{"$f":"IF(Inventory!C62=\"\",\"\",Inventory!C62)","v":""},{"$f":"IF(Inventory!D62=\"\",\"\",Inventory!D62)","v":""},{"$f":"IF(Inventory!F62=\"\",\"\",Inventory!F62)","v":""},{"$f":"IF(Inventory!G62=\"\",\"\",Inventory!G62)","v":""},{"$f":"IF(Inventory!I62=\"\",\"\",Inventory!I62)","v":""},{"$f":"IF(Inventory!J62=\"\",\"\",Inventory!J62)","v":""},{"$f":"IF(Inventory!K62=\"\",\"\",Inventory!K62)","v":""},{"$f":"IF(Inventory!L62=\"\",\"\",Inventory!L62)","v":""},{"$f":"IF(Inventory!M62=\"\",\"\",Inventory!M62)","v":""},{"$f":"IF(Inventory!N62=\"\",\"\",Inventory!N62)","v":""},{"$f":"IF(Inventory!O62=\"\",\"\",Inventory!O62)","v":""},{"$f":"IF(Inventory!P62=\"\",\"\",Inventory!P62)","v":""},{"$f":"IF(Inventory!Q62=\"\",\"\",Inventory!Q62)","v":""},{"$f":"IF(Inventory!R62=\"\",\"\",Inventory!R62)","v":""},{"$f":"IF(Inventory!S62=\"\",\"\",Inventory!S62)","v":""},{"$f":"IF(Inventory!T62=\"\",\"\",Inventory!T62)","v":""},{"$f":"IF(Inventory!U62=\"\",\"\",Inventory!U62)","v":""},{"$f":"IF(Inventory!V62=\"\",\"\",Inventory!V62)","v":""},{"$f":"IF(Inventory!W62=\"\",\"\",Inventory!W62)","v":""}]
[null,54,{"$f":"IF(Inventory!C63=\"\",\"\",Inventory!C63)","v":""},{"$f":"IF(Inventory!D63=\"\",\"\",Inventory!D63)","v":""},{"$f":"IF(Inventory!F63=\"\",\"\",Inventory!F63)","v":""},{"$f":"IF(Inventory!G63=\"\",\"\",Inventory!G63)","v":""},{"$f":"IF(Inventory!I63=\"\",\"\",Inventory!I63)","v":""},{"$f":"IF(Inventory!J63=\"\",\"\",Inventory!J63)","v":""},{"$f":"IF(Inventory!K63=\"\",\"\",Inventory!K63)","v":""},{"$f":"IF(Inventory!L63=\"\",\"\",Inventory!L63)","v":""},{"$f":"IF(Inventory!M63=\"\",\"\",Inventory!M63)","v":""},{"$f":"IF(Inventory!N63=\"\",\"\",Inventory!N63)","v":""},{"$f":"IF(Inventory!O63=\"\",\"\",Inventory!O63)","v":""},{"$f":"IF(Inventory!P63=\"\",\"\",Inventory!P63)","v":""},{"$f":"IF(Inventory!Q63=\"\",\"\",Inventory!Q63)","v":""},{"$f":"IF(Inventory!R63=\"\",\"\",Inventory!R63)","v":""},{"$f":"IF(Inventory!S63=\"\",\"\",Inventory!S63)","v":""},{"$f":"IF(Inventory!T63=\"\",\"\",Inventory!T63)","v":""},{"$f":"IF(Inventory!U63=\"\",\"\",Inventory!U63)","v":""},{"$f":"IF(Inventory!V63=\"\",\"\",Inventory!V63)","v":""},{"$f":"IF(Inventory!W63=\"\",\"\",Inventory!W63)","v":""}]
[null,55,{"$f":"IF(Inventory!C64=\"\",\"\",Inventory!C64)","v":""},{"$f":"IF(Inventory!D64=\"\",\"\",Inventory!D64)","v":""},{"$f":"IF(Inventory!F64=\"\",\"\",Inventory!F64)","v":""},{"$f":"IF(Inventory!G64=\"\",\"\",Inventory!G64)","v":""},{"$f":"IF(Inventory!I64=\"\",\"\",Inventory!I64)","v":""},{"$f":"IF(Inventory!J64=\"\",\"\",Inventory!J64)","v":""},{"$f":"IF(Inventory!K64=\"\",\"\",Inventory!K64)","v":""},{"$f":"IF(Inventory!L64=\"\",\"\",Inventory!L64)","v":""},{"$f":"IF(Inventory!M64=\"\",\"\",Inventory!M64)","v":""},{"$f":"IF(Inventory!N64=\"\",\"\",Inventory!N64)","v":""},{"$f":"IF(Inventory!O64=\"\",\"\",Inventory!O64)","v":""},{"$f":"IF(Inventory!P64=\"\",\"\",Inventory!P64)","v":""},{"$f":"IF(Inventory!Q64=\"\",\"\",Inventory!Q64)","v":""},{"$f":"IF(Inventory!R64=\"\",\"\",Inventory!R64)","v":""},{"$f":"IF(Inventory!S64=\"\",\"\",Inventory!S64)","v":""},{"$f":"IF(Inventory!T64=\"\",\"\",Inventory!T64)","v":""},{"$f":"IF(Inventory!U64=\"\",\"\",Inventory!U64)","v":""},{"$f":"IF(Inventory!V64=\"\",\"\",Inventory!V64)","v":""},{"$f":"IF(Inventory!W64=\"\",\"\",Inventory!W64)","v":""}]
[null,56,{"$f":"IF(Inventory!C65=\"\",\"\",Inventory!C65)","v":""},{"$f":"IF(Inventory!D65=\"\",\"\",Inventory!D65)","v":""},{"$f":"IF(Inventory!F65=\"\",\"\",Inventory!F65)","v":""},{"$f":"IF(Inventory!G65=\"\",\"\",Inventory!G65)","v":""},{"$f":"IF(Inventory!I65=\"\",\"\",Inventory!I65)","v":""},{"$f":"IF(Inventory!J65=\"\",\"\",Inventory!J65)","v":""},{"$f":"IF(Inventory!K65=\"\",\"\",Inventory!K65)","v":""},{"$f":"IF(Inventory!L65=\"\",\"\",Inventory!L65)","v":""},{"$f":"IF(Inventory!M65=\"\",\"\",Inventory!M65)","v":""},{"$f":"IF(Inventory!N65=\"\",\"\",Inventory!N65)","v":""},{"$f":"IF(Inventory!O65=\"\",\"\",Inventory!O65)","v":""},{"$f":"IF(Inventory!P65=\"\",\"\",Inventory!P65)","v":""},{"$f":"IF(Inventory!Q65=\"\",\"\",Inventory!Q65)","v":""},{"$f":"IF(Inventory!R65=\"\",\"\",Inventory!R65)","v":""},{"$f":"IF(Inventory!S65=\"\",\"\",Inventory!S65)","v":""},{"$f":"IF(Inventory!T65=\"\",\"\",Inventory!T65)","v":""},{"$f":"IF(Inventory!U65=\"\",\"\",Inventory!U65)","v":""},{"$f":"IF(Inventory!V65=\"\",\"\",Inventory!V65)","v":""},{"$f":"IF(Inventory!W65=\"\",\"\",Inventory!W65)","v":""}]
[null,57,{"$f":"IF(Inventory!C66=\"\",\"\",Inventory!C66)","v":""},{"$f":"IF(Inventory!D66=\"\",\"\",Inventory!D66)","v":""},{"$f":"IF(Inventory!F66=\"\",\"\",Inventory!F66)","v":""},{"$f":"IF(Inventory!G66=\"\",\"\",Inventory!G66)","v":""},{"$f":"IF(Inventory!I66=\"\",\"\",Inventory!I66)","v":""},{"$f":"IF(Inventory!J66=\"\",\"\",Inventory!J66)","v":""},{"$f":"IF(Inventory!K66=\"\",\"\",Inventory!K66)","v":""},{"$f":"IF(Inventory!L66=\"\",\"\",Inventory!L66)","v":""},{"$f":"IF(Inventory!M66=\"\",\"\",Inventory!M66)","v":""},{"$f":"IF(Inventory!N66=\"\",\"\",Inventory!N66)","v":""},{"$f":"IF(Inventory!O66=\"\",\"\",Inventory!O66)","v":""},{"$f":"IF(Inventory!P66=\"\",\"\",Inventory!P66)","v":""},{"$f":"IF(Inventory!Q66=\"\",\"\",Inventory!Q66)","v":""},{"$f":"IF(Inventory!R66=\"\",\"\",Inventory!R66)","v":""},{"$f":"IF(Inventory!S66=\"\",\"\",Inventory!S66)","v":""},{"$f":"IF(Inventory!T66=\"\",\"\",Inventory!T66)","v":""},{"$f":"IF(Inventory!U66=\"\",\"\",Inventory!U66)","v":""},{"$f":"IF(Inventory!V66=\"\",\"\",Inventory!V66)","v":""},{"$f":"IF(Inventory!W66=\"\",\"\",Inventory!W66)","v":""}]
[null,58,{"$f":"IF(Inventory!C67=\"\",\"\",Inventory!C67)","v":""},{"$f":"IF(Inventory!D67=\"\",\"\",Inventory!D67)","v":""},{"$f":"IF(Inventory!F67=\"\",\"\",Inventory!F67)","v":""},{"$f":"IF(Inventory!G67=\"\",\"\",Inventory!G67)","v":""},{"$f":"IF(Inventory!I67=\"\",\"\",Inventory!I67)","v":""},{"$f":"IF(Inventory!J67=\"\",\"\",Inventory!J67)","v":""},{"$f":"IF(Inventory!K67=\"\",\"\",Inventory!K67)","v":""},{"$f":"IF(Inventory!L67=\"\",\"\",Inventory!L67)","v":""},{"$f":"IF(Inventory!M67=\"\",\"\",Inventory!M67)","v":""},{"$f":"IF(Inventory!N67=\"\",\"\",Inventory!N67)","v":""},{"$f":"IF(Inventory!O67=\"\",\"\",Inventory!O67)","v":""},{"$f":"IF(Inventory!P67=\"\",\"\",Inventory!P67)","v":""},{"$f":"IF(Inventory!Q67=\"\",\"\",Inventory!Q67)","v":""},{"$f":"IF(Inventory!R67=\"\",\"\",Inventory!R67)","v":""},{"$f":"IF(Inventory!S67=\"\",\"\",Inventory!S67)","v":""},{"$f":"IF(Inventory!T67=\"\",\"\",Inventory!T67)","v":""},{"$f":"IF(Inventory!U67=\"\",\"\",Inventory!U67)","v":""},{"$f":"IF(Inventory!V67=\"\",\"\",Inventory!V67)","v":""},{"$f":"IF(Inventory!W67=\"\",\"\",Inventory!W67)","v":""}]
[null,59,{"$f":"IF(Inventory!C68=\"\",\"\",Inventory!C68)","v":""},{"$f":"IF(Inventory!D68=\"\",\"\",Inventory!D68)","v":""},{"$f":"IF(Inventory!F68=\"\",\"\",Inventory!F68)","v":""},{"$f":"IF(Inventory!G68=\"\",\"\",Inventory!G68)","v":""},{"$f":"IF(Inventory!I68=\"\",\"\",Inventory!I68)","v":""},{"$f":"IF(Inventory!J68=\"\",\"\",Inventory!J68)","v":""},{"$f":"IF(Inventory!K68=\"\",\"\",Inventory!K68)","v":""},{"$f":"IF(Inventory!L68=\"\",\"\",Inventory!L68)","v":""},{"$f":"IF(Inventory!M68=\"\",\"\",Inventory!M68)","v":""},{"$f":"IF(Inventory!N68=\"\",\"\",Inventory!N68)","v":""},{"$f":"IF(Inventory!O68=\"\",\"\",Inventory!O68)","v":""},{"$f":"IF(Inventory!P68=\"\",\"\",Inventory!P68)","v":""},{"$f":"IF(Inventory!Q68=\"\",\"\",Inventory!Q68)","v":""},{"$f":"IF(Inventory!R68=\"\",\"\",Inventory!R68)","v":""},{"$f":"IF(Inventory!S68=\"\",\"\",Inventory!S68)","v":""},{"$f":"IF(Inventory!T68=\"\",\"\",Inventory!T68)","v":""},{"$f":"IF(Inventory!U68=\"\",\"\",Inventory!U68)","v":""},{"$f":"IF(Inventory!V68=\"\",\"\",Inventory!V68)","v":""},{"$f":"IF(Inventory!W68=\"\",\"\",Inventory!W68)","v":""}]
[null,60,{"$f":"IF(Inventory!C69=\"\",\"\",Inventory!C69)","v":""},{"$f":"IF(Inventory!D69=\"\",\"\",Inventory!D69)","v":""},{"$f":"IF(Inventory!F69=\"\",\"\",Inventory!F69)","v":""},{"$f":"IF(Inventory!G69=\"\",\"\",Inventory!G69)","v":""},{"$f":"IF(Inventory!I69=\"\",\"\",Inventory!I69)","v":""},{"$f":"IF(Inventory!J69=\"\",\"\",Inventory!J69)","v":""},{"$f":"IF(Inventory!K69=\"\",\"\",Inventory!K69)","v":""},{"$f":"IF(Inventory!L69=\"\",\"\",Inventory!L69)","v":""},{"$f":"IF(Inventory!M69=\"\",\"\",Inventory!M69)","v":""},{"$f":"IF(Inventory!N69=\"\",\"\",Inventory!N69)","v":""},{"$f":"IF(Inventory!O69=\"\",\"\",Inventory!O69)","v":""},{"$f":"IF(Inventory!P69=\"\",\"\",Inventory!P69)","v":""},{"$f":"IF(Inventory!Q69=\"\",\"\",Inventory!Q69)","v":""},{"$f":"IF(Inventory!R69=\"\",\"\",Inventory!R69)","v":""},{"$f":"IF(Inventory!S69=\"\",\"\",Inventory!S69)","v":""},{"$f":"IF(Inventory!T69=\"\",\"\",Inventory!T69)","v":""},{"$f":"IF(Inventory!U69=\"\",\"\",Inventory!U69)","v":""},{"$f":"IF(Inventory!V69=\"\",\"\",Inventory!V69)","v":""},{"$f":"IF(Inventory!W69=\"\",\"\",Inventory!W69)","v":""}]
[null,61,{"$f":"IF(Inventory!C70=\"\",\"\",Inventory!C70)","v":""},{"$f":"IF(Inventory!D70=\"\",\"\",Inventory!D70)","v":""},{"$f":"IF(Inventory!F70=\"\",\"\",Inventory!F70)","v":""},{"$f":"IF(Inventory!G70=\"\",\"\",Inventory!G70)","v":""},{"$f":"IF(Inventory!I70=\"\",\"\",Inventory!I70)","v":""},{"$f":"IF(Inventory!J70=\"\",\"\",Inventory!J70)","v":""},{"$f":"IF(Inventory!K70=\"\",\"\",Inventory!K70)","v":""},{"$f":"IF(Inventory!L70=\"\",\"\",Inventory!L70)","v":""},{"$f":"IF(Inventory!M70=\"\",\"\",Inventory!M70)","v":""},{"$f":"IF(Inventory!N70=\"\",\"\",Inventory!N70)","v":""},{"$f":"IF(Inventory!O70=\"\",\"\",Inventory!O70)","v":""},{"$f":"IF(Inventory!P70=\"\",\"\",Inventory!P70)","v":""},{"$f":"IF(Inventory!Q70=\"\",\"\",Inventory!Q70)","v":""},{"$f":"IF(Inventory!R70=\"\",\"\",Inventory!R70)","v":""},{"$f":"IF(Inventory!S70=\"\",\"\",Inventory!S70)","v":""},{"$f":"IF(Inventory!T70=\"\",\"\",Inventory!T70)","v":""},{"$f":"IF(Inventory!U70=\"\",\"\",Inventory!U70)","v":""},{"$f":"IF(Inventory!V70=\"\",\"\",Inventory!V70)","v":""},{"$f":"IF(Inventory!W70=\"\",\"\",Inventory!W70)","v":""}]
[null,62,{"$f":"IF(Inventory!C71=\"\",\"\",Inventory!C71)","v":""},{"$f":"IF(Inventory!D71=\"\",\"\",Inventory!D71)","v":""},{"$f":"IF(Inventory!F71=\"\",\"\",Inventory!F71)","v":""},{"$f":"IF(Inventory!G71=\"\",\"\",Inventory!G71)","v":""},{"$f":"IF(Inventory!I71=\"\",\"\",Inventory!I71)","v":""},{"$f":"IF(Inventory!J71=\"\",\"\",Inventory!J71)","v":""},{"$f":"IF(Inventory!K71=\"\",\"\",Inventory!K71)","v":""},{"$f":"IF(Inventory!L71=\"\",\"\",Inventory!L71)","v":""},{"$f":"IF(Inventory!M71=\"\",\"\",Inventory!M71)","v":""},{"$f":"IF(Inventory!N71=\"\",\"\",Inventory!N71)","v":""},{"$f":"IF(Inventory!O71=\"\",\"\",Inventory!O71)","v":""},{"$f":"IF(Inventory!P71=\"\",\"\",Inventory!P71)","v":""},{"$f":"IF(Inventory!Q71=\"\",\"\",Inventory!Q71)","v":""},{"$f":"IF(Inventory!R71=\"\",\"\",Inventory!R71)","v":""},{"$f":"IF(Inventory!S71=\"\",\"\",Inventory!S71)","v":""},{"$f":"IF(Inventory!T71=\"\",\"\",Inventory!T71)","v":""},{"$f":"IF(Inventory!U71=\"\",\"\",Inventory!U71)","v":""},{"$f":"IF(Inventory!V71=\"\",\"\",Inventory!V71)","v":""},{"$f":"IF(Inventory!W71=\"\",\"\",Inventory!W71)","v":""}]
[null,63,{"$f":"IF(Inventory!C72=\"\",\"\",Inventory!C72)","v":""},{"$f":"IF(Inventory!D72=\"\",\"\",Inventory!D72)","v":""},{"$f":"IF(Inventory!F72=\"\",\"\",Inventory!F72)","v":""},{"$f":"IF(Inventory!G72=\"\",\"\",Inventory!G72)","v":""},{"$f":"IF(Inventory!I72=\"\",\"\",Inventory!I72)","v":""},{"$f":"IF(Inventory!J72=\"\",\"\",Inventory!J72)","v":""},{"$f":"IF(Inventory!K72=\"\",\"\",Inventory!K72)","v":""},{"$f":"IF(Inventory!L72=\"\",\"\",Inventory!L72)","v":""},{"$f":"IF(Inventory!M72=\"\",\"\",Inventory!M72)","v":""},{"$f":"IF(Inventory!N72=\"\",\"\",Inventory!N72)","v":""},{"$f":"IF(Inventory!O72=\"\",\"\",Inventory!O72)","v":""},{"$f":"IF(Inventory!P72=\"\",\"\",Inventory!P72)","v":""},{"$f":"IF(Inventory!Q72=\"\",\"\",Inventory!Q72)","v":""},{"$f":"IF(Inventory!R72=\"\",\"\",Inventory!R72)","v":""},{"$f":"IF(Inventory!S72=\"\",\"\",Inventory!S72)","v":""},{"$f":"IF(Inventory!T72=\"\",\"\",Inventory!T72)","v":""},{"$f":"IF(Inventory!U72=\"\",\"\",Inventory!U72)","v":""},{"$f":"IF(Inventory!V72=\"\",\"\",Inventory!V72)","v":""},{"$f":"IF(Inventory!W72=\"\",\"\",Inventory!W72)","v":""}]
[null,64,{"$f":"IF(Inventory!C73=\"\",\"\",Inventory!C73)","v":""},{"$f":"IF(Inventory!D73=\"\",\"\",Inventory!D73)","v":""},{"$f":"IF(Inventory!F73=\"\",\"\",Inventory!F73)","v":""},{"$f":"IF(Inventory!G73=\"\",\"\",Inventory!G73)","v":""},{"$f":"IF(Inventory!I73=\"\",\"\",Inventory!I73)","v":""},{"$f":"IF(Inventory!J73=\"\",\"\",Inventory!J73)","v":""},{"$f":"IF(Inventory!K73=\"\",\"\",Inventory!K73)","v":""},{"$f":"IF(Inventory!L73=\"\",\"\",Inventory!L73)","v":""},{"$f":"IF(Inventory!M73=\"\",\"\",Inventory!M73)","v":""},{"$f":"IF(Inventory!N73=\"\",\"\",Inventory!N73)","v":""},{"$f":"IF(Inventory!O73=\"\",\"\",Inventory!O73)","v":""},{"$f":"IF(Inventory!P73=\"\",\"\",Inventory!P73)","v":""},{"$f":"IF(Inventory!Q73=\"\",\"\",Inventory!Q73)","v":""},{"$f":"IF(Inventory!R73=\"\",\"\",Inventory!R73)","v":""},{"$f":"IF(Inventory!S73=\"\",\"\",Inventory!S73)","v":""},{"$f":"IF(Inventory!T73=\"\",\"\",Inventory!T73)","v":""},{"$f":"IF(Inventory!U73=\"\",\"\",Inventory!U73)","v":""},{"$f":"IF(Inventory!V73=\"\",\"\",Inventory!V73)","v":""},{"$f":"IF(Inventory!W73=\"\",\"\",Inventory!W73)","v":""}]
[null,65,{"$f":"IF(Inventory!C74=\"\",\"\",Inventory!C74)","v":""},{"$f":"IF(Inventory!D74=\"\",\"\",Inventory!D74)","v":""},{"$f":"IF(Inventory!F74=\"\",\"\",Inventory!F74)","v":""},{"$f":"IF(Inventory!G74=\"\",\"\",Inventory!G74)","v":""},{"$f":"IF(Inventory!I74=\"\",\"\",Inventory!I74)","v":""},{"$f":"IF(Inventory!J74=\"\",\"\",Inventory!J74)","v":""},{"$f":"IF(Inventory!K74=\"\",\"\",Inventory!K74)","v":""},{"$f":"IF(Inventory!L74=\"\",\"\",Inventory!L74)","v":""},{"$f":"IF(Inventory!M74=\"\",\"\",Inventory!M74)","v":""},{"$f":"IF(Inventory!N74=\"\",\"\",Inventory!N74)","v":""},{"$f":"IF(Inventory!O74=\"\",\"\",Inventory!O74)","v":""},{"$f":"IF(Inventory!P74=\"\",\"\",Inventory!P74)","v":""},{"$f":"IF(Inventory!Q74=\"\",\"\",Inventory!Q74)","v":""},{"$f":"IF(Inventory!R74=\"\",\"\",Inventory!R74)","v":""},{"$f":"IF(Inventory!S74=\"\",\"\",Inventory!S74)","v":""},{"$f":"IF(Inventory!T74=\"\",\"\",Inventory!T74)","v":""},{"$f":"IF(Inventory!U74=\"\",\"\",Inventory!U74)","v":""},{"$f":"IF(Inventory!V74=\"\",\"\",Inventory!V74)","v":""},{"$f":"IF(Inventory!W74=\"\",\"\",Inventory!W74)","v":""}]
[null,66,{"$f":"IF(Inventory!C75=\"\",\"\",Inventory!C75)","v":""},{"$f":"IF(Inventory!D75=\"\",\"\",Inventory!D75)","v":""},{"$f":"IF(Inventory!F75=\"\",\"\",Inventory!F75)","v":""},{"$f":"IF(Inventory!G75=\"\",\"\",Inventory!G75)","v":""},{"$f":"IF(Inventory!I75=\"\",\"\",Inventory!I75)","v":""},{"$f":"IF(Inventory!J75=\"\",\"\",Inventory!J75)","v":""},{"$f":"IF(Inventory!K75=\"\",\"\",Inventory!K75)","v":""},{"$f":"IF(Inventory!L75=\"\",\"\",Inventory!L75)","v":""},{"$f":"IF(Inventory!M75=\"\",\"\",Inventory!M75)","v":""},{"$f":"IF(Inventory!N75=\"\",\"\",Inventory!N75)","v":""},{"$f":"IF(Inventory!O75=\"\",\"\",Inventory!O75)","v":""},{"$f":"IF(Inventory!P75=\"\",\"\",Inventory!P75)","v":""},{"$f":"IF(Inventory!Q75=\"\",\"\",Inventory!Q75)","v":""},{"$f":"IF(Inventory!R75=\"\",\"\",Inventory!R75)","v":""},{"$f":"IF(Inventory!S75=\"\",\"\",Inventory!S75)","v":""},{"$f":"IF(Inventory!T75=\"\",\"\",Inventory!T75)","v":""},{"$f":"IF(Inventory!U75=\"\",\"\",Inventory!U75)","v":""},{"$f":"IF(Inventory!V75=\"\",\"\",Inventory!V75)","v":""},{"$f":"IF(Inventory!W75=\"\",\"\",Inventory!W75)","v":""}]
[null,67,{"$f":"IF(Inventory!C76=\"\",\"\",Inventory!C76)","v":""},{"$f":"IF(Inventory!D76=\"\",\"\",Inventory!D76)","v":""},{"$f":"IF(Inventory!F76=\"\",\"\",Inventory!F76)","v":""},{"$f":"IF(Inventory!G76=\"\",\"\",Inventory!G76)","v":""},{"$f":"IF(Inventory!I76=\"\",\"\",Inventory!I76)","v":""},{"$f":"IF(Inventory!J76=\"\",\"\",Inventory!J76)","v":""},{"$f":"IF(Inventory!K76=\"\",\"\",Inventory!K76)","v":""},{"$f":"IF(Inventory!L76=\"\",\"\",Inventory!L76)","v":""},{"$f":"IF(Inventory!M76=\"\",\"\",Inventory!M76)","v":""},{"$f":"IF(Inventory!N76=\"\",\"\",Inventory!N76)","v":""},{"$f":"IF(Inventory!O76=\"\",\"\",Inventory!O76)","v":""},{"$f":"IF(Inventory!P76=\"\",\"\",Inventory!P76)","v":""},{"$f":"IF(Inventory!Q76=\"\",\"\",Inventory!Q76)","v":""},{"$f":"IF(Inventory!R76=\"\",\"\",Inventory!R76)","v":""},{"$f":"IF(Inventory!S76=\"\",\"\",Inventory!S76)","v":""},{"$f":"IF(Inventory!T76=\"\",\"\",Inventory!T76)","v":""},{"$f":"IF(Inventory!U76=\"\",\"\",Inventory!U76)","v":""},{"$f":"IF(Inventory!V76=\"\",\"\",Inventory!V76)","v":""},{"$f":"IF(Inventory!W76=\"\",\"\",Inventory!W76)","v":""}]
[null,68,{"$f":"IF(Inventory!C77=\"\",\"\",Inventory!C77)","v":""},{"$f":"IF(Inventory!D77=\"\",\"\",Inventory!D77)","v":""},{"$f":"IF(Inventory!F77=\"\",\"\",Inventory!F77)","v":""},{"$f":"IF(Inventory!G77=\"\",\"\",Inventory!G77)","v":""},{"$f":"IF(Inventory!I77=\"\",\"\",Inventory!I77)","v":""},{"$f":"IF(Inventory!J77=\"\",\"\",Inventory!J77)","v":""},{"$f":"IF(Inventory!K77=\"\",\"\",Inventory!K77)","v":""},{"$f":"IF(Inventory!L77=\"\",\"\",Inventory!L77)","v":""},{"$f":"IF(Inventory!M77=\"\",\"\",Inventory!M77)","v":""},{"$f":"IF(Inventory!N77=\"\",\"\",Inventory!N77)","v":""},{"$f":"IF(Inventory!O77=\"\",\"\",Inventory!O77)","v":""},{"$f":"IF(Inventory!P77=\"\",\"\",Inventory!P77)","v":""},{"$f":"IF(Inventory!Q77=\"\",\"\",Inventory!Q77)","v":""},{"$f":"IF(Inventory!R77=\"\",\"\",Inventory!R77)","v":""},{"$f":"IF(Inventory!S77=\"\",\"\",Inventory!S77)","v":""},{"$f":"IF(Inventory!T77=\"\",\"\",Inventory!T77)","v":""},{"$f":"IF(Inventory!U77=\"\",\"\",Inventory!U77)","v":""},{"$f":"IF(Inventory!V77=\"\",\"\",Inventory!V77)","v":""},{"$f":"IF(Inventory!W77=\"\",\"\",Inventory!W77)","v":""}]
[null,69,{"$f":"IF(Inventory!C78=\"\",\"\",Inventory!C78)","v":""},{"$f":"IF(Inventory!D78=\"\",\"\",Inventory!D78)","v":""},{"$f":"IF(Inventory!F78=\"\",\"\",Inventory!F78)","v":""},{"$f":"IF(Inventory!G78=\"\",\"\",Inventory!G78)","v":""},{"$f":"IF(Inventory!I78=\"\",\"\",Inventory!I78)","v":""},{"$f":"IF(Inventory!J78=\"\",\"\",Inventory!J78)","v":""},{"$f":"IF(Inventory!K78=\"\",\"\",Inventory!K78)","v":""},{"$f":"IF(Inventory!L78=\"\",\"\",Inventory!L78)","v":""},{"$f":"IF(Inventory!M78=\"\",\"\",Inventory!M78)","v":""},{"$f":"IF(Inventory!N78=\"\",\"\",Inventory!N78)","v":""},{"$f":"IF(Inventory!O78=\"\",\"\",Inventory!O78)","v":""},{"$f":"IF(Inventory!P78=\"\",\"\",Inventory!P78)","v":""},{"$f":"IF(Inventory!Q78=\"\",\"\",Inventory!Q78)","v":""},{"$f":"IF(Inventory!R78=\"\",\"\",Inventory!R78)","v":""},{"$f":"IF(Inventory!S78=\"\",\"\",Inventory!S78)","v":""},{"$f":"IF(Inventory!T78=\"\",\"\",Inventory!T78)","v":""},{"$f":"IF(Inventory!U78=\"\",\"\",Inventory!U78)","v":""},{"$f":"IF(Inventory!V78=\"\",\"\",Inventory!V78)","v":""},{"$f":"IF(Inventory!W78=\"\",\"\",Inventory!W78)","v":""}]
[null,70,{"$f":"IF(Inventory!C79=\"\",\"\",Inventory!C79)","v":""},{"$f":"IF(Inventory!D79=\"\",\"\",Inventory!D79)","v":""},{"$f":"IF(Inventory!F79=\"\",\"\",Inventory!F79)","v":""},{"$f":"IF(Inventory!G79=\"\",\"\",Inventory!G79)","v":""},{"$f":"IF(Inventory!I79=\"\",\"\",Inventory!I79)","v":""},{"$f":"IF(Inventory!J79=\"\",\"\",Inventory!J79)","v":""},{"$f":"IF(Inventory!K79=\"\",\"\",Inventory!K79)","v":""},{"$f":"IF(Inventory!L79=\"\",\"\",Inventory!L79)","v":""},{"$f":"IF(Inventory!M79=\"\",\"\",Inventory!M79)","v":""},{"$f":"IF(Inventory!N79=\"\",\"\",Inventory!N79)","v":""},{"$f":"IF(Inventory!O79=\"\",\"\",Inventory!O79)","v":""},{"$f":"IF(Inventory!P79=\"\",\"\",Inventory!P79)","v":""},{"$f":"IF(Inventory!Q79=\"\",\"\",Inventory!Q79)","v":""},{"$f":"IF(Inventory!R79=\"\",\"\",Inventory!R79)","v":""},{"$f":"IF(Inventory!S79=\"\",\"\",Inventory!S79)","v":""},{"$f":"IF(Inventory!T79=\"\",\"\",Inventory!T79)","v":""},{"$f":"IF(Inventory!U79=\"\",\"\",Inventory!U79)","v":""},{"$f":"IF(Inventory!V79=\"\",\"\",Inventory!V79)","v":""},{"$f":"IF(Inventory!W79=\"\",\"\",Inventory!W79)","v":""}]
[null,71,{"$f":"IF(Inventory!C80=\"\",\"\",Inventory!C80)","v":""},{"$f":"IF(Inventory!D80=\"\",\"\",Inventory!D80)","v":""},{"$f":"IF(Inventory!F80=\"\",\"\",Inventory!F80)","v":""},{"$f":"IF(Inventory!G80=\"\",\"\",Inventory!G80)","v":""},{"$f":"IF(Inventory!I80=\"\",\"\",Inventory!I80)","v":""},{"$f":"IF(Inventory!J80=\"\",\"\",Inventory!J80)","v":""},{"$f":"IF(Inventory!K80=\"\",\"\",Inventory!K80)","v":""},{"$f":"IF(Inventory!L80=\"\",\"\",Inventory!L80)","v":""},{"$f":"IF(Inventory!M80=\"\",\"\",Inventory!M80)","v":""},{"$f":"IF(Inventory!N80=\"\",\"\",Inventory!N80)","v":""},{"$f":"IF(Inventory!O80=\"\",\"\",Inventory!O80)","v":""},{"$f":"IF(Inventory!P80=\"\",\"\",Inventory!P80)","v":""},{"$f":"IF(Inventory!Q80=\"\",\"\",Inventory!Q80)","v":""},{"$f":"IF(Inventory!R80=\"\",\"\",Inventory!R80)","v":""},{"$f":"IF(Inventory!S80=\"\",\"\",Inventory!S80)","v":""},{"$f":"IF(Inventory!T80=\"\",\"\",Inventory!T80)","v":""},{"$f":"IF(Inventory!U80=\"\",\"\",Inventory!U80)","v":""},{"$f":"IF(Inventory!V80=\"\",\"\",Inventory!V80)","v":""},{"$f":"IF(Inventory!W80=\"\",\"\",Inventory!W80)","v":""}]
[null,72,{"$f":"IF(Inventory!C81=\"\",\"\",Inventory!C81)","v":""},{"$f":"IF(Inventory!D81=\"\",\"\",Inventory!D81)","v":""},{"$f":"IF(Inventory!F81=\"\",\"\",Inventory!F81)","v":""},{"$f":"IF(Inventory!G81=\"\",\"\",Inventory!G81)","v":""},{"$f":"IF(Inventory!I81=\"\",\"\",Inventory!I81)","v":""},{"$f":"IF(Inventory!J81=\"\",\"\",Inventory!J81)","v":""},{"$f":"IF(Inventory!K81=\"\",\"\",Inventory!K81)","v":""},{"$f":"IF(Inventory!L81=\"\",\"\",Inventory!L81)","v":""},{"$f":"IF(Inventory!M81=\"\",\"\",Inventory!M81)","v":""},{"$f":"IF(Inventory!N81=\"\",\"\",Inventory!N81)","v":""},{"$f":"IF(Inventory!O81=\"\",\"\",Inventory!O81)","v":""},{"$f":"IF(Inventory!P81=\"\",\"\",Inventory!P81)","v":""},{"$f":"IF(Inventory!Q81=\"\",\"\",Inventory!Q81)","v":""},{"$f":"IF(Inventory!R81=\"\",\"\",Inventory!R81)","v":""},{"$f":"IF(Inventory!S81=\"\",\"\",Inventory!S81)","v":""},{"$f":"IF(Inventory!T81=\"\",\"\",Inventory!T81)","v":""},{"$f":"IF(Inventory!U81=\"\",\"\",Inventory!U81)","v":""},{"$f":"IF(Inventory!V81=\"\",\"\",Inventory!V81)","v":""},{"$f":"IF(Inventory!W81=\"\",\"\",Inventory!W81)","v":""}]
[null,73,{"$f":"IF(Inventory!C82=\"\",\"\",Inventory!C82)","v":""},{"$f":"IF(Inventory!D82=\"\",\"\",Inventory!D82)","v":""},{"$f":"IF(Inventory!F82=\"\",\"\",Inventory!F82)","v":""},{"$f":"IF(Inventory!G82=\"\",\"\",Inventory!G82)","v":""},{"$f":"IF(Inventory!I82=\"\",\"\",Inventory!I82)","v":""},{"$f":"IF(Inventory!J82=\"\",\"\",Inventory!J82)","v":""},{"$f":"IF(Inventory!K82=\"\",\"\",Inventory!K82)","v":""},{"$f":"IF(Inventory!L82=\"\",\"\",Inventory!L82)","v":""},{"$f":"IF(Inventory!M82=\"\",\"\",Inventory!M82)","v":""},{"$f":"IF(Inventory!N82=\"\",\"\",Inventory!N82)","v":""},{"$f":"IF(Inventory!O82=\"\",\"\",Inventory!O82)","v":""},{"$f":"IF(Inventory!P82=\"\",\"\",Inventory!P82)","v":""},{"$f":"IF(Inventory!Q82=\"\",\"\",Inventory!Q82)","v":""},{"$f":"IF(Inventory!R82=\"\",\"\",Inventory!R82)","v":""},{"$f":"IF(Inventory!S82=\"\",\"\",Inventory!S82)","v":""},{"$f":"IF(Inventory!T82=\"\",\"\",Inventory!T82)","v":""},{"$f":"IF(Inventory!U82=\"\",\"\",Inventory!U82)","v":""},{"$f":"IF(Inventory!V82=\"\",\"\",Inventory!V82)","v":""},{"$f":"IF(Inventory!W82=\"\",\"\",Inventory!W82)","v":""}]
[null,74,{"$f":"IF(Inventory!C83=\"\",\"\",Inventory!C83)","v":""},{"$f":"IF(Inventory!D83=\"\",\"\",Inventory!D83)","v":""},{"$f":"IF(Inventory!F83=\"\",\"\",Inventory!F83)","v":""},{"$f":"IF(Inventory!G83=\"\",\"\",Inventory!G83)","v":""},{"$f":"IF(Inventory!I83=\"\",\"\",Inventory!I83)","v":""},{"$f":"IF(Inventory!J83=\"\",\"\",Inventory!J83)","v":""},{"$f":"IF(Inventory!K83=\"\",\"\",Inventory!K83)","v":""},{"$f":"IF(Inventory!L83=\"\",\"\",Inventory!L83)","v":""},{"$f":"IF(Inventory!M83=\"\",\"\",Inventory!M83)","v":""},{"$f":"IF(Inventory!N83=\"\",\"\",Inventory!N83)","v":""},{"$f":"IF(Inventory!O83=\"\",\"\",Inventory!O83)","v":""},{"$f":"IF(Inventory!P83=\"\",\"\",Inventory!P83)","v":""},{"$f":"IF(Inventory!Q83=\"\",\"\",Inventory!Q83)","v":""},{"$f":"IF(Inventory!R83=\"\",\"\",Inventory!R83)","v":""},{"$f":"IF(Inventory!S83=\"\",\"\",Inventory!S83)","v":""},{"$f":"IF(Inventory!T83=\"\",\"\",Inventory!T83)","v":""},{"$f":"IF(Inventory!U83=\"\",\"\",Inventory!U83)","v":""},{"$f":"IF(Inventory!V83=\"\",\"\",Inventory!V83)","v":""},{"$f":"IF(Inventory!W83=\"\",\"\",Inventory!W83)","v":""}]
[null,75,{"$f":"IF(Inventory!C84=\"\",\"\",Inventory!C84)","v":""},{"$f":"IF(Inventory!D84=\"\",\"\",Inventory!D84)","v":""},{"$f":"IF(Inventory!F84=\"\",\"\",Inventory!F84)","v":""},{"$f":"IF(Inventory!G84=\"\",\"\",Inventory!G84)","v":""},{"$f":"IF(Inventory!I84=\"\",\"\",Inventory!I84)","v":""},{"$f":"IF(Inventory!J84=\"\",\"\",Inventory!J84)","v":""},{"$f":"IF(Inventory!K84=\"\",\"\",Inventory!K84)","v":""},{"$f":"IF(Inventory!L84=\"\",\"\",Inventory!L84)","v":""},{"$f":"IF(Inventory!M84=\"\",\"\",Inventory!M84)","v":""},{"$f":"IF(Inventory!N84=\"\",\"\",Inventory!N84)","v":""},{"$f":"IF(Inventory!O84=\"\",\"\",Inventory!O84)","v":""},{"$f":"IF(Inventory!P84=\"\",\"\",Inventory!P84)","v":""},{"$f":"IF(Inventory!Q84=\"\",\"\",Inventory!Q84)","v":""},{"$f":"IF(Inventory!R84=\"\",\"\",Inventory!R84)","v":""},{"$f":"IF(Inventory!S84=\"\",\"\",Inventory!S84)","v":""},{"$f":"IF(Inventory!T84=\"\",\"\",Inventory!T84)","v":""},{"$f":"IF(Inventory!U84=\"\",\"\",Inventory!U84)","v":""},{"$f":"IF(Inventory!V84=\"\",\"\",Inventory!V84)","v":""},{"$f":"IF(Inventory!W84=\"\",\"\",Inventory!W84)","v":""}]
[null,76,{"$f":"IF(Inventory!C85=\"\",\"\",Inventory!C85)","v":""},{"$f":"IF(Inventory!D85=\"\",\"\",Inventory!D85)","v":""},{"$f":"IF(Inventory!F85=\"\",\"\",Inventory!F85)","v":""},{"$f":"IF(Inventory!G85=\"\",\"\",Inventory!G85)","v":""},{"$f":"IF(Inventory!I85=\"\",\"\",Inventory!I85)","v":""},{"$f":"IF(Inventory!J85=\"\",\"\",Inventory!J85)","v":""},{"$f":"IF(Inventory!K85=\"\",\"\",Inventory!K85)","v":""},{"$f":"IF(Inventory!L85=\"\",\"\",Inventory!L85)","v":""},{"$f":"IF(Inventory!M85=\"\",\"\",Inventory!M85)","v":""},{"$f":"IF(Inventory!N85=\"\",\"\",Inventory!N85)","v":""},{"$f":"IF(Inventory!O85=\"\",\"\",Inventory!O85)","v":""},{"$f":"IF(Inventory!P85=\"\",\"\",Inventory!P85)","v":""},{"$f":"IF(Inventory!Q85=\"\",\"\",Inventory!Q85)","v":""},{"$f":"IF(Inventory!R85=\"\",\"\",Inventory!R85)","v":""},{"$f":"IF(Inventory!S85=\"\",\"\",Inventory!S85)","v":""},{"$f":"IF(Inventory!T85=\"\",\"\",Inventory!T85)","v":""},{"$f":"IF(Inventory!U85=\"\",\"\",Inventory!U85)","v":""},{"$f":"IF(Inventory!V85=\"\",\"\",Inventory!V85)","v":""},{"$f":"IF(Inventory!W85=\"\",\"\",Inventory!W85)","v":""}]
[null,77,{"$f":"IF(Inventory!C86=\"\",\"\",Inventory!C86)","v":""},{"$f":"IF(Inventory!D86=\"\",\"\",Inventory!D86)","v":""},{"$f":"IF(Inventory!F86=\"\",\"\",Inventory!F86)","v":""},{"$f":"IF(Inventory!G86=\"\",\"\",Inventory!G86)","v":""},{"$f":"IF(Inventory!I86=\"\",\"\",Inventory!I86)","v":""},{"$f":"IF(Inventory!J86=\"\",\"\",Inventory!J86)","v":""},{"$f":"IF(Inventory!K86=\"\",\"\",Inventory!K86)","v":""},{"$f":"IF(Inventory!L86=\"\",\"\",Inventory!L86)","v":""},{"$f":"IF(Inventory!M86=\"\",\"\",Inventory!M86)","v":""},{"$f":"IF(Inventory!N86=\"\",\"\",Inventory!N86)","v":""},{"$f":"IF(Inventory!O86=\"\",\"\",Inventory!O86)","v":""},{"$f":"IF(Inventory!P86=\"\",\"\",Inventory!P86)","v":""},{"$f":"IF(Inventory!Q86=\"\",\"\",Inventory!Q86)","v":""},{"$f":"IF(Inventory!R86=\"\",\"\",Inventory!R86)","v":""},{"$f":"IF(Inventory!S86=\"\",\"\",Inventory!S86)","v":""},{"$f":"IF(Inventory!T86=\"\",\"\",Inventory!T86)","v":""},{"$f":"IF(Inventory!U86=\"\",\"\",Inventory!U86)","v":""},{"$f":"IF(Inventory!V86=\"\",\"\",Inventory!V86)","v":""},{"$f":"IF(Inventory!W86=\"\",\"\",Inventory!W86)","v":""}]
[null,78,{"$f":"IF(Inventory!C87=\"\",\"\",Inventory!C87)","v":""},{"$f":"IF(Inventory!D87=\"\",\"\",Inventory!D87)","v":""},{"$f":"IF(Inventory!F87=\"\",\"\",Inventory!F87)","v":""},{"$f":"IF(Inventory!G87=\"\",\"\",Inventory!G87)","v":""},{"$f":"IF(Inventory!I87=\"\",\"\",Inventory!I87)","v":""},{"$f":"IF(Inventory!J87=\"\",\"\",Inventory!J87)","v":""},{"$f":"IF(Inventory!K87=\"\",\"\",Inventory!K87)","v":""},{"$f":"IF(Inventory!L87=\"\",\"\",Inventory!L87)","v":""},{"$f":"IF(Inventory!M87=\"\",\"\",Inventory!M87)","v":""},{"$f":"IF(Inventory!N87=\"\",\"\",Inventory!N87)","v":""},{"$f":"IF(Inventory!O87=\"\",\"\",Inventory!O87)","v":""},{"$f":"IF(Inventory!P87=\"\",\"\",Inventory!P87)","v":""},{"$f":"IF(Inventory!Q87=\"\",\"\",Inventory!Q87)","v":""},{"$f":"IF(Inventory!R87=\"\",\"\",Inventory!R87)","v":""},{"$f":"IF(Inventory!S87=\"\",\"\",Inventory!S87)","v":""},{"$f":"IF(Inventory!T87=\"\",\"\",Inventory!T87)","v":""},{"$f":"IF(Inventory!U87=\"\",\"\",Inventory!U87)","v":""},{"$f":"IF(Inventory!V87=\"\",\"\",Inventory!V87)","v":""},{"$f":"IF(Inventory!W87=\"\",\"\",Inventory!W87)","v":""}]
[null,79,{"$f":"IF(Inventory!C88=\"\",\"\",Inventory!C88)","v":""},{"$f":"IF(Inventory!D88=\"\",\"\",Inventory!D88)","v":""},{"$f":"IF(Inventory!F88=\"\",\"\",Inventory!F88)","v":""},{"$f":"IF(Inventory!G88=\"\",\"\",Inventory!G88)","v":""},{"$f":"IF(Inventory!I88=\"\",\"\",Inventory!I88)","v":""},{"$f":"IF(Inventory!J88=\"\",\"\",Inventory!J88)","v":""},{"$f":"IF(Inventory!K88=\"\",\"\",Inventory!K88)","v":""},{"$f":"IF(Inventory!L88=\"\",\"\",Inventory!L88)","v":""},{"$f":"IF(Inventory!M88=\"\",\"\",Inventory!M88)","v":""},{"$f":"IF(Inventory!N88=\"\",\"\",Inventory!N88)","v":""},{"$f":"IF(Inventory!O88=\"\",\"\",Inventory!O88)","v":""},{"$f":"IF(Inventory!P88=\"\",\"\",Inventory!P88)","v":""},{"$f":"IF(Inventory!Q88=\"\",\"\",Inventory!Q88)","v":""},{"$f":"IF(Inventory!R88=\"\",\"\",Inventory!R88)","v":""},{"$f":"IF(Inventory!S88=\"\",\"\",Inventory!S88)","v":""},{"$f":"IF(Inventory!T88=\"\",\"\",Inventory!T88)","v":""},{"$f":"IF(Inventory!U88=\"\",\"\",Inventory!U88)","v":""},{"$f":"IF(Inventory!V88=\"\",\"\",Inventory!V88)","v":""},{"$f":"IF(Inventory!W88=\"\",\"\",Inventory!W88)","v":""}]
[null,80,{"$f":"IF(Inventory!C89=\"\",\"\",Inventory!C89)","v":""},{"$f":"IF(Inventory!D89=\"\",\"\",Inventory!D89)","v":""},{"$f":"IF(Inventory!F89=\"\",\"\",Inventory!F89)","v":""},{"$f":"IF(Inventory!G89=\"\",\"\",Inventory!G89)","v":""},{"$f":"IF(Inventory!I89=\"\",\"\",Inventory!I89)","v":""},{"$f":"IF(Inventory!J89=\"\",\"\",Inventory!J89)","v":""},{"$f":"IF(Inventory!K89=\"\",\"\",Inventory!K89)","v":""},{"$f":"IF(Inventory!L89=\"\",\"\",Inventory!L89)","v":""},{"$f":"IF(Inventory!M89=\"\",\"\",Inventory!M89)","v":""},{"$f":"IF(Inventory!N89=\"\",\"\",Inventory!N89)","v":""},{"$f":"IF(Inventory!O89=\"\",\"\",Inventory!O89)","v":""},{"$f":"IF(Inventory!P89=\"\",\"\",Inventory!P89)","v":""},{"$f":"IF(Inventory!Q89=\"\",\"\",Inventory!Q89)","v":""},{"$f":"IF(Inventory!R89=\"\",\"\",Inventory!R89)","v":""},{"$f":"IF(Inventory!S89=\"\",\"\",Inventory!S89)","v":""},{"$f":"IF(Inventory!T89=\"\",\"\",Inventory!T89)","v":""},{"$f":"IF(Inventory!U89=\"\",\"\",Inventory!U89)","v":""},{"$f":"IF(Inventory!V89=\"\",\"\",Inventory!V89)","v":""},{"$f":"IF(Inventory!W89=\"\",\"\",Inventory!W89)","v":""}]
[null,81,{"$f":"IF(Inventory!C90=\"\",\"\",Inventory!C90)","v":""},{"$f":"IF(Inventory!D90=\"\",\"\",Inventory!D90)","v":""},{"$f":"IF(Inventory!F90=\"\",\"\",Inventory!F90)","v":""},{"$f":"IF(Inventory!G90=\"\",\"\",Inventory!G90)","v":""},{"$f":"IF(Inventory!I90=\"\",\"\",Inventory!I90)","v":""},{"$f":"IF(Inventory!J90=\"\",\"\",Inventory!J90)","v":""},{"$f":"IF(Inventory!K90=\"\",\"\",Inventory!K90)","v":""},{"$f":"IF(Inventory!L90=\"\",\"\",Inventory!L90)","v":""},{"$f":"IF(Inventory!M90=\"\",\"\",Inventory!M90)","v":""},{"$f":"IF(Inventory!N90=\"\",\"\",Inventory!N90)","v":""},{"$f":"IF(Inventory!O90=\"\",\"\",Inventory!O90)","v":""},{"$f":"IF(Inventory!P90=\"\",\"\",Inventory!P90)","v":""},{"$f":"IF(Inventory!Q90=\"\",\"\",Inventory!Q90)","v":""},{"$f":"IF(Inventory!R90=\"\",\"\",Inventory!R90)","v":""},{"$f":"IF(Inventory!S90=\"\",\"\",Inventory!S90)","v":""},{"$f":"IF(Inventory!T90=\"\",\"\",Inventory!T90)","v":""},{"$f":"IF(Inventory!U90=\"\",\"\",Inventory!U90)","v":""},{"$f":"IF(Inventory!V90=\"\",\"\",Inventory!V90)","v":""},{"$f":"IF(Inventory!W90=\"\",\"\",Inventory!W90)","v":""}]
[null,82,{"$f":"IF(Inventory!C91=\"\",\"\",Inventory!C91)","v":""},{"$f":"IF(Inventory!D91=\"\",\"\",Inventory!D91)","v":""},{"$f":"IF(Inventory!F91=\"\",\"\",Inventory!F91)","v":""},{"$f":"IF(Inventory!G91=\"\",\"\",Inventory!G91)","v":""},{"$f":"IF(Inventory!I91=\"\",\"\",Inventory!I91)","v":""},{"$f":"IF(Inventory!J91=\"\",\"\",Inventory!J91)","v":""},{"$f":"IF(Inventory!K91=\"\",\"\",Inventory!K91)","v":""},{"$f":"IF(Inventory!L91=\"\",\"\",Inventory!L91)","v":""},{"$f":"IF(Inventory!M91=\"\",\"\",Inventory!M91)","v":""},{"$f":"IF(Inventory!N91=\"\",\"\",Inventory!N91)","v":""},{"$f":"IF(Inventory!O91=\"\",\"\",Inventory!O91)","v":""},{"$f":"IF(Inventory!P91=\"\",\"\",Inventory!P91)","v":""},{"$f":"IF(Inventory!Q91=\"\",\"\",Inventory!Q91)","v":""},{"$f":"IF(Inventory!R91=\"\",\"\",Inventory!R91)","v":""},{"$f":"IF(Inventory!S91=\"\",\"\",Inventory!S91)","v":""},{"$f":"IF(Inventory!T91=\"\",\"\",Inventory!T91)","v":""},{"$f":"IF(Inventory!U91=\"\",\"\",Inventory!U91)","v":""},{"$f":"IF(Inventory!V91=\"\",\"\",Inventory!V91)","v":""},{"$f":"IF(Inventory!W91=\"\",\"\",Inventory!W91)","v":""}]
[null,83,{"$f":"IF(Inventory!C92=\"\",\"\",Inventory!C92)","v":""},{"$f":"IF(Inventory!D92=\"\",\"\",Inventory!D92)","v":""},{"$f":"IF(Inventory!F92=\"\",\"\",Inventory!F92)","v":""},{"$f":"IF(Inventory!G92=\"\",\"\",Inventory!G92)","v":""},{"$f":"IF(Inventory!I92=\"\",\"\",Inventory!I92)","v":""},{"$f":"IF(Inventory!J92=\"\",\"\",Inventory!J92)","v":""},{"$f":"IF(Inventory!K92=\"\",\"\",Inventory!K92)","v":""},{"$f":"IF(Inventory!L92=\"\",\"\",Inventory!L92)","v":""},{"$f":"IF(Inventory!M92=\"\",\"\",Inventory!M92)","v":""},{"$f":"IF(Inventory!N92=\"\",\"\",Inventory!N92)","v":""},{"$f":"IF(Inventory!O92=\"\",\"\",Inventory!O92)","v":""},{"$f":"IF(Inventory!P92=\"\",\"\",Inventory!P92)","v":""},{"$f":"IF(Inventory!Q92=\"\",\"\",Inventory!Q92)","v":""},{"$f":"IF(Inventory!R92=\"\",\"\",Inventory!R92)","v":""},{"$f":"IF(Inventory!S92=\"\",\"\",Inventory!S92)","v":""},{"$f":"IF(Inventory!T92=\"\",\"\",Inventory!T92)","v":""},{"$f":"IF(Inventory!U92=\"\",\"\",Inventory!U92)","v":""},{"$f":"IF(Inventory!V92=\"\",\"\",Inventory!V92)","v":""},{"$f":"IF(Inventory!W92=\"\",\"\",Inventory!W92)","v":""}]
[null,84,{"$f":"IF(Inventory!C93=\"\",\"\",Inventory!C93)","v":""},{"$f":"IF(Inventory!D93=\"\",\"\",Inventory!D93)","v":""},{"$f":"IF(Inventory!F93=\"\",\"\",Inventory!F93)","v":""},{"$f":"IF(Inventory!G93=\"\",\"\",Inventory!G93)","v":""},{"$f":"IF(Inventory!I93=\"\",\"\",Inventory!I93)","v":""},{"$f":"IF(Inventory!J93=\"\",\"\",Inventory!J93)","v":""},{"$f":"IF(Inventory!K93=\"\",\"\",Inventory!K93)","v":""},{"$f":"IF(Inventory!L93=\"\",\"\",Inventory!L93)","v":""},{"$f":"IF(Inventory!M93=\"\",\"\",Inventory!M93)","v":""},{"$f":"IF(Inventory!N93=\"\",\"\",Inventory!N93)","v":""},{"$f":"IF(Inventory!O93=\"\",\"\",Inventory!O93)","v":""},{"$f":"IF(Inventory!P93=\"\",\"\",Inventory!P93)","v":""},{"$f":"IF(Inventory!Q93=\"\",\"\",Inventory!Q93)","v":""},{"$f":"IF(Inventory!R93=\"\",\"\",Inventory!R93)","v":""},{"$f":"IF(Inventory!S93=\"\",\"\",Inventory!S93)","v":""},{"$f":"IF(Inventory!T93=\"\",\"\",Inventory!T93)","v":""},{"$f":"IF(Inventory!U93=\"\",\"\",Inventory!U93)","v":""},{"$f":"IF(Inventory!V93=\"\",\"\",Inventory!V93)","v":""},{"$f":"IF(Inventory!W93=\"\",\"\",Inventory!W93)","v":""}]
[null,85,{"$f":"IF(Inventory!C94=\"\",\"\",Inventory!C94)","v":""},{"$f":"IF(Inventory!D94=\"\",\"\",Inventory!D94)","v":""},{"$f":"IF(Inventory!F94=\"\",\"\",Inventory!F94)","v":""},{"$f":"IF(Inventory!G94=\"\",\"\",Inventory!G94)","v":""},{"$f":"IF(Inventory!I94=\"\",\"\",Inventory!I94)","v":""},{"$f":"IF(Inventory!J94=\"\",\"\",Inventory!J94)","v":""},{"$f":"IF(Inventory!K94=\"\",\"\",Inventory!K94)","v":""},{"$f":"IF(Inventory!L94=\"\",\"\",Inventory!L94)","v":""},{"$f":"IF(Inventory!M94=\"\",\"\",Inventory!M94)","v":""},{"$f":"IF(Inventory!N94=\"\",\"\",Inventory!N94)","v":""},{"$f":"IF(Inventory!O94=\"\",\"\",Inventory!O94)","v":""},{"$f":"IF(Inventory!P94=\"\",\"\",Inventory!P94)","v":""},{"$f":"IF(Inventory!Q94=\"\",\"\",Inventory!Q94)","v":""},{"$f":"IF(Inventory!R94=\"\",\"\",Inventory!R94)","v":""},{"$f":"IF(Inventory!S94=\"\",\"\",Inventory!S94)","v":""},{"$f":"IF(Inventory!T94=\"\",\"\",Inventory!T94)","v":""},{"$f":"IF(Inventory!U94=\"\",\"\",Inventory!U94)","v":""},{"$f":"IF(Inventory!V94=\"\",\"\",Inventory!V94)","v":""},{"$f":"IF(Inventory!W94=\"\",\"\",Inventory!W94)","v":""}]
[null,86,{"$f":"IF(Inventory!C95=\"\",\"\",Inventory!C95)","v":""},{"$f":"IF(Inventory!D95=\"\",\"\",Inventory!D95)","v":""},{"$f":"IF(Inventory!F95=\"\",\"\",Inventory!F95)","v":""},{"$f":"IF(Inventory!G95=\"\",\"\",Inventory!G95)","v":""},{"$f":"IF(Inventory!I95=\"\",\"\",Inventory!I95)","v":""},{"$f":"IF(Inventory!J95=\"\",\"\",Inventory!J95)","v":""},{"$f":"IF(Inventory!K95=\"\",\"\",Inventory!K95)","v":""},{"$f":"IF(Inventory!L95=\"\",\"\",Inventory!L95)","v":""},{"$f":"IF(Inventory!M95=\"\",\"\",Inventory!M95)","v":""},{"$f":"IF(Inventory!N95=\"\",\"\",Inventory!N95)","v":""},{"$f":"IF(Inventory!O95=\"\",\"\",Inventory!O95)","v":""},{"$f":"IF(Inventory!P95=\"\",\"\",Inventory!P95)","v":""},{"$f":"IF(Inventory!Q95=\"\",\"\",Inventory!Q95)","v":""},{"$f":"IF(Inventory!R95=\"\",\"\",Inventory!R95)","v":""},{"$f":"IF(Inventory!S95=\"\",\"\",Inventory!S95)","v":""},{"$f":"IF(Inventory!T95=\"\",\"\",Inventory!T95)","v":""},{"$f":"IF(Inventory!U95=\"\",\"\",Inventory!U95)","v":""},{"$f":"IF(Inventory!V95=\"\",\"\",Inventory!V95)","v":""},{"$f":"IF(Inventory!W95=\"\",\"\",Inventory!W95)","v":""}]
[null,87,{"$f":"IF(Inventory!C96=\"\",\"\",Inventory!C96)","v":""},{"$f":"IF(Inventory!D96=\"\",\"\",Inventory!D96)","v":""},{"$f":"IF(Inventory!F96=\"\",\"\",Inventory!F96)","v":""},{"$f":"IF(Inventory!G96=\"\",\"\",Inventory!G96)","v":""},{"$f":"IF(Inventory!I96=\"\",\"\",Inventory!I96)","v":""},{"$f":"IF(Inventory!J96=\"\",\"\",Inventory!J96)","v":""},{"$f":"IF(Inventory!K96=\"\",\"\",Inventory!K96)","v":""},{"$f":"IF(Inventory!L96=\"\",\"\",Inventory!L96)","v":""},{"$f":"IF(Inventory!M96=\"\",\"\",Inventory!M96)","v":""},{"$f":"IF(Inventory!N96=\"\",\"\",Inventory!N96)","v":""},{"$f":"IF(Inventory!O96=\"\",\"\",Inventory!O96)","v":""},{"$f":"IF(Inventory!P96=\"\",\"\",Inventory!P96)","v":""},{"$f":"IF(Inventory!Q96=\"\",\"\",Inventory!Q96)","v":""},{"$f":"IF(Inventory!R96=\"\",\"\",Inventory!R96)","v":""},{"$f":"IF(Inventory!S96=\"\",\"\",Inventory!S96)","v":""},{"$f":"IF(Inventory!T96=\"\",\"\",Inventory!T96)","v":""},{"$f":"IF(Inventory!U96=\"\",\"\",Inventory!U96)","v":""},{"$f":"IF(Inventory!V96=\"\",\"\",Inventory!V96)","v":""},{"$f":"IF(Inventory!W96=\"\",\"\",Inventory!W96)","v":""}]
[null,88,{"$f":"IF(Inventory!C97=\"\",\"\",Inventory!C97)","v":""},{"$f":"IF(Inventory!D97=\"\",\"\",Inventory!D97)","v":""},{"$f":"IF(Inventory!F97=\"\",\"\",Inventory!F97)","v":""},{"$f":"IF(Inventory!G97=\"\",\"\",Inventory!G97)","v":""},{"$f":"IF(Inventory!I97=\"\",\"\",Inventory!I97)","v":""},{"$f":"IF(Inventory!J97=\"\",\"\",Inventory!J97)","v":""},{"$f":"IF(Inventory!K97=\"\",\"\",Inventory!K97)","v":""},{"$f":"IF(Inventory!L97=\"\",\"\",Inventory!L97)","v":""},{"$f":"IF(Inventory!M97=\"\",\"\",Inventory!M97)","v":""},{"$f":"IF(Inventory!N97=\"\",\"\",Inventory!N97)","v":""},{"$f":"IF(Inventory!O97=\"\",\"\",Inventory!O97)","v":""},{"$f":"IF(Inventory!P97=\"\",\"\",Inventory!P97)","v":""},{"$f":"IF(Inventory!Q97=\"\",\"\",Inventory!Q97)","v":""},{"$f":"IF(Inventory!R97=\"\",\"\",Inventory!R97)","v":""},{"$f":"IF(Inventory!S97=\"\",\"\",Inventory!S97)","v":""},{"$f":"IF(Inventory!T97=\"\",\"\",Inventory!T97)","v":""},{"$f":"IF(Inventory!U97=\"\",\"\",Inventory!U97)","v":""},{"$f":"IF(Inventory!V97=\"\",\"\",Inventory!V97)","v":""},{"$f":"IF(Inventory!W97=\"\",\"\",Inventory!W97)","v":""}]
[null,89,{"$f":"IF(Inventory!C98=\"\",\"\",Inventory!C98)","v":""},{"$f":"IF(Inventory!D98=\"\",\"\",Inventory!D98)","v":""},{"$f":"IF(Inventory!F98=\"\",\"\",Inventory!F98)","v":""},{"$f":"IF(Inventory!G98=\"\",\"\",Inventory!G98)","v":""},{"$f":"IF(Inventory!I98=\"\",\"\",Inventory!I98)","v":""},{"$f":"IF(Inventory!J98=\"\",\"\",Inventory!J98)","v":""},{"$f":"IF(Inventory!K98=\"\",\"\",Inventory!K98)","v":""},{"$f":"IF(Inventory!L98=\"\",\"\",Inventory!L98)","v":""},{"$f":"IF(Inventory!M98=\"\",\"\",Inventory!M98)","v":""},{"$f":"IF(Inventory!N98=\"\",\"\",Inventory!N98)","v":""},{"$f":"IF(Inventory!O98=\"\",\"\",Inventory!O98)","v":""},{"$f":"IF(Inventory!P98=\"\",\"\",Inventory!P98)","v":""},{"$f":"IF(Inventory!Q98=\"\",\"\",Inventory!Q98)","v":""},{"$f":"IF(Inventory!R98=\"\",\"\",Inventory!R98)","v":""},{"$f":"IF(Inventory!S98=\"\",\"\",Inventory!S98)","v":""},{"$f":"IF(Inventory!T98=\"\",\"\",Inventory!T98)","v":""},{"$f":"IF(Inventory!U98=\"\",\"\",Inventory!U98)","v":""},{"$f":"IF(Inventory!V98=\"\",\"\",Inventory!V98)","v":""},{"$f":"IF(Inventory!W98=\"\",\"\",Inventory!W98)","v":""}]
[null,90,{"$f":"IF(Inventory!C99=\"\",\"\",Inventory!C99)","v":""},{"$f":"IF(Inventory!D99=\"\",\"\",Inventory!D99)","v":""},{"$f":"IF(Inventory!F99=\"\",\"\",Inventory!F99)","v":""},{"$f":"IF(Inventory!G99=\"\",\"\",Inventory!G99)","v":""},{"$f":"IF(Inventory!I99=\"\",\"\",Inventory!I99)","v":""},{"$f":"IF(Inventory!J99=\"\",\"\",Inventory!J99)","v":""},{"$f":"IF(Inventory!K99=\"\",\"\",Inventory!K99)","v":""},{"$f":"IF(Inventory!L99=\"\",\"\",Inventory!L99)","v":""},{"$f":"IF(Inventory!M99=\"\",\"\",Inventory!M99)","v":""},{"$f":"IF(Inventory!N99=\"\",\"\",Inventory!N99)","v":""},{"$f":"IF(Inventory!O99=\"\",\"\",Inventory!O99)","v":""},{"$f":"IF(Inventory!P99=\"\",\"\",Inventory!P99)","v":""},{"$f":"IF(Inventory!Q99=\"\",\"\",Inventory!Q99)","v":""},{"$f":"IF(Inventory!R99=\"\",\"\",Inventory!R99)","v":""},{"$f":"IF(Inventory!S99=\"\",\"\",Inventory!S99)","v":""},{"$f":"IF(Inventory!T99=\"\",\"\",Inventory!T99)","v":""},{"$f":"IF(Inventory!U99=\"\",\"\",Inventory!U99)","v":""},{"$f":"IF(Inventory!V99=\"\",\"\",Inventory!V99)","v":""},{"$f":"IF(Inventory!W99=\"\",\"\",Inventory!W99)","v":""}]
[null,91,{"$f":"IF(Inventory!C100=\"\",\"\",Inventory!C100)","v":""},{"$f":"IF(Inventory!D100=\"\",\"\",Inventory!D100)","v":""},{"$f":"IF(Inventory!F100=\"\",\"\",Inventory!F100)","v":""},{"$f":"IF(Inventory!G100=\"\",\"\",Inventory!G100)","v":""},{"$f":"IF(Inventory!I100=\"\",\"\",Inventory!I100)","v":""},{"$f":"IF(Inventory!J100=\"\",\"\",Inventory!J100)","v":""},{"$f":"IF(Inventory!K100=\"\",\"\",Inventory!K100)","v":""},{"$f":"IF(Inventory!L100=\"\",\"\",Inventory!L100)","v":""},{"$f":"IF(Inventory!M100=\"\",\"\",Inventory!M100)","v":""},{"$f":"IF(Inventory!N100=\"\",\"\",Inventory!N100)","v":""},{"$f":"IF(Inventory!O100=\"\",\"\",Inventory!O100)","v":""},{"$f":"IF(Inventory!P100=\"\",\"\",Inventory!P100)","v":""},{"$f":"IF(Inventory!Q100=\"\",\"\",Inventory!Q100)","v":""},{"$f":"IF(Inventory!R100=\"\",\"\",Inventory!R100)","v":""},{"$f":"IF(Inventory!S100=\"\",\"\",Inventory!S100)","v":""},{"$f":"IF(Inventory!T100=\"\",\"\",Inventory!T100)","v":""},{"$f":"IF(Inventory!U100=\"\",\"\",Inventory!U100)","v":""},{"$f":"IF(Inventory!V100=\"\",\"\",Inventory!V100)","v":""},{"$f":"IF(Inventory!W100=\"\",\"\",Inventory!W100)","v":""}]
[null,92,{"$f":"IF(Inventory!C101=\"\",\"\",Inventory!C101)","v":""},{"$f":"IF(Inventory!D101=\"\",\"\",Inventory!D101)","v":""},{"$f":"IF(Inventory!F101=\"\",\"\",Inventory!F101)","v":""},{"$f":"IF(Inventory!G101=\"\",\"\",Inventory!G101)","v":""},{"$f":"IF(Inventory!I101=\"\",\"\",Inventory!I101)","v":""},{"$f":"IF(Inventory!J101=\"\",\"\",Inventory!J101)","v":""},{"$f":"IF(Inventory!K101=\"\",\"\",Inventory!K101)","v":""},{"$f":"IF(Inventory!L101=\"\",\"\",Inventory!L101)","v":""},{"$f":"IF(Inventory!M101=\"\",\"\",Inventory!M101)","v":""},{"$f":"IF(Inventory!N101=\"\",\"\",Inventory!N101)","v":""},{"$f":"IF(Inventory!O101=\"\",\"\",Inventory!O101)","v":""},{"$f":"IF(Inventory!P101=\"\",\"\",Inventory!P101)","v":""},{"$f":"IF(Inventory!Q101=\"\",\"\",Inventory!Q101)","v":""},{"$f":"IF(Inventory!R101=\"\",\"\",Inventory!R101)","v":""},{"$f":"IF(Inventory!S101=\"\",\"\",Inventory!S101)","v":""},{"$f":"IF(Inventory!T101=\"\",\"\",Inventory!T101)","v":""},{"$f":"IF(Inventory!U101=\"\",\"\",Inventory!U101)","v":""},{"$f":"IF(Inventory!V101=\"\",\"\",Inventory!V101)","v":""},{"$f":"IF(Inventory!W101=\"\",\"\",Inventory!W101)","v":""}]
[null,93,{"$f":"IF(Inventory!C102=\"\",\"\",Inventory!C102)","v":""},{"$f":"IF(Inventory!D102=\"\",\"\",Inventory!D102)","v":""},{"$f":"IF(Inventory!F102=\"\",\"\",Inventory!F102)","v":""},{"$f":"IF(Inventory!G102=\"\",\"\",Inventory!G102)","v":""},{"$f":"IF(Inventory!I102=\"\",\"\",Inventory!I102)","v":""},{"$f":"IF(Inventory!J102=\"\",\"\",Inventory!J102)","v":""},{"$f":"IF(Inventory!K102=\"\",\"\",Inventory!K102)","v":""},{"$f":"IF(Inventory!L102=\"\",\"\",Inventory!L102)","v":""},{"$f":"IF(Inventory!M102=\"\",\"\",Inventory!M102)","v":""},{"$f":"IF(Inventory!N102=\"\",\"\",Inventory!N102)","v":""},{"$f":"IF(Inventory!O102=\"\",\"\",Inventory!O102)","v":""},{"$f":"IF(Inventory!P102=\"\",\"\",Inventory!P102)","v":""},{"$f":"IF(Inventory!Q102=\"\",\"\",Inventory!Q102)","v":""},{"$f":"IF(Inventory!R102=\"\",\"\",Inventory!R102)","v":""},{"$f":"IF(Inventory!S102=\"\",\"\",Inventory!S102)","v":""},{"$f":"IF(Inventory!T102=\"\",\"\",Inventory!T102)","v":""},{"$f":"IF(Inventory!U102=\"\",\"\",Inventory!U102)","v":""},{"$f":"IF(Inventory!V102=\"\",\"\",Inventory!V102)","v":""},{"$f":"IF(Inventory!W102=\"\",\"\",Inventory!W102)","v":""}]
[null,94,{"$f":"IF(Inventory!C103=\"\",\"\",Inventory!C103)","v":""},{"$f":"IF(Inventory!D103=\"\",\"\",Inventory!D103)","v":""},{"$f":"IF(Inventory!F103=\"\",\"\",Inventory!F103)","v":""},{"$f":"IF(Inventory!G103=\"\",\"\",Inventory!G103)","v":""},{"$f":"IF(Inventory!I103=\"\",\"\",Inventory!I103)","v":""},{"$f":"IF(Inventory!J103=\"\",\"\",Inventory!J103)","v":""},{"$f":"IF(Inventory!K103=\"\",\"\",Inventory!K103)","v":""},{"$f":"IF(Inventory!L103=\"\",\"\",Inventory!L103)","v":""},{"$f":"IF(Inventory!M103=\"\",\"\",Inventory!M103)","v":""},{"$f":"IF(Inventory!N103=\"\",\"\",Inventory!N103)","v":""},{"$f":"IF(Inventory!O103=\"\",\"\",Inventory!O103)","v":""},{"$f":"IF(Inventory!P103=\"\",\"\",Inventory!P103)","v":""},{"$f":"IF(Inventory!Q103=\"\",\"\",Inventory!Q103)","v":""},{"$f":"IF(Inventory!R103=\"\",\"\",Inventory!R103)","v":""},{"$f":"IF(Inventory!S103=\"\",\"\",Inventory!S103)","v":""},{"$f":"IF(Inventory!T103=\"\",\"\",Inventory!T103)","v":""},{"$f":"IF(Inventory!U103=\"\",\"\",Inventory!U103)","v":""},{"$f":"IF(Inventory!V103=\"\",\"\",Inventory!V103)","v":""},{"$f":"IF(Inventory!W103=\"\",\"\",Inventory!W103)","v":""}]
[null,95,{"$f":"IF(Inventory!C104=\"\",\"\",Inventory!C104)","v":""},{"$f":"IF(Inventory!D104=\"\",\"\",Inventory!D104)","v":""},{"$f":"IF(Inventory!F104=\"\",\"\",Inventory!F104)","v":""},{"$f":"IF(Inventory!G104=\"\",\"\",Inventory!G104)","v":""},{"$f":"IF(Inventory!I104=\"\",\"\",Inventory!I104)","v":""},{"$f":"IF(Inventory!J104=\"\",\"\",Inventory!J104)","v":""},{"$f":"IF(Inventory!K104=\"\",\"\",Inventory!K104)","v":""},{"$f":"IF(Inventory!L104=\"\",\"\",Inventory!L104)","v":""},{"$f":"IF(Inventory!M104=\"\",\"\",Inventory!M104)","v":""},{"$f":"IF(Inventory!N104=\"\",\"\",Inventory!N104)","v":""},{"$f":"IF(Inventory!O104=\"\",\"\",Inventory!O104)","v":""},{"$f":"IF(Inventory!P104=\"\",\"\",Inventory!P104)","v":""},{"$f":"IF(Inventory!Q104=\"\",\"\",Inventory!Q104)","v":""},{"$f":"IF(Inventory!R104=\"\",\"\",Inventory!R104)","v":""},{"$f":"IF(Inventory!S104=\"\",\"\",Inventory!S104)","v":""},{"$f":"IF(Inventory!T104=\"\",\"\",Inventory!T104)","v":""},{"$f":"IF(Inventory!U104=\"\",\"\",Inventory!U104)","v":""},{"$f":"IF(Inventory!V104=\"\",\"\",Inventory!V104)","v":""},{"$f":"IF(Inventory!W104=\"\",\"\",Inventory!W104)","v":""}]
[null,96,{"$f":"IF(Inventory!C105=\"\",\"\",Inventory!C105)","v":""},{"$f":"IF(Inventory!D105=\"\",\"\",Inventory!D105)","v":""},{"$f":"IF(Inventory!F105=\"\",\"\",Inventory!F105)","v":""},{"$f":"IF(Inventory!G105=\"\",\"\",Inventory!G105)","v":""},{"$f":"IF(Inventory!I105=\"\",\"\",Inventory!I105)","v":""},{"$f":"IF(Inventory!J105=\"\",\"\",Inventory!J105)","v":""},{"$f":"IF(Inventory!K105=\"\",\"\",Inventory!K105)","v":""},{"$f":"IF(Inventory!L105=\"\",\"\",Inventory!L105)","v":""},{"$f":"IF(Inventory!M105=\"\",\"\",Inventory!M105)","v":""},{"$f":"IF(Inventory!N105=\"\",\"\",Inventory!N105)","v":""},{"$f":"IF(Inventory!O105=\"\",\"\",Inventory!O105)","v":""},{"$f":"IF(Inventory!P105=\"\",\"\",Inventory!P105)","v":""},{"$f":"IF(Inventory!Q105=\"\",\"\",Inventory!Q105)","v":""},{"$f":"IF(Inventory!R105=\"\",\"\",Inventory!R105)","v":""},{"$f":"IF(Inventory!S105=\"\",\"\",Inventory!S105)","v":""},{"$f":"IF(Inventory!T105=\"\",\"\",Inventory!T105)","v":""},{"$f":"IF(Inventory!U105=\"\",\"\",Inventory!U105)","v":""},{"$f":"IF(Inventory!V105=\"\",\"\",Inventory!V105)","v":""},{"$f":"IF(Inventory!W105=\"\",\"\",Inventory!W105)","v":""}]
[null,97,{"$f":"IF(Inventory!C106=\"\",\"\",Inventory!C106)","v":""},{"$f":"IF(Inventory!D106=\"\",\"\",Inventory!D106)","v":""},{"$f":"IF(Inventory!F106=\"\",\"\",Inventory!F106)","v":""},{"$f":"IF(Inventory!G106=\"\",\"\",Inventory!G106)","v":""},{"$f":"IF(Inventory!I106=\"\",\"\",Inventory!I106)","v":""},{"$f":"IF(Inventory!J106=\"\",\"\",Inventory!J106)","v":""},{"$f":"IF(Inventory!K106=\"\",\"\",Inventory!K106)","v":""},{"$f":"IF(Inventory!L106=\"\",\"\",Inventory!L106)","v":""},{"$f":"IF(Inventory!M106=\"\",\"\",Inventory!M106)","v":""},{"$f":"IF(Inventory!N106=\"\",\"\",Inventory!N106)","v":""},{"$f":"IF(Inventory!O106=\"\",\"\",Inventory!O106)","v":""},{"$f":"IF(Inventory!P106=\"\",\"\",Inventory!P106)","v":""},{"$f":"IF(Inventory!Q106=\"\",\"\",Inventory!Q106)","v":""},{"$f":"IF(Inventory!R106=\"\",\"\",Inventory!R106)","v":""},{"$f":"IF(Inventory!S106=\"\",\"\",Inventory!S106)","v":""},{"$f":"IF(Inventory!T106=\"\",\"\",Inventory!T106)","v":""},{"$f":"IF(Inventory!U106=\"\",\"\",Inventory!U106)","v":""},{"$f":"IF(Inventory!V106=\"\",\"\",Inventory!V106)","v":""},{"$f":"IF(Inventory!W106=\"\",\"\",Inventory!W106)","v":""}]
[null,98,{"$f":"IF(Inventory!C107=\"\",\"\",Inventory!C107)","v":""},{"$f":"IF(Inventory!D107=\"\",\"\",Inventory!D107)","v":""},{"$f":"IF(Inventory!F107=\"\",\"\",Inventory!F107)","v":""},{"$f":"IF(Inventory!G107=\"\",\"\",Inventory!G107)","v":""},{"$f":"IF(Inventory!I107=\"\",\"\",Inventory!I107)","v":""},{"$f":"IF(Inventory!J107=\"\",\"\",Inventory!J107)","v":""},{"$f":"IF(Inventory!K107=\"\",\"\",Inventory!K107)","v":""},{"$f":"IF(Inventory!L107=\"\",\"\",Inventory!L107)","v":""},{"$f":"IF(Inventory!M107=\"\",\"\",Inventory!M107)","v":""},{"$f":"IF(Inventory!N107=\"\",\"\",Inventory!N107)","v":""},{"$f":"IF(Inventory!O107=\"\",\"\",Inventory!O107)","v":""},{"$f":"IF(Inventory!P107=\"\",\"\",Inventory!P107)","v":""},{"$f":"IF(Inventory!Q107=\"\",\"\",Inventory!Q107)","v":""},{"$f":"IF(Inventory!R107=\"\",\"\",Inventory!R107)","v":""},{"$f":"IF(Inventory!S107=\"\",\"\",Inventory!S107)","v":""},{"$f":"IF(Inventory!T107=\"\",\"\",Inventory!T107)","v":""},{"$f":"IF(Inventory!U107=\"\",\"\",Inventory!U107)","v":""},{"$f":"IF(Inventory!V107=\"\",\"\",Inventory!V107)","v":""},{"$f":"IF(Inventory!W107=\"\",\"\",Inventory!W107)","v":""}]
[null,99,{"$f":"IF(Inventory!C108=\"\",\"\",Inventory!C108)","v":""},{"$f":"IF(Inventory!D108=\"\",\"\",Inventory!D108)","v":""},{"$f":"IF(Inventory!F108=\"\",\"\",Inventory!F108)","v":""},{"$f":"IF(Inventory!G108=\"\",\"\",Inventory!G108)","v":""},{"$f":"IF(Inventory!I108=\"\",\"\",Inventory!I108)","v":""},{"$f":"IF(Inventory!J108=\"\",\"\",Inventory!J108)","v":""},{"$f":"IF(Inventory!K108=\"\",\"\",Inventory!K108)","v":""},{"$f":"IF(Inventory!L108=\"\",\"\",Inventory!L108)","v":""},{"$f":"IF(Inventory!M108=\"\",\"\",Inventory!M108)","v":""},{"$f":"IF(Inventory!N108=\"\",\"\",Inventory!N108)","v":""},{"$f":"IF(Inventory!O108=\"\",\"\",Inventory!O108)","v":""},{"$f":"IF(Inventory!P108=\"\",\"\",Inventory!P108)","v":""},{"$f":"IF(Inventory!Q108=\"\",\"\",Inventory!Q108)","v":""},{"$f":"IF(Inventory!R108=\"\",\"\",Inventory!R108)","v":""},{"$f":"IF(Inventory!S108=\"\",\"\",Inventory!S108)","v":""},{"$f":"IF(Inventory!T108=\"\",\"\",Inventory!T108)","v":""},{"$f":"IF(Inventory!U108=\"\",\"\",Inventory!U108)","v":""},{"$f":"IF(Inventory!V108=\"\",\"\",Inventory!V108)","v":""},{"$f":"IF(Inventory!W108=\"\",\"\",Inventory!W108)","v":""}]
[null,100,{"$f":"IF(Inventory!C109=\"\",\"\",Inventory!C109)","v":""},{"$f":"IF(Inventory!D109=\"\",\"\",Inventory!D109)","v":""},{"$f":"IF(Inventory!F109=\"\",\"\",Inventory!F109)","v":""},{"$f":"IF(Inventory!G109=\"\",\"\",Inventory!G109)","v":""},{"$f":"IF(Inventory!I109=\"\",\"\",Inventory!I109)","v":""},{"$f":"IF(Inventory!J109=\"\",\"\",Inventory!J109)","v":""},{"$f":"IF(Inventory!K109=\"\",\"\",Inventory!K109)","v":""},{"$f":"IF(Inventory!L109=\"\",\"\",Inventory!L109)","v":""},{"$f":"IF(Inventory!M109=\"\",\"\",Inventory!M109)","v":""},{"$f":"IF(Inventory!N109=\"\",\"\",Inventory!N109)","v":""},{"$f":"IF(Inventory!O109=\"\",\"\",Inventory!O109)","v":""},{"$f":"IF(Inventory!P109=\"\",\"\",Inventory!P109)","v":""},{"$f":"IF(Inventory!Q109=\"\",\"\",Inventory!Q109)","v":""},{"$f":"IF(Inventory!R109=\"\",\"\",Inventory!R109)","v":""},{"$f":"IF(Inventory!S109=\"\",\"\",Inventory!S109)","v":""},{"$f":"IF(Inventory!T109=\"\",\"\",Inventory!T109)","v":""},{"$f":"IF(Inventory!U109=\"\",\"\",Inventory!U109)","v":""},{"$f":"IF(Inventory!V109=\"\",\"\",Inventory!V109)","v":""},{"$f":"IF(Inventory!W109=\"\",\"\",Inventory!W109)","v":""}]
[null,101,{"$f":"IF(Inventory!C110=\"\",\"\",Inventory!C110)","v":""},{"$f":"IF(Inventory!D110=\"\",\"\",Inventory!D110)","v":""},{"$f":"IF(Inventory!F110=\"\",\"\",Inventory!F110)","v":""},{"$f":"IF(Inventory!G110=\"\",\"\",Inventory!G110)","v":""},{"$f":"IF(Inventory!I110=\"\",\"\",Inventory!I110)","v":""},{"$f":"IF(Inventory!J110=\"\",\"\",Inventory!J110)","v":""},{"$f":"IF(Inventory!K110=\"\",\"\",Inventory!K110)","v":""},{"$f":"IF(Inventory!L110=\"\",\"\",Inventory!L110)","v":""},{"$f":"IF(Inventory!M110=\"\",\"\",Inventory!M110)","v":""},{"$f":"IF(Inventory!N110=\"\",\"\",Inventory!N110)","v":""},{"$f":"IF(Inventory!O110=\"\",\"\",Inventory!O110)","v":""},{"$f":"IF(Inventory!P110=\"\",\"\",Inventory!P110)","v":""},{"$f":"IF(Inventory!Q110=\"\",\"\",Inventory!Q110)","v":""},{"$f":"IF(Inventory!R110=\"\",\"\",Inventory!R110)","v":""},{"$f":"IF(Inventory!S110=\"\",\"\",Inventory!S110)","v":""},{"$f":"IF(Inventory!T110=\"\",\"\",Inventory!T110)","v":""},{"$f":"IF(Inventory!U110=\"\",\"\",Inventory!U110)","v":""},{"$f":"IF(Inventory!V110=\"\",\"\",Inventory!V110)","v":""},{"$f":"IF(Inventory!W110=\"\",\"\",Inventory!W110)","v":""}]
[null,102,{"$f":"IF(Inventory!C111=\"\",\"\",Inventory!C111)","v":""},{"$f":"IF(Inventory!D111=\"\",\"\",Inventory!D111)","v":""},{"$f":"IF(Inventory!F111=\"\",\"\",Inventory!F111)","v":""},{"$f":"IF(Inventory!G111=\"\",\"\",Inventory!G111)","v":""},{"$f":"IF(Inventory!I111=\"\",\"\",Inventory!I111)","v":""},{"$f":"IF(Inventory!J111=\"\",\"\",Inventory!J111)","v":""},{"$f":"IF(Inventory!K111=\"\",\"\",Inventory!K111)","v":""},{"$f":"IF(Inventory!L111=\"\",\"\",Inventory!L111)","v":""},{"$f":"IF(Inventory!M111=\"\",\"\",Inventory!M111)","v":""},{"$f":"IF(Inventory!N111=\"\",\"\",Inventory!N111)","v":""},{"$f":"IF(Inventory!O111=\"\",\"\",Inventory!O111)","v":""},{"$f":"IF(Inventory!P111=\"\",\"\",Inventory!P111)","v":""},{"$f":"IF(Inventory!Q111=\"\",\"\",Inventory!Q111)","v":""},{"$f":"IF(Inventory!R111=\"\",\"\",Inventory!R111)","v":""},{"$f":"IF(Inventory!S111=\"\",\"\",Inventory!S111)","v":""},{"$f":"IF(Inventory!T111=\"\",\"\",Inventory!T111)","v":""},{"$f":"IF(Inventory!U111=\"\",\"\",Inventory!U111)","v":""},{"$f":"IF(Inventory!V111=\"\",\"\",Inventory!V111)","v":""},{"$f":"IF(Inventory!W111=\"\",\"\",Inventory!W111)","v":""}]
[null,103,{"$f":"IF(Inventory!C112=\"\",\"\",Inventory!C112)","v":""},{"$f":"IF(Inventory!D112=\"\",\"\",Inventory!D112)","v":""},{"$f":"IF(Inventory!F112=\"\",\"\",Inventory!F112)","v":""},{"$f":"IF(Inventory!G112=\"\",\"\",Inventory!G112)","v":""},{"$f":"IF(Inventory!I112=\"\",\"\",Inventory!I112)","v":""},{"$f":"IF(Inventory!J112=\"\",\"\",Inventory!J112)","v":""},{"$f":"IF(Inventory!K112=\"\",\"\",Inventory!K112)","v":""},{"$f":"IF(Inventory!L112=\"\",\"\",Inventory!L112)","v":""},{"$f":"IF(Inventory!M112=\"\",\"\",Inventory!M112)","v":""},{"$f":"IF(Inventory!N112=\"\",\"\",Inventory!N112)","v":""},{"$f":"IF(Inventory!O112=\"\",\"\",Inventory!O112)","v":""},{"$f":"IF(Inventory!P112=\"\",\"\",Inventory!P112)","v":""},{"$f":"IF(Inventory!Q112=\"\",\"\",Inventory!Q112)","v":""},{"$f":"IF(Inventory!R112=\"\",\"\",Inventory!R112)","v":""},{"$f":"IF(Inventory!S112=\"\",\"\",Inventory!S112)","v":""},{"$f":"IF(Inventory!T112=\"\",\"\",Inventory!T112)","v":""},{"$f":"IF(Inventory!U112=\"\",\"\",Inventory!U112)","v":""},{"$f":"IF(Inventory!V112=\"\",\"\",Inventory!V112)","v":""},{"$f":"IF(Inventory!W112=\"\",\"\",Inventory!W112)","v":""}]
[null,104,{"$f":"IF(Inventory!C113=\"\",\"\",Inventory!C113)","v":""},{"$f":"IF(Inventory!D113=\"\",\"\",Inventory!D113)","v":""},{"$f":"IF(Inventory!F113=\"\",\"\",Inventory!F113)","v":""},{"$f":"IF(Inventory!G113=\"\",\"\",Inventory!G113)","v":""},{"$f":"IF(Inventory!I113=\"\",\"\",Inventory!I113)","v":""},{"$f":"IF(Inventory!J113=\"\",\"\",Inventory!J113)","v":""},{"$f":"IF(Inventory!K113=\"\",\"\",Inventory!K113)","v":""},{"$f":"IF(Inventory!L113=\"\",\"\",Inventory!L113)","v":""},{"$f":"IF(Inventory!M113=\"\",\"\",Inventory!M113)","v":""},{"$f":"IF(Inventory!N113=\"\",\"\",Inventory!N113)","v":""},{"$f":"IF(Inventory!O113=\"\",\"\",Inventory!O113)","v":""},{"$f":"IF(Inventory!P113=\"\",\"\",Inventory!P113)","v":""},{"$f":"IF(Inventory!Q113=\"\",\"\",Inventory!Q113)","v":""},{"$f":"IF(Inventory!R113=\"\",\"\",Inventory!R113)","v":""},{"$f":"IF(Inventory!S113=\"\",\"\",Inventory!S113)","v":""},{"$f":"IF(Inventory!T113=\"\",\"\",Inventory!T113)","v":""},{"$f":"IF(Inventory!U113=\"\",\"\",Inventory!U113)","v":""},{"$f":"IF(Inventory!V113=\"\",\"\",Inventory!V113)","v":""},{"$f":"IF(Inventory!W113=\"\",\"\",Inventory!W113)","v":""}]
[null,105,{"$f":"IF(Inventory!C114=\"\",\"\",Inventory!C114)","v":""},{"$f":"IF(Inventory!D114=\"\",\"\",Inventory!D114)","v":""},{"$f":"IF(Inventory!F114=\"\",\"\",Inventory!F114)","v":""},{"$f":"IF(Inventory!G114=\"\",\"\",Inventory!G114)","v":""},{"$f":"IF(Inventory!I114=\"\",\"\",Inventory!I114)","v":""},{"$f":"IF(Inventory!J114=\"\",\"\",Inventory!J114)","v":""},{"$f":"IF(Inventory!K114=\"\",\"\",Inventory!K114)","v":""},{"$f":"IF(Inventory!L114=\"\",\"\",Inventory!L114)","v":""},{"$f":"IF(Inventory!M114=\"\",\"\",Inventory!M114)","v":""},{"$f":"IF(Inventory!N114=\"\",\"\",Inventory!N114)","v":""},{"$f":"IF(Inventory!O114=\"\",\"\",Inventory!O114)","v":""},{"$f":"IF(Inventory!P114=\"\",\"\",Inventory!P114)","v":""},{"$f":"IF(Inventory!Q114=\"\",\"\",Inventory!Q114)","v":""},{"$f":"IF(Inventory!R114=\"\",\"\",Inventory!R114)","v":""},{"$f":"IF(Inventory!S114=\"\",\"\",Inventory!S114)","v":""},{"$f":"IF(Inventory!T114=\"\",\"\",Inventory!T114)","v":""},{"$f":"IF(Inventory!U114=\"\",\"\",Inventory!U114)","v":""},{"$f":"IF(Inventory!V114=\"\",\"\",Inventory!V114)","v":""},{"$f":"IF(Inventory!W114=\"\",\"\",Inventory!W114)","v":""}]
[null,106,{"$f":"IF(Inventory!C115=\"\",\"\",Inventory!C115)","v":""},{"$f":"IF(Inventory!D115=\"\",\"\",Inventory!D115)","v":""},{"$f":"IF(Inventory!F115=\"\",\"\",Inventory!F115)","v":""},{"$f":"IF(Inventory!G115=\"\",\"\",Inventory!G115)","v":""},{"$f":"IF(Inventory!I115=\"\",\"\",Inventory!I115)","v":""},{"$f":"IF(Inventory!J115=\"\",\"\",Inventory!J115)","v":""},{"$f":"IF(Inventory!K115=\"\",\"\",Inventory!K115)","v":""},{"$f":"IF(Inventory!L115=\"\",\"\",Inventory!L115)","v":""},{"$f":"IF(Inventory!M115=\"\",\"\",Inventory!M115)","v":""},{"$f":"IF(Inventory!N115=\"\",\"\",Inventory!N115)","v":""},{"$f":"IF(Inventory!O115=\"\",\"\",Inventory!O115)","v":""},{"$f":"IF(Inventory!P115=\"\",\"\",Inventory!P115)","v":""},{"$f":"IF(Inventory!Q115=\"\",\"\",Inventory!Q115)","v":""},{"$f":"IF(Inventory!R115=\"\",\"\",Inventory!R115)","v":""},{"$f":"IF(Inventory!S115=\"\",\"\",Inventory!S115)","v":""},{"$f":"IF(Inventory!T115=\"\",\"\",Inventory!T115)","v":""},{"$f":"IF(Inventory!U115=\"\",\"\",Inventory!U115)","v":""},{"$f":"IF(Inventory!V115=\"\",\"\",Inventory!V115)","v":""},{"$f":"IF(Inventory!W115=\"\",\"\",Inventory!W115)","v":""}]
[null,107,{"$f":"IF(Inventory!C116=\"\",\"\",Inventory!C116)","v":""},{"$f":"IF(Inventory!D116=\"\",\"\",Inventory!D116)","v":""},{"$f":"IF(Inventory!F116=\"\",\"\",Inventory!F116)","v":""},{"$f":"IF(Inventory!G116=\"\",\"\",Inventory!G116)","v":""},{"$f":"IF(Inventory!I116=\"\",\"\",Inventory!I116)","v":""},{"$f":"IF(Inventory!J116=\"\",\"\",Inventory!J116)","v":""},{"$f":"IF(Inventory!K116=\"\",\"\",Inventory!K116)","v":""},{"$f":"IF(Inventory!L116=\"\",\"\",Inventory!L116)","v":""},{"$f":"IF(Inventory!M116=\"\",\"\",Inventory!M116)","v":""},{"$f":"IF(Inventory!N116=\"\",\"\",Inventory!N116)","v":""},{"$f":"IF(Inventory!O116=\"\",\"\",Inventory!O116)","v":""},{"$f":"IF(Inventory!P116=\"\",\"\",Inventory!P116)","v":""},{"$f":"IF(Inventory!Q116=\"\",\"\",Inventory!Q116)","v":""},{"$f":"IF(Inventory!R116=\"\",\"\",Inventory!R116)","v":""},{"$f":"IF(Inventory!S116=\"\",\"\",Inventory!S116)","v":""},{"$f":"IF(Inventory!T116=\"\",\"\",Inventory!T116)","v":""},{"$f":"IF(Inventory!U116=\"\",\"\",Inventory!U116)","v":""},{"$f":"IF(Inventory!V116=\"\",\"\",Inventory!V116)","v":""},{"$f":"IF(Inventory!W116=\"\",\"\",Inventory!W116)","v":""}]
[null,108,{"$f":"IF(Inventory!C117=\"\",\"\",Inventory!C117)","v":""},{"$f":"IF(Inventory!D117=\"\",\"\",Inventory!D117)","v":""},{"$f":"IF(Inventory!F117=\"\",\"\",Inventory!F117)","v":""},{"$f":"IF(Inventory!G117=\"\",\"\",Inventory!G117)","v":""},{"$f":"IF(Inventory!I117=\"\",\"\",Inventory!I117)","v":""},{"$f":"IF(Inventory!J117=\"\",\"\",Inventory!J117)","v":""},{"$f":"IF(Inventory!K117=\"\",\"\",Inventory!K117)","v":""},{"$f":"IF(Inventory!L117=\"\",\"\",Inventory!L117)","v":""},{"$f":"IF(Inventory!M117=\"\",\"\",Inventory!M117)","v":""},{"$f":"IF(Inventory!N117=\"\",\"\",Inventory!N117)","v":""},{"$f":"IF(Inventory!O117=\"\",\"\",Inventory!O117)","v":""},{"$f":"IF(Inventory!P117=\"\",\"\",Inventory!P117)","v":""},{"$f":"IF(Inventory!Q117=\"\",\"\",Inventory!Q117)","v":""},{"$f":"IF(Inventory!R117=\"\",\"\",Inventory!R117)","v":""},{"$f":"IF(Inventory!S117=\"\",\"\",Inventory!S117)","v":""},{"$f":"IF(Inventory!T117=\"\",\"\",Inventory!T117)","v":""},{"$f":"IF(Inventory!U117=\"\",\"\",Inventory!U117)","v":""},{"$f":"IF(Inventory!V117=\"\",\"\",Inventory!V117)","v":""},{"$f":"IF(Inventory!W117=\"\",\"\",Inventory!W117)","v":""}]
[null,109,{"$f":"IF(Inventory!C118=\"\",\"\",Inventory!C118)","v":""},{"$f":"IF(Inventory!D118=\"\",\"\",Inventory!D118)","v":""},{"$f":"IF(Inventory!F118=\"\",\"\",Inventory!F118)","v":""},{"$f":"IF(Inventory!G118=\"\",\"\",Inventory!G118)","v":""},{"$f":"IF(Inventory!I118=\"\",\"\",Inventory!I118)","v":""},{"$f":"IF(Inventory!J118=\"\",\"\",Inventory!J118)","v":""},{"$f":"IF(Inventory!K118=\"\",\"\",Inventory!K118)","v":""},{"$f":"IF(Inventory!L118=\"\",\"\",Inventory!L118)","v":""},{"$f":"IF(Inventory!M118=\"\",\"\",Inventory!M118)","v":""},{"$f":"IF(Inventory!N118=\"\",\"\",Inventory!N118)","v":""},{"$f":"IF(Inventory!O118=\"\",\"\",Inventory!O118)","v":""},{"$f":"IF(Inventory!P118=\"\",\"\",Inventory!P118)","v":""},{"$f":"IF(Inventory!Q118=\"\",\"\",Inventory!Q118)","v":""},{"$f":"IF(Inventory!R118=\"\",\"\",Inventory!R118)","v":""},{"$f":"IF(Inventory!S118=\"\",\"\",Inventory!S118)","v":""},{"$f":"IF(Inventory!T118=\"\",\"\",Inventory!T118)","v":""},{"$f":"IF(Inventory!U118=\"\",\"\",Inventory!U118)","v":""},{"$f":"IF(Inventory!V118=\"\",\"\",Inventory!V118)","v":""},{"$f":"IF(Inventory!W118=\"\",\"\",Inventory!W118)","v":""}]
[null,110,{"$f":"IF(Inventory!C119=\"\",\"\",Inventory!C119)","v":""},{"$f":"IF(Inventory!D119=\"\",\"\",Inventory!D119)","v":""},{"$f":"IF(Inventory!F119=\"\",\"\",Inventory!F119)","v":""},{"$f":"IF(Inventory!G119=\"\",\"\",Inventory!G119)","v":""},{"$f":"IF(Inventory!I119=\"\",\"\",Inventory!I119)","v":""},{"$f":"IF(Inventory!J119=\"\",\"\",Inventory!J119)","v":""},{"$f":"IF(Inventory!K119=\"\",\"\",Inventory!K119)","v":""},{"$f":"IF(Inventory!L119=\"\",\"\",Inventory!L119)","v":""},{"$f":"IF(Inventory!M119=\"\",\"\",Inventory!M119)","v":""},{"$f":"IF(Inventory!N119=\"\",\"\",Inventory!N119)","v":""},{"$f":"IF(Inventory!O119=\"\",\"\",Inventory!O119)","v":""},{"$f":"IF(Inventory!P119=\"\",\"\",Inventory!P119)","v":""},{"$f":"IF(Inventory!Q119=\"\",\"\",Inventory!Q119)","v":""},{"$f":"IF(Inventory!R119=\"\",\"\",Inventory!R119)","v":""},{"$f":"IF(Inventory!S119=\"\",\"\",Inventory!S119)","v":""},{"$f":"IF(Inventory!T119=\"\",\"\",Inventory!T119)","v":""},{"$f":"IF(Inventory!U119=\"\",\"\",Inventory!U119)","v":""},{"$f":"IF(Inventory!V119=\"\",\"\",Inventory!V119)","v":""},{"$f":"IF(Inventory!W119=\"\",\"\",Inventory!W119)","v":""}]
[null,111,{"$f":"IF(Inventory!C120=\"\",\"\",Inventory!C120)","v":""},{"$f":"IF(Inventory!D120=\"\",\"\",Inventory!D120)","v":""},{"$f":"IF(Inventory!F120=\"\",\"\",Inventory!F120)","v":""},{"$f":"IF(Inventory!G120=\"\",\"\",Inventory!G120)","v":""},{"$f":"IF(Inventory!I120=\"\",\"\",Inventory!I120)","v":""},{"$f":"IF(Inventory!J120=\"\",\"\",Inventory!J120)","v":""},{"$f":"IF(Inventory!K120=\"\",\"\",Inventory!K120)","v":""},{"$f":"IF(Inventory!L120=\"\",\"\",Inventory!L120)","v":""},{"$f":"IF(Inventory!M120=\"\",\"\",Inventory!M120)","v":""},{"$f":"IF(Inventory!N120=\"\",\"\",Inventory!N120)","v":""},{"$f":"IF(Inventory!O120=\"\",\"\",Inventory!O120)","v":""},{"$f":"IF(Inventory!P120=\"\",\"\",Inventory!P120)","v":""},{"$f":"IF(Inventory!Q120=\"\",\"\",Inventory!Q120)","v":""},{"$f":"IF(Inventory!R120=\"\",\"\",Inventory!R120)","v":""},{"$f":"IF(Inventory!S120=\"\",\"\",Inventory!S120)","v":""},{"$f":"IF(Inventory!T120=\"\",\"\",Inventory!T120)","v":""},{"$f":"IF(Inventory!U120=\"\",\"\",Inventory!U120)","v":""},{"$f":"IF(Inventory!V120=\"\",\"\",Inventory!V120)","v":""},{"$f":"IF(Inventory!W120=\"\",\"\",Inventory!W120)","v":""}]
[null,112,{"$f":"IF(Inventory!C121=\"\",\"\",Inventory!C121)","v":""},{"$f":"IF(Inventory!D121=\"\",\"\",Inventory!D121)","v":""},{"$f":"IF(Inventory!F121=\"\",\"\",Inventory!F121)","v":""},{"$f":"IF(Inventory!G121=\"\",\"\",Inventory!G121)","v":""},{"$f":"IF(Inventory!I121=\"\",\"\",Inventory!I121)","v":""},{"$f":"IF(Inventory!J121=\"\",\"\",Inventory!J121)","v":""},{"$f":"IF(Inventory!K121=\"\",\"\",Inventory!K121)","v":""},{"$f":"IF(Inventory!L121=\"\",\"\",Inventory!L121)","v":""},{"$f":"IF(Inventory!M121=\"\",\"\",Inventory!M121)","v":""},{"$f":"IF(Inventory!N121=\"\",\"\",Inventory!N121)","v":""},{"$f":"IF(Inventory!O121=\"\",\"\",Inventory!O121)","v":""},{"$f":"IF(Inventory!P121=\"\",\"\",Inventory!P121)","v":""},{"$f":"IF(Inventory!Q121=\"\",\"\",Inventory!Q121)","v":""},{"$f":"IF(Inventory!R121=\"\",\"\",Inventory!R121)","v":""},{"$f":"IF(Inventory!S121=\"\",\"\",Inventory!S121)","v":""},{"$f":"IF(Inventory!T121=\"\",\"\",Inventory!T121)","v":""},{"$f":"IF(Inventory!U121=\"\",\"\",Inventory!U121)","v":""},{"$f":"IF(Inventory!V121=\"\",\"\",Inventory!V121)","v":""},{"$f":"IF(Inventory!W121=\"\",\"\",Inventory!W121)","v":""}]
[null,113,{"$f":"IF(Inventory!C122=\"\",\"\",Inventory!C122)","v":""},{"$f":"IF(Inventory!D122=\"\",\"\",Inventory!D122)","v":""},{"$f":"IF(Inventory!F122=\"\",\"\",Inventory!F122)","v":""},{"$f":"IF(Inventory!G122=\"\",\"\",Inventory!G122)","v":""},{"$f":"IF(Inventory!I122=\"\",\"\",Inventory!I122)","v":""},{"$f":"IF(Inventory!J122=\"\",\"\",Inventory!J122)","v":""},{"$f":"IF(Inventory!K122=\"\",\"\",Inventory!K122)","v":""},{"$f":"IF(Inventory!L122=\"\",\"\",Inventory!L122)","v":""},{"$f":"IF(Inventory!M122=\"\",\"\",Inventory!M122)","v":""},{"$f":"IF(Inventory!N122=\"\",\"\",Inventory!N122)","v":""},{"$f":"IF(Inventory!O122=\"\",\"\",Inventory!O122)","v":""},{"$f":"IF(Inventory!P122=\"\",\"\",Inventory!P122)","v":""},{"$f":"IF(Inventory!Q122=\"\",\"\",Inventory!Q122)","v":""},{"$f":"IF(Inventory!R122=\"\",\"\",Inventory!R122)","v":""},{"$f":"IF(Inventory!S122=\"\",\"\",Inventory!S122)","v":""},{"$f":"IF(Inventory!T122=\"\",\"\",Inventory!T122)","v":""},{"$f":"IF(Inventory!U122=\"\",\"\",Inventory!U122)","v":""},{"$f":"IF(Inventory!V122=\"\",\"\",Inventory!V122)","v":""},{"$f":"IF(Inventory!W122=\"\",\"\",Inventory!W122)","v":""}]
[null,114,{"$f":"IF(Inventory!C123=\"\",\"\",Inventory!C123)","v":""},{"$f":"IF(Inventory!D123=\"\",\"\",Inventory!D123)","v":""},{"$f":"IF(Inventory!F123=\"\",\"\",Inventory!F123)","v":""},{"$f":"IF(Inventory!G123=\"\",\"\",Inventory!G123)","v":""},{"$f":"IF(Inventory!I123=\"\",\"\",Inventory!I123)","v":""},{"$f":"IF(Inventory!J123=\"\",\"\",Inventory!J123)","v":""},{"$f":"IF(Inventory!K123=\"\",\"\",Inventory!K123)","v":""},{"$f":"IF(Inventory!L123=\"\",\"\",Inventory!L123)","v":""},{"$f":"IF(Inventory!M123=\"\",\"\",Inventory!M123)","v":""},{"$f":"IF(Inventory!N123=\"\",\"\",Inventory!N123)","v":""},{"$f":"IF(Inventory!O123=\"\",\"\",Inventory!O123)","v":""},{"$f":"IF(Inventory!P123=\"\",\"\",Inventory!P123)","v":""},{"$f":"IF(Inventory!Q123=\"\",\"\",Inventory!Q123)","v":""},{"$f":"IF(Inventory!R123=\"\",\"\",Inventory!R123)","v":""},{"$f":"IF(Inventory!S123=\"\",\"\",Inventory!S123)","v":""},{"$f":"IF(Inventory!T123=\"\",\"\",Inventory!T123)","v":""},{"$f":"IF(Inventory!U123=\"\",\"\",Inventory!U123)","v":""},{"$f":"IF(Inventory!V123=\"\",\"\",Inventory!V123)","v":""},{"$f":"IF(Inventory!W123=\"\",\"\",Inventory!W123)","v":""}]
[null,115,{"$f":"IF(Inventory!C124=\"\",\"\",Inventory!C124)","v":""},{"$f":"IF(Inventory!D124=\"\",\"\",Inventory!D124)","v":""},{"$f":"IF(Inventory!F124=\"\",\"\",Inventory!F124)","v":""},{"$f":"IF(Inventory!G124=\"\",\"\",Inventory!G124)","v":""},{"$f":"IF(Inventory!I124=\"\",\"\",Inventory!I124)","v":""},{"$f":"IF(Inventory!J124=\"\",\"\",Inventory!J124)","v":""},{"$f":"IF(Inventory!K124=\"\",\"\",Inventory!K124)","v":""},{"$f":"IF(Inventory!L124=\"\",\"\",Inventory!L124)","v":""},{"$f":"IF(Inventory!M124=\"\",\"\",Inventory!M124)","v":""},{"$f":"IF(Inventory!N124=\"\",\"\",Inventory!N124)","v":""},{"$f":"IF(Inventory!O124=\"\",\"\",Inventory!O124)","v":""},{"$f":"IF(Inventory!P124=\"\",\"\",Inventory!P124)","v":""},{"$f":"IF(Inventory!Q124=\"\",\"\",Inventory!Q124)","v":""},{"$f":"IF(Inventory!R124=\"\",\"\",Inventory!R124)","v":""},{"$f":"IF(Inventory!S124=\"\",\"\",Inventory!S124)","v":""},{"$f":"IF(Inventory!T124=\"\",\"\",Inventory!T124)","v":""},{"$f":"IF(Inventory!U124=\"\",\"\",Inventory!U124)","v":""},{"$f":"IF(Inventory!V124=\"\",\"\",Inventory!V124)","v":""},{"$f":"IF(Inventory!W124=\"\",\"\",Inventory!W124)","v":""}]
[null,116,{"$f":"IF(Inventory!C125=\"\",\"\",Inventory!C125)","v":""},{"$f":"IF(Inventory!D125=\"\",\"\",Inventory!D125)","v":""},{"$f":"IF(Inventory!F125=\"\",\"\",Inventory!F125)","v":""},{"$f":"IF(Inventory!G125=\"\",\"\",Inventory!G125)","v":""},{"$f":"IF(Inventory!I125=\"\",\"\",Inventory!I125)","v":""},{"$f":"IF(Inventory!J125=\"\",\"\",Inventory!J125)","v":""},{"$f":"IF(Inventory!K125=\"\",\"\",Inventory!K125)","v":""},{"$f":"IF(Inventory!L125=\"\",\"\",Inventory!L125)","v":""},{"$f":"IF(Inventory!M125=\"\",\"\",Inventory!M125)","v":""},{"$f":"IF(Inventory!N125=\"\",\"\",Inventory!N125)","v":""},{"$f":"IF(Inventory!O125=\"\",\"\",Inventory!O125)","v":""},{"$f":"IF(Inventory!P125=\"\",\"\",Inventory!P125)","v":""},{"$f":"IF(Inventory!Q125=\"\",\"\",Inventory!Q125)","v":""},{"$f":"IF(Inventory!R125=\"\",\"\",Inventory!R125)","v":""},{"$f":"IF(Inventory!S125=\"\",\"\",Inventory!S125)","v":""},{"$f":"IF(Inventory!T125=\"\",\"\",Inventory!T125)","v":""},{"$f":"IF(Inventory!U125=\"\",\"\",Inventory!U125)","v":""},{"$f":"IF(Inventory!V125=\"\",\"\",Inventory!V125)","v":""},{"$f":"IF(Inventory!W125=\"\",\"\",Inventory!W125)","v":""}]
[null,117,{"$f":"IF(Inventory!C126=\"\",\"\",Inventory!C126)","v":""},{"$f":"IF(Inventory!D126=\"\",\"\",Inventory!D126)","v":""},{"$f":"IF(Inventory!F126=\"\",\"\",Inventory!F126)","v":""},{"$f":"IF(Inventory!G126=\"\",\"\",Inventory!G126)","v":""},{"$f":"IF(Inventory!I126=\"\",\"\",Inventory!I126)","v":""},{"$f":"IF(Inventory!J126=\"\",\"\",Inventory!J126)","v":""},{"$f":"IF(Inventory!K126=\"\",\"\",Inventory!K126)","v":""},{"$f":"IF(Inventory!L126=\"\",\"\",Inventory!L126)","v":""},{"$f":"IF(Inventory!M126=\"\",\"\",Inventory!M126)","v":""},{"$f":"IF(Inventory!N126=\"\",\"\",Inventory!N126)","v":""},{"$f":"IF(Inventory!O126=\"\",\"\",Inventory!O126)","v":""},{"$f":"IF(Inventory!P126=\"\",\"\",Inventory!P126)","v":""},{"$f":"IF(Inventory!Q126=\"\",\"\",Inventory!Q126)","v":""},{"$f":"IF(Inventory!R126=\"\",\"\",Inventory!R126)","v":""},{"$f":"IF(Inventory!S126=\"\",\"\",Inventory!S126)","v":""},{"$f":"IF(Inventory!T126=\"\",\"\",Inventory!T126)","v":""},{"$f":"IF(Inventory!U126=\"\",\"\",Inventory!U126)","v":""},{"$f":"IF(Inventory!V126=\"\",\"\",Inventory!V126)","v":""},{"$f":"IF(Inventory!W126=\"\",\"\",Inventory!W126)","v":""}]
[null,118,{"$f":"IF(Inventory!C127=\"\",\"\",Inventory!C127)","v":""},{"$f":"IF(Inventory!D127=\"\",\"\",Inventory!D127)","v":""},{"$f":"IF(Inventory!F127=\"\",\"\",Inventory!F127)","v":""},{"$f":"IF(Inventory!G127=\"\",\"\",Inventory!G127)","v":""},{"$f":"IF(Inventory!I127=\"\",\"\",Inventory!I127)","v":""},{"$f":"IF(Inventory!J127=\"\",\"\",Inventory!J127)","v":""},{"$f":"IF(Inventory!K127=\"\",\"\",Inventory!K127)","v":""},{"$f":"IF(Inventory!L127=\"\",\"\",Inventory!L127)","v":""},{"$f":"IF(Inventory!M127=\"\",\"\",Inventory!M127)","v":""},{"$f":"IF(Inventory!N127=\"\",\"\",Inventory!N127)","v":""},{"$f":"IF(Inventory!O127=\"\",\"\",Inventory!O127)","v":""},{"$f":"IF(Inventory!P127=\"\",\"\",Inventory!P127)","v":""},{"$f":"IF(Inventory!Q127=\"\",\"\",Inventory!Q127)","v":""},{"$f":"IF(Inventory!R127=\"\",\"\",Inventory!R127)","v":""},{"$f":"IF(Inventory!S127=\"\",\"\",Inventory!S127)","v":""},{"$f":"IF(Inventory!T127=\"\",\"\",Inventory!T127)","v":""},{"$f":"IF(Inventory!U127=\"\",\"\",Inventory!U127)","v":""},{"$f":"IF(Inventory!V127=\"\",\"\",Inventory!V127)","v":""},{"$f":"IF(Inventory!W127=\"\",\"\",Inventory!W127)","v":""}]
[null,119,{"$f":"IF(Inventory!C128=\"\",\"\",Inventory!C128)","v":""},{"$f":"IF(Inventory!D128=\"\",\"\",Inventory!D128)","v":""},{"$f":"IF(Inventory!F128=\"\",\"\",Inventory!F128)","v":""},{"$f":"IF(Inventory!G128=\"\",\"\",Inventory!G128)","v":""},{"$f":"IF(Inventory!I128=\"\",\"\",Inventory!I128)","v":""},{"$f":"IF(Inventory!J128=\"\",\"\",Inventory!J128)","v":""},{"$f":"IF(Inventory!K128=\"\",\"\",Inventory!K128)","v":""},{"$f":"IF(Inventory!L128=\"\",\"\",Inventory!L128)","v":""},{"$f":"IF(Inventory!M128=\"\",\"\",Inventory!M128)","v":""},{"$f":"IF(Inventory!N128=\"\",\"\",Inventory!N128)","v":""},{"$f":"IF(Inventory!O128=\"\",\"\",Inventory!O128)","v":""},{"$f":"IF(Inventory!P128=\"\",\"\",Inventory!P128)","v":""},{"$f":"IF(Inventory!Q128=\"\",\"\",Inventory!Q128)","v":""},{"$f":"IF(Inventory!R128=\"\",\"\",Inventory!R128)","v":""},{"$f":"IF(Inventory!S128=\"\",\"\",Inventory!S128)","v":""},{"$f":"IF(Inventory!T128=\"\",\"\",Inventory!T128)","v":""},{"$f":"IF(Inventory!U128=\"\",\"\",Inventory!U128)","v":""},{"$f":"IF(Inventory!V128=\"\",\"\",Inventory!V128)","v":""},{"$f":"IF(Inventory!W128=\"\",\"\",Inventory!W128)","v":""}]
[null,120,{"$f":"IF(Inventory!C129=\"\",\"\",Inventory!C129)","v":""},{"$f":"IF(Inventory!D129=\"\",\"\",Inventory!D129)","v":""},{"$f":"IF(Inventory!F129=\"\",\"\",Inventory!F129)","v":""},{"$f":"IF(Inventory!G129=\"\",\"\",Inventory!G129)","v":""},{"$f":"IF(Inventory!I129=\"\",\"\",Inventory!I129)","v":""},{"$f":"IF(Inventory!J129=\"\",\"\",Inventory!J129)","v":""},{"$f":"IF(Inventory!K129=\"\",\"\",Inventory!K129)","v":""},{"$f":"IF(Inventory!L129=\"\",\"\",Inventory!L129)","v":""},{"$f":"IF(Inventory!M129=\"\",\"\",Inventory!M129)","v":""},{"$f":"IF(Inventory!N129=\"\",\"\",Inventory!N129)","v":""},{"$f":"IF(Inventory!O129=\"\",\"\",Inventory!O129)","v":""},{"$f":"IF(Inventory!P129=\"\",\"\",Inventory!P129)","v":""},{"$f":"IF(Inventory!Q129=\"\",\"\",Inventory!Q129)","v":""},{"$f":"IF(Inventory!R129=\"\",\"\",Inventory!R129)","v":""},{"$f":"IF(Inventory!S129=\"\",\"\",Inventory!S129)","v":""},{"$f":"IF(Inventory!T129=\"\",\"\",Inventory!T129)","v":""},{"$f":"IF(Inventory!U129=\"\",\"\",Inventory!U129)","v":""},{"$f":"IF(Inventory!V129=\"\",\"\",Inventory!V129)","v":""},{"$f":"IF(Inventory!W129=\"\",\"\",Inventory!W129)","v":""}]
[null,121,{"$f":"IF(Inventory!C130=\"\",\"\",Inventory!C130)","v":""},{"$f":"IF(Inventory!D130=\"\",\"\",Inventory!D130)","v":""},{"$f":"IF(Inventory!F130=\"\",\"\",Inventory!F130)","v":""},{"$f":"IF(Inventory!G130=\"\",\"\",Inventory!G130)","v":""},{"$f":"IF(Inventory!I130=\"\",\"\",Inventory!I130)","v":""},{"$f":"IF(Inventory!J130=\"\",\"\",Inventory!J130)","v":""},{"$f":"IF(Inventory!K130=\"\",\"\",Inventory!K130)","v":""},{"$f":"IF(Inventory!L130=\"\",\"\",Inventory!L130)","v":""},{"$f":"IF(Inventory!M130=\"\",\"\",Inventory!M130)","v":""},{"$f":"IF(Inventory!N130=\"\",\"\",Inventory!N130)","v":""},{"$f":"IF(Inventory!O130=\"\",\"\",Inventory!O130)","v":""},{"$f":"IF(Inventory!P130=\"\",\"\",Inventory!P130)","v":""},{"$f":"IF(Inventory!Q130=\"\",\"\",Inventory!Q130)","v":""},{"$f":"IF(Inventory!R130=\"\",\"\",Inventory!R130)","v":""},{"$f":"IF(Inventory!S130=\"\",\"\",Inventory!S130)","v":""},{"$f":"IF(Inventory!T130=\"\",\"\",Inventory!T130)","v":""},{"$f":"IF(Inventory!U130=\"\",\"\",Inventory!U130)","v":""},{"$f":"IF(Inventory!V130=\"\",\"\",Inventory!V130)","v":""},{"$f":"IF(Inventory!W130=\"\",\"\",Inventory!W130)","v":""}]
[null,122,{"$f":"IF(Inventory!C131=\"\",\"\",Inventory!C131)","v":""},{"$f":"IF(Inventory!D131=\"\",\"\",Inventory!D131)","v":""},{"$f":"IF(Inventory!F131=\"\",\"\",Inventory!F131)","v":""},{"$f":"IF(Inventory!G131=\"\",\"\",Inventory!G131)","v":""},{"$f":"IF(Inventory!I131=\"\",\"\",Inventory!I131)","v":""},{"$f":"IF(Inventory!J131=\"\",\"\",Inventory!J131)","v":""},{"$f":"IF(Inventory!K131=\"\",\"\",Inventory!K131)","v":""},{"$f":"IF(Inventory!L131=\"\",\"\",Inventory!L131)","v":""},{"$f":"IF(Inventory!M131=\"\",\"\",Inventory!M131)","v":""},{"$f":"IF(Inventory!N131=\"\",\"\",Inventory!N131)","v":""},{"$f":"IF(Inventory!O131=\"\",\"\",Inventory!O131)","v":""},{"$f":"IF(Inventory!P131=\"\",\"\",Inventory!P131)","v":""},{"$f":"IF(Inventory!Q131=\"\",\"\",Inventory!Q131)","v":""},{"$f":"IF(Inventory!R131=\"\",\"\",Inventory!R131)","v":""},{"$f":"IF(Inventory!S131=\"\",\"\",Inventory!S131)","v":""},{"$f":"IF(Inventory!T131=\"\",\"\",Inventory!T131)","v":""},{"$f":"IF(Inventory!U131=\"\",\"\",Inventory!U131)","v":""},{"$f":"IF(Inventory!V131=\"\",\"\",Inventory!V131)","v":""},{"$f":"IF(Inventory!W131=\"\",\"\",Inventory!W131)","v":""}]
[null,123,{"$f":"IF(Inventory!C132=\"\",\"\",Inventory!C132)","v":""},{"$f":"IF(Inventory!D132=\"\",\"\",Inventory!D132)","v":""},{"$f":"IF(Inventory!F132=\"\",\"\",Inventory!F132)","v":""},{"$f":"IF(Inventory!G132=\"\",\"\",Inventory!G132)","v":""},{"$f":"IF(Inventory!I132=\"\",\"\",Inventory!I132)","v":""},{"$f":"IF(Inventory!J132=\"\",\"\",Inventory!J132)","v":""},{"$f":"IF(Inventory!K132=\"\",\"\",Inventory!K132)","v":""},{"$f":"IF(Inventory!L132=\"\",\"\",Inventory!L132)","v":""},{"$f":"IF(Inventory!M132=\"\",\"\",Inventory!M132)","v":""},{"$f":"IF(Inventory!N132=\"\",\"\",Inventory!N132)","v":""},{"$f":"IF(Inventory!O132=\"\",\"\",Inventory!O132)","v":""},{"$f":"IF(Inventory!P132=\"\",\"\",Inventory!P132)","v":""},{"$f":"IF(Inventory!Q132=\"\",\"\",Inventory!Q132)","v":""},{"$f":"IF(Inventory!R132=\"\",\"\",Inventory!R132)","v":""},{"$f":"IF(Inventory!S132=\"\",\"\",Inventory!S132)","v":""},{"$f":"IF(Inventory!T132=\"\",\"\",Inventory!T132)","v":""},{"$f":"IF(Inventory!U132=\"\",\"\",Inventory!U132)","v":""},{"$f":"IF(Inventory!V132=\"\",\"\",Inventory!V132)","v":""},{"$f":"IF(Inventory!W132=\"\",\"\",Inventory!W132)","v":""}]
[null,124,{"$f":"IF(Inventory!C133=\"\",\"\",Inventory!C133)","v":""},{"$f":"IF(Inventory!D133=\"\",\"\",Inventory!D133)","v":""},{"$f":"IF(Inventory!F133=\"\",\"\",Inventory!F133)","v":""},{"$f":"IF(Inventory!G133=\"\",\"\",Inventory!G133)","v":""},{"$f":"IF(Inventory!I133=\"\",\"\",Inventory!I133)","v":""},{"$f":"IF(Inventory!J133=\"\",\"\",Inventory!J133)","v":""},{"$f":"IF(Inventory!K133=\"\",\"\",Inventory!K133)","v":""},{"$f":"IF(Inventory!L133=\"\",\"\",Inventory!L133)","v":""},{"$f":"IF(Inventory!M133=\"\",\"\",Inventory!M133)","v":""},{"$f":"IF(Inventory!N133=\"\",\"\",Inventory!N133)","v":""},{"$f":"IF(Inventory!O133=\"\",\"\",Inventory!O133)","v":""},{"$f":"IF(Inventory!P133=\"\",\"\",Inventory!P133)","v":""},{"$f":"IF(Inventory!Q133=\"\",\"\",Inventory!Q133)","v":""},{"$f":"IF(Inventory!R133=\"\",\"\",Inventory!R133)","v":""},{"$f":"IF(Inventory!S133=\"\",\"\",Inventory!S133)","v":""},{"$f":"IF(Inventory!T133=\"\",\"\",Inventory!T133)","v":""},{"$f":"IF(Inventory!U133=\"\",\"\",Inventory!U133)","v":""},{"$f":"IF(Inventory!V133=\"\",\"\",Inventory!V133)","v":""},{"$f":"IF(Inventory!W133=\"\",\"\",Inventory!W133)","v":""}]
[null,125,{"$f":"IF(Inventory!C134=\"\",\"\",Inventory!C134)","v":""},{"$f":"IF(Inventory!D134=\"\",\"\",Inventory!D134)","v":""},{"$f":"IF(Inventory!F134=\"\",\"\",Inventory!F134)","v":""},{"$f":"IF(Inventory!G134=\"\",\"\",Inventory!G134)","v":""},{"$f":"IF(Inventory!I134=\"\",\"\",Inventory!I134)","v":""},{"$f":"IF(Inventory!J134=\"\",\"\",Inventory!J134)","v":""},{"$f":"IF(Inventory!K134=\"\",\"\",Inventory!K134)","v":""},{"$f":"IF(Inventory!L134=\"\",\"\",Inventory!L134)","v":""},{"$f":"IF(Inventory!M134=\"\",\"\",Inventory!M134)","v":""},{"$f":"IF(Inventory!N134=\"\",\"\",Inventory!N134)","v":""},{"$f":"IF(Inventory!O134=\"\",\"\",Inventory!O134)","v":""},{"$f":"IF(Inventory!P134=\"\",\"\",Inventory!P134)","v":""},{"$f":"IF(Inventory!Q134=\"\",\"\",Inventory!Q134)","v":""},{"$f":"IF(Inventory!R134=\"\",\"\",Inventory!R134)","v":""},{"$f":"IF(Inventory!S134=\"\",\"\",Inventory!S134)","v":""},{"$f":"IF(Inventory!T134=\"\",\"\",Inventory!T134)","v":""},{"$f":"IF(Inventory!U134=\"\",\"\",Inventory!U134)","v":""},{"$f":"IF(Inventory!V134=\"\",\"\",Inventory!V134)","v":""},{"$f":"IF(Inventory!W134=\"\",\"\",Inventory!W134)","v":""}]
[null,126,{"$f":"IF(Inventory!C135=\"\",\"\",Inventory!C135)","v":""},{"$f":"IF(Inventory!D135=\"\",\"\",Inventory!D135)","v":""},{"$f":"IF(Inventory!F135=\"\",\"\",Inventory!F135)","v":""},{"$f":"IF(Inventory!G135=\"\",\"\",Inventory!G135)","v":""},{"$f":"IF(Inventory!I135=\"\",\"\",Inventory!I135)","v":""},{"$f":"IF(Inventory!J135=\"\",\"\",Inventory!J135)","v":""},{"$f":"IF(Inventory!K135=\"\",\"\",Inventory!K135)","v":""},{"$f":"IF(Inventory!L135=\"\",\"\",Inventory!L135)","v":""},{"$f":"IF(Inventory!M135=\"\",\"\",Inventory!M135)","v":""},{"$f":"IF(Inventory!N135=\"\",\"\",Inventory!N135)","v":""},{"$f":"IF(Inventory!O135=\"\",\"\",Inventory!O135)","v":""},{"$f":"IF(Inventory!P135=\"\",\"\",Inventory!P135)","v":""},{"$f":"IF(Inventory!Q135=\"\",\"\",Inventory!Q135)","v":""},{"$f":"IF(Inventory!R135=\"\",\"\",Inventory!R135)","v":""},{"$f":"IF(Inventory!S135=\"\",\"\",Inventory!S135)","v":""},{"$f":"IF(Inventory!T135=\"\",\"\",Inventory!T135)","v":""},{"$f":"IF(Inventory!U135=\"\",\"\",Inventory!U135)","v":""},{"$f":"IF(Inventory!V135=\"\",\"\",Inventory!V135)","v":""},{"$f":"IF(Inventory!W135=\"\",\"\",Inventory!W135)","v":""}]
[null,127,{"$f":"IF(Inventory!C136=\"\",\"\",Inventory!C136)","v":""},{"$f":"IF(Inventory!D136=\"\",\"\",Inventory!D136)","v":""},{"$f":"IF(Inventory!F136=\"\",\"\",Inventory!F136)","v":""},{"$f":"IF(Inventory!G136=\"\",\"\",Inventory!G136)","v":""},{"$f":"IF(Inventory!I136=\"\",\"\",Inventory!I136)","v":""},{"$f":"IF(Inventory!J136=\"\",\"\",Inventory!J136)","v":""},{"$f":"IF(Inventory!K136=\"\",\"\",Inventory!K136)","v":""},{"$f":"IF(Inventory!L136=\"\",\"\",Inventory!L136)","v":""},{"$f":"IF(Inventory!M136=\"\",\"\",Inventory!M136)","v":""},{"$f":"IF(Inventory!N136=\"\",\"\",Inventory!N136)","v":""},{"$f":"IF(Inventory!O136=\"\",\"\",Inventory!O136)","v":""},{"$f":"IF(Inventory!P136=\"\",\"\",Inventory!P136)","v":""},{"$f":"IF(Inventory!Q136=\"\",\"\",Inventory!Q136)","v":""},{"$f":"IF(Inventory!R136=\"\",\"\",Inventory!R136)","v":""},{"$f":"IF(Inventory!S136=\"\",\"\",Inventory!S136)","v":""},{"$f":"IF(Inventory!T136=\"\",\"\",Inventory!T136)","v":""},{"$f":"IF(Inventory!U136=\"\",\"\",Inventory!U136)","v":""},{"$f":"IF(Inventory!V136=\"\",\"\",Inventory!V136)","v":""},{"$f":"IF(Inventory!W136=\"\",\"\",Inventory!W136)","v":""}]
[null,128,{"$f":"IF(Inventory!C137=\"\",\"\",Inventory!C137)","v":""},{"$f":"IF(Inventory!D137=\"\",\"\",Inventory!D137)","v":""},{"$f":"IF(Inventory!F137=\"\",\"\",Inventory!F137)","v":""},{"$f":"IF(Inventory!G137=\"\",\"\",Inventory!G137)","v":""},{"$f":"IF(Inventory!I137=\"\",\"\",Inventory!I137)","v":""},{"$f":"IF(Inventory!J137=\"\",\"\",Inventory!J137)","v":""},{"$f":"IF(Inventory!K137=\"\",\"\",Inventory!K137)","v":""},{"$f":"IF(Inventory!L137=\"\",\"\",Inventory!L137)","v":""},{"$f":"IF(Inventory!M137=\"\",\"\",Inventory!M137)","v":""},{"$f":"IF(Inventory!N137=\"\",\"\",Inventory!N137)","v":""},{"$f":"IF(Inventory!O137=\"\",\"\",Inventory!O137)","v":""},{"$f":"IF(Inventory!P137=\"\",\"\",Inventory!P137)","v":""},{"$f":"IF(Inventory!Q137=\"\",\"\",Inventory!Q137)","v":""},{"$f":"IF(Inventory!R137=\"\",\"\",Inventory!R137)","v":""},{"$f":"IF(Inventory!S137=\"\",\"\",Inventory!S137)","v":""},{"$f":"IF(Inventory!T137=\"\",\"\",Inventory!T137)","v":""},{"$f":"IF(Inventory!U137=\"\",\"\",Inventory!U137)","v":""},{"$f":"IF(Inventory!V137=\"\",\"\",Inventory!V137)","v":""},{"$f":"IF(Inventory!W137=\"\",\"\",Inventory!W137)","v":""}]
[null,129,{"$f":"IF(Inventory!C138=\"\",\"\",Inventory!C138)","v":""},{"$f":"IF(Inventory!D138=\"\",\"\",Inventory!D138)","v":""},{"$f":"IF(Inventory!F138=\"\",\"\",Inventory!F138)","v":""},{"$f":"IF(Inventory!G138=\"\",\"\",Inventory!G138)","v":""},{"$f":"IF(Inventory!I138=\"\",\"\",Inventory!I138)","v":""},{"$f":"IF(Inventory!J138=\"\",\"\",Inventory!J138)","v":""},{"$f":"IF(Inventory!K138=\"\",\"\",Inventory!K138)","v":""},{"$f":"IF(Inventory!L138=\"\",\"\",Inventory!L138)","v":""},{"$f":"IF(Inventory!M138=\"\",\"\",Inventory!M138)","v":""},{"$f":"IF(Inventory!N138=\"\",\"\",Inventory!N138)","v":""},{"$f":"IF(Inventory!O138=\"\",\"\",Inventory!O138)","v":""},{"$f":"IF(Inventory!P138=\"\",\"\",Inventory!P138)","v":""},{"$f":"IF(Inventory!Q138=\"\",\"\",Inventory!Q138)","v":""},{"$f":"IF(Inventory!R138=\"\",\"\",Inventory!R138)","v":""},{"$f":"IF(Inventory!S138=\"\",\"\",Inventory!S138)","v":""},{"$f":"IF(Inventory!T138=\"\",\"\",Inventory!T138)","v":""},{"$f":"IF(Inventory!U138=\"\",\"\",Inventory!U138)","v":""},{"$f":"IF(Inventory!V138=\"\",\"\",Inventory!V138)","v":""},{"$f":"IF(Inventory!W138=\"\",\"\",Inventory!W138)","v":""}]
[null,130,{"$f":"IF(Inventory!C139=\"\",\"\",Inventory!C139)","v":""},{"$f":"IF(Inventory!D139=\"\",\"\",Inventory!D139)","v":""},{"$f":"IF(Inventory!F139=\"\",\"\",Inventory!F139)","v":""},{"$f":"IF(Inventory!G139=\"\",\"\",Inventory!G139)","v":""},{"$f":"IF(Inventory!I139=\"\",\"\",Inventory!I139)","v":""},{"$f":"IF(Inventory!J139=\"\",\"\",Inventory!J139)","v":""},{"$f":"IF(Inventory!K139=\"\",\"\",Inventory!K139)","v":""},{"$f":"IF(Inventory!L139=\"\",\"\",Inventory!L139)","v":""},{"$f":"IF(Inventory!M139=\"\",\"\",Inventory!M139)","v":""},{"$f":"IF(Inventory!N139=\"\",\"\",Inventory!N139)","v":""},{"$f":"IF(Inventory!O139=\"\",\"\",Inventory!O139)","v":""},{"$f":"IF(Inventory!P139=\"\",\"\",Inventory!P139)","v":""},{"$f":"IF(Inventory!Q139=\"\",\"\",Inventory!Q139)","v":""},{"$f":"IF(Inventory!R139=\"\",\"\",Inventory!R139)","v":""},{"$f":"IF(Inventory!S139=\"\",\"\",Inventory!S139)","v":""},{"$f":"IF(Inventory!T139=\"\",\"\",Inventory!T139)","v":""},{"$f":"IF(Inventory!U139=\"\",\"\",Inventory!U139)","v":""},{"$f":"IF(Inventory!V139=\"\",\"\",Inventory!V139)","v":""},{"$f":"IF(Inventory!W139=\"\",\"\",Inventory!W139)","v":""}]
[null,131,{"$f":"IF(Inventory!C140=\"\",\"\",Inventory!C140)","v":""},{"$f":"IF(Inventory!D140=\"\",\"\",Inventory!D140)","v":""},{"$f":"IF(Inventory!F140=\"\",\"\",Inventory!F140)","v":""},{"$f":"IF(Inventory!G140=\"\",\"\",Inventory!G140)","v":""},{"$f":"IF(Inventory!I140=\"\",\"\",Inventory!I140)","v":""},{"$f":"IF(Inventory!J140=\"\",\"\",Inventory!J140)","v":""},{"$f":"IF(Inventory!K140=\"\",\"\",Inventory!K140)","v":""},{"$f":"IF(Inventory!L140=\"\",\"\",Inventory!L140)","v":""},{"$f":"IF(Inventory!M140=\"\",\"\",Inventory!M140)","v":""},{"$f":"IF(Inventory!N140=\"\",\"\",Inventory!N140)","v":""},{"$f":"IF(Inventory!O140=\"\",\"\",Inventory!O140)","v":""},{"$f":"IF(Inventory!P140=\"\",\"\",Inventory!P140)","v":""},{"$f":"IF(Inventory!Q140=\"\",\"\",Inventory!Q140)","v":""},{"$f":"IF(Inventory!R140=\"\",\"\",Inventory!R140)","v":""},{"$f":"IF(Inventory!S140=\"\",\"\",Inventory!S140)","v":""},{"$f":"IF(Inventory!T140=\"\",\"\",Inventory!T140)","v":""},{"$f":"IF(Inventory!U140=\"\",\"\",Inventory!U140)","v":""},{"$f":"IF(Inventory!V140=\"\",\"\",Inventory!V140)","v":""},{"$f":"IF(Inventory!W140=\"\",\"\",Inventory!W140)","v":""}]
[null,132,{"$f":"IF(Inventory!C141=\"\",\"\",Inventory!C141)","v":""},{"$f":"IF(Inventory!D141=\"\",\"\",Inventory!D141)","v":""},{"$f":"IF(Inventory!F141=\"\",\"\",Inventory!F141)","v":""},{"$f":"IF(Inventory!G141=\"\",\"\",Inventory!G141)","v":""},{"$f":"IF(Inventory!I141=\"\",\"\",Inventory!I141)","v":""},{"$f":"IF(Inventory!J141=\"\",\"\",Inventory!J141)","v":""},{"$f":"IF(Inventory!K141=\"\",\"\",Inventory!K141)","v":""},{"$f":"IF(Inventory!L141=\"\",\"\",Inventory!L141)","v":""},{"$f":"IF(Inventory!M141=\"\",\"\",Inventory!M141)","v":""},{"$f":"IF(Inventory!N141=\"\",\"\",Inventory!N141)","v":""},{"$f":"IF(Inventory!O141=\"\",\"\",Inventory!O141)","v":""},{"$f":"IF(Inventory!P141=\"\",\"\",Inventory!P141)","v":""},{"$f":"IF(Inventory!Q141=\"\",\"\",Inventory!Q141)","v":""},{"$f":"IF(Inventory!R141=\"\",\"\",Inventory!R141)","v":""},{"$f":"IF(Inventory!S141=\"\",\"\",Inventory!S141)","v":""},{"$f":"IF(Inventory!T141=\"\",\"\",Inventory!T141)","v":""},{"$f":"IF(Inventory!U141=\"\",\"\",Inventory!U141)","v":""},{"$f":"IF(Inventory!V141=\"\",\"\",Inventory!V141)","v":""},{"$f":"IF(Inventory!W141=\"\",\"\",Inventory!W141)","v":""}]
[null,133,{"$f":"IF(Inventory!C142=\"\",\"\",Inventory!C142)","v":""},{"$f":"IF(Inventory!D142=\"\",\"\",Inventory!D142)","v":""},{"$f":"IF(Inventory!F142=\"\",\"\",Inventory!F142)","v":""},{"$f":"IF(Inventory!G142=\"\",\"\",Inventory!G142)","v":""},{"$f":"IF(Inventory!I142=\"\",\"\",Inventory!I142)","v":""},{"$f":"IF(Inventory!J142=\"\",\"\",Inventory!J142)","v":""},{"$f":"IF(Inventory!K142=\"\",\"\",Inventory!K142)","v":""},{"$f":"IF(Inventory!L142=\"\",\"\",Inventory!L142)","v":""},{"$f":"IF(Inventory!M142=\"\",\"\",Inventory!M142)","v":""},{"$f":"IF(Inventory!N142=\"\",\"\",Inventory!N142)","v":""},{"$f":"IF(Inventory!O142=\"\",\"\",Inventory!O142)","v":""},{"$f":"IF(Inventory!P142=\"\",\"\",Inventory!P142)","v":""},{"$f":"IF(Inventory!Q142=\"\",\"\",Inventory!Q142)","v":""},{"$f":"IF(Inventory!R142=\"\",\"\",Inventory!R142)","v":""},{"$f":"IF(Inventory!S142=\"\",\"\",Inventory!S142)","v":""},{"$f":"IF(Inventory!T142=\"\",\"\",Inventory!T142)","v":""},{"$f":"IF(Inventory!U142=\"\",\"\",Inventory!U142)","v":""},{"$f":"IF(Inventory!V142=\"\",\"\",Inventory!V142)","v":""},{"$f":"IF(Inventory!W142=\"\",\"\",Inventory!W142)","v":""}]
[null,134,{"$f":"IF(Inventory!C143=\"\",\"\",Inventory!C143)","v":""},{"$f":"IF(Inventory!D143=\"\",\"\",Inventory!D143)","v":""},{"$f":"IF(Inventory!F143=\"\",\"\",Inventory!F143)","v":""},{"$f":"IF(Inventory!G143=\"\",\"\",Inventory!G143)","v":""},{"$f":"IF(Inventory!I143=\"\",\"\",Inventory!I143)","v":""},{"$f":"IF(Inventory!J143=\"\",\"\",Inventory!J143)","v":""},{"$f":"IF(Inventory!K143=\"\",\"\",Inventory!K143)","v":""},{"$f":"IF(Inventory!L143=\"\",\"\",Inventory!L143)","v":""},{"$f":"IF(Inventory!M143=\"\",\"\",Inventory!M143)","v":""},{"$f":"IF(Inventory!N143=\"\",\"\",Inventory!N143)","v":""},{"$f":"IF(Inventory!O143=\"\",\"\",Inventory!O143)","v":""},{"$f":"IF(Inventory!P143=\"\",\"\",Inventory!P143)","v":""},{"$f":"IF(Inventory!Q143=\"\",\"\",Inventory!Q143)","v":""},{"$f":"IF(Inventory!R143=\"\",\"\",Inventory!R143)","v":""},{"$f":"IF(Inventory!S143=\"\",\"\",Inventory!S143)","v":""},{"$f":"IF(Inventory!T143=\"\",\"\",Inventory!T143)","v":""},{"$f":"IF(Inventory!U143=\"\",\"\",Inventory!U143)","v":""},{"$f":"IF(Inventory!V143=\"\",\"\",Inventory!V143)","v":""},{"$f":"IF(Inventory!W143=\"\",\"\",Inventory!W143)","v":""}]
[null,135,{"$f":"IF(Inventory!C144=\"\",\"\",Inventory!C144)","v":""},{"$f":"IF(Inventory!D144=\"\",\"\",Inventory!D144)","v":""},{"$f":"IF(Inventory!F144=\"\",\"\",Inventory!F144)","v":""},{"$f":"IF(Inventory!G144=\"\",\"\",Inventory!G144)","v":""},{"$f":"IF(Inventory!I144=\"\",\"\",Inventory!I144)","v":""},{"$f":"IF(Inventory!J144=\"\",\"\",Inventory!J144)","v":""},{"$f":"IF(Inventory!K144=\"\",\"\",Inventory!K144)","v":""},{"$f":"IF(Inventory!L144=\"\",\"\",Inventory!L144)","v":""},{"$f":"IF(Inventory!M144=\"\",\"\",Inventory!M144)","v":""},{"$f":"IF(Inventory!N144=\"\",\"\",Inventory!N144)","v":""},{"$f":"IF(Inventory!O144=\"\",\"\",Inventory!O144)","v":""},{"$f":"IF(Inventory!P144=\"\",\"\",Inventory!P144)","v":""},{"$f":"IF(Inventory!Q144=\"\",\"\",Inventory!Q144)","v":""},{"$f":"IF(Inventory!R144=\"\",\"\",Inventory!R144)","v":""},{"$f":"IF(Inventory!S144=\"\",\"\",Inventory!S144)","v":""},{"$f":"IF(Inventory!T144=\"\",\"\",Inventory!T144)","v":""},{"$f":"IF(Inventory!U144=\"\",\"\",Inventory!U144)","v":""},{"$f":"IF(Inventory!V144=\"\",\"\",Inventory!V144)","v":""},{"$f":"IF(Inventory!W144=\"\",\"\",Inventory!W144)","v":""}]
[null,136,{"$f":"IF(Inventory!C145=\"\",\"\",Inventory!C145)","v":""},{"$f":"IF(Inventory!D145=\"\",\"\",Inventory!D145)","v":""},{"$f":"IF(Inventory!F145=\"\",\"\",Inventory!F145)","v":""},{"$f":"IF(Inventory!G145=\"\",\"\",Inventory!G145)","v":""},{"$f":"IF(Inventory!I145=\"\",\"\",Inventory!I145)","v":""},{"$f":"IF(Inventory!J145=\"\",\"\",Inventory!J145)","v":""},{"$f":"IF(Inventory!K145=\"\",\"\",Inventory!K145)","v":""},{"$f":"IF(Inventory!L145=\"\",\"\",Inventory!L145)","v":""},{"$f":"IF(Inventory!M145=\"\",\"\",Inventory!M145)","v":""},{"$f":"IF(Inventory!N145=\"\",\"\",Inventory!N145)","v":""},{"$f":"IF(Inventory!O145=\"\",\"\",Inventory!O145)","v":""},{"$f":"IF(Inventory!P145=\"\",\"\",Inventory!P145)","v":""},{"$f":"IF(Inventory!Q145=\"\",\"\",Inventory!Q145)","v":""},{"$f":"IF(Inventory!R145=\"\",\"\",Inventory!R145)","v":""},{"$f":"IF(Inventory!S145=\"\",\"\",Inventory!S145)","v":""},{"$f":"IF(Inventory!T145=\"\",\"\",Inventory!T145)","v":""},{"$f":"IF(Inventory!U145=\"\",\"\",Inventory!U145)","v":""},{"$f":"IF(Inventory!V145=\"\",\"\",Inventory!V145)","v":""},{"$f":"IF(Inventory!W145=\"\",\"\",Inventory!W145)","v":""}]
[null,137,{"$f":"IF(Inventory!C146=\"\",\"\",Inventory!C146)","v":""},{"$f":"IF(Inventory!D146=\"\",\"\",Inventory!D146)","v":""},{"$f":"IF(Inventory!F146=\"\",\"\",Inventory!F146)","v":""},{"$f":"IF(Inventory!G146=\"\",\"\",Inventory!G146)","v":""},{"$f":"IF(Inventory!I146=\"\",\"\",Inventory!I146)","v":""},{"$f":"IF(Inventory!J146=\"\",\"\",Inventory!J146)","v":""},{"$f":"IF(Inventory!K146=\"\",\"\",Inventory!K146)","v":""},{"$f":"IF(Inventory!L146=\"\",\"\",Inventory!L146)","v":""},{"$f":"IF(Inventory!M146=\"\",\"\",Inventory!M146)","v":""},{"$f":"IF(Inventory!N146=\"\",\"\",Inventory!N146)","v":""},{"$f":"IF(Inventory!O146=\"\",\"\",Inventory!O146)","v":""},{"$f":"IF(Inventory!P146=\"\",\"\",Inventory!P146)","v":""},{"$f":"IF(Inventory!Q146=\"\",\"\",Inventory!Q146)","v":""},{"$f":"IF(Inventory!R146=\"\",\"\",Inventory!R146)","v":""},{"$f":"IF(Inventory!S146=\"\",\"\",Inventory!S146)","v":""},{"$f":"IF(Inventory!T146=\"\",\"\",Inventory!T146)","v":""},{"$f":"IF(Inventory!U146=\"\",\"\",Inventory!U146)","v":""},{"$f":"IF(Inventory!V146=\"\",\"\",Inventory!V146)","v":""},{"$f":"IF(Inventory!W146=\"\",\"\",Inventory!W146)","v":""}]
[null,138,{"$f":"IF(Inventory!C147=\"\",\"\",Inventory!C147)","v":""},{"$f":"IF(Inventory!D147=\"\",\"\",Inventory!D147)","v":""},{"$f":"IF(Inventory!F147=\"\",\"\",Inventory!F147)","v":""},{"$f":"IF(Inventory!G147=\"\",\"\",Inventory!G147)","v":""},{"$f":"IF(Inventory!I147=\"\",\"\",Inventory!I147)","v":""},{"$f":"IF(Inventory!J147=\"\",\"\",Inventory!J147)","v":""},{"$f":"IF(Inventory!K147=\"\",\"\",Inventory!K147)","v":""},{"$f":"IF(Inventory!L147=\"\",\"\",Inventory!L147)","v":""},{"$f":"IF(Inventory!M147=\"\",\"\",Inventory!M147)","v":""},{"$f":"IF(Inventory!N147=\"\",\"\",Inventory!N147)","v":""},{"$f":"IF(Inventory!O147=\"\",\"\",Inventory!O147)","v":""},{"$f":"IF(Inventory!P147=\"\",\"\",Inventory!P147)","v":""},{"$f":"IF(Inventory!Q147=\"\",\"\",Inventory!Q147)","v":""},{"$f":"IF(Inventory!R147=\"\",\"\",Inventory!R147)","v":""},{"$f":"IF(Inventory!S147=\"\",\"\",Inventory!S147)","v":""},{"$f":"IF(Inventory!T147=\"\",\"\",Inventory!T147)","v":""},{"$f":"IF(Inventory!U147=\"\",\"\",Inventory!U147)","v":""},{"$f":"IF(Inventory!V147=\"\",\"\",Inventory!V147)","v":""},{"$f":"IF(Inventory!W147=\"\",\"\",Inventory!W147)","v":""}]
[null,139,{"$f":"IF(Inventory!C148=\"\",\"\",Inventory!C148)","v":""},{"$f":"IF(Inventory!D148=\"\",\"\",Inventory!D148)","v":""},{"$f":"IF(Inventory!F148=\"\",\"\",Inventory!F148)","v":""},{"$f":"IF(Inventory!G148=\"\",\"\",Inventory!G148)","v":""},{"$f":"IF(Inventory!I148=\"\",\"\",Inventory!I148)","v":""},{"$f":"IF(Inventory!J148=\"\",\"\",Inventory!J148)","v":""},{"$f":"IF(Inventory!K148=\"\",\"\",Inventory!K148)","v":""},{"$f":"IF(Inventory!L148=\"\",\"\",Inventory!L148)","v":""},{"$f":"IF(Inventory!M148=\"\",\"\",Inventory!M148)","v":""},{"$f":"IF(Inventory!N148=\"\",\"\",Inventory!N148)","v":""},{"$f":"IF(Inventory!O148=\"\",\"\",Inventory!O148)","v":""},{"$f":"IF(Inventory!P148=\"\",\"\",Inventory!P148)","v":""},{"$f":"IF(Inventory!Q148=\"\",\"\",Inventory!Q148)","v":""},{"$f":"IF(Inventory!R148=\"\",\"\",Inventory!R148)","v":""},{"$f":"IF(Inventory!S148=\"\",\"\",Inventory!S148)","v":""},{"$f":"IF(Inventory!T148=\"\",\"\",Inventory!T148)","v":""},{"$f":"IF(Inventory!U148=\"\",\"\",Inventory!U148)","v":""},{"$f":"IF(Inventory!V148=\"\",\"\",Inventory!V148)","v":""},{"$f":"IF(Inventory!W148=\"\",\"\",Inventory!W148)","v":""}]
[null,140,{"$f":"IF(Inventory!C149=\"\",\"\",Inventory!C149)","v":""},{"$f":"IF(Inventory!D149=\"\",\"\",Inventory!D149)","v":""},{"$f":"IF(Inventory!F149=\"\",\"\",Inventory!F149)","v":""},{"$f":"IF(Inventory!G149=\"\",\"\",Inventory!G149)","v":""},{"$f":"IF(Inventory!I149=\"\",\"\",Inventory!I149)","v":""},{"$f":"IF(Inventory!J149=\"\",\"\",Inventory!J149)","v":""},{"$f":"IF(Inventory!K149=\"\",\"\",Inventory!K149)","v":""},{"$f":"IF(Inventory!L149=\"\",\"\",Inventory!L149)","v":""},{"$f":"IF(Inventory!M149=\"\",\"\",Inventory!M149)","v":""},{"$f":"IF(Inventory!N149=\"\",\"\",Inventory!N149)","v":""},{"$f":"IF(Inventory!O149=\"\",\"\",Inventory!O149)","v":""},{"$f":"IF(Inventory!P149=\"\",\"\",Inventory!P149)","v":""},{"$f":"IF(Inventory!Q149=\"\",\"\",Inventory!Q149)","v":""},{"$f":"IF(Inventory!R149=\"\",\"\",Inventory!R149)","v":""},{"$f":"IF(Inventory!S149=\"\",\"\",Inventory!S149)","v":""},{"$f":"IF(Inventory!T149=\"\",\"\",Inventory!T149)","v":""},{"$f":"IF(Inventory!U149=\"\",\"\",Inventory!U149)","v":""},{"$f":"IF(Inventory!V149=\"\",\"\",Inventory!V149)","v":""},{"$f":"IF(Inventory!W149=\"\",\"\",Inventory!W149)","v":""}]
[null,141,{"$f":"IF(Inventory!C150=\"\",\"\",Inventory!C150)","v":""},{"$f":"IF(Inventory!D150=\"\",\"\",Inventory!D150)","v":""},{"$f":"IF(Inventory!F150=\"\",\"\",Inventory!F150)","v":""},{"$f":"IF(Inventory!G150=\"\",\"\",Inventory!G150)","v":""},{"$f":"IF(Inventory!I150=\"\",\"\",Inventory!I150)","v":""},{"$f":"IF(Inventory!J150=\"\",\"\",Inventory!J150)","v":""},{"$f":"IF(Inventory!K150=\"\",\"\",Inventory!K150)","v":""},{"$f":"IF(Inventory!L150=\"\",\"\",Inventory!L150)","v":""},{"$f":"IF(Inventory!M150=\"\",\"\",Inventory!M150)","v":""},{"$f":"IF(Inventory!N150=\"\",\"\",Inventory!N150)","v":""},{"$f":"IF(Inventory!O150=\"\",\"\",Inventory!O150)","v":""},{"$f":"IF(Inventory!P150=\"\",\"\",Inventory!P150)","v":""},{"$f":"IF(Inventory!Q150=\"\",\"\",Inventory!Q150)","v":""},{"$f":"IF(Inventory!R150=\"\",\"\",Inventory!R150)","v":""},{"$f":"IF(Inventory!S150=\"\",\"\",Inventory!S150)","v":""},{"$f":"IF(Inventory!T150=\"\",\"\",Inventory!T150)","v":""},{"$f":"IF(Inventory!U150=\"\",\"\",Inventory!U150)","v":""},{"$f":"IF(Inventory!V150=\"\",\"\",Inventory!V150)","v":""},{"$f":"IF(Inventory!W150=\"\",\"\",Inventory!W150)","v":""}]
[null,142,{"$f":"IF(Inventory!C151=\"\",\"\",Inventory!C151)","v":""},{"$f":"IF(Inventory!D151=\"\",\"\",Inventory!D151)","v":""},{"$f":"IF(Inventory!F151=\"\",\"\",Inventory!F151)","v":""},{"$f":"IF(Inventory!G151=\"\",\"\",Inventory!G151)","v":""},{"$f":"IF(Inventory!I151=\"\",\"\",Inventory!I151)","v":""},{"$f":"IF(Inventory!J151=\"\",\"\",Inventory!J151)","v":""},{"$f":"IF(Inventory!K151=\"\",\"\",Inventory!K151)","v":""},{"$f":"IF(Inventory!L151=\"\",\"\",Inventory!L151)","v":""},{"$f":"IF(Inventory!M151=\"\",\"\",Inventory!M151)","v":""},{"$f":"IF(Inventory!N151=\"\",\"\",Inventory!N151)","v":""},{"$f":"IF(Inventory!O151=\"\",\"\",Inventory!O151)","v":""},{"$f":"IF(Inventory!P151=\"\",\"\",Inventory!P151)","v":""},{"$f":"IF(Inventory!Q151=\"\",\"\",Inventory!Q151)","v":""},{"$f":"IF(Inventory!R151=\"\",\"\",Inventory!R151)","v":""},{"$f":"IF(Inventory!S151=\"\",\"\",Inventory!S151)","v":""},{"$f":"IF(Inventory!T151=\"\",\"\",Inventory!T151)","v":""},{"$f":"IF(Inventory!U151=\"\",\"\",Inventory!U151)","v":""},{"$f":"IF(Inventory!V151=\"\",\"\",Inventory!V151)","v":""},{"$f":"IF(Inventory!W151=\"\",\"\",Inventory!W151)","v":""}]
[null,143,{"$f":"IF(Inventory!C152=\"\",\"\",Inventory!C152)","v":""},{"$f":"IF(Inventory!D152=\"\",\"\",Inventory!D152)","v":""},{"$f":"IF(Inventory!F152=\"\",\"\",Inventory!F152)","v":""},{"$f":"IF(Inventory!G152=\"\",\"\",Inventory!G152)","v":""},{"$f":"IF(Inventory!I152=\"\",\"\",Inventory!I152)","v":""},{"$f":"IF(Inventory!J152=\"\",\"\",Inventory!J152)","v":""},{"$f":"IF(Inventory!K152=\"\",\"\",Inventory!K152)","v":""},{"$f":"IF(Inventory!L152=\"\",\"\",Inventory!L152)","v":""},{"$f":"IF(Inventory!M152=\"\",\"\",Inventory!M152)","v":""},{"$f":"IF(Inventory!N152=\"\",\"\",Inventory!N152)","v":""},{"$f":"IF(Inventory!O152=\"\",\"\",Inventory!O152)","v":""},{"$f":"IF(Inventory!P152=\"\",\"\",Inventory!P152)","v":""},{"$f":"IF(Inventory!Q152=\"\",\"\",Inventory!Q152)","v":""},{"$f":"IF(Inventory!R152=\"\",\"\",Inventory!R152)","v":""},{"$f":"IF(Inventory!S152=\"\",\"\",Inventory!S152)","v":""},{"$f":"IF(Inventory!T152=\"\",\"\",Inventory!T152)","v":""},{"$f":"IF(Inventory!U152=\"\",\"\",Inventory!U152)","v":""},{"$f":"IF(Inventory!V152=\"\",\"\",Inventory!V152)","v":""},{"$f":"IF(Inventory!W152=\"\",\"\",Inventory!W152)","v":""}]
[null,144,{"$f":"IF(Inventory!C153=\"\",\"\",Inventory!C153)","v":""},{"$f":"IF(Inventory!D153=\"\",\"\",Inventory!D153)","v":""},{"$f":"IF(Inventory!F153=\"\",\"\",Inventory!F153)","v":""},{"$f":"IF(Inventory!G153=\"\",\"\",Inventory!G153)","v":""},{"$f":"IF(Inventory!I153=\"\",\"\",Inventory!I153)","v":""},{"$f":"IF(Inventory!J153=\"\",\"\",Inventory!J153)","v":""},{"$f":"IF(Inventory!K153=\"\",\"\",Inventory!K153)","v":""},{"$f":"IF(Inventory!L153=\"\",\"\",Inventory!L153)","v":""},{"$f":"IF(Inventory!M153=\"\",\"\",Inventory!M153)","v":""},{"$f":"IF(Inventory!N153=\"\",\"\",Inventory!N153)","v":""},{"$f":"IF(Inventory!O153=\"\",\"\",Inventory!O153)","v":""},{"$f":"IF(Inventory!P153=\"\",\"\",Inventory!P153)","v":""},{"$f":"IF(Inventory!Q153=\"\",\"\",Inventory!Q153)","v":""},{"$f":"IF(Inventory!R153=\"\",\"\",Inventory!R153)","v":""},{"$f":"IF(Inventory!S153=\"\",\"\",Inventory!S153)","v":""},{"$f":"IF(Inventory!T153=\"\",\"\",Inventory!T153)","v":""},{"$f":"IF(Inventory!U153=\"\",\"\",Inventory!U153)","v":""},{"$f":"IF(Inventory!V153=\"\",\"\",Inventory!V153)","v":""},{"$f":"IF(Inventory!W153=\"\",\"\",Inventory!W153)","v":""}]
[null,145,{"$f":"IF(Inventory!C154=\"\",\"\",Inventory!C154)","v":""},{"$f":"IF(Inventory!D154=\"\",\"\",Inventory!D154)","v":""},{"$f":"IF(Inventory!F154=\"\",\"\",Inventory!F154)","v":""},{"$f":"IF(Inventory!G154=\"\",\"\",Inventory!G154)","v":""},{"$f":"IF(Inventory!I154=\"\",\"\",Inventory!I154)","v":""},{"$f":"IF(Inventory!J154=\"\",\"\",Inventory!J154)","v":""},{"$f":"IF(Inventory!K154=\"\",\"\",Inventory!K154)","v":""},{"$f":"IF(Inventory!L154=\"\",\"\",Inventory!L154)","v":""},{"$f":"IF(Inventory!M154=\"\",\"\",Inventory!M154)","v":""},{"$f":"IF(Inventory!N154=\"\",\"\",Inventory!N154)","v":""},{"$f":"IF(Inventory!O154=\"\",\"\",Inventory!O154)","v":""},{"$f":"IF(Inventory!P154=\"\",\"\",Inventory!P154)","v":""},{"$f":"IF(Inventory!Q154=\"\",\"\",Inventory!Q154)","v":""},{"$f":"IF(Inventory!R154=\"\",\"\",Inventory!R154)","v":""},{"$f":"IF(Inventory!S154=\"\",\"\",Inventory!S154)","v":""},{"$f":"IF(Inventory!T154=\"\",\"\",Inventory!T154)","v":""},{"$f":"IF(Inventory!U154=\"\",\"\",Inventory!U154)","v":""},{"$f":"IF(Inventory!V154=\"\",\"\",Inventory!V154)","v":""},{"$f":"IF(Inventory!W154=\"\",\"\",Inventory!W154)","v":""}]
[null,146,{"$f":"IF(Inventory!C155=\"\",\"\",Inventory!C155)","v":""},{"$f":"IF(Inventory!D155=\"\",\"\",Inventory!D155)","v":""},{"$f":"IF(Inventory!F155=\"\",\"\",Inventory!F155)","v":""},{"$f":"IF(Inventory!G155=\"\",\"\",Inventory!G155)","v":""},{"$f":"IF(Inventory!I155=\"\",\"\",Inventory!I155)","v":""},{"$f":"IF(Inventory!J155=\"\",\"\",Inventory!J155)","v":""},{"$f":"IF(Inventory!K155=\"\",\"\",Inventory!K155)","v":""},{"$f":"IF(Inventory!L155=\"\",\"\",Inventory!L155)","v":""},{"$f":"IF(Inventory!M155=\"\",\"\",Inventory!M155)","v":""},{"$f":"IF(Inventory!N155=\"\",\"\",Inventory!N155)","v":""},{"$f":"IF(Inventory!O155=\"\",\"\",Inventory!O155)","v":""},{"$f":"IF(Inventory!P155=\"\",\"\",Inventory!P155)","v":""},{"$f":"IF(Inventory!Q155=\"\",\"\",Inventory!Q155)","v":""},{"$f":"IF(Inventory!R155=\"\",\"\",Inventory!R155)","v":""},{"$f":"IF(Inventory!S155=\"\",\"\",Inventory!S155)","v":""},{"$f":"IF(Inventory!T155=\"\",\"\",Inventory!T155)","v":""},{"$f":"IF(Inventory!U155=\"\",\"\",Inventory!U155)","v":""},{"$f":"IF(Inventory!V155=\"\",\"\",Inventory!V155)","v":""},{"$f":"IF(Inventory!W155=\"\",\"\",Inventory!W155)","v":""}]
[null,147,{"$f":"IF(Inventory!C156=\"\",\"\",Inventory!C156)","v":""},{"$f":"IF(Inventory!D156=\"\",\"\",Inventory!D156)","v":""},{"$f":"IF(Inventory!F156=\"\",\"\",Inventory!F156)","v":""},{"$f":"IF(Inventory!G156=\"\",\"\",Inventory!G156)","v":""},{"$f":"IF(Inventory!I156=\"\",\"\",Inventory!I156)","v":""},{"$f":"IF(Inventory!J156=\"\",\"\",Inventory!J156)","v":""},{"$f":"IF(Inventory!K156=\"\",\"\",Inventory!K156)","v":""},{"$f":"IF(Inventory!L156=\"\",\"\",Inventory!L156)","v":""},{"$f":"IF(Inventory!M156=\"\",\"\",Inventory!M156)","v":""},{"$f":"IF(Inventory!N156=\"\",\"\",Inventory!N156)","v":""},{"$f":"IF(Inventory!O156=\"\",\"\",Inventory!O156)","v":""},{"$f":"IF(Inventory!P156=\"\",\"\",Inventory!P156)","v":""},{"$f":"IF(Inventory!Q156=\"\",\"\",Inventory!Q156)","v":""},{"$f":"IF(Inventory!R156=\"\",\"\",Inventory!R156)","v":""},{"$f":"IF(Inventory!S156=\"\",\"\",Inventory!S156)","v":""},{"$f":"IF(Inventory!T156=\"\",\"\",Inventory!T156)","v":""},{"$f":"IF(Inventory!U156=\"\",\"\",Inventory!U156)","v":""},{"$f":"IF(Inventory!V156=\"\",\"\",Inventory!V156)","v":""},{"$f":"IF(Inventory!W156=\"\",\"\",Inventory!W156)","v":""}]
[null,148,{"$f":"IF(Inventory!C157=\"\",\"\",Inventory!C157)","v":""},{"$f":"IF(Inventory!D157=\"\",\"\",Inventory!D157)","v":""},{"$f":"IF(Inventory!F157=\"\",\"\",Inventory!F157)","v":""},{"$f":"IF(Inventory!G157=\"\",\"\",Inventory!G157)","v":""},{"$f":"IF(Inventory!I157=\"\",\"\",Inventory!I157)","v":""},{"$f":"IF(Inventory!J157=\"\",\"\",Inventory!J157)","v":""},{"$f":"IF(Inventory!K157=\"\",\"\",Inventory!K157)","v":""},{"$f":"IF(Inventory!L157=\"\",\"\",Inventory!L157)","v":""},{"$f":"IF(Inventory!M157=\"\",\"\",Inventory!M157)","v":""},{"$f":"IF(Inventory!N157=\"\",\"\",Inventory!N157)","v":""},{"$f":"IF(Inventory!O157=\"\",\"\",Inventory!O157)","v":""},{"$f":"IF(Inventory!P157=\"\",\"\",Inventory!P157)","v":""},{"$f":"IF(Inventory!Q157=\"\",\"\",Inventory!Q157)","v":""},{"$f":"IF(Inventory!R157=\"\",\"\",Inventory!R157)","v":""},{"$f":"IF(Inventory!S157=\"\",\"\",Inventory!S157)","v":""},{"$f":"IF(Inventory!T157=\"\",\"\",Inventory!T157)","v":""},{"$f":"IF(Inventory!U157=\"\",\"\",Inventory!U157)","v":""},{"$f":"IF(Inventory!V157=\"\",\"\",Inventory!V157)","v":""},{"$f":"IF(Inventory!W157=\"\",\"\",Inventory!W157)","v":""}]
[null,149,{"$f":"IF(Inventory!C158=\"\",\"\",Inventory!C158)","v":""},{"$f":"IF(Inventory!D158=\"\",\"\",Inventory!D158)","v":""},{"$f":"IF(Inventory!F158=\"\",\"\",Inventory!F158)","v":""},{"$f":"IF(Inventory!G158=\"\",\"\",Inventory!G158)","v":""},{"$f":"IF(Inventory!I158=\"\",\"\",Inventory!I158)","v":""},{"$f":"IF(Inventory!J158=\"\",\"\",Inventory!J158)","v":""},{"$f":"IF(Inventory!K158=\"\",\"\",Inventory!K158)","v":""},{"$f":"IF(Inventory!L158=\"\",\"\",Inventory!L158)","v":""},{"$f":"IF(Inventory!M158=\"\",\"\",Inventory!M158)","v":""},{"$f":"IF(Inventory!N158=\"\",\"\",Inventory!N158)","v":""},{"$f":"IF(Inventory!O158=\"\",\"\",Inventory!O158)","v":""},{"$f":"IF(Inventory!P158=\"\",\"\",Inventory!P158)","v":""},{"$f":"IF(Inventory!Q158=\"\",\"\",Inventory!Q158)","v":""},{"$f":"IF(Inventory!R158=\"\",\"\",Inventory!R158)","v":""},{"$f":"IF(Inventory!S158=\"\",\"\",Inventory!S158)","v":""},{"$f":"IF(Inventory!T158=\"\",\"\",Inventory!T158)","v":""},{"$f":"IF(Inventory!U158=\"\",\"\",Inventory!U158)","v":""},{"$f":"IF(Inventory!V158=\"\",\"\",Inventory!V158)","v":""},{"$f":"IF(Inventory!W158=\"\",\"\",Inventory!W158)","v":""}]
[null,150,{"$f":"IF(Inventory!C159=\"\",\"\",Inventory!C159)","v":""},{"$f":"IF(Inventory!D159=\"\",\"\",Inventory!D159)","v":""},{"$f":"IF(Inventory!F159=\"\",\"\",Inventory!F159)","v":""},{"$f":"IF(Inventory!G159=\"\",\"\",Inventory!G159)","v":""},{"$f":"IF(Inventory!I159=\"\",\"\",Inventory!I159)","v":""},{"$f":"IF(Inventory!J159=\"\",\"\",Inventory!J159)","v":""},{"$f":"IF(Inventory!K159=\"\",\"\",Inventory!K159)","v":""},{"$f":"IF(Inventory!L159=\"\",\"\",Inventory!L159)","v":""},{"$f":"IF(Inventory!M159=\"\",\"\",Inventory!M159)","v":""},{"$f":"IF(Inventory!N159=\"\",\"\",Inventory!N159)","v":""},{"$f":"IF(Inventory!O159=\"\",\"\",Inventory!O159)","v":""},{"$f":"IF(Inventory!P159=\"\",\"\",Inventory!P159)","v":""},{"$f":"IF(Inventory!Q159=\"\",\"\",Inventory!Q159)","v":""},{"$f":"IF(Inventory!R159=\"\",\"\",Inventory!R159)","v":""},{"$f":"IF(Inventory!S159=\"\",\"\",Inventory!S159)","v":""},{"$f":"IF(Inventory!T159=\"\",\"\",Inventory!T159)","v":""},{"$f":"IF(Inventory!U159=\"\",\"\",Inventory!U159)","v":""},{"$f":"IF(Inventory!V159=\"\",\"\",Inventory!V159)","v":""},{"$f":"IF(Inventory!W159=\"\",\"\",Inventory!W159)","v":""}]
[null,151,{"$f":"IF(Inventory!C160=\"\",\"\",Inventory!C160)","v":""},{"$f":"IF(Inventory!D160=\"\",\"\",Inventory!D160)","v":""},{"$f":"IF(Inventory!F160=\"\",\"\",Inventory!F160)","v":""},{"$f":"IF(Inventory!G160=\"\",\"\",Inventory!G160)","v":""},{"$f":"IF(Inventory!I160=\"\",\"\",Inventory!I160)","v":""},{"$f":"IF(Inventory!J160=\"\",\"\",Inventory!J160)","v":""},{"$f":"IF(Inventory!K160=\"\",\"\",Inventory!K160)","v":""},{"$f":"IF(Inventory!L160=\"\",\"\",Inventory!L160)","v":""},{"$f":"IF(Inventory!M160=\"\",\"\",Inventory!M160)","v":""},{"$f":"IF(Inventory!N160=\"\",\"\",Inventory!N160)","v":""},{"$f":"IF(Inventory!O160=\"\",\"\",Inventory!O160)","v":""},{"$f":"IF(Inventory!P160=\"\",\"\",Inventory!P160)","v":""},{"$f":"IF(Inventory!Q160=\"\",\"\",Inventory!Q160)","v":""},{"$f":"IF(Inventory!R160=\"\",\"\",Inventory!R160)","v":""},{"$f":"IF(Inventory!S160=\"\",\"\",Inventory!S160)","v":""},{"$f":"IF(Inventory!T160=\"\",\"\",Inventory!T160)","v":""},{"$f":"IF(Inventory!U160=\"\",\"\",Inventory!U160)","v":""},{"$f":"IF(Inventory!V160=\"\",\"\",Inventory!V160)","v":""},{"$f":"IF(Inventory!W160=\"\",\"\",Inventory!W160)","v":""}]
[null,152,{"$f":"IF(Inventory!C161=\"\",\"\",Inventory!C161)","v":""},{"$f":"IF(Inventory!D161=\"\",\"\",Inventory!D161)","v":""},{"$f":"IF(Inventory!F161=\"\",\"\",Inventory!F161)","v":""},{"$f":"IF(Inventory!G161=\"\",\"\",Inventory!G161)","v":""},{"$f":"IF(Inventory!I161=\"\",\"\",Inventory!I161)","v":""},{"$f":"IF(Inventory!J161=\"\",\"\",Inventory!J161)","v":""},{"$f":"IF(Inventory!K161=\"\",\"\",Inventory!K161)","v":""},{"$f":"IF(Inventory!L161=\"\",\"\",Inventory!L161)","v":""},{"$f":"IF(Inventory!M161=\"\",\"\",Inventory!M161)","v":""},{"$f":"IF(Inventory!N161=\"\",\"\",Inventory!N161)","v":""},{"$f":"IF(Inventory!O161=\"\",\"\",Inventory!O161)","v":""},{"$f":"IF(Inventory!P161=\"\",\"\",Inventory!P161)","v":""},{"$f":"IF(Inventory!Q161=\"\",\"\",Inventory!Q161)","v":""},{"$f":"IF(Inventory!R161=\"\",\"\",Inventory!R161)","v":""},{"$f":"IF(Inventory!S161=\"\",\"\",Inventory!S161)","v":""},{"$f":"IF(Inventory!T161=\"\",\"\",Inventory!T161)","v":""},{"$f":"IF(Inventory!U161=\"\",\"\",Inventory!U161)","v":""},{"$f":"IF(Inventory!V161=\"\",\"\",Inventory!V161)","v":""},{"$f":"IF(Inventory!W161=\"\",\"\",Inventory!W161)","v":""}]
[null,153,{"$f":"IF(Inventory!C162=\"\",\"\",Inventory!C162)","v":""},{"$f":"IF(Inventory!D162=\"\",\"\",Inventory!D162)","v":""},{"$f":"IF(Inventory!F162=\"\",\"\",Inventory!F162)","v":""},{"$f":"IF(Inventory!G162=\"\",\"\",Inventory!G162)","v":""},{"$f":"IF(Inventory!I162=\"\",\"\",Inventory!I162)","v":""},{"$f":"IF(Inventory!J162=\"\",\"\",Inventory!J162)","v":""},{"$f":"IF(Inventory!K162=\"\",\"\",Inventory!K162)","v":""},{"$f":"IF(Inventory!L162=\"\",\"\",Inventory!L162)","v":""},{"$f":"IF(Inventory!M162=\"\",\"\",Inventory!M162)","v":""},{"$f":"IF(Inventory!N162=\"\",\"\",Inventory!N162)","v":""},{"$f":"IF(Inventory!O162=\"\",\"\",Inventory!O162)","v":""},{"$f":"IF(Inventory!P162=\"\",\"\",Inventory!P162)","v":""},{"$f":"IF(Inventory!Q162=\"\",\"\",Inventory!Q162)","v":""},{"$f":"IF(Inventory!R162=\"\",\"\",Inventory!R162)","v":""},{"$f":"IF(Inventory!S162=\"\",\"\",Inventory!S162)","v":""},{"$f":"IF(Inventory!T162=\"\",\"\",Inventory!T162)","v":""},{"$f":"IF(Inventory!U162=\"\",\"\",Inventory!U162)","v":""},{"$f":"IF(Inventory!V162=\"\",\"\",Inventory!V162)","v":""},{"$f":"IF(Inventory!W162=\"\",\"\",Inventory!W162)","v":""}]
[null,154,{"$f":"IF(Inventory!C163=\"\",\"\",Inventory!C163)","v":""},{"$f":"IF(Inventory!D163=\"\",\"\",Inventory!D163)","v":""},{"$f":"IF(Inventory!F163=\"\",\"\",Inventory!F163)","v":""},{"$f":"IF(Inventory!G163=\"\",\"\",Inventory!G163)","v":""},{"$f":"IF(Inventory!I163=\"\",\"\",Inventory!I163)","v":""},{"$f":"IF(Inventory!J163=\"\",\"\",Inventory!J163)","v":""},{"$f":"IF(Inventory!K163=\"\",\"\",Inventory!K163)","v":""},{"$f":"IF(Inventory!L163=\"\",\"\",Inventory!L163)","v":""},{"$f":"IF(Inventory!M163=\"\",\"\",Inventory!M163)","v":""},{"$f":"IF(Inventory!N163=\"\",\"\",Inventory!N163)","v":""},{"$f":"IF(Inventory!O163=\"\",\"\",Inventory!O163)","v":""},{"$f":"IF(Inventory!P163=\"\",\"\",Inventory!P163)","v":""},{"$f":"IF(Inventory!Q163=\"\",\"\",Inventory!Q163)","v":""},{"$f":"IF(Inventory!R163=\"\",\"\",Inventory!R163)","v":""},{"$f":"IF(Inventory!S163=\"\",\"\",Inventory!S163)","v":""},{"$f":"IF(Inventory!T163=\"\",\"\",Inventory!T163)","v":""},{"$f":"IF(Inventory!U163=\"\",\"\",Inventory!U163)","v":""},{"$f":"IF(Inventory!V163=\"\",\"\",Inventory!V163)","v":""},{"$f":"IF(Inventory!W163=\"\",\"\",Inventory!W163)","v":""}]
[null,155,{"$f":"IF(Inventory!C164=\"\",\"\",Inventory!C164)","v":""},{"$f":"IF(Inventory!D164=\"\",\"\",Inventory!D164)","v":""},{"$f":"IF(Inventory!F164=\"\",\"\",Inventory!F164)","v":""},{"$f":"IF(Inventory!G164=\"\",\"\",Inventory!G164)","v":""},{"$f":"IF(Inventory!I164=\"\",\"\",Inventory!I164)","v":""},{"$f":"IF(Inventory!J164=\"\",\"\",Inventory!J164)","v":""},{"$f":"IF(Inventory!K164=\"\",\"\",Inventory!K164)","v":""},{"$f":"IF(Inventory!L164=\"\",\"\",Inventory!L164)","v":""},{"$f":"IF(Inventory!M164=\"\",\"\",Inventory!M164)","v":""},{"$f":"IF(Inventory!N164=\"\",\"\",Inventory!N164)","v":""},{"$f":"IF(Inventory!O164=\"\",\"\",Inventory!O164)","v":""},{"$f":"IF(Inventory!P164=\"\",\"\",Inventory!P164)","v":""},{"$f":"IF(Inventory!Q164=\"\",\"\",Inventory!Q164)","v":""},{"$f":"IF(Inventory!R164=\"\",\"\",Inventory!R164)","v":""},{"$f":"IF(Inventory!S164=\"\",\"\",Inventory!S164)","v":""},{"$f":"IF(Inventory!T164=\"\",\"\",Inventory!T164)","v":""},{"$f":"IF(Inventory!U164=\"\",\"\",Inventory!U164)","v":""},{"$f":"IF(Inventory!V164=\"\",\"\",Inventory!V164)","v":""},{"$f":"IF(Inventory!W164=\"\",\"\",Inventory!W164)","v":""}]
[null,156,{"$f":"IF(Inventory!C165=\"\",\"\",Inventory!C165)","v":""},{"$f":"IF(Inventory!D165=\"\",\"\",Inventory!D165)","v":""},{"$f":"IF(Inventory!F165=\"\",\"\",Inventory!F165)","v":""},{"$f":"IF(Inventory!G165=\"\",\"\",Inventory!G165)","v":""},{"$f":"IF(Inventory!I165=\"\",\"\",Inventory!I165)","v":""},{"$f":"IF(Inventory!J165=\"\",\"\",Inventory!J165)","v":""},{"$f":"IF(Inventory!K165=\"\",\"\",Inventory!K165)","v":""},{"$f":"IF(Inventory!L165=\"\",\"\",Inventory!L165)","v":""},{"$f":"IF(Inventory!M165=\"\",\"\",Inventory!M165)","v":""},{"$f":"IF(Inventory!N165=\"\",\"\",Inventory!N165)","v":""},{"$f":"IF(Inventory!O165=\"\",\"\",Inventory!O165)","v":""},{"$f":"IF(Inventory!P165=\"\",\"\",Inventory!P165)","v":""},{"$f":"IF(Inventory!Q165=\"\",\"\",Inventory!Q165)","v":""},{"$f":"IF(Inventory!R165=\"\",\"\",Inventory!R165)","v":""},{"$f":"IF(Inventory!S165=\"\",\"\",Inventory!S165)","v":""},{"$f":"IF(Inventory!T165=\"\",\"\",Inventory!T165)","v":""},{"$f":"IF(Inventory!U165=\"\",\"\",Inventory!U165)","v":""},{"$f":"IF(Inventory!V165=\"\",\"\",Inventory!V165)","v":""},{"$f":"IF(Inventory!W165=\"\",\"\",Inventory!W165)","v":""}]
[null,157,{"$f":"IF(Inventory!C166=\"\",\"\",Inventory!C166)","v":""},{"$f":"IF(Inventory!D166=\"\",\"\",Inventory!D166)","v":""},{"$f":"IF(Inventory!F166=\"\",\"\",Inventory!F166)","v":""},{"$f":"IF(Inventory!G166=\"\",\"\",Inventory!G166)","v":""},{"$f":"IF(Inventory!I166=\"\",\"\",Inventory!I166)","v":""},{"$f":"IF(Inventory!J166=\"\",\"\",Inventory!J166)","v":""},{"$f":"IF(Inventory!K166=\"\",\"\",Inventory!K166)","v":""},{"$f":"IF(Inventory!L166=\"\",\"\",Inventory!L166)","v":""},{"$f":"IF(Inventory!M166=\"\",\"\",Inventory!M166)","v":""},{"$f":"IF(Inventory!N166=\"\",\"\",Inventory!N166)","v":""},{"$f":"IF(Inventory!O166=\"\",\"\",Inventory!O166)","v":""},{"$f":"IF(Inventory!P166=\"\",\"\",Inventory!P166)","v":""},{"$f":"IF(Inventory!Q166=\"\",\"\",Inventory!Q166)","v":""},{"$f":"IF(Inventory!R166=\"\",\"\",Inventory!R166)","v":""},{"$f":"IF(Inventory!S166=\"\",\"\",Inventory!S166)","v":""},{"$f":"IF(Inventory!T166=\"\",\"\",Inventory!T166)","v":""},{"$f":"IF(Inventory!U166=\"\",\"\",Inventory!U166)","v":""},{"$f":"IF(Inventory!V166=\"\",\"\",Inventory!V166)","v":""},{"$f":"IF(Inventory!W166=\"\",\"\",Inventory!W166)","v":""}]
[null,158,{"$f":"IF(Inventory!C167=\"\",\"\",Inventory!C167)","v":""},{"$f":"IF(Inventory!D167=\"\",\"\",Inventory!D167)","v":""},{"$f":"IF(Inventory!F167=\"\",\"\",Inventory!F167)","v":""},{"$f":"IF(Inventory!G167=\"\",\"\",Inventory!G167)","v":""},{"$f":"IF(Inventory!I167=\"\",\"\",Inventory!I167)","v":""},{"$f":"IF(Inventory!J167=\"\",\"\",Inventory!J167)","v":""},{"$f":"IF(Inventory!K167=\"\",\"\",Inventory!K167)","v":""},{"$f":"IF(Inventory!L167=\"\",\"\",Inventory!L167)","v":""},{"$f":"IF(Inventory!M167=\"\",\"\",Inventory!M167)","v":""},{"$f":"IF(Inventory!N167=\"\",\"\",Inventory!N167)","v":""},{"$f":"IF(Inventory!O167=\"\",\"\",Inventory!O167)","v":""},{"$f":"IF(Inventory!P167=\"\",\"\",Inventory!P167)","v":""},{"$f":"IF(Inventory!Q167=\"\",\"\",Inventory!Q167)","v":""},{"$f":"IF(Inventory!R167=\"\",\"\",Inventory!R167)","v":""},{"$f":"IF(Inventory!S167=\"\",\"\",Inventory!S167)","v":""},{"$f":"IF(Inventory!T167=\"\",\"\",Inventory!T167)","v":""},{"$f":"IF(Inventory!U167=\"\",\"\",Inventory!U167)","v":""},{"$f":"IF(Inventory!V167=\"\",\"\",Inventory!V167)","v":""},{"$f":"IF(Inventory!W167=\"\",\"\",Inventory!W167)","v":""}]
[null,159,{"$f":"IF(Inventory!C168=\"\",\"\",Inventory!C168)","v":""},{"$f":"IF(Inventory!D168=\"\",\"\",Inventory!D168)","v":""},{"$f":"IF(Inventory!F168=\"\",\"\",Inventory!F168)","v":""},{"$f":"IF(Inventory!G168=\"\",\"\",Inventory!G168)","v":""},{"$f":"IF(Inventory!I168=\"\",\"\",Inventory!I168)","v":""},{"$f":"IF(Inventory!J168=\"\",\"\",Inventory!J168)","v":""},{"$f":"IF(Inventory!K168=\"\",\"\",Inventory!K168)","v":""},{"$f":"IF(Inventory!L168=\"\",\"\",Inventory!L168)","v":""},{"$f":"IF(Inventory!M168=\"\",\"\",Inventory!M168)","v":""},{"$f":"IF(Inventory!N168=\"\",\"\",Inventory!N168)","v":""},{"$f":"IF(Inventory!O168=\"\",\"\",Inventory!O168)","v":""},{"$f":"IF(Inventory!P168=\"\",\"\",Inventory!P168)","v":""},{"$f":"IF(Inventory!Q168=\"\",\"\",Inventory!Q168)","v":""},{"$f":"IF(Inventory!R168=\"\",\"\",Inventory!R168)","v":""},{"$f":"IF(Inventory!S168=\"\",\"\",Inventory!S168)","v":""},{"$f":"IF(Inventory!T168=\"\",\"\",Inventory!T168)","v":""},{"$f":"IF(Inventory!U168=\"\",\"\",Inventory!U168)","v":""},{"$f":"IF(Inventory!V168=\"\",\"\",Inventory!V168)","v":""},{"$f":"IF(Inventory!W168=\"\",\"\",Inventory!W168)","v":""}]
[null,160,{"$f":"IF(Inventory!C169=\"\",\"\",Inventory!C169)","v":""},{"$f":"IF(Inventory!D169=\"\",\"\",Inventory!D169)","v":""},{"$f":"IF(Inventory!F169=\"\",\"\",Inventory!F169)","v":""},{"$f":"IF(Inventory!G169=\"\",\"\",Inventory!G169)","v":""},{"$f":"IF(Inventory!I169=\"\",\"\",Inventory!I169)","v":""},{"$f":"IF(Inventory!J169=\"\",\"\",Inventory!J169)","v":""},{"$f":"IF(Inventory!K169=\"\",\"\",Inventory!K169)","v":""},{"$f":"IF(Inventory!L169=\"\",\"\",Inventory!L169)","v":""},{"$f":"IF(Inventory!M169=\"\",\"\",Inventory!M169)","v":""},{"$f":"IF(Inventory!N169=\"\",\"\",Inventory!N169)","v":""},{"$f":"IF(Inventory!O169=\"\",\"\",Inventory!O169)","v":""},{"$f":"IF(Inventory!P169=\"\",\"\",Inventory!P169)","v":""},{"$f":"IF(Inventory!Q169=\"\",\"\",Inventory!Q169)","v":""},{"$f":"IF(Inventory!R169=\"\",\"\",Inventory!R169)","v":""},{"$f":"IF(Inventory!S169=\"\",\"\",Inventory!S169)","v":""},{"$f":"IF(Inventory!T169=\"\",\"\",Inventory!T169)","v":""},{"$f":"IF(Inventory!U169=\"\",\"\",Inventory!U169)","v":""},{"$f":"IF(Inventory!V169=\"\",\"\",Inventory!V169)","v":""},{"$f":"IF(Inventory!W169=\"\",\"\",Inventory!W169)","v":""}]
[null,161,{"$f":"IF(Inventory!C170=\"\",\"\",Inventory!C170)","v":""},{"$f":"IF(Inventory!D170=\"\",\"\",Inventory!D170)","v":""},{"$f":"IF(Inventory!F170=\"\",\"\",Inventory!F170)","v":""},{"$f":"IF(Inventory!G170=\"\",\"\",Inventory!G170)","v":""},{"$f":"IF(Inventory!I170=\"\",\"\",Inventory!I170)","v":""},{"$f":"IF(Inventory!J170=\"\",\"\",Inventory!J170)","v":""},{"$f":"IF(Inventory!K170=\"\",\"\",Inventory!K170)","v":""},{"$f":"IF(Inventory!L170=\"\",\"\",Inventory!L170)","v":""},{"$f":"IF(Inventory!M170=\"\",\"\",Inventory!M170)","v":""},{"$f":"IF(Inventory!N170=\"\",\"\",Inventory!N170)","v":""},{"$f":"IF(Inventory!O170=\"\",\"\",Inventory!O170)","v":""},{"$f":"IF(Inventory!P170=\"\",\"\",Inventory!P170)","v":""},{"$f":"IF(Inventory!Q170=\"\",\"\",Inventory!Q170)","v":""},{"$f":"IF(Inventory!R170=\"\",\"\",Inventory!R170)","v":""},{"$f":"IF(Inventory!S170=\"\",\"\",Inventory!S170)","v":""},{"$f":"IF(Inventory!T170=\"\",\"\",Inventory!T170)","v":""},{"$f":"IF(Inventory!U170=\"\",\"\",Inventory!U170)","v":""},{"$f":"IF(Inventory!V170=\"\",\"\",Inventory!V170)","v":""},{"$f":"IF(Inventory!W170=\"\",\"\",Inventory!W170)","v":""}]
[null,162,{"$f":"IF(Inventory!C171=\"\",\"\",Inventory!C171)","v":""},{"$f":"IF(Inventory!D171=\"\",\"\",Inventory!D171)","v":""},{"$f":"IF(Inventory!F171=\"\",\"\",Inventory!F171)","v":""},{"$f":"IF(Inventory!G171=\"\",\"\",Inventory!G171)","v":""},{"$f":"IF(Inventory!I171=\"\",\"\",Inventory!I171)","v":""},{"$f":"IF(Inventory!J171=\"\",\"\",Inventory!J171)","v":""},{"$f":"IF(Inventory!K171=\"\",\"\",Inventory!K171)","v":""},{"$f":"IF(Inventory!L171=\"\",\"\",Inventory!L171)","v":""},{"$f":"IF(Inventory!M171=\"\",\"\",Inventory!M171)","v":""},{"$f":"IF(Inventory!N171=\"\",\"\",Inventory!N171)","v":""},{"$f":"IF(Inventory!O171=\"\",\"\",Inventory!O171)","v":""},{"$f":"IF(Inventory!P171=\"\",\"\",Inventory!P171)","v":""},{"$f":"IF(Inventory!Q171=\"\",\"\",Inventory!Q171)","v":""},{"$f":"IF(Inventory!R171=\"\",\"\",Inventory!R171)","v":""},{"$f":"IF(Inventory!S171=\"\",\"\",Inventory!S171)","v":""},{"$f":"IF(Inventory!T171=\"\",\"\",Inventory!T171)","v":""},{"$f":"IF(Inventory!U171=\"\",\"\",Inventory!U171)","v":""},{"$f":"IF(Inventory!V171=\"\",\"\",Inventory!V171)","v":""},{"$f":"IF(Inventory!W171=\"\",\"\",Inventory!W171)","v":""}]
[null,163,{"$f":"IF(Inventory!C172=\"\",\"\",Inventory!C172)","v":""},{"$f":"IF(Inventory!D172=\"\",\"\",Inventory!D172)","v":""},{"$f":"IF(Inventory!F172=\"\",\"\",Inventory!F172)","v":""},{"$f":"IF(Inventory!G172=\"\",\"\",Inventory!G172)","v":""},{"$f":"IF(Inventory!I172=\"\",\"\",Inventory!I172)","v":""},{"$f":"IF(Inventory!J172=\"\",\"\",Inventory!J172)","v":""},{"$f":"IF(Inventory!K172=\"\",\"\",Inventory!K172)","v":""},{"$f":"IF(Inventory!L172=\"\",\"\",Inventory!L172)","v":""},{"$f":"IF(Inventory!M172=\"\",\"\",Inventory!M172)","v":""},{"$f":"IF(Inventory!N172=\"\",\"\",Inventory!N172)","v":""},{"$f":"IF(Inventory!O172=\"\",\"\",Inventory!O172)","v":""},{"$f":"IF(Inventory!P172=\"\",\"\",Inventory!P172)","v":""},{"$f":"IF(Inventory!Q172=\"\",\"\",Inventory!Q172)","v":""},{"$f":"IF(Inventory!R172=\"\",\"\",Inventory!R172)","v":""},{"$f":"IF(Inventory!S172=\"\",\"\",Inventory!S172)","v":""},{"$f":"IF(Inventory!T172=\"\",\"\",Inventory!T172)","v":""},{"$f":"IF(Inventory!U172=\"\",\"\",Inventory!U172)","v":""},{"$f":"IF(Inventory!V172=\"\",\"\",Inventory!V172)","v":""},{"$f":"IF(Inventory!W172=\"\",\"\",Inventory!W172)","v":""}]
[null,164,{"$f":"IF(Inventory!C173=\"\",\"\",Inventory!C173)","v":""},{"$f":"IF(Inventory!D173=\"\",\"\",Inventory!D173)","v":""},{"$f":"IF(Inventory!F173=\"\",\"\",Inventory!F173)","v":""},{"$f":"IF(Inventory!G173=\"\",\"\",Inventory!G173)","v":""},{"$f":"IF(Inventory!I173=\"\",\"\",Inventory!I173)","v":""},{"$f":"IF(Inventory!J173=\"\",\"\",Inventory!J173)","v":""},{"$f":"IF(Inventory!K173=\"\",\"\",Inventory!K173)","v":""},{"$f":"IF(Inventory!L173=\"\",\"\",Inventory!L173)","v":""},{"$f":"IF(Inventory!M173=\"\",\"\",Inventory!M173)","v":""},{"$f":"IF(Inventory!N173=\"\",\"\",Inventory!N173)","v":""},{"$f":"IF(Inventory!O173=\"\",\"\",Inventory!O173)","v":""},{"$f":"IF(Inventory!P173=\"\",\"\",Inventory!P173)","v":""},{"$f":"IF(Inventory!Q173=\"\",\"\",Inventory!Q173)","v":""},{"$f":"IF(Inventory!R173=\"\",\"\",Inventory!R173)","v":""},{"$f":"IF(Inventory!S173=\"\",\"\",Inventory!S173)","v":""},{"$f":"IF(Inventory!T173=\"\",\"\",Inventory!T173)","v":""},{"$f":"IF(Inventory!U173=\"\",\"\",Inventory!U173)","v":""},{"$f":"IF(Inventory!V173=\"\",\"\",Inventory!V173)","v":""},{"$f":"IF(Inventory!W173=\"\",\"\",Inventory!W173)","v":""}]
[null,165,{"$f":"IF(Inventory!C174=\"\",\"\",Inventory!C174)","v":""},{"$f":"IF(Inventory!D174=\"\",\"\",Inventory!D174)","v":""},{"$f":"IF(Inventory!F174=\"\",\"\",Inventory!F174)","v":""},{"$f":"IF(Inventory!G174=\"\",\"\",Inventory!G174)","v":""},{"$f":"IF(Inventory!I174=\"\",\"\",Inventory!I174)","v":""},{"$f":"IF(Inventory!J174=\"\",\"\",Inventory!J174)","v":""},{"$f":"IF(Inventory!K174=\"\",\"\",Inventory!K174)","v":""},{"$f":"IF(Inventory!L174=\"\",\"\",Inventory!L174)","v":""},{"$f":"IF(Inventory!M174=\"\",\"\",Inventory!M174)","v":""},{"$f":"IF(Inventory!N174=\"\",\"\",Inventory!N174)","v":""},{"$f":"IF(Inventory!O174=\"\",\"\",Inventory!O174)","v":""},{"$f":"IF(Inventory!P174=\"\",\"\",Inventory!P174)","v":""},{"$f":"IF(Inventory!Q174=\"\",\"\",Inventory!Q174)","v":""},{"$f":"IF(Inventory!R174=\"\",\"\",Inventory!R174)","v":""},{"$f":"IF(Inventory!S174=\"\",\"\",Inventory!S174)","v":""},{"$f":"IF(Inventory!T174=\"\",\"\",Inventory!T174)","v":""},{"$f":"IF(Inventory!U174=\"\",\"\",Inventory!U174)","v":""},{"$f":"IF(Inventory!V174=\"\",\"\",Inventory!V174)","v":""},{"$f":"IF(Inventory!W174=\"\",\"\",Inventory!W174)","v":""}]
[null,166,{"$f":"IF(Inventory!C175=\"\",\"\",Inventory!C175)","v":""},{"$f":"IF(Inventory!D175=\"\",\"\",Inventory!D175)","v":""},{"$f":"IF(Inventory!F175=\"\",\"\",Inventory!F175)","v":""},{"$f":"IF(Inventory!G175=\"\",\"\",Inventory!G175)","v":""},{"$f":"IF(Inventory!I175=\"\",\"\",Inventory!I175)","v":""},{"$f":"IF(Inventory!J175=\"\",\"\",Inventory!J175)","v":""},{"$f":"IF(Inventory!K175=\"\",\"\",Inventory!K175)","v":""},{"$f":"IF(Inventory!L175=\"\",\"\",Inventory!L175)","v":""},{"$f":"IF(Inventory!M175=\"\",\"\",Inventory!M175)","v":""},{"$f":"IF(Inventory!N175=\"\",\"\",Inventory!N175)","v":""},{"$f":"IF(Inventory!O175=\"\",\"\",Inventory!O175)","v":""},{"$f":"IF(Inventory!P175=\"\",\"\",Inventory!P175)","v":""},{"$f":"IF(Inventory!Q175=\"\",\"\",Inventory!Q175)","v":""},{"$f":"IF(Inventory!R175=\"\",\"\",Inventory!R175)","v":""},{"$f":"IF(Inventory!S175=\"\",\"\",Inventory!S175)","v":""},{"$f":"IF(Inventory!T175=\"\",\"\",Inventory!T175)","v":""},{"$f":"IF(Inventory!U175=\"\",\"\",Inventory!U175)","v":""},{"$f":"IF(Inventory!V175=\"\",\"\",Inventory!V175)","v":""},{"$f":"IF(Inventory!W175=\"\",\"\",Inventory!W175)","v":""}]
[null,167,{"$f":"IF(Inventory!C176=\"\",\"\",Inventory!C176)","v":""},{"$f":"IF(Inventory!D176=\"\",\"\",Inventory!D176)","v":""},{"$f":"IF(Inventory!F176=\"\",\"\",Inventory!F176)","v":""},{"$f":"IF(Inventory!G176=\"\",\"\",Inventory!G176)","v":""},{"$f":"IF(Inventory!I176=\"\",\"\",Inventory!I176)","v":""},{"$f":"IF(Inventory!J176=\"\",\"\",Inventory!J176)","v":""},{"$f":"IF(Inventory!K176=\"\",\"\",Inventory!K176)","v":""},{"$f":"IF(Inventory!L176=\"\",\"\",Inventory!L176)","v":""},{"$f":"IF(Inventory!M176=\"\",\"\",Inventory!M176)","v":""},{"$f":"IF(Inventory!N176=\"\",\"\",Inventory!N176)","v":""},{"$f":"IF(Inventory!O176=\"\",\"\",Inventory!O176)","v":""},{"$f":"IF(Inventory!P176=\"\",\"\",Inventory!P176)","v":""},{"$f":"IF(Inventory!Q176=\"\",\"\",Inventory!Q176)","v":""},{"$f":"IF(Inventory!R176=\"\",\"\",Inventory!R176)","v":""},{"$f":"IF(Inventory!S176=\"\",\"\",Inventory!S176)","v":""},{"$f":"IF(Inventory!T176=\"\",\"\",Inventory!T176)","v":""},{"$f":"IF(Inventory!U176=\"\",\"\",Inventory!U176)","v":""},{"$f":"IF(Inventory!V176=\"\",\"\",Inventory!V176)","v":""},{"$f":"IF(Inventory!W176=\"\",\"\",Inventory!W176)","v":""}]
[null,168,{"$f":"IF(Inventory!C177=\"\",\"\",Inventory!C177)","v":""},{"$f":"IF(Inventory!D177=\"\",\"\",Inventory!D177)","v":""},{"$f":"IF(Inventory!F177=\"\",\"\",Inventory!F177)","v":""},{"$f":"IF(Inventory!G177=\"\",\"\",Inventory!G177)","v":""},{"$f":"IF(Inventory!I177=\"\",\"\",Inventory!I177)","v":""},{"$f":"IF(Inventory!J177=\"\",\"\",Inventory!J177)","v":""},{"$f":"IF(Inventory!K177=\"\",\"\",Inventory!K177)","v":""},{"$f":"IF(Inventory!L177=\"\",\"\",Inventory!L177)","v":""},{"$f":"IF(Inventory!M177=\"\",\"\",Inventory!M177)","v":""},{"$f":"IF(Inventory!N177=\"\",\"\",Inventory!N177)","v":""},{"$f":"IF(Inventory!O177=\"\",\"\",Inventory!O177)","v":""},{"$f":"IF(Inventory!P177=\"\",\"\",Inventory!P177)","v":""},{"$f":"IF(Inventory!Q177=\"\",\"\",Inventory!Q177)","v":""},{"$f":"IF(Inventory!R177=\"\",\"\",Inventory!R177)","v":""},{"$f":"IF(Inventory!S177=\"\",\"\",Inventory!S177)","v":""},{"$f":"IF(Inventory!T177=\"\",\"\",Inventory!T177)","v":""},{"$f":"IF(Inventory!U177=\"\",\"\",Inventory!U177)","v":""},{"$f":"IF(Inventory!V177=\"\",\"\",Inventory!V177)","v":""},{"$f":"IF(Inventory!W177=\"\",\"\",Inventory!W177)","v":""}]
[null,169,{"$f":"IF(Inventory!C178=\"\",\"\",Inventory!C178)","v":""},{"$f":"IF(Inventory!D178=\"\",\"\",Inventory!D178)","v":""},{"$f":"IF(Inventory!F178=\"\",\"\",Inventory!F178)","v":""},{"$f":"IF(Inventory!G178=\"\",\"\",Inventory!G178)","v":""},{"$f":"IF(Inventory!I178=\"\",\"\",Inventory!I178)","v":""},{"$f":"IF(Inventory!J178=\"\",\"\",Inventory!J178)","v":""},{"$f":"IF(Inventory!K178=\"\",\"\",Inventory!K178)","v":""},{"$f":"IF(Inventory!L178=\"\",\"\",Inventory!L178)","v":""},{"$f":"IF(Inventory!M178=\"\",\"\",Inventory!M178)","v":""},{"$f":"IF(Inventory!N178=\"\",\"\",Inventory!N178)","v":""},{"$f":"IF(Inventory!O178=\"\",\"\",Inventory!O178)","v":""},{"$f":"IF(Inventory!P178=\"\",\"\",Inventory!P178)","v":""},{"$f":"IF(Inventory!Q178=\"\",\"\",Inventory!Q178)","v":""},{"$f":"IF(Inventory!R178=\"\",\"\",Inventory!R178)","v":""},{"$f":"IF(Inventory!S178=\"\",\"\",Inventory!S178)","v":""},{"$f":"IF(Inventory!T178=\"\",\"\",Inventory!T178)","v":""},{"$f":"IF(Inventory!U178=\"\",\"\",Inventory!U178)","v":""},{"$f":"IF(Inventory!V178=\"\",\"\",Inventory!V178)","v":""},{"$f":"IF(Inventory!W178=\"\",\"\",Inventory!W178)","v":""}]
[null,170,{"$f":"IF(Inventory!C179=\"\",\"\",Inventory!C179)","v":""},{"$f":"IF(Inventory!D179=\"\",\"\",Inventory!D179)","v":""},{"$f":"IF(Inventory!F179=\"\",\"\",Inventory!F179)","v":""},{"$f":"IF(Inventory!G179=\"\",\"\",Inventory!G179)","v":""},{"$f":"IF(Inventory!I179=\"\",\"\",Inventory!I179)","v":""},{"$f":"IF(Inventory!J179=\"\",\"\",Inventory!J179)","v":""},{"$f":"IF(Inventory!K179=\"\",\"\",Inventory!K179)","v":""},{"$f":"IF(Inventory!L179=\"\",\"\",Inventory!L179)","v":""},{"$f":"IF(Inventory!M179=\"\",\"\",Inventory!M179)","v":""},{"$f":"IF(Inventory!N179=\"\",\"\",Inventory!N179)","v":""},{"$f":"IF(Inventory!O179=\"\",\"\",Inventory!O179)","v":""},{"$f":"IF(Inventory!P179=\"\",\"\",Inventory!P179)","v":""},{"$f":"IF(Inventory!Q179=\"\",\"\",Inventory!Q179)","v":""},{"$f":"IF(Inventory!R179=\"\",\"\",Inventory!R179)","v":""},{"$f":"IF(Inventory!S179=\"\",\"\",Inventory!S179)","v":""},{"$f":"IF(Inventory!T179=\"\",\"\",Inventory!T179)","v":""},{"$f":"IF(Inventory!U179=\"\",\"\",Inventory!U179)","v":""},{"$f":"IF(Inventory!V179=\"\",\"\",Inventory!V179)","v":""},{"$f":"IF(Inventory!W179=\"\",\"\",Inventory!W179)","v":""}]
[null,171,{"$f":"IF(Inventory!C180=\"\",\"\",Inventory!C180)","v":""},{"$f":"IF(Inventory!D180=\"\",\"\",Inventory!D180)","v":""},{"$f":"IF(Inventory!F180=\"\",\"\",Inventory!F180)","v":""},{"$f":"IF(Inventory!G180=\"\",\"\",Inventory!G180)","v":""},{"$f":"IF(Inventory!I180=\"\",\"\",Inventory!I180)","v":""},{"$f":"IF(Inventory!J180=\"\",\"\",Inventory!J180)","v":""},{"$f":"IF(Inventory!K180=\"\",\"\",Inventory!K180)","v":""},{"$f":"IF(Inventory!L180=\"\",\"\",Inventory!L180)","v":""},{"$f":"IF(Inventory!M180=\"\",\"\",Inventory!M180)","v":""},{"$f":"IF(Inventory!N180=\"\",\"\",Inventory!N180)","v":""},{"$f":"IF(Inventory!O180=\"\",\"\",Inventory!O180)","v":""},{"$f":"IF(Inventory!P180=\"\",\"\",Inventory!P180)","v":""},{"$f":"IF(Inventory!Q180=\"\",\"\",Inventory!Q180)","v":""},{"$f":"IF(Inventory!R180=\"\",\"\",Inventory!R180)","v":""},{"$f":"IF(Inventory!S180=\"\",\"\",Inventory!S180)","v":""},{"$f":"IF(Inventory!T180=\"\",\"\",Inventory!T180)","v":""},{"$f":"IF(Inventory!U180=\"\",\"\",Inventory!U180)","v":""},{"$f":"IF(Inventory!V180=\"\",\"\",Inventory!V180)","v":""},{"$f":"IF(Inventory!W180=\"\",\"\",Inventory!W180)","v":""}]
[null,172,{"$f":"IF(Inventory!C181=\"\",\"\",Inventory!C181)","v":""},{"$f":"IF(Inventory!D181=\"\",\"\",Inventory!D181)","v":""},{"$f":"IF(Inventory!F181=\"\",\"\",Inventory!F181)","v":""},{"$f":"IF(Inventory!G181=\"\",\"\",Inventory!G181)","v":""},{"$f":"IF(Inventory!I181=\"\",\"\",Inventory!I181)","v":""},{"$f":"IF(Inventory!J181=\"\",\"\",Inventory!J181)","v":""},{"$f":"IF(Inventory!K181=\"\",\"\",Inventory!K181)","v":""},{"$f":"IF(Inventory!L181=\"\",\"\",Inventory!L181)","v":""},{"$f":"IF(Inventory!M181=\"\",\"\",Inventory!M181)","v":""},{"$f":"IF(Inventory!N181=\"\",\"\",Inventory!N181)","v":""},{"$f":"IF(Inventory!O181=\"\",\"\",Inventory!O181)","v":""},{"$f":"IF(Inventory!P181=\"\",\"\",Inventory!P181)","v":""},{"$f":"IF(Inventory!Q181=\"\",\"\",Inventory!Q181)","v":""},{"$f":"IF(Inventory!R181=\"\",\"\",Inventory!R181)","v":""},{"$f":"IF(Inventory!S181=\"\",\"\",Inventory!S181)","v":""},{"$f":"IF(Inventory!T181=\"\",\"\",Inventory!T181)","v":""},{"$f":"IF(Inventory!U181=\"\",\"\",Inventory!U181)","v":""},{"$f":"IF(Inventory!V181=\"\",\"\",Inventory!V181)","v":""},{"$f":"IF(Inventory!W181=\"\",\"\",Inventory!W181)","v":""}]
[null,173,{"$f":"IF(Inventory!C182=\"\",\"\",Inventory!C182)","v":""},{"$f":"IF(Inventory!D182=\"\",\"\",Inventory!D182)","v":""},{"$f":"IF(Inventory!F182=\"\",\"\",Inventory!F182)","v":""},{"$f":"IF(Inventory!G182=\"\",\"\",Inventory!G182)","v":""},{"$f":"IF(Inventory!I182=\"\",\"\",Inventory!I182)","v":""},{"$f":"IF(Inventory!J182=\"\",\"\",Inventory!J182)","v":""},{"$f":"IF(Inventory!K182=\"\",\"\",Inventory!K182)","v":""},{"$f":"IF(Inventory!L182=\"\",\"\",Inventory!L182)","v":""},{"$f":"IF(Inventory!M182=\"\",\"\",Inventory!M182)","v":""},{"$f":"IF(Inventory!N182=\"\",\"\",Inventory!N182)","v":""},{"$f":"IF(Inventory!O182=\"\",\"\",Inventory!O182)","v":""},{"$f":"IF(Inventory!P182=\"\",\"\",Inventory!P182)","v":""},{"$f":"IF(Inventory!Q182=\"\",\"\",Inventory!Q182)","v":""},{"$f":"IF(Inventory!R182=\"\",\"\",Inventory!R182)","v":""},{"$f":"IF(Inventory!S182=\"\",\"\",Inventory!S182)","v":""},{"$f":"IF(Inventory!T182=\"\",\"\",Inventory!T182)","v":""},{"$f":"IF(Inventory!U182=\"\",\"\",Inventory!U182)","v":""},{"$f":"IF(Inventory!V182=\"\",\"\",Inventory!V182)","v":""},{"$f":"IF(Inventory!W182=\"\",\"\",Inventory!W182)","v":""}]
[null,174,{"$f":"IF(Inventory!C183=\"\",\"\",Inventory!C183)","v":""},{"$f":"IF(Inventory!D183=\"\",\"\",Inventory!D183)","v":""},{"$f":"IF(Inventory!F183=\"\",\"\",Inventory!F183)","v":""},{"$f":"IF(Inventory!G183=\"\",\"\",Inventory!G183)","v":""},{"$f":"IF(Inventory!I183=\"\",\"\",Inventory!I183)","v":""},{"$f":"IF(Inventory!J183=\"\",\"\",Inventory!J183)","v":""},{"$f":"IF(Inventory!K183=\"\",\"\",Inventory!K183)","v":""},{"$f":"IF(Inventory!L183=\"\",\"\",Inventory!L183)","v":""},{"$f":"IF(Inventory!M183=\"\",\"\",Inventory!M183)","v":""},{"$f":"IF(Inventory!N183=\"\",\"\",Inventory!N183)","v":""},{"$f":"IF(Inventory!O183=\"\",\"\",Inventory!O183)","v":""},{"$f":"IF(Inventory!P183=\"\",\"\",Inventory!P183)","v":""},{"$f":"IF(Inventory!Q183=\"\",\"\",Inventory!Q183)","v":""},{"$f":"IF(Inventory!R183=\"\",\"\",Inventory!R183)","v":""},{"$f":"IF(Inventory!S183=\"\",\"\",Inventory!S183)","v":""},{"$f":"IF(Inventory!T183=\"\",\"\",Inventory!T183)","v":""},{"$f":"IF(Inventory!U183=\"\",\"\",Inventory!U183)","v":""},{"$f":"IF(Inventory!V183=\"\",\"\",Inventory!V183)","v":""},{"$f":"IF(Inventory!W183=\"\",\"\",Inventory!W183)","v":""}]
[null,175,{"$f":"IF(Inventory!C184=\"\",\"\",Inventory!C184)","v":""},{"$f":"IF(Inventory!D184=\"\",\"\",Inventory!D184)","v":""},{"$f":"IF(Inventory!F184=\"\",\"\",Inventory!F184)","v":""},{"$f":"IF(Inventory!G184=\"\",\"\",Inventory!G184)","v":""},{"$f":"IF(Inventory!I184=\"\",\"\",Inventory!I184)","v":""},{"$f":"IF(Inventory!J184=\"\",\"\",Inventory!J184)","v":""},{"$f":"IF(Inventory!K184=\"\",\"\",Inventory!K184)","v":""},{"$f":"IF(Inventory!L184=\"\",\"\",Inventory!L184)","v":""},{"$f":"IF(Inventory!M184=\"\",\"\",Inventory!M184)","v":""},{"$f":"IF(Inventory!N184=\"\",\"\",Inventory!N184)","v":""},{"$f":"IF(Inventory!O184=\"\",\"\",Inventory!O184)","v":""},{"$f":"IF(Inventory!P184=\"\",\"\",Inventory!P184)","v":""},{"$f":"IF(Inventory!Q184=\"\",\"\",Inventory!Q184)","v":""},{"$f":"IF(Inventory!R184=\"\",\"\",Inventory!R184)","v":""},{"$f":"IF(Inventory!S184=\"\",\"\",Inventory!S184)","v":""},{"$f":"IF(Inventory!T184=\"\",\"\",Inventory!T184)","v":""},{"$f":"IF(Inventory!U184=\"\",\"\",Inventory!U184)","v":""},{"$f":"IF(Inventory!V184=\"\",\"\",Inventory!V184)","v":""},{"$f":"IF(Inventory!W184=\"\",\"\",Inventory!W184)","v":""}]
[null,176,{"$f":"IF(Inventory!C185=\"\",\"\",Inventory!C185)","v":""},{"$f":"IF(Inventory!D185=\"\",\"\",Inventory!D185)","v":""},{"$f":"IF(Inventory!F185=\"\",\"\",Inventory!F185)","v":""},{"$f":"IF(Inventory!G185=\"\",\"\",Inventory!G185)","v":""},{"$f":"IF(Inventory!I185=\"\",\"\",Inventory!I185)","v":""},{"$f":"IF(Inventory!J185=\"\",\"\",Inventory!J185)","v":""},{"$f":"IF(Inventory!K185=\"\",\"\",Inventory!K185)","v":""},{"$f":"IF(Inventory!L185=\"\",\"\",Inventory!L185)","v":""},{"$f":"IF(Inventory!M185=\"\",\"\",Inventory!M185)","v":""},{"$f":"IF(Inventory!N185=\"\",\"\",Inventory!N185)","v":""},{"$f":"IF(Inventory!O185=\"\",\"\",Inventory!O185)","v":""},{"$f":"IF(Inventory!P185=\"\",\"\",Inventory!P185)","v":""},{"$f":"IF(Inventory!Q185=\"\",\"\",Inventory!Q185)","v":""},{"$f":"IF(Inventory!R185=\"\",\"\",Inventory!R185)","v":""},{"$f":"IF(Inventory!S185=\"\",\"\",Inventory!S185)","v":""},{"$f":"IF(Inventory!T185=\"\",\"\",Inventory!T185)","v":""},{"$f":"IF(Inventory!U185=\"\",\"\",Inventory!U185)","v":""},{"$f":"IF(Inventory!V185=\"\",\"\",Inventory!V185)","v":""},{"$f":"IF(Inventory!W185=\"\",\"\",Inventory!W185)","v":""}]
[null,177,{"$f":"IF(Inventory!C186=\"\",\"\",Inventory!C186)","v":""},{"$f":"IF(Inventory!D186=\"\",\"\",Inventory!D186)","v":""},{"$f":"IF(Inventory!F186=\"\",\"\",Inventory!F186)","v":""},{"$f":"IF(Inventory!G186=\"\",\"\",Inventory!G186)","v":""},{"$f":"IF(Inventory!I186=\"\",\"\",Inventory!I186)","v":""},{"$f":"IF(Inventory!J186=\"\",\"\",Inventory!J186)","v":""},{"$f":"IF(Inventory!K186=\"\",\"\",Inventory!K186)","v":""},{"$f":"IF(Inventory!L186=\"\",\"\",Inventory!L186)","v":""},{"$f":"IF(Inventory!M186=\"\",\"\",Inventory!M186)","v":""},{"$f":"IF(Inventory!N186=\"\",\"\",Inventory!N186)","v":""},{"$f":"IF(Inventory!O186=\"\",\"\",Inventory!O186)","v":""},{"$f":"IF(Inventory!P186=\"\",\"\",Inventory!P186)","v":""},{"$f":"IF(Inventory!Q186=\"\",\"\",Inventory!Q186)","v":""},{"$f":"IF(Inventory!R186=\"\",\"\",Inventory!R186)","v":""},{"$f":"IF(Inventory!S186=\"\",\"\",Inventory!S186)","v":""},{"$f":"IF(Inventory!T186=\"\",\"\",Inventory!T186)","v":""},{"$f":"IF(Inventory!U186=\"\",\"\",Inventory!U186)","v":""},{"$f":"IF(Inventory!V186=\"\",\"\",Inventory!V186)","v":""},{"$f":"IF(Inventory!W186=\"\",\"\",Inventory!W186)","v":""}]
[null,178,{"$f":"IF(Inventory!C187=\"\",\"\",Inventory!C187)","v":""},{"$f":"IF(Inventory!D187=\"\",\"\",Inventory!D187)","v":""},{"$f":"IF(Inventory!F187=\"\",\"\",Inventory!F187)","v":""},{"$f":"IF(Inventory!G187=\"\",\"\",Inventory!G187)","v":""},{"$f":"IF(Inventory!I187=\"\",\"\",Inventory!I187)","v":""},{"$f":"IF(Inventory!J187=\"\",\"\",Inventory!J187)","v":""},{"$f":"IF(Inventory!K187=\"\",\"\",Inventory!K187)","v":""},{"$f":"IF(Inventory!L187=\"\",\"\",Inventory!L187)","v":""},{"$f":"IF(Inventory!M187=\"\",\"\",Inventory!M187)","v":""},{"$f":"IF(Inventory!N187=\"\",\"\",Inventory!N187)","v":""},{"$f":"IF(Inventory!O187=\"\",\"\",Inventory!O187)","v":""},{"$f":"IF(Inventory!P187=\"\",\"\",Inventory!P187)","v":""},{"$f":"IF(Inventory!Q187=\"\",\"\",Inventory!Q187)","v":""},{"$f":"IF(Inventory!R187=\"\",\"\",Inventory!R187)","v":""},{"$f":"IF(Inventory!S187=\"\",\"\",Inventory!S187)","v":""},{"$f":"IF(Inventory!T187=\"\",\"\",Inventory!T187)","v":""},{"$f":"IF(Inventory!U187=\"\",\"\",Inventory!U187)","v":""},{"$f":"IF(Inventory!V187=\"\",\"\",Inventory!V187)","v":""},{"$f":"IF(Inventory!W187=\"\",\"\",Inventory!W187)","v":""}]
[null,179,{"$f":"IF(Inventory!C188=\"\",\"\",Inventory!C188)","v":""},{"$f":"IF(Inventory!D188=\"\",\"\",Inventory!D188)","v":""},{"$f":"IF(Inventory!F188=\"\",\"\",Inventory!F188)","v":""},{"$f":"IF(Inventory!G188=\"\",\"\",Inventory!G188)","v":""},{"$f":"IF(Inventory!I188=\"\",\"\",Inventory!I188)","v":""},{"$f":"IF(Inventory!J188=\"\",\"\",Inventory!J188)","v":""},{"$f":"IF(Inventory!K188=\"\",\"\",Inventory!K188)","v":""},{"$f":"IF(Inventory!L188=\"\",\"\",Inventory!L188)","v":""},{"$f":"IF(Inventory!M188=\"\",\"\",Inventory!M188)","v":""},{"$f":"IF(Inventory!N188=\"\",\"\",Inventory!N188)","v":""},{"$f":"IF(Inventory!O188=\"\",\"\",Inventory!O188)","v":""},{"$f":"IF(Inventory!P188=\"\",\"\",Inventory!P188)","v":""},{"$f":"IF(Inventory!Q188=\"\",\"\",Inventory!Q188)","v":""},{"$f":"IF(Inventory!R188=\"\",\"\",Inventory!R188)","v":""},{"$f":"IF(Inventory!S188=\"\",\"\",Inventory!S188)","v":""},{"$f":"IF(Inventory!T188=\"\",\"\",Inventory!T188)","v":""},{"$f":"IF(Inventory!U188=\"\",\"\",Inventory!U188)","v":""},{"$f":"IF(Inventory!V188=\"\",\"\",Inventory!V188)","v":""},{"$f":"IF(Inventory!W188=\"\",\"\",Inventory!W188)","v":""}]
[null,180,{"$f":"IF(Inventory!C189=\"\",\"\",Inventory!C189)","v":""},{"$f":"IF(Inventory!D189=\"\",\"\",Inventory!D189)","v":""},{"$f":"IF(Inventory!F189=\"\",\"\",Inventory!F189)","v":""},{"$f":"IF(Inventory!G189=\"\",\"\",Inventory!G189)","v":""},{"$f":"IF(Inventory!I189=\"\",\"\",Inventory!I189)","v":""},{"$f":"IF(Inventory!J189=\"\",\"\",Inventory!J189)","v":""},{"$f":"IF(Inventory!K189=\"\",\"\",Inventory!K189)","v":""},{"$f":"IF(Inventory!L189=\"\",\"\",Inventory!L189)","v":""},{"$f":"IF(Inventory!M189=\"\",\"\",Inventory!M189)","v":""},{"$f":"IF(Inventory!N189=\"\",\"\",Inventory!N189)","v":""},{"$f":"IF(Inventory!O189=\"\",\"\",Inventory!O189)","v":""},{"$f":"IF(Inventory!P189=\"\",\"\",Inventory!P189)","v":""},{"$f":"IF(Inventory!Q189=\"\",\"\",Inventory!Q189)","v":""},{"$f":"IF(Inventory!R189=\"\",\"\",Inventory!R189)","v":""},{"$f":"IF(Inventory!S189=\"\",\"\",Inventory!S189)","v":""},{"$f":"IF(Inventory!T189=\"\",\"\",Inventory!T189)","v":""},{"$f":"IF(Inventory!U189=\"\",\"\",Inventory!U189)","v":""},{"$f":"IF(Inventory!V189=\"\",\"\",Inventory!V189)","v":""},{"$f":"IF(Inventory!W189=\"\",\"\",Inventory!W189)","v":""}]
[null,181,{"$f":"IF(Inventory!C190=\"\",\"\",Inventory!C190)","v":""},{"$f":"IF(Inventory!D190=\"\",\"\",Inventory!D190)","v":""},{"$f":"IF(Inventory!F190=\"\",\"\",Inventory!F190)","v":""},{"$f":"IF(Inventory!G190=\"\",\"\",Inventory!G190)","v":""},{"$f":"IF(Inventory!I190=\"\",\"\",Inventory!I190)","v":""},{"$f":"IF(Inventory!J190=\"\",\"\",Inventory!J190)","v":""},{"$f":"IF(Inventory!K190=\"\",\"\",Inventory!K190)","v":""},{"$f":"IF(Inventory!L190=\"\",\"\",Inventory!L190)","v":""},{"$f":"IF(Inventory!M190=\"\",\"\",Inventory!M190)","v":""},{"$f":"IF(Inventory!N190=\"\",\"\",Inventory!N190)","v":""},{"$f":"IF(Inventory!O190=\"\",\"\",Inventory!O190)","v":""},{"$f":"IF(Inventory!P190=\"\",\"\",Inventory!P190)","v":""},{"$f":"IF(Inventory!Q190=\"\",\"\",Inventory!Q190)","v":""},{"$f":"IF(Inventory!R190=\"\",\"\",Inventory!R190)","v":""},{"$f":"IF(Inventory!S190=\"\",\"\",Inventory!S190)","v":""},{"$f":"IF(Inventory!T190=\"\",\"\",Inventory!T190)","v":""},{"$f":"IF(Inventory!U190=\"\",\"\",Inventory!U190)","v":""},{"$f":"IF(Inventory!V190=\"\",\"\",Inventory!V190)","v":""},{"$f":"IF(Inventory!W190=\"\",\"\",Inventory!W190)","v":""}]
[null,182,{"$f":"IF(Inventory!C191=\"\",\"\",Inventory!C191)","v":""},{"$f":"IF(Inventory!D191=\"\",\"\",Inventory!D191)","v":""},{"$f":"IF(Inventory!F191=\"\",\"\",Inventory!F191)","v":""},{"$f":"IF(Inventory!G191=\"\",\"\",Inventory!G191)","v":""},{"$f":"IF(Inventory!I191=\"\",\"\",Inventory!I191)","v":""},{"$f":"IF(Inventory!J191=\"\",\"\",Inventory!J191)","v":""},{"$f":"IF(Inventory!K191=\"\",\"\",Inventory!K191)","v":""},{"$f":"IF(Inventory!L191=\"\",\"\",Inventory!L191)","v":""},{"$f":"IF(Inventory!M191=\"\",\"\",Inventory!M191)","v":""},{"$f":"IF(Inventory!N191=\"\",\"\",Inventory!N191)","v":""},{"$f":"IF(Inventory!O191=\"\",\"\",Inventory!O191)","v":""},{"$f":"IF(Inventory!P191=\"\",\"\",Inventory!P191)","v":""},{"$f":"IF(Inventory!Q191=\"\",\"\",Inventory!Q191)","v":""},{"$f":"IF(Inventory!R191=\"\",\"\",Inventory!R191)","v":""},{"$f":"IF(Inventory!S191=\"\",\"\",Inventory!S191)","v":""},{"$f":"IF(Inventory!T191=\"\",\"\",Inventory!T191)","v":""},{"$f":"IF(Inventory!U191=\"\",\"\",Inventory!U191)","v":""},{"$f":"IF(Inventory!V191=\"\",\"\",Inventory!V191)","v":""},{"$f":"IF(Inventory!W191=\"\",\"\",Inventory!W191)","v":""}]
[null,183,{"$f":"IF(Inventory!C192=\"\",\"\",Inventory!C192)","v":""},{"$f":"IF(Inventory!D192=\"\",\"\",Inventory!D192)","v":""},{"$f":"IF(Inventory!F192=\"\",\"\",Inventory!F192)","v":""},{"$f":"IF(Inventory!G192=\"\",\"\",Inventory!G192)","v":""},{"$f":"IF(Inventory!I192=\"\",\"\",Inventory!I192)","v":""},{"$f":"IF(Inventory!J192=\"\",\"\",Inventory!J192)","v":""},{"$f":"IF(Inventory!K192=\"\",\"\",Inventory!K192)","v":""},{"$f":"IF(Inventory!L192=\"\",\"\",Inventory!L192)","v":""},{"$f":"IF(Inventory!M192=\"\",\"\",Inventory!M192)","v":""},{"$f":"IF(Inventory!N192=\"\",\"\",Inventory!N192)","v":""},{"$f":"IF(Inventory!O192=\"\",\"\",Inventory!O192)","v":""},{"$f":"IF(Inventory!P192=\"\",\"\",Inventory!P192)","v":""},{"$f":"IF(Inventory!Q192=\"\",\"\",Inventory!Q192)","v":""},{"$f":"IF(Inventory!R192=\"\",\"\",Inventory!R192)","v":""},{"$f":"IF(Inventory!S192=\"\",\"\",Inventory!S192)","v":""},{"$f":"IF(Inventory!T192=\"\",\"\",Inventory!T192)","v":""},{"$f":"IF(Inventory!U192=\"\",\"\",Inventory!U192)","v":""},{"$f":"IF(Inventory!V192=\"\",\"\",Inventory!V192)","v":""},{"$f":"IF(Inventory!W192=\"\",\"\",Inventory!W192)","v":""}]
[null,184,{"$f":"IF(Inventory!C193=\"\",\"\",Inventory!C193)","v":""},{"$f":"IF(Inventory!D193=\"\",\"\",Inventory!D193)","v":""},{"$f":"IF(Inventory!F193=\"\",\"\",Inventory!F193)","v":""},{"$f":"IF(Inventory!G193=\"\",\"\",Inventory!G193)","v":""},{"$f":"IF(Inventory!I193=\"\",\"\",Inventory!I193)","v":""},{"$f":"IF(Inventory!J193=\"\",\"\",Inventory!J193)","v":""},{"$f":"IF(Inventory!K193=\"\",\"\",Inventory!K193)","v":""},{"$f":"IF(Inventory!L193=\"\",\"\",Inventory!L193)","v":""},{"$f":"IF(Inventory!M193=\"\",\"\",Inventory!M193)","v":""},{"$f":"IF(Inventory!N193=\"\",\"\",Inventory!N193)","v":""},{"$f":"IF(Inventory!O193=\"\",\"\",Inventory!O193)","v":""},{"$f":"IF(Inventory!P193=\"\",\"\",Inventory!P193)","v":""},{"$f":"IF(Inventory!Q193=\"\",\"\",Inventory!Q193)","v":""},{"$f":"IF(Inventory!R193=\"\",\"\",Inventory!R193)","v":""},{"$f":"IF(Inventory!S193=\"\",\"\",Inventory!S193)","v":""},{"$f":"IF(Inventory!T193=\"\",\"\",Inventory!T193)","v":""},{"$f":"IF(Inventory!U193=\"\",\"\",Inventory!U193)","v":""},{"$f":"IF(Inventory!V193=\"\",\"\",Inventory!V193)","v":""},{"$f":"IF(Inventory!W193=\"\",\"\",Inventory!W193)","v":""}]
[null,185,{"$f":"IF(Inventory!C194=\"\",\"\",Inventory!C194)","v":""},{"$f":"IF(Inventory!D194=\"\",\"\",Inventory!D194)","v":""},{"$f":"IF(Inventory!F194=\"\",\"\",Inventory!F194)","v":""},{"$f":"IF(Inventory!G194=\"\",\"\",Inventory!G194)","v":""},{"$f":"IF(Inventory!I194=\"\",\"\",Inventory!I194)","v":""},{"$f":"IF(Inventory!J194=\"\",\"\",Inventory!J194)","v":""},{"$f":"IF(Inventory!K194=\"\",\"\",Inventory!K194)","v":""},{"$f":"IF(Inventory!L194=\"\",\"\",Inventory!L194)","v":""},{"$f":"IF(Inventory!M194=\"\",\"\",Inventory!M194)","v":""},{"$f":"IF(Inventory!N194=\"\",\"\",Inventory!N194)","v":""},{"$f":"IF(Inventory!O194=\"\",\"\",Inventory!O194)","v":""},{"$f":"IF(Inventory!P194=\"\",\"\",Inventory!P194)","v":""},{"$f":"IF(Inventory!Q194=\"\",\"\",Inventory!Q194)","v":""},{"$f":"IF(Inventory!R194=\"\",\"\",Inventory!R194)","v":""},{"$f":"IF(Inventory!S194=\"\",\"\",Inventory!S194)","v":""},{"$f":"IF(Inventory!T194=\"\",\"\",Inventory!T194)","v":""},{"$f":"IF(Inventory!U194=\"\",\"\",Inventory!U194)","v":""},{"$f":"IF(Inventory!V194=\"\",\"\",Inventory!V194)","v":""},{"$f":"IF(Inventory!W194=\"\",\"\",Inventory!W194)","v":""}]
[null,186,{"$f":"IF(Inventory!C195=\"\",\"\",Inventory!C195)","v":""},{"$f":"IF(Inventory!D195=\"\",\"\",Inventory!D195)","v":""},{"$f":"IF(Inventory!F195=\"\",\"\",Inventory!F195)","v":""},{"$f":"IF(Inventory!G195=\"\",\"\",Inventory!G195)","v":""},{"$f":"IF(Inventory!I195=\"\",\"\",Inventory!I195)","v":""},{"$f":"IF(Inventory!J195=\"\",\"\",Inventory!J195)","v":""},{"$f":"IF(Inventory!K195=\"\",\"\",Inventory!K195)","v":""},{"$f":"IF(Inventory!L195=\"\",\"\",Inventory!L195)","v":""},{"$f":"IF(Inventory!M195=\"\",\"\",Inventory!M195)","v":""},{"$f":"IF(Inventory!N195=\"\",\"\",Inventory!N195)","v":""},{"$f":"IF(Inventory!O195=\"\",\"\",Inventory!O195)","v":""},{"$f":"IF(Inventory!P195=\"\",\"\",Inventory!P195)","v":""},{"$f":"IF(Inventory!Q195=\"\",\"\",Inventory!Q195)","v":""},{"$f":"IF(Inventory!R195=\"\",\"\",Inventory!R195)","v":""},{"$f":"IF(Inventory!S195=\"\",\"\",Inventory!S195)","v":""},{"$f":"IF(Inventory!T195=\"\",\"\",Inventory!T195)","v":""},{"$f":"IF(Inventory!U195=\"\",\"\",Inventory!U195)","v":""},{"$f":"IF(Inventory!V195=\"\",\"\",Inventory!V195)","v":""},{"$f":"IF(Inventory!W195=\"\",\"\",Inventory!W195)","v":""}]
[null,187,{"$f":"IF(Inventory!C196=\"\",\"\",Inventory!C196)","v":""},{"$f":"IF(Inventory!D196=\"\",\"\",Inventory!D196)","v":""},{"$f":"IF(Inventory!F196=\"\",\"\",Inventory!F196)","v":""},{"$f":"IF(Inventory!G196=\"\",\"\",Inventory!G196)","v":""},{"$f":"IF(Inventory!I196=\"\",\"\",Inventory!I196)","v":""},{"$f":"IF(Inventory!J196=\"\",\"\",Inventory!J196)","v":""},{"$f":"IF(Inventory!K196=\"\",\"\",Inventory!K196)","v":""},{"$f":"IF(Inventory!L196=\"\",\"\",Inventory!L196)","v":""},{"$f":"IF(Inventory!M196=\"\",\"\",Inventory!M196)","v":""},{"$f":"IF(Inventory!N196=\"\",\"\",Inventory!N196)","v":""},{"$f":"IF(Inventory!O196=\"\",\"\",Inventory!O196)","v":""},{"$f":"IF(Inventory!P196=\"\",\"\",Inventory!P196)","v":""},{"$f":"IF(Inventory!Q196=\"\",\"\",Inventory!Q196)","v":""},{"$f":"IF(Inventory!R196=\"\",\"\",Inventory!R196)","v":""},{"$f":"IF(Inventory!S196=\"\",\"\",Inventory!S196)","v":""},{"$f":"IF(Inventory!T196=\"\",\"\",Inventory!T196)","v":""},{"$f":"IF(Inventory!U196=\"\",\"\",Inventory!U196)","v":""},{"$f":"IF(Inventory!V196=\"\",\"\",Inventory!V196)","v":""},{"$f":"IF(Inventory!W196=\"\",\"\",Inventory!W196)","v":""}]
[null,188,{"$f":"IF(Inventory!C197=\"\",\"\",Inventory!C197)","v":""},{"$f":"IF(Inventory!D197=\"\",\"\",Inventory!D197)","v":""},{"$f":"IF(Inventory!F197=\"\",\"\",Inventory!F197)","v":""},{"$f":"IF(Inventory!G197=\"\",\"\",Inventory!G197)","v":""},{"$f":"IF(Inventory!I197=\"\",\"\",Inventory!I197)","v":""},{"$f":"IF(Inventory!J197=\"\",\"\",Inventory!J197)","v":""},{"$f":"IF(Inventory!K197=\"\",\"\",Inventory!K197)","v":""},{"$f":"IF(Inventory!L197=\"\",\"\",Inventory!L197)","v":""},{"$f":"IF(Inventory!M197=\"\",\"\",Inventory!M197)","v":""},{"$f":"IF(Inventory!N197=\"\",\"\",Inventory!N197)","v":""},{"$f":"IF(Inventory!O197=\"\",\"\",Inventory!O197)","v":""},{"$f":"IF(Inventory!P197=\"\",\"\",Inventory!P197)","v":""},{"$f":"IF(Inventory!Q197=\"\",\"\",Inventory!Q197)","v":""},{"$f":"IF(Inventory!R197=\"\",\"\",Inventory!R197)","v":""},{"$f":"IF(Inventory!S197=\"\",\"\",Inventory!S197)","v":""},{"$f":"IF(Inventory!T197=\"\",\"\",Inventory!T197)","v":""},{"$f":"IF(Inventory!U197=\"\",\"\",Inventory!U197)","v":""},{"$f":"IF(Inventory!V197=\"\",\"\",Inventory!V197)","v":""},{"$f":"IF(Inventory!W197=\"\",\"\",Inventory!W197)","v":""}]
[null,189,{"$f":"IF(Inventory!C198=\"\",\"\",Inventory!C198)","v":""},{"$f":"IF(Inventory!D198=\"\",\"\",Inventory!D198)","v":""},{"$f":"IF(Inventory!F198=\"\",\"\",Inventory!F198)","v":""},{"$f":"IF(Inventory!G198=\"\",\"\",Inventory!G198)","v":""},{"$f":"IF(Inventory!I198=\"\",\"\",Inventory!I198)","v":""},{"$f":"IF(Inventory!J198=\"\",\"\",Inventory!J198)","v":""},{"$f":"IF(Inventory!K198=\"\",\"\",Inventory!K198)","v":""},{"$f":"IF(Inventory!L198=\"\",\"\",Inventory!L198)","v":""},{"$f":"IF(Inventory!M198=\"\",\"\",Inventory!M198)","v":""},{"$f":"IF(Inventory!N198=\"\",\"\",Inventory!N198)","v":""},{"$f":"IF(Inventory!O198=\"\",\"\",Inventory!O198)","v":""},{"$f":"IF(Inventory!P198=\"\",\"\",Inventory!P198)","v":""},{"$f":"IF(Inventory!Q198=\"\",\"\",Inventory!Q198)","v":""},{"$f":"IF(Inventory!R198=\"\",\"\",Inventory!R198)","v":""},{"$f":"IF(Inventory!S198=\"\",\"\",Inventory!S198)","v":""},{"$f":"IF(Inventory!T198=\"\",\"\",Inventory!T198)","v":""},{"$f":"IF(Inventory!U198=\"\",\"\",Inventory!U198)","v":""},{"$f":"IF(Inventory!V198=\"\",\"\",Inventory!V198)","v":""},{"$f":"IF(Inventory!W198=\"\",\"\",Inventory!W198)","v":""}]
[null,190,{"$f":"IF(Inventory!C199=\"\",\"\",Inventory!C199)","v":""},{"$f":"IF(Inventory!D199=\"\",\"\",Inventory!D199)","v":""},{"$f":"IF(Inventory!F199=\"\",\"\",Inventory!F199)","v":""},{"$f":"IF(Inventory!G199=\"\",\"\",Inventory!G199)","v":""},{"$f":"IF(Inventory!I199=\"\",\"\",Inventory!I199)","v":""},{"$f":"IF(Inventory!J199=\"\",\"\",Inventory!J199)","v":""},{"$f":"IF(Inventory!K199=\"\",\"\",Inventory!K199)","v":""},{"$f":"IF(Inventory!L199=\"\",\"\",Inventory!L199)","v":""},{"$f":"IF(Inventory!M199=\"\",\"\",Inventory!M199)","v":""},{"$f":"IF(Inventory!N199=\"\",\"\",Inventory!N199)","v":""},{"$f":"IF(Inventory!O199=\"\",\"\",Inventory!O199)","v":""},{"$f":"IF(Inventory!P199=\"\",\"\",Inventory!P199)","v":""},{"$f":"IF(Inventory!Q199=\"\",\"\",Inventory!Q199)","v":""},{"$f":"IF(Inventory!R199=\"\",\"\",Inventory!R199)","v":""},{"$f":"IF(Inventory!S199=\"\",\"\",Inventory!S199)","v":""},{"$f":"IF(Inventory!T199=\"\",\"\",Inventory!T199)","v":""},{"$f":"IF(Inventory!U199=\"\",\"\",Inventory!U199)","v":""},{"$f":"IF(Inventory!V199=\"\",\"\",Inventory!V199)","v":""},{"$f":"IF(Inventory!W199=\"\",\"\",Inventory!W199)","v":""}]
[null,191,{"$f":"IF(Inventory!C200=\"\",\"\",Inventory!C200)","v":""},{"$f":"IF(Inventory!D200=\"\",\"\",Inventory!D200)","v":""},{"$f":"IF(Inventory!F200=\"\",\"\",Inventory!F200)","v":""},{"$f":"IF(Inventory!G200=\"\",\"\",Inventory!G200)","v":""},{"$f":"IF(Inventory!I200=\"\",\"\",Inventory!I200)","v":""},{"$f":"IF(Inventory!J200=\"\",\"\",Inventory!J200)","v":""},{"$f":"IF(Inventory!K200=\"\",\"\",Inventory!K200)","v":""},{"$f":"IF(Inventory!L200=\"\",\"\",Inventory!L200)","v":""},{"$f":"IF(Inventory!M200=\"\",\"\",Inventory!M200)","v":""},{"$f":"IF(Inventory!N200=\"\",\"\",Inventory!N200)","v":""},{"$f":"IF(Inventory!O200=\"\",\"\",Inventory!O200)","v":""},{"$f":"IF(Inventory!P200=\"\",\"\",Inventory!P200)","v":""},{"$f":"IF(Inventory!Q200=\"\",\"\",Inventory!Q200)","v":""},{"$f":"IF(Inventory!R200=\"\",\"\",Inventory!R200)","v":""},{"$f":"IF(Inventory!S200=\"\",\"\",Inventory!S200)","v":""},{"$f":"IF(Inventory!T200=\"\",\"\",Inventory!T200)","v":""},{"$f":"IF(Inventory!U200=\"\",\"\",Inventory!U200)","v":""},{"$f":"IF(Inventory!V200=\"\",\"\",Inventory!V200)","v":""},{"$f":"IF(Inventory!W200=\"\",\"\",Inventory!W200)","v":""}]
[null,192,{"$f":"IF(Inventory!C201=\"\",\"\",Inventory!C201)","v":""},{"$f":"IF(Inventory!D201=\"\",\"\",Inventory!D201)","v":""},{"$f":"IF(Inventory!F201=\"\",\"\",Inventory!F201)","v":""},{"$f":"IF(Inventory!G201=\"\",\"\",Inventory!G201)","v":""},{"$f":"IF(Inventory!I201=\"\",\"\",Inventory!I201)","v":""},{"$f":"IF(Inventory!J201=\"\",\"\",Inventory!J201)","v":""},{"$f":"IF(Inventory!K201=\"\",\"\",Inventory!K201)","v":""},{"$f":"IF(Inventory!L201=\"\",\"\",Inventory!L201)","v":""},{"$f":"IF(Inventory!M201=\"\",\"\",Inventory!M201)","v":""},{"$f":"IF(Inventory!N201=\"\",\"\",Inventory!N201)","v":""},{"$f":"IF(Inventory!O201=\"\",\"\",Inventory!O201)","v":""},{"$f":"IF(Inventory!P201=\"\",\"\",Inventory!P201)","v":""},{"$f":"IF(Inventory!Q201=\"\",\"\",Inventory!Q201)","v":""},{"$f":"IF(Inventory!R201=\"\",\"\",Inventory!R201)","v":""},{"$f":"IF(Inventory!S201=\"\",\"\",Inventory!S201)","v":""},{"$f":"IF(Inventory!T201=\"\",\"\",Inventory!T201)","v":""},{"$f":"IF(Inventory!U201=\"\",\"\",Inventory!U201)","v":""},{"$f":"IF(Inventory!V201=\"\",\"\",Inventory!V201)","v":""},{"$f":"IF(Inventory!W201=\"\",\"\",Inventory!W201)","v":""}]
[null,193,{"$f":"IF(Inventory!C202=\"\",\"\",Inventory!C202)","v":""},{"$f":"IF(Inventory!D202=\"\",\"\",Inventory!D202)","v":""},{"$f":"IF(Inventory!F202=\"\",\"\",Inventory!F202)","v":""},{"$f":"IF(Inventory!G202=\"\",\"\",Inventory!G202)","v":""},{"$f":"IF(Inventory!I202=\"\",\"\",Inventory!I202)","v":""},{"$f":"IF(Inventory!J202=\"\",\"\",Inventory!J202)","v":""},{"$f":"IF(Inventory!K202=\"\",\"\",Inventory!K202)","v":""},{"$f":"IF(Inventory!L202=\"\",\"\",Inventory!L202)","v":""},{"$f":"IF(Inventory!M202=\"\",\"\",Inventory!M202)","v":""},{"$f":"IF(Inventory!N202=\"\",\"\",Inventory!N202)","v":""},{"$f":"IF(Inventory!O202=\"\",\"\",Inventory!O202)","v":""},{"$f":"IF(Inventory!P202=\"\",\"\",Inventory!P202)","v":""},{"$f":"IF(Inventory!Q202=\"\",\"\",Inventory!Q202)","v":""},{"$f":"IF(Inventory!R202=\"\",\"\",Inventory!R202)","v":""},{"$f":"IF(Inventory!S202=\"\",\"\",Inventory!S202)","v":""},{"$f":"IF(Inventory!T202=\"\",\"\",Inventory!T202)","v":""},{"$f":"IF(Inventory!U202=\"\",\"\",Inventory!U202)","v":""},{"$f":"IF(Inventory!V202=\"\",\"\",Inventory!V202)","v":""},{"$f":"IF(Inventory!W202=\"\",\"\",Inventory!W202)","v":""}]
[null,194,{"$f":"IF(Inventory!C203=\"\",\"\",Inventory!C203)","v":""},{"$f":"IF(Inventory!D203=\"\",\"\",Inventory!D203)","v":""},{"$f":"IF(Inventory!F203=\"\",\"\",Inventory!F203)","v":""},{"$f":"IF(Inventory!G203=\"\",\"\",Inventory!G203)","v":""},{"$f":"IF(Inventory!I203=\"\",\"\",Inventory!I203)","v":""},{"$f":"IF(Inventory!J203=\"\",\"\",Inventory!J203)","v":""},{"$f":"IF(Inventory!K203=\"\",\"\",Inventory!K203)","v":""},{"$f":"IF(Inventory!L203=\"\",\"\",Inventory!L203)","v":""},{"$f":"IF(Inventory!M203=\"\",\"\",Inventory!M203)","v":""},{"$f":"IF(Inventory!N203=\"\",\"\",Inventory!N203)","v":""},{"$f":"IF(Inventory!O203=\"\",\"\",Inventory!O203)","v":""},{"$f":"IF(Inventory!P203=\"\",\"\",Inventory!P203)","v":""},{"$f":"IF(Inventory!Q203=\"\",\"\",Inventory!Q203)","v":""},{"$f":"IF(Inventory!R203=\"\",\"\",Inventory!R203)","v":""},{"$f":"IF(Inventory!S203=\"\",\"\",Inventory!S203)","v":""},{"$f":"IF(Inventory!T203=\"\",\"\",Inventory!T203)","v":""},{"$f":"IF(Inventory!U203=\"\",\"\",Inventory!U203)","v":""},{"$f":"IF(Inventory!V203=\"\",\"\",Inventory!V203)","v":""},{"$f":"IF(Inventory!W203=\"\",\"\",Inventory!W203)","v":""}]
[null,195,{"$f":"IF(Inventory!C204=\"\",\"\",Inventory!C204)","v":""},{"$f":"IF(Inventory!D204=\"\",\"\",Inventory!D204)","v":""},{"$f":"IF(Inventory!F204=\"\",\"\",Inventory!F204)","v":""},{"$f":"IF(Inventory!G204=\"\",\"\",Inventory!G204)","v":""},{"$f":"IF(Inventory!I204=\"\",\"\",Inventory!I204)","v":""},{"$f":"IF(Inventory!J204=\"\",\"\",Inventory!J204)","v":""},{"$f":"IF(Inventory!K204=\"\",\"\",Inventory!K204)","v":""},{"$f":"IF(Inventory!L204=\"\",\"\",Inventory!L204)","v":""},{"$f":"IF(Inventory!M204=\"\",\"\",Inventory!M204)","v":""},{"$f":"IF(Inventory!N204=\"\",\"\",Inventory!N204)","v":""},{"$f":"IF(Inventory!O204=\"\",\"\",Inventory!O204)","v":""},{"$f":"IF(Inventory!P204=\"\",\"\",Inventory!P204)","v":""},{"$f":"IF(Inventory!Q204=\"\",\"\",Inventory!Q204)","v":""},{"$f":"IF(Inventory!R204=\"\",\"\",Inventory!R204)","v":""},{"$f":"IF(Inventory!S204=\"\",\"\",Inventory!S204)","v":""},{"$f":"IF(Inventory!T204=\"\",\"\",Inventory!T204)","v":""},{"$f":"IF(Inventory!U204=\"\",\"\",Inventory!U204)","v":""},{"$f":"IF(Inventory!V204=\"\",\"\",Inventory!V204)","v":""},{"$f":"IF(Inventory!W204=\"\",\"\",Inventory!W204)","v":""}]
[null,196,{"$f":"IF(Inventory!C205=\"\",\"\",Inventory!C205)","v":""},{"$f":"IF(Inventory!D205=\"\",\"\",Inventory!D205)","v":""},{"$f":"IF(Inventory!F205=\"\",\"\",Inventory!F205)","v":""},{"$f":"IF(Inventory!G205=\"\",\"\",Inventory!G205)","v":""},{"$f":"IF(Inventory!I205=\"\",\"\",Inventory!I205)","v":""},{"$f":"IF(Inventory!J205=\"\",\"\",Inventory!J205)","v":""},{"$f":"IF(Inventory!K205=\"\",\"\",Inventory!K205)","v":""},{"$f":"IF(Inventory!L205=\"\",\"\",Inventory!L205)","v":""},{"$f":"IF(Inventory!M205=\"\",\"\",Inventory!M205)","v":""},{"$f":"IF(Inventory!N205=\"\",\"\",Inventory!N205)","v":""},{"$f":"IF(Inventory!O205=\"\",\"\",Inventory!O205)","v":""},{"$f":"IF(Inventory!P205=\"\",\"\",Inventory!P205)","v":""},{"$f":"IF(Inventory!Q205=\"\",\"\",Inventory!Q205)","v":""},{"$f":"IF(Inventory!R205=\"\",\"\",Inventory!R205)","v":""},{"$f":"IF(Inventory!S205=\"\",\"\",Inventory!S205)","v":""},{"$f":"IF(Inventory!T205=\"\",\"\",Inventory!T205)","v":""},{"$f":"IF(Inventory!U205=\"\",\"\",Inventory!U205)","v":""},{"$f":"IF(Inventory!V205=\"\",\"\",Inventory!V205)","v":""},{"$f":"IF(Inventory!W205=\"\",\"\",Inventory!W205)","v":""}]
[null,197,{"$f":"IF(Inventory!C206=\"\",\"\",Inventory!C206)","v":""},{"$f":"IF(Inventory!D206=\"\",\"\",Inventory!D206)","v":""},{"$f":"IF(Inventory!F206=\"\",\"\",Inventory!F206)","v":""},{"$f":"IF(Inventory!G206=\"\",\"\",Inventory!G206)","v":""},{"$f":"IF(Inventory!I206=\"\",\"\",Inventory!I206)","v":""},{"$f":"IF(Inventory!J206=\"\",\"\",Inventory!J206)","v":""},{"$f":"IF(Inventory!K206=\"\",\"\",Inventory!K206)","v":""},{"$f":"IF(Inventory!L206=\"\",\"\",Inventory!L206)","v":""},{"$f":"IF(Inventory!M206=\"\",\"\",Inventory!M206)","v":""},{"$f":"IF(Inventory!N206=\"\",\"\",Inventory!N206)","v":""},{"$f":"IF(Inventory!O206=\"\",\"\",Inventory!O206)","v":""},{"$f":"IF(Inventory!P206=\"\",\"\",Inventory!P206)","v":""},{"$f":"IF(Inventory!Q206=\"\",\"\",Inventory!Q206)","v":""},{"$f":"IF(Inventory!R206=\"\",\"\",Inventory!R206)","v":""},{"$f":"IF(Inventory!S206=\"\",\"\",Inventory!S206)","v":""},{"$f":"IF(Inventory!T206=\"\",\"\",Inventory!T206)","v":""},{"$f":"IF(Inventory!U206=\"\",\"\",Inventory!U206)","v":""},{"$f":"IF(Inventory!V206=\"\",\"\",Inventory!V206)","v":""},{"$f":"IF(Inventory!W206=\"\",\"\",Inventory!W206)","v":""}]
[null,198,{"$f":"IF(Inventory!C207=\"\",\"\",Inventory!C207)","v":""},{"$f":"IF(Inventory!D207=\"\",\"\",Inventory!D207)","v":""},{"$f":"IF(Inventory!F207=\"\",\"\",Inventory!F207)","v":""},{"$f":"IF(Inventory!G207=\"\",\"\",Inventory!G207)","v":""},{"$f":"IF(Inventory!I207=\"\",\"\",Inventory!I207)","v":""},{"$f":"IF(Inventory!J207=\"\",\"\",Inventory!J207)","v":""},{"$f":"IF(Inventory!K207=\"\",\"\",Inventory!K207)","v":""},{"$f":"IF(Inventory!L207=\"\",\"\",Inventory!L207)","v":""},{"$f":"IF(Inventory!M207=\"\",\"\",Inventory!M207)","v":""},{"$f":"IF(Inventory!N207=\"\",\"\",Inventory!N207)","v":""},{"$f":"IF(Inventory!O207=\"\",\"\",Inventory!O207)","v":""},{"$f":"IF(Inventory!P207=\"\",\"\",Inventory!P207)","v":""},{"$f":"IF(Inventory!Q207=\"\",\"\",Inventory!Q207)","v":""},{"$f":"IF(Inventory!R207=\"\",\"\",Inventory!R207)","v":""},{"$f":"IF(Inventory!S207=\"\",\"\",Inventory!S207)","v":""},{"$f":"IF(Inventory!T207=\"\",\"\",Inventory!T207)","v":""},{"$f":"IF(Inventory!U207=\"\",\"\",Inventory!U207)","v":""},{"$f":"IF(Inventory!V207=\"\",\"\",Inventory!V207)","v":""},{"$f":"IF(Inventory!W207=\"\",\"\",Inventory!W207)","v":""}]
[null,199,{"$f":"IF(Inventory!C208=\"\",\"\",Inventory!C208)","v":""},{"$f":"IF(Inventory!D208=\"\",\"\",Inventory!D208)","v":""},{"$f":"IF(Inventory!F208=\"\",\"\",Inventory!F208)","v":""},{"$f":"IF(Inventory!G208=\"\",\"\",Inventory!G208)","v":""},{"$f":"IF(Inventory!I208=\"\",\"\",Inventory!I208)","v":""},{"$f":"IF(Inventory!J208=\"\",\"\",Inventory!J208)","v":""},{"$f":"IF(Inventory!K208=\"\",\"\",Inventory!K208)","v":""},{"$f":"IF(Inventory!L208=\"\",\"\",Inventory!L208)","v":""},{"$f":"IF(Inventory!M208=\"\",\"\",Inventory!M208)","v":""},{"$f":"IF(Inventory!N208=\"\",\"\",Inventory!N208)","v":""},{"$f":"IF(Inventory!O208=\"\",\"\",Inventory!O208)","v":""},{"$f":"IF(Inventory!P208=\"\",\"\",Inventory!P208)","v":""},{"$f":"IF(Inventory!Q208=\"\",\"\",Inventory!Q208)","v":""},{"$f":"IF(Inventory!R208=\"\",\"\",Inventory!R208)","v":""},{"$f":"IF(Inventory!S208=\"\",\"\",Inventory!S208)","v":""},{"$f":"IF(Inventory!T208=\"\",\"\",Inventory!T208)","v":""},{"$f":"IF(Inventory!U208=\"\",\"\",Inventory!U208)","v":""},{"$f":"IF(Inventory!V208=\"\",\"\",Inventory!V208)","v":""},{"$f":"IF(Inventory!W208=\"\",\"\",Inventory!W208)","v":""}]
[null,200,{"$f":"IF(Inventory!C209=\"\",\"\",Inventory!C209)","v":""},{"$f":"IF(Inventory!D209=\"\",\"\",Inventory!D209)","v":""},{"$f":"IF(Inventory!F209=\"\",\"\",Inventory!F209)","v":""},{"$f":"IF(Inventory!G209=\"\",\"\",Inventory!G209)","v":""},{"$f":"IF(Inventory!I209=\"\",\"\",Inventory!I209)","v":""},{"$f":"IF(Inventory!J209=\"\",\"\",Inventory!J209)","v":""},{"$f":"IF(Inventory!K209=\"\",\"\",Inventory!K209)","v":""},{"$f":"IF(Inventory!L209=\"\",\"\",Inventory!L209)","v":""},{"$f":"IF(Inventory!M209=\"\",\"\",Inventory!M209)","v":""},{"$f":"IF(Inventory!N209=\"\",\"\",Inventory!N209)","v":""},{"$f":"IF(Inventory!O209=\"\",\"\",Inventory!O209)","v":""},{"$f":"IF(Inventory!P209=\"\",\"\",Inventory!P209)","v":""},{"$f":"IF(Inventory!Q209=\"\",\"\",Inventory!Q209)","v":""},{"$f":"IF(Inventory!R209=\"\",\"\",Inventory!R209)","v":""},{"$f":"IF(Inventory!S209=\"\",\"\",Inventory!S209)","v":""},{"$f":"IF(Inventory!T209=\"\",\"\",Inventory!T209)","v":""},{"$f":"IF(Inventory!U209=\"\",\"\",Inventory!U209)","v":""},{"$f":"IF(Inventory!V209=\"\",\"\",Inventory!V209)","v":""},{"$f":"IF(Inventory!W209=\"\",\"\",Inventory!W209)","v":""}]
[null,201,{"$f":"IF(Inventory!C210=\"\",\"\",Inventory!C210)","v":""},{"$f":"IF(Inventory!D210=\"\",\"\",Inventory!D210)","v":""},{"$f":"IF(Inventory!F210=\"\",\"\",Inventory!F210)","v":""},{"$f":"IF(Inventory!G210=\"\",\"\",Inventory!G210)","v":""},{"$f":"IF(Inventory!I210=\"\",\"\",Inventory!I210)","v":""},{"$f":"IF(Inventory!J210=\"\",\"\",Inventory!J210)","v":""},{"$f":"IF(Inventory!K210=\"\",\"\",Inventory!K210)","v":""},{"$f":"IF(Inventory!L210=\"\",\"\",Inventory!L210)","v":""},{"$f":"IF(Inventory!M210=\"\",\"\",Inventory!M210)","v":""},{"$f":"IF(Inventory!N210=\"\",\"\",Inventory!N210)","v":""},{"$f":"IF(Inventory!O210=\"\",\"\",Inventory!O210)","v":""},{"$f":"IF(Inventory!P210=\"\",\"\",Inventory!P210)","v":""},{"$f":"IF(Inventory!Q210=\"\",\"\",Inventory!Q210)","v":""},{"$f":"IF(Inventory!R210=\"\",\"\",Inventory!R210)","v":""},{"$f":"IF(Inventory!S210=\"\",\"\",Inventory!S210)","v":""},{"$f":"IF(Inventory!T210=\"\",\"\",Inventory!T210)","v":""},{"$f":"IF(Inventory!U210=\"\",\"\",Inventory!U210)","v":""},{"$f":"IF(Inventory!V210=\"\",\"\",Inventory!V210)","v":""},{"$f":"IF(Inventory!W210=\"\",\"\",Inventory!W210)","v":""}]
[null,202,{"$f":"IF(Inventory!C211=\"\",\"\",Inventory!C211)","v":""},{"$f":"IF(Inventory!D211=\"\",\"\",Inventory!D211)","v":""},{"$f":"IF(Inventory!F211=\"\",\"\",Inventory!F211)","v":""},{"$f":"IF(Inventory!G211=\"\",\"\",Inventory!G211)","v":""},{"$f":"IF(Inventory!I211=\"\",\"\",Inventory!I211)","v":""},{"$f":"IF(Inventory!J211=\"\",\"\",Inventory!J211)","v":""},{"$f":"IF(Inventory!K211=\"\",\"\",Inventory!K211)","v":""},{"$f":"IF(Inventory!L211=\"\",\"\",Inventory!L211)","v":""},{"$f":"IF(Inventory!M211=\"\",\"\",Inventory!M211)","v":""},{"$f":"IF(Inventory!N211=\"\",\"\",Inventory!N211)","v":""},{"$f":"IF(Inventory!O211=\"\",\"\",Inventory!O211)","v":""},{"$f":"IF(Inventory!P211=\"\",\"\",Inventory!P211)","v":""},{"$f":"IF(Inventory!Q211=\"\",\"\",Inventory!Q211)","v":""},{"$f":"IF(Inventory!R211=\"\",\"\",Inventory!R211)","v":""},{"$f":"IF(Inventory!S211=\"\",\"\",Inventory!S211)","v":""},{"$f":"IF(Inventory!T211=\"\",\"\",Inventory!T211)","v":""},{"$f":"IF(Inventory!U211=\"\",\"\",Inventory!U211)","v":""},{"$f":"IF(Inventory!V211=\"\",\"\",Inventory!V211)","v":""},{"$f":"IF(Inventory!W211=\"\",\"\",Inventory!W211)","v":""}]
[null,203,{"$f":"IF(Inventory!C212=\"\",\"\",Inventory!C212)","v":""},{"$f":"IF(Inventory!D212=\"\",\"\",Inventory!D212)","v":""},{"$f":"IF(Inventory!F212=\"\",\"\",Inventory!F212)","v":""},{"$f":"IF(Inventory!G212=\"\",\"\",Inventory!G212)","v":""},{"$f":"IF(Inventory!I212=\"\",\"\",Inventory!I212)","v":""},{"$f":"IF(Inventory!J212=\"\",\"\",Inventory!J212)","v":""},{"$f":"IF(Inventory!K212=\"\",\"\",Inventory!K212)","v":""},{"$f":"IF(Inventory!L212=\"\",\"\",Inventory!L212)","v":""},{"$f":"IF(Inventory!M212=\"\",\"\",Inventory!M212)","v":""},{"$f":"IF(Inventory!N212=\"\",\"\",Inventory!N212)","v":""},{"$f":"IF(Inventory!O212=\"\",\"\",Inventory!O212)","v":""},{"$f":"IF(Inventory!P212=\"\",\"\",Inventory!P212)","v":""},{"$f":"IF(Inventory!Q212=\"\",\"\",Inventory!Q212)","v":""},{"$f":"IF(Inventory!R212=\"\",\"\",Inventory!R212)","v":""},{"$f":"IF(Inventory!S212=\"\",\"\",Inventory!S212)","v":""},{"$f":"IF(Inventory!T212=\"\",\"\",Inventory!T212)","v":""},{"$f":"IF(Inventory!U212=\"\",\"\",Inventory!U212)","v":""},{"$f":"IF(Inventory!V212=\"\",\"\",Inventory!V212)","v":""},{"$f":"IF(Inventory!W212=\"\",\"\",Inventory!W212)","v":""}]
[null,204,{"$f":"IF(Inventory!C213=\"\",\"\",Inventory!C213)","v":""},{"$f":"IF(Inventory!D213=\"\",\"\",Inventory!D213)","v":""},{"$f":"IF(Inventory!F213=\"\",\"\",Inventory!F213)","v":""},{"$f":"IF(Inventory!G213=\"\",\"\",Inventory!G213)","v":""},{"$f":"IF(Inventory!I213=\"\",\"\",Inventory!I213)","v":""},{"$f":"IF(Inventory!J213=\"\",\"\",Inventory!J213)","v":""},{"$f":"IF(Inventory!K213=\"\",\"\",Inventory!K213)","v":""},{"$f":"IF(Inventory!L213=\"\",\"\",Inventory!L213)","v":""},{"$f":"IF(Inventory!M213=\"\",\"\",Inventory!M213)","v":""},{"$f":"IF(Inventory!N213=\"\",\"\",Inventory!N213)","v":""},{"$f":"IF(Inventory!O213=\"\",\"\",Inventory!O213)","v":""},{"$f":"IF(Inventory!P213=\"\",\"\",Inventory!P213)","v":""},{"$f":"IF(Inventory!Q213=\"\",\"\",Inventory!Q213)","v":""},{"$f":"IF(Inventory!R213=\"\",\"\",Inventory!R213)","v":""},{"$f":"IF(Inventory!S213=\"\",\"\",Inventory!S213)","v":""},{"$f":"IF(Inventory!T213=\"\",\"\",Inventory!T213)","v":""},{"$f":"IF(Inventory!U213=\"\",\"\",Inventory!U213)","v":""},{"$f":"IF(Inventory!V213=\"\",\"\",Inventory!V213)","v":""},{"$f":"IF(Inventory!W213=\"\",\"\",Inventory!W213)","v":""}]
[null,205,{"$f":"IF(Inventory!C214=\"\",\"\",Inventory!C214)","v":""},{"$f":"IF(Inventory!D214=\"\",\"\",Inventory!D214)","v":""},{"$f":"IF(Inventory!F214=\"\",\"\",Inventory!F214)","v":""},{"$f":"IF(Inventory!G214=\"\",\"\",Inventory!G214)","v":""},{"$f":"IF(Inventory!I214=\"\",\"\",Inventory!I214)","v":""},{"$f":"IF(Inventory!J214=\"\",\"\",Inventory!J214)","v":""},{"$f":"IF(Inventory!K214=\"\",\"\",Inventory!K214)","v":""},{"$f":"IF(Inventory!L214=\"\",\"\",Inventory!L214)","v":""},{"$f":"IF(Inventory!M214=\"\",\"\",Inventory!M214)","v":""},{"$f":"IF(Inventory!N214=\"\",\"\",Inventory!N214)","v":""},{"$f":"IF(Inventory!O214=\"\",\"\",Inventory!O214)","v":""},{"$f":"IF(Inventory!P214=\"\",\"\",Inventory!P214)","v":""},{"$f":"IF(Inventory!Q214=\"\",\"\",Inventory!Q214)","v":""},{"$f":"IF(Inventory!R214=\"\",\"\",Inventory!R214)","v":""},{"$f":"IF(Inventory!S214=\"\",\"\",Inventory!S214)","v":""},{"$f":"IF(Inventory!T214=\"\",\"\",Inventory!T214)","v":""},{"$f":"IF(Inventory!U214=\"\",\"\",Inventory!U214)","v":""},{"$f":"IF(Inventory!V214=\"\",\"\",Inventory!V214)","v":""},{"$f":"IF(Inventory!W214=\"\",\"\",Inventory!W214)","v":""}]
[null,206,{"$f":"IF(Inventory!C215=\"\",\"\",Inventory!C215)","v":""},{"$f":"IF(Inventory!D215=\"\",\"\",Inventory!D215)","v":""},{"$f":"IF(Inventory!F215=\"\",\"\",Inventory!F215)","v":""},{"$f":"IF(Inventory!G215=\"\",\"\",Inventory!G215)","v":""},{"$f":"IF(Inventory!I215=\"\",\"\",Inventory!I215)","v":""},{"$f":"IF(Inventory!J215=\"\",\"\",Inventory!J215)","v":""},{"$f":"IF(Inventory!K215=\"\",\"\",Inventory!K215)","v":""},{"$f":"IF(Inventory!L215=\"\",\"\",Inventory!L215)","v":""},{"$f":"IF(Inventory!M215=\"\",\"\",Inventory!M215)","v":""},{"$f":"IF(Inventory!N215=\"\",\"\",Inventory!N215)","v":""},{"$f":"IF(Inventory!O215=\"\",\"\",Inventory!O215)","v":""},{"$f":"IF(Inventory!P215=\"\",\"\",Inventory!P215)","v":""},{"$f":"IF(Inventory!Q215=\"\",\"\",Inventory!Q215)","v":""},{"$f":"IF(Inventory!R215=\"\",\"\",Inventory!R215)","v":""},{"$f":"IF(Inventory!S215=\"\",\"\",Inventory!S215)","v":""},{"$f":"IF(Inventory!T215=\"\",\"\",Inventory!T215)","v":""},{"$f":"IF(Inventory!U215=\"\",\"\",Inventory!U215)","v":""},{"$f":"IF(Inventory!V215=\"\",\"\",Inventory!V215)","v":""},{"$f":"IF(Inventory!W215=\"\",\"\",Inventory!W215)","v":""}]
[null,207,{"$f":"IF(Inventory!C216=\"\",\"\",Inventory!C216)","v":""},{"$f":"IF(Inventory!D216=\"\",\"\",Inventory!D216)","v":""},{"$f":"IF(Inventory!F216=\"\",\"\",Inventory!F216)","v":""},{"$f":"IF(Inventory!G216=\"\",\"\",Inventory!G216)","v":""},{"$f":"IF(Inventory!I216=\"\",\"\",Inventory!I216)","v":""},{"$f":"IF(Inventory!J216=\"\",\"\",Inventory!J216)","v":""},{"$f":"IF(Inventory!K216=\"\",\"\",Inventory!K216)","v":""},{"$f":"IF(Inventory!L216=\"\",\"\",Inventory!L216)","v":""},{"$f":"IF(Inventory!M216=\"\",\"\",Inventory!M216)","v":""},{"$f":"IF(Inventory!N216=\"\",\"\",Inventory!N216)","v":""},{"$f":"IF(Inventory!O216=\"\",\"\",Inventory!O216)","v":""},{"$f":"IF(Inventory!P216=\"\",\"\",Inventory!P216)","v":""},{"$f":"IF(Inventory!Q216=\"\",\"\",Inventory!Q216)","v":""},{"$f":"IF(Inventory!R216=\"\",\"\",Inventory!R216)","v":""},{"$f":"IF(Inventory!S216=\"\",\"\",Inventory!S216)","v":""},{"$f":"IF(Inventory!T216=\"\",\"\",Inventory!T216)","v":""},{"$f":"IF(Inventory!U216=\"\",\"\",Inventory!U216)","v":""},{"$f":"IF(Inventory!V216=\"\",\"\",Inventory!V216)","v":""},{"$f":"IF(Inventory!W216=\"\",\"\",Inventory!W216)","v":""}]
[null,208,{"$f":"IF(Inventory!C217=\"\",\"\",Inventory!C217)","v":""},{"$f":"IF(Inventory!D217=\"\",\"\",Inventory!D217)","v":""},{"$f":"IF(Inventory!F217=\"\",\"\",Inventory!F217)","v":""},{"$f":"IF(Inventory!G217=\"\",\"\",Inventory!G217)","v":""},{"$f":"IF(Inventory!I217=\"\",\"\",Inventory!I217)","v":""},{"$f":"IF(Inventory!J217=\"\",\"\",Inventory!J217)","v":""},{"$f":"IF(Inventory!K217=\"\",\"\",Inventory!K217)","v":""},{"$f":"IF(Inventory!L217=\"\",\"\",Inventory!L217)","v":""},{"$f":"IF(Inventory!M217=\"\",\"\",Inventory!M217)","v":""},{"$f":"IF(Inventory!N217=\"\",\"\",Inventory!N217)","v":""},{"$f":"IF(Inventory!O217=\"\",\"\",Inventory!O217)","v":""},{"$f":"IF(Inventory!P217=\"\",\"\",Inventory!P217)","v":""},{"$f":"IF(Inventory!Q217=\"\",\"\",Inventory!Q217)","v":""},{"$f":"IF(Inventory!R217=\"\",\"\",Inventory!R217)","v":""},{"$f":"IF(Inventory!S217=\"\",\"\",Inventory!S217)","v":""},{"$f":"IF(Inventory!T217=\"\",\"\",Inventory!T217)","v":""},{"$f":"IF(Inventory!U217=\"\",\"\",Inventory!U217)","v":""},{"$f":"IF(Inventory!V217=\"\",\"\",Inventory!V217)","v":""},{"$f":"IF(Inventory!W217=\"\",\"\",Inventory!W217)","v":""}]
[null,209,{"$f":"IF(Inventory!C218=\"\",\"\",Inventory!C218)","v":""},{"$f":"IF(Inventory!D218=\"\",\"\",Inventory!D218)","v":""},{"$f":"IF(Inventory!F218=\"\",\"\",Inventory!F218)","v":""},{"$f":"IF(Inventory!G218=\"\",\"\",Inventory!G218)","v":""},{"$f":"IF(Inventory!I218=\"\",\"\",Inventory!I218)","v":""},{"$f":"IF(Inventory!J218=\"\",\"\",Inventory!J218)","v":""},{"$f":"IF(Inventory!K218=\"\",\"\",Inventory!K218)","v":""},{"$f":"IF(Inventory!L218=\"\",\"\",Inventory!L218)","v":""},{"$f":"IF(Inventory!M218=\"\",\"\",Inventory!M218)","v":""},{"$f":"IF(Inventory!N218=\"\",\"\",Inventory!N218)","v":""},{"$f":"IF(Inventory!O218=\"\",\"\",Inventory!O218)","v":""},{"$f":"IF(Inventory!P218=\"\",\"\",Inventory!P218)","v":""},{"$f":"IF(Inventory!Q218=\"\",\"\",Inventory!Q218)","v":""},{"$f":"IF(Inventory!R218=\"\",\"\",Inventory!R218)","v":""},{"$f":"IF(Inventory!S218=\"\",\"\",Inventory!S218)","v":""},{"$f":"IF(Inventory!T218=\"\",\"\",Inventory!T218)","v":""},{"$f":"IF(Inventory!U218=\"\",\"\",Inventory!U218)","v":""},{"$f":"IF(Inventory!V218=\"\",\"\",Inventory!V218)","v":""},{"$f":"IF(Inventory!W218=\"\",\"\",Inventory!W218)","v":""}]
[null,210,{"$f":"IF(Inventory!C219=\"\",\"\",Inventory!C219)","v":""},{"$f":"IF(Inventory!D219=\"\",\"\",Inventory!D219)","v":""},{"$f":"IF(Inventory!F219=\"\",\"\",Inventory!F219)","v":""},{"$f":"IF(Inventory!G219=\"\",\"\",Inventory!G219)","v":""},{"$f":"IF(Inventory!I219=\"\",\"\",Inventory!I219)","v":""},{"$f":"IF(Inventory!J219=\"\",\"\",Inventory!J219)","v":""},{"$f":"IF(Inventory!K219=\"\",\"\",Inventory!K219)","v":""},{"$f":"IF(Inventory!L219=\"\",\"\",Inventory!L219)","v":""},{"$f":"IF(Inventory!M219=\"\",\"\",Inventory!M219)","v":""},{"$f":"IF(Inventory!N219=\"\",\"\",Inventory!N219)","v":""},{"$f":"IF(Inventory!O219=\"\",\"\",Inventory!O219)","v":""},{"$f":"IF(Inventory!P219=\"\",\"\",Inventory!P219)","v":""},{"$f":"IF(Inventory!Q219=\"\",\"\",Inventory!Q219)","v":""},{"$f":"IF(Inventory!R219=\"\",\"\",Inventory!R219)","v":""},{"$f":"IF(Inventory!S219=\"\",\"\",Inventory!S219)","v":""},{"$f":"IF(Inventory!T219=\"\",\"\",Inventory!T219)","v":""},{"$f":"IF(Inventory!U219=\"\",\"\",Inventory!U219)","v":""},{"$f":"IF(Inventory!V219=\"\",\"\",Inventory!V219)","v":""},{"$f":"IF(Inventory!W219=\"\",\"\",Inventory!W219)","v":""}]
[null,211,{"$f":"IF(Inventory!C220=\"\",\"\",Inventory!C220)","v":""},{"$f":"IF(Inventory!D220=\"\",\"\",Inventory!D220)","v":""},{"$f":"IF(Inventory!F220=\"\",\"\",Inventory!F220)","v":""},{"$f":"IF(Inventory!G220=\"\",\"\",Inventory!G220)","v":""},{"$f":"IF(Inventory!I220=\"\",\"\",Inventory!I220)","v":""},{"$f":"IF(Inventory!J220=\"\",\"\",Inventory!J220)","v":""},{"$f":"IF(Inventory!K220=\"\",\"\",Inventory!K220)","v":""},{"$f":"IF(Inventory!L220=\"\",\"\",Inventory!L220)","v":""},{"$f":"IF(Inventory!M220=\"\",\"\",Inventory!M220)","v":""},{"$f":"IF(Inventory!N220=\"\",\"\",Inventory!N220)","v":""},{"$f":"IF(Inventory!O220=\"\",\"\",Inventory!O220)","v":""},{"$f":"IF(Inventory!P220=\"\",\"\",Inventory!P220)","v":""},{"$f":"IF(Inventory!Q220=\"\",\"\",Inventory!Q220)","v":""},{"$f":"IF(Inventory!R220=\"\",\"\",Inventory!R220)","v":""},{"$f":"IF(Inventory!S220=\"\",\"\",Inventory!S220)","v":""},{"$f":"IF(Inventory!T220=\"\",\"\",Inventory!T220)","v":""},{"$f":"IF(Inventory!U220=\"\",\"\",Inventory!U220)","v":""},{"$f":"IF(Inventory!V220=\"\",\"\",Inventory!V220)","v":""},{"$f":"IF(Inventory!W220=\"\",\"\",Inventory!W220)","v":""}]
[null,212,{"$f":"IF(Inventory!C221=\"\",\"\",Inventory!C221)","v":""},{"$f":"IF(Inventory!D221=\"\",\"\",Inventory!D221)","v":""},{"$f":"IF(Inventory!F221=\"\",\"\",Inventory!F221)","v":""},{"$f":"IF(Inventory!G221=\"\",\"\",Inventory!G221)","v":""},{"$f":"IF(Inventory!I221=\"\",\"\",Inventory!I221)","v":""},{"$f":"IF(Inventory!J221=\"\",\"\",Inventory!J221)","v":""},{"$f":"IF(Inventory!K221=\"\",\"\",Inventory!K221)","v":""},{"$f":"IF(Inventory!L221=\"\",\"\",Inventory!L221)","v":""},{"$f":"IF(Inventory!M221=\"\",\"\",Inventory!M221)","v":""},{"$f":"IF(Inventory!N221=\"\",\"\",Inventory!N221)","v":""},{"$f":"IF(Inventory!O221=\"\",\"\",Inventory!O221)","v":""},{"$f":"IF(Inventory!P221=\"\",\"\",Inventory!P221)","v":""},{"$f":"IF(Inventory!Q221=\"\",\"\",Inventory!Q221)","v":""},{"$f":"IF(Inventory!R221=\"\",\"\",Inventory!R221)","v":""},{"$f":"IF(Inventory!S221=\"\",\"\",Inventory!S221)","v":""},{"$f":"IF(Inventory!T221=\"\",\"\",Inventory!T221)","v":""},{"$f":"IF(Inventory!U221=\"\",\"\",Inventory!U221)","v":""},{"$f":"IF(Inventory!V221=\"\",\"\",Inventory!V221)","v":""},{"$f":"IF(Inventory!W221=\"\",\"\",Inventory!W221)","v":""}]
[null,213,{"$f":"IF(Inventory!C222=\"\",\"\",Inventory!C222)","v":""},{"$f":"IF(Inventory!D222=\"\",\"\",Inventory!D222)","v":""},{"$f":"IF(Inventory!F222=\"\",\"\",Inventory!F222)","v":""},{"$f":"IF(Inventory!G222=\"\",\"\",Inventory!G222)","v":""},{"$f":"IF(Inventory!I222=\"\",\"\",Inventory!I222)","v":""},{"$f":"IF(Inventory!J222=\"\",\"\",Inventory!J222)","v":""},{"$f":"IF(Inventory!K222=\"\",\"\",Inventory!K222)","v":""},{"$f":"IF(Inventory!L222=\"\",\"\",Inventory!L222)","v":""},{"$f":"IF(Inventory!M222=\"\",\"\",Inventory!M222)","v":""},{"$f":"IF(Inventory!N222=\"\",\"\",Inventory!N222)","v":""},{"$f":"IF(Inventory!O222=\"\",\"\",Inventory!O222)","v":""},{"$f":"IF(Inventory!P222=\"\",\"\",Inventory!P222)","v":""},{"$f":"IF(Inventory!Q222=\"\",\"\",Inventory!Q222)","v":""},{"$f":"IF(Inventory!R222=\"\",\"\",Inventory!R222)","v":""},{"$f":"IF(Inventory!S222=\"\",\"\",Inventory!S222)","v":""},{"$f":"IF(Inventory!T222=\"\",\"\",Inventory!T222)","v":""},{"$f":"IF(Inventory!U222=\"\",\"\",Inventory!U222)","v":""},{"$f":"IF(Inventory!V222=\"\",\"\",Inventory!V222)","v":""},{"$f":"IF(Inventory!W222=\"\",\"\",Inventory!W222)","v":""}]
[null,214,{"$f":"IF(Inventory!C223=\"\",\"\",Inventory!C223)","v":""},{"$f":"IF(Inventory!D223=\"\",\"\",Inventory!D223)","v":""},{"$f":"IF(Inventory!F223=\"\",\"\",Inventory!F223)","v":""},{"$f":"IF(Inventory!G223=\"\",\"\",Inventory!G223)","v":""},{"$f":"IF(Inventory!I223=\"\",\"\",Inventory!I223)","v":""},{"$f":"IF(Inventory!J223=\"\",\"\",Inventory!J223)","v":""},{"$f":"IF(Inventory!K223=\"\",\"\",Inventory!K223)","v":""},{"$f":"IF(Inventory!L223=\"\",\"\",Inventory!L223)","v":""},{"$f":"IF(Inventory!M223=\"\",\"\",Inventory!M223)","v":""},{"$f":"IF(Inventory!N223=\"\",\"\",Inventory!N223)","v":""},{"$f":"IF(Inventory!O223=\"\",\"\",Inventory!O223)","v":""},{"$f":"IF(Inventory!P223=\"\",\"\",Inventory!P223)","v":""},{"$f":"IF(Inventory!Q223=\"\",\"\",Inventory!Q223)","v":""},{"$f":"IF(Inventory!R223=\"\",\"\",Inventory!R223)","v":""},{"$f":"IF(Inventory!S223=\"\",\"\",Inventory!S223)","v":""},{"$f":"IF(Inventory!T223=\"\",\"\",Inventory!T223)","v":""},{"$f":"IF(Inventory!U223=\"\",\"\",Inventory!U223)","v":""},{"$f":"IF(Inventory!V223=\"\",\"\",Inventory!V223)","v":""},{"$f":"IF(Inventory!W223=\"\",\"\",Inventory!W223)","v":""}]
[null,215,{"$f":"IF(Inventory!C224=\"\",\"\",Inventory!C224)","v":""},{"$f":"IF(Inventory!D224=\"\",\"\",Inventory!D224)","v":""},{"$f":"IF(Inventory!F224=\"\",\"\",Inventory!F224)","v":""},{"$f":"IF(Inventory!G224=\"\",\"\",Inventory!G224)","v":""},{"$f":"IF(Inventory!I224=\"\",\"\",Inventory!I224)","v":""},{"$f":"IF(Inventory!J224=\"\",\"\",Inventory!J224)","v":""},{"$f":"IF(Inventory!K224=\"\",\"\",Inventory!K224)","v":""},{"$f":"IF(Inventory!L224=\"\",\"\",Inventory!L224)","v":""},{"$f":"IF(Inventory!M224=\"\",\"\",Inventory!M224)","v":""},{"$f":"IF(Inventory!N224=\"\",\"\",Inventory!N224)","v":""},{"$f":"IF(Inventory!O224=\"\",\"\",Inventory!O224)","v":""},{"$f":"IF(Inventory!P224=\"\",\"\",Inventory!P224)","v":""},{"$f":"IF(Inventory!Q224=\"\",\"\",Inventory!Q224)","v":""},{"$f":"IF(Inventory!R224=\"\",\"\",Inventory!R224)","v":""},{"$f":"IF(Inventory!S224=\"\",\"\",Inventory!S224)","v":""},{"$f":"IF(Inventory!T224=\"\",\"\",Inventory!T224)","v":""},{"$f":"IF(Inventory!U224=\"\",\"\",Inventory!U224)","v":""},{"$f":"IF(Inventory!V224=\"\",\"\",Inventory!V224)","v":""},{"$f":"IF(Inventory!W224=\"\",\"\",Inventory!W224)","v":""}]
[null,216,{"$f":"IF(Inventory!C225=\"\",\"\",Inventory!C225)","v":""},{"$f":"IF(Inventory!D225=\"\",\"\",Inventory!D225)","v":""},{"$f":"IF(Inventory!F225=\"\",\"\",Inventory!F225)","v":""},{"$f":"IF(Inventory!G225=\"\",\"\",Inventory!G225)","v":""},{"$f":"IF(Inventory!I225=\"\",\"\",Inventory!I225)","v":""},{"$f":"IF(Inventory!J225=\"\",\"\",Inventory!J225)","v":""},{"$f":"IF(Inventory!K225=\"\",\"\",Inventory!K225)","v":""},{"$f":"IF(Inventory!L225=\"\",\"\",Inventory!L225)","v":""},{"$f":"IF(Inventory!M225=\"\",\"\",Inventory!M225)","v":""},{"$f":"IF(Inventory!N225=\"\",\"\",Inventory!N225)","v":""},{"$f":"IF(Inventory!O225=\"\",\"\",Inventory!O225)","v":""},{"$f":"IF(Inventory!P225=\"\",\"\",Inventory!P225)","v":""},{"$f":"IF(Inventory!Q225=\"\",\"\",Inventory!Q225)","v":""},{"$f":"IF(Inventory!R225=\"\",\"\",Inventory!R225)","v":""},{"$f":"IF(Inventory!S225=\"\",\"\",Inventory!S225)","v":""},{"$f":"IF(Inventory!T225=\"\",\"\",Inventory!T225)","v":""},{"$f":"IF(Inventory!U225=\"\",\"\",Inventory!U225)","v":""},{"$f":"IF(Inventory!V225=\"\",\"\",Inventory!V225)","v":""},{"$f":"IF(Inventory!W225=\"\",\"\",Inventory!W225)","v":""}]
[null,217,{"$f":"IF(Inventory!C226=\"\",\"\",Inventory!C226)","v":""},{"$f":"IF(Inventory!D226=\"\",\"\",Inventory!D226)","v":""},{"$f":"IF(Inventory!F226=\"\",\"\",Inventory!F226)","v":""},{"$f":"IF(Inventory!G226=\"\",\"\",Inventory!G226)","v":""},{"$f":"IF(Inventory!I226=\"\",\"\",Inventory!I226)","v":""},{"$f":"IF(Inventory!J226=\"\",\"\",Inventory!J226)","v":""},{"$f":"IF(Inventory!K226=\"\",\"\",Inventory!K226)","v":""},{"$f":"IF(Inventory!L226=\"\",\"\",Inventory!L226)","v":""},{"$f":"IF(Inventory!M226=\"\",\"\",Inventory!M226)","v":""},{"$f":"IF(Inventory!N226=\"\",\"\",Inventory!N226)","v":""},{"$f":"IF(Inventory!O226=\"\",\"\",Inventory!O226)","v":""},{"$f":"IF(Inventory!P226=\"\",\"\",Inventory!P226)","v":""},{"$f":"IF(Inventory!Q226=\"\",\"\",Inventory!Q226)","v":""},{"$f":"IF(Inventory!R226=\"\",\"\",Inventory!R226)","v":""},{"$f":"IF(Inventory!S226=\"\",\"\",Inventory!S226)","v":""},{"$f":"IF(Inventory!T226=\"\",\"\",Inventory!T226)","v":""},{"$f":"IF(Inventory!U226=\"\",\"\",Inventory!U226)","v":""},{"$f":"IF(Inventory!V226=\"\",\"\",Inventory!V226)","v":""},{"$f":"IF(Inventory!W226=\"\",\"\",Inventory!W226)","v":""}]
[null,218,{"$f":"IF(Inventory!C227=\"\",\"\",Inventory!C227)","v":""},{"$f":"IF(Inventory!D227=\"\",\"\",Inventory!D227)","v":""},{"$f":"IF(Inventory!F227=\"\",\"\",Inventory!F227)","v":""},{"$f":"IF(Inventory!G227=\"\",\"\",Inventory!G227)","v":""},{"$f":"IF(Inventory!I227=\"\",\"\",Inventory!I227)","v":""},{"$f":"IF(Inventory!J227=\"\",\"\",Inventory!J227)","v":""},{"$f":"IF(Inventory!K227=\"\",\"\",Inventory!K227)","v":""},{"$f":"IF(Inventory!L227=\"\",\"\",Inventory!L227)","v":""},{"$f":"IF(Inventory!M227=\"\",\"\",Inventory!M227)","v":""},{"$f":"IF(Inventory!N227=\"\",\"\",Inventory!N227)","v":""},{"$f":"IF(Inventory!O227=\"\",\"\",Inventory!O227)","v":""},{"$f":"IF(Inventory!P227=\"\",\"\",Inventory!P227)","v":""},{"$f":"IF(Inventory!Q227=\"\",\"\",Inventory!Q227)","v":""},{"$f":"IF(Inventory!R227=\"\",\"\",Inventory!R227)","v":""},{"$f":"IF(Inventory!S227=\"\",\"\",Inventory!S227)","v":""},{"$f":"IF(Inventory!T227=\"\",\"\",Inventory!T227)","v":""},{"$f":"IF(Inventory!U227=\"\",\"\",Inventory!U227)","v":""},{"$f":"IF(Inventory!V227=\"\",\"\",Inventory!V227)","v":""},{"$f":"IF(Inventory!W227=\"\",\"\",Inventory!W227)","v":""}]
[null,219,{"$f":"IF(Inventory!C228=\"\",\"\",Inventory!C228)","v":""},{"$f":"IF(Inventory!D228=\"\",\"\",Inventory!D228)","v":""},{"$f":"IF(Inventory!F228=\"\",\"\",Inventory!F228)","v":""},{"$f":"IF(Inventory!G228=\"\",\"\",Inventory!G228)","v":""},{"$f":"IF(Inventory!I228=\"\",\"\",Inventory!I228)","v":""},{"$f":"IF(Inventory!J228=\"\",\"\",Inventory!J228)","v":""},{"$f":"IF(Inventory!K228=\"\",\"\",Inventory!K228)","v":""},{"$f":"IF(Inventory!L228=\"\",\"\",Inventory!L228)","v":""},{"$f":"IF(Inventory!M228=\"\",\"\",Inventory!M228)","v":""},{"$f":"IF(Inventory!N228=\"\",\"\",Inventory!N228)","v":""},{"$f":"IF(Inventory!O228=\"\",\"\",Inventory!O228)","v":""},{"$f":"IF(Inventory!P228=\"\",\"\",Inventory!P228)","v":""},{"$f":"IF(Inventory!Q228=\"\",\"\",Inventory!Q228)","v":""},{"$f":"IF(Inventory!R228=\"\",\"\",Inventory!R228)","v":""},{"$f":"IF(Inventory!S228=\"\",\"\",Inventory!S228)","v":""},{"$f":"IF(Inventory!T228=\"\",\"\",Inventory!T228)","v":""},{"$f":"IF(Inventory!U228=\"\",\"\",Inventory!U228)","v":""},{"$f":"IF(Inventory!V228=\"\",\"\",Inventory!V228)","v":""},{"$f":"IF(Inventory!W228=\"\",\"\",Inventory!W228)","v":""}]
[null,220,{"$f":"IF(Inventory!C229=\"\",\"\",Inventory!C229)","v":""},{"$f":"IF(Inventory!D229=\"\",\"\",Inventory!D229)","v":""},{"$f":"IF(Inventory!F229=\"\",\"\",Inventory!F229)","v":""},{"$f":"IF(Inventory!G229=\"\",\"\",Inventory!G229)","v":""},{"$f":"IF(Inventory!I229=\"\",\"\",Inventory!I229)","v":""},{"$f":"IF(Inventory!J229=\"\",\"\",Inventory!J229)","v":""},{"$f":"IF(Inventory!K229=\"\",\"\",Inventory!K229)","v":""},{"$f":"IF(Inventory!L229=\"\",\"\",Inventory!L229)","v":""},{"$f":"IF(Inventory!M229=\"\",\"\",Inventory!M229)","v":""},{"$f":"IF(Inventory!N229=\"\",\"\",Inventory!N229)","v":""},{"$f":"IF(Inventory!O229=\"\",\"\",Inventory!O229)","v":""},{"$f":"IF(Inventory!P229=\"\",\"\",Inventory!P229)","v":""},{"$f":"IF(Inventory!Q229=\"\",\"\",Inventory!Q229)","v":""},{"$f":"IF(Inventory!R229=\"\",\"\",Inventory!R229)","v":""},{"$f":"IF(Inventory!S229=\"\",\"\",Inventory!S229)","v":""},{"$f":"IF(Inventory!T229=\"\",\"\",Inventory!T229)","v":""},{"$f":"IF(Inventory!U229=\"\",\"\",Inventory!U229)","v":""},{"$f":"IF(Inventory!V229=\"\",\"\",Inventory!V229)","v":""},{"$f":"IF(Inventory!W229=\"\",\"\",Inventory!W229)","v":""}]
[null,221,{"$f":"IF(Inventory!C230=\"\",\"\",Inventory!C230)","v":""},{"$f":"IF(Inventory!D230=\"\",\"\",Inventory!D230)","v":""},{"$f":"IF(Inventory!F230=\"\",\"\",Inventory!F230)","v":""},{"$f":"IF(Inventory!G230=\"\",\"\",Inventory!G230)","v":""},{"$f":"IF(Inventory!I230=\"\",\"\",Inventory!I230)","v":""},{"$f":"IF(Inventory!J230=\"\",\"\",Inventory!J230)","v":""},{"$f":"IF(Inventory!K230=\"\",\"\",Inventory!K230)","v":""},{"$f":"IF(Inventory!L230=\"\",\"\",Inventory!L230)","v":""},{"$f":"IF(Inventory!M230=\"\",\"\",Inventory!M230)","v":""},{"$f":"IF(Inventory!N230=\"\",\"\",Inventory!N230)","v":""},{"$f":"IF(Inventory!O230=\"\",\"\",Inventory!O230)","v":""},{"$f":"IF(Inventory!P230=\"\",\"\",Inventory!P230)","v":""},{"$f":"IF(Inventory!Q230=\"\",\"\",Inventory!Q230)","v":""},{"$f":"IF(Inventory!R230=\"\",\"\",Inventory!R230)","v":""},{"$f":"IF(Inventory!S230=\"\",\"\",Inventory!S230)","v":""},{"$f":"IF(Inventory!T230=\"\",\"\",Inventory!T230)","v":""},{"$f":"IF(Inventory!U230=\"\",\"\",Inventory!U230)","v":""},{"$f":"IF(Inventory!V230=\"\",\"\",Inventory!V230)","v":""},{"$f":"IF(Inventory!W230=\"\",\"\",Inventory!W230)","v":""}]
[null,222,{"$f":"IF(Inventory!C231=\"\",\"\",Inventory!C231)","v":""},{"$f":"IF(Inventory!D231=\"\",\"\",Inventory!D231)","v":""},{"$f":"IF(Inventory!F231=\"\",\"\",Inventory!F231)","v":""},{"$f":"IF(Inventory!G231=\"\",\"\",Inventory!G231)","v":""},{"$f":"IF(Inventory!I231=\"\",\"\",Inventory!I231)","v":""},{"$f":"IF(Inventory!J231=\"\",\"\",Inventory!J231)","v":""},{"$f":"IF(Inventory!K231=\"\",\"\",Inventory!K231)","v":""},{"$f":"IF(Inventory!L231=\"\",\"\",Inventory!L231)","v":""},{"$f":"IF(Inventory!M231=\"\",\"\",Inventory!M231)","v":""},{"$f":"IF(Inventory!N231=\"\",\"\",Inventory!N231)","v":""},{"$f":"IF(Inventory!O231=\"\",\"\",Inventory!O231)","v":""},{"$f":"IF(Inventory!P231=\"\",\"\",Inventory!P231)","v":""},{"$f":"IF(Inventory!Q231=\"\",\"\",Inventory!Q231)","v":""},{"$f":"IF(Inventory!R231=\"\",\"\",Inventory!R231)","v":""},{"$f":"IF(Inventory!S231=\"\",\"\",Inventory!S231)","v":""},{"$f":"IF(Inventory!T231=\"\",\"\",Inventory!T231)","v":""},{"$f":"IF(Inventory!U231=\"\",\"\",Inventory!U231)","v":""},{"$f":"IF(Inventory!V231=\"\",\"\",Inventory!V231)","v":""},{"$f":"IF(Inventory!W231=\"\",\"\",Inventory!W231)","v":""}]
[null,223,{"$f":"IF(Inventory!C232=\"\",\"\",Inventory!C232)","v":""},{"$f":"IF(Inventory!D232=\"\",\"\",Inventory!D232)","v":""},{"$f":"IF(Inventory!F232=\"\",\"\",Inventory!F232)","v":""},{"$f":"IF(Inventory!G232=\"\",\"\",Inventory!G232)","v":""},{"$f":"IF(Inventory!I232=\"\",\"\",Inventory!I232)","v":""},{"$f":"IF(Inventory!J232=\"\",\"\",Inventory!J232)","v":""},{"$f":"IF(Inventory!K232=\"\",\"\",Inventory!K232)","v":""},{"$f":"IF(Inventory!L232=\"\",\"\",Inventory!L232)","v":""},{"$f":"IF(Inventory!M232=\"\",\"\",Inventory!M232)","v":""},{"$f":"IF(Inventory!N232=\"\",\"\",Inventory!N232)","v":""},{"$f":"IF(Inventory!O232=\"\",\"\",Inventory!O232)","v":""},{"$f":"IF(Inventory!P232=\"\",\"\",Inventory!P232)","v":""},{"$f":"IF(Inventory!Q232=\"\",\"\",Inventory!Q232)","v":""},{"$f":"IF(Inventory!R232=\"\",\"\",Inventory!R232)","v":""},{"$f":"IF(Inventory!S232=\"\",\"\",Inventory!S232)","v":""},{"$f":"IF(Inventory!T232=\"\",\"\",Inventory!T232)","v":""},{"$f":"IF(Inventory!U232=\"\",\"\",Inventory!U232)","v":""},{"$f":"IF(Inventory!V232=\"\",\"\",Inventory!V232)","v":""},{"$f":"IF(Inventory!W232=\"\",\"\",Inventory!W232)","v":""}]
[null,224,{"$f":"IF(Inventory!C233=\"\",\"\",Inventory!C233)","v":""},{"$f":"IF(Inventory!D233=\"\",\"\",Inventory!D233)","v":""},{"$f":"IF(Inventory!F233=\"\",\"\",Inventory!F233)","v":""},{"$f":"IF(Inventory!G233=\"\",\"\",Inventory!G233)","v":""},{"$f":"IF(Inventory!I233=\"\",\"\",Inventory!I233)","v":""},{"$f":"IF(Inventory!J233=\"\",\"\",Inventory!J233)","v":""},{"$f":"IF(Inventory!K233=\"\",\"\",Inventory!K233)","v":""},{"$f":"IF(Inventory!L233=\"\",\"\",Inventory!L233)","v":""},{"$f":"IF(Inventory!M233=\"\",\"\",Inventory!M233)","v":""},{"$f":"IF(Inventory!N233=\"\",\"\",Inventory!N233)","v":""},{"$f":"IF(Inventory!O233=\"\",\"\",Inventory!O233)","v":""},{"$f":"IF(Inventory!P233=\"\",\"\",Inventory!P233)","v":""},{"$f":"IF(Inventory!Q233=\"\",\"\",Inventory!Q233)","v":""},{"$f":"IF(Inventory!R233=\"\",\"\",Inventory!R233)","v":""},{"$f":"IF(Inventory!S233=\"\",\"\",Inventory!S233)","v":""},{"$f":"IF(Inventory!T233=\"\",\"\",Inventory!T233)","v":""},{"$f":"IF(Inventory!U233=\"\",\"\",Inventory!U233)","v":""},{"$f":"IF(Inventory!V233=\"\",\"\",Inventory!V233)","v":""},{"$f":"IF(Inventory!W233=\"\",\"\",Inventory!W233)","v":""}]
[null,225,{"$f":"IF(Inventory!C234=\"\",\"\",Inventory!C234)","v":""},{"$f":"IF(Inventory!D234=\"\",\"\",Inventory!D234)","v":""},{"$f":"IF(Inventory!F234=\"\",\"\",Inventory!F234)","v":""},{"$f":"IF(Inventory!G234=\"\",\"\",Inventory!G234)","v":""},{"$f":"IF(Inventory!I234=\"\",\"\",Inventory!I234)","v":""},{"$f":"IF(Inventory!J234=\"\",\"\",Inventory!J234)","v":""},{"$f":"IF(Inventory!K234=\"\",\"\",Inventory!K234)","v":""},{"$f":"IF(Inventory!L234=\"\",\"\",Inventory!L234)","v":""},{"$f":"IF(Inventory!M234=\"\",\"\",Inventory!M234)","v":""},{"$f":"IF(Inventory!N234=\"\",\"\",Inventory!N234)","v":""},{"$f":"IF(Inventory!O234=\"\",\"\",Inventory!O234)","v":""},{"$f":"IF(Inventory!P234=\"\",\"\",Inventory!P234)","v":""},{"$f":"IF(Inventory!Q234=\"\",\"\",Inventory!Q234)","v":""},{"$f":"IF(Inventory!R234=\"\",\"\",Inventory!R234)","v":""},{"$f":"IF(Inventory!S234=\"\",\"\",Inventory!S234)","v":""},{"$f":"IF(Inventory!T234=\"\",\"\",Inventory!T234)","v":""},{"$f":"IF(Inventory!U234=\"\",\"\",Inventory!U234)","v":""},{"$f":"IF(Inventory!V234=\"\",\"\",Inventory!V234)","v":""},{"$f":"IF(Inventory!W234=\"\",\"\",Inventory!W234)","v":""}]
[null,226,{"$f":"IF(Inventory!C235=\"\",\"\",Inventory!C235)","v":""},{"$f":"IF(Inventory!D235=\"\",\"\",Inventory!D235)","v":""},{"$f":"IF(Inventory!F235=\"\",\"\",Inventory!F235)","v":""},{"$f":"IF(Inventory!G235=\"\",\"\",Inventory!G235)","v":""},{"$f":"IF(Inventory!I235=\"\",\"\",Inventory!I235)","v":""},{"$f":"IF(Inventory!J235=\"\",\"\",Inventory!J235)","v":""},{"$f":"IF(Inventory!K235=\"\",\"\",Inventory!K235)","v":""},{"$f":"IF(Inventory!L235=\"\",\"\",Inventory!L235)","v":""},{"$f":"IF(Inventory!M235=\"\",\"\",Inventory!M235)","v":""},{"$f":"IF(Inventory!N235=\"\",\"\",Inventory!N235)","v":""},{"$f":"IF(Inventory!O235=\"\",\"\",Inventory!O235)","v":""},{"$f":"IF(Inventory!P235=\"\",\"\",Inventory!P235)","v":""},{"$f":"IF(Inventory!Q235=\"\",\"\",Inventory!Q235)","v":""},{"$f":"IF(Inventory!R235=\"\",\"\",Inventory!R235)","v":""},{"$f":"IF(Inventory!S235=\"\",\"\",Inventory!S235)","v":""},{"$f":"IF(Inventory!T235=\"\",\"\",Inventory!T235)","v":""},{"$f":"IF(Inventory!U235=\"\",\"\",Inventory!U235)","v":""},{"$f":"IF(Inventory!V235=\"\",\"\",Inventory!V235)","v":""},{"$f":"IF(Inventory!W235=\"\",\"\",Inventory!W235)","v":""}]
[null,227,{"$f":"IF(Inventory!C236=\"\",\"\",Inventory!C236)","v":""},{"$f":"IF(Inventory!D236=\"\",\"\",Inventory!D236)","v":""},{"$f":"IF(Inventory!F236=\"\",\"\",Inventory!F236)","v":""},{"$f":"IF(Inventory!G236=\"\",\"\",Inventory!G236)","v":""},{"$f":"IF(Inventory!I236=\"\",\"\",Inventory!I236)","v":""},{"$f":"IF(Inventory!J236=\"\",\"\",Inventory!J236)","v":""},{"$f":"IF(Inventory!K236=\"\",\"\",Inventory!K236)","v":""},{"$f":"IF(Inventory!L236=\"\",\"\",Inventory!L236)","v":""},{"$f":"IF(Inventory!M236=\"\",\"\",Inventory!M236)","v":""},{"$f":"IF(Inventory!N236=\"\",\"\",Inventory!N236)","v":""},{"$f":"IF(Inventory!O236=\"\",\"\",Inventory!O236)","v":""},{"$f":"IF(Inventory!P236=\"\",\"\",Inventory!P236)","v":""},{"$f":"IF(Inventory!Q236=\"\",\"\",Inventory!Q236)","v":""},{"$f":"IF(Inventory!R236=\"\",\"\",Inventory!R236)","v":""},{"$f":"IF(Inventory!S236=\"\",\"\",Inventory!S236)","v":""},{"$f":"IF(Inventory!T236=\"\",\"\",Inventory!T236)","v":""},{"$f":"IF(Inventory!U236=\"\",\"\",Inventory!U236)","v":""},{"$f":"IF(Inventory!V236=\"\",\"\",Inventory!V236)","v":""},{"$f":"IF(Inventory!W236=\"\",\"\",Inventory!W236)","v":""}]
[null,228,{"$f":"IF(Inventory!C237=\"\",\"\",Inventory!C237)","v":""},{"$f":"IF(Inventory!D237=\"\",\"\",Inventory!D237)","v":""},{"$f":"IF(Inventory!F237=\"\",\"\",Inventory!F237)","v":""},{"$f":"IF(Inventory!G237=\"\",\"\",Inventory!G237)","v":""},{"$f":"IF(Inventory!I237=\"\",\"\",Inventory!I237)","v":""},{"$f":"IF(Inventory!J237=\"\",\"\",Inventory!J237)","v":""},{"$f":"IF(Inventory!K237=\"\",\"\",Inventory!K237)","v":""},{"$f":"IF(Inventory!L237=\"\",\"\",Inventory!L237)","v":""},{"$f":"IF(Inventory!M237=\"\",\"\",Inventory!M237)","v":""},{"$f":"IF(Inventory!N237=\"\",\"\",Inventory!N237)","v":""},{"$f":"IF(Inventory!O237=\"\",\"\",Inventory!O237)","v":""},{"$f":"IF(Inventory!P237=\"\",\"\",Inventory!P237)","v":""},{"$f":"IF(Inventory!Q237=\"\",\"\",Inventory!Q237)","v":""},{"$f":"IF(Inventory!R237=\"\",\"\",Inventory!R237)","v":""},{"$f":"IF(Inventory!S237=\"\",\"\",Inventory!S237)","v":""},{"$f":"IF(Inventory!T237=\"\",\"\",Inventory!T237)","v":""},{"$f":"IF(Inventory!U237=\"\",\"\",Inventory!U237)","v":""},{"$f":"IF(Inventory!V237=\"\",\"\",Inventory!V237)","v":""},{"$f":"IF(Inventory!W237=\"\",\"\",Inventory!W237)","v":""}]
[null,229,{"$f":"IF(Inventory!C238=\"\",\"\",Inventory!C238)","v":""},{"$f":"IF(Inventory!D238=\"\",\"\",Inventory!D238)","v":""},{"$f":"IF(Inventory!F238=\"\",\"\",Inventory!F238)","v":""},{"$f":"IF(Inventory!G238=\"\",\"\",Inventory!G238)","v":""},{"$f":"IF(Inventory!I238=\"\",\"\",Inventory!I238)","v":""},{"$f":"IF(Inventory!J238=\"\",\"\",Inventory!J238)","v":""},{"$f":"IF(Inventory!K238=\"\",\"\",Inventory!K238)","v":""},{"$f":"IF(Inventory!L238=\"\",\"\",Inventory!L238)","v":""},{"$f":"IF(Inventory!M238=\"\",\"\",Inventory!M238)","v":""},{"$f":"IF(Inventory!N238=\"\",\"\",Inventory!N238)","v":""},{"$f":"IF(Inventory!O238=\"\",\"\",Inventory!O238)","v":""},{"$f":"IF(Inventory!P238=\"\",\"\",Inventory!P238)","v":""},{"$f":"IF(Inventory!Q238=\"\",\"\",Inventory!Q238)","v":""},{"$f":"IF(Inventory!R238=\"\",\"\",Inventory!R238)","v":""},{"$f":"IF(Inventory!S238=\"\",\"\",Inventory!S238)","v":""},{"$f":"IF(Inventory!T238=\"\",\"\",Inventory!T238)","v":""},{"$f":"IF(Inventory!U238=\"\",\"\",Inventory!U238)","v":""},{"$f":"IF(Inventory!V238=\"\",\"\",Inventory!V238)","v":""},{"$f":"IF(Inventory!W238=\"\",\"\",Inventory!W238)","v":""}]
[null,230,{"$f":"IF(Inventory!C239=\"\",\"\",Inventory!C239)","v":""},{"$f":"IF(Inventory!D239=\"\",\"\",Inventory!D239)","v":""},{"$f":"IF(Inventory!F239=\"\",\"\",Inventory!F239)","v":""},{"$f":"IF(Inventory!G239=\"\",\"\",Inventory!G239)","v":""},{"$f":"IF(Inventory!I239=\"\",\"\",Inventory!I239)","v":""},{"$f":"IF(Inventory!J239=\"\",\"\",Inventory!J239)","v":""},{"$f":"IF(Inventory!K239=\"\",\"\",Inventory!K239)","v":""},{"$f":"IF(Inventory!L239=\"\",\"\",Inventory!L239)","v":""},{"$f":"IF(Inventory!M239=\"\",\"\",Inventory!M239)","v":""},{"$f":"IF(Inventory!N239=\"\",\"\",Inventory!N239)","v":""},{"$f":"IF(Inventory!O239=\"\",\"\",Inventory!O239)","v":""},{"$f":"IF(Inventory!P239=\"\",\"\",Inventory!P239)","v":""},{"$f":"IF(Inventory!Q239=\"\",\"\",Inventory!Q239)","v":""},{"$f":"IF(Inventory!R239=\"\",\"\",Inventory!R239)","v":""},{"$f":"IF(Inventory!S239=\"\",\"\",Inventory!S239)","v":""},{"$f":"IF(Inventory!T239=\"\",\"\",Inventory!T239)","v":""},{"$f":"IF(Inventory!U239=\"\",\"\",Inventory!U239)","v":""},{"$f":"IF(Inventory!V239=\"\",\"\",Inventory!V239)","v":""},{"$f":"IF(Inventory!W239=\"\",\"\",Inventory!W239)","v":""}]
[null,231,{"$f":"IF(Inventory!C240=\"\",\"\",Inventory!C240)","v":""},{"$f":"IF(Inventory!D240=\"\",\"\",Inventory!D240)","v":""},{"$f":"IF(Inventory!F240=\"\",\"\",Inventory!F240)","v":""},{"$f":"IF(Inventory!G240=\"\",\"\",Inventory!G240)","v":""},{"$f":"IF(Inventory!I240=\"\",\"\",Inventory!I240)","v":""},{"$f":"IF(Inventory!J240=\"\",\"\",Inventory!J240)","v":""},{"$f":"IF(Inventory!K240=\"\",\"\",Inventory!K240)","v":""},{"$f":"IF(Inventory!L240=\"\",\"\",Inventory!L240)","v":""},{"$f":"IF(Inventory!M240=\"\",\"\",Inventory!M240)","v":""},{"$f":"IF(Inventory!N240=\"\",\"\",Inventory!N240)","v":""},{"$f":"IF(Inventory!O240=\"\",\"\",Inventory!O240)","v":""},{"$f":"IF(Inventory!P240=\"\",\"\",Inventory!P240)","v":""},{"$f":"IF(Inventory!Q240=\"\",\"\",Inventory!Q240)","v":""},{"$f":"IF(Inventory!R240=\"\",\"\",Inventory!R240)","v":""},{"$f":"IF(Inventory!S240=\"\",\"\",Inventory!S240)","v":""},{"$f":"IF(Inventory!T240=\"\",\"\",Inventory!T240)","v":""},{"$f":"IF(Inventory!U240=\"\",\"\",Inventory!U240)","v":""},{"$f":"IF(Inventory!V240=\"\",\"\",Inventory!V240)","v":""},{"$f":"IF(Inventory!W240=\"\",\"\",Inventory!W240)","v":""}]
[null,232,{"$f":"IF(Inventory!C241=\"\",\"\",Inventory!C241)","v":""},{"$f":"IF(Inventory!D241=\"\",\"\",Inventory!D241)","v":""},{"$f":"IF(Inventory!F241=\"\",\"\",Inventory!F241)","v":""},{"$f":"IF(Inventory!G241=\"\",\"\",Inventory!G241)","v":""},{"$f":"IF(Inventory!I241=\"\",\"\",Inventory!I241)","v":""},{"$f":"IF(Inventory!J241=\"\",\"\",Inventory!J241)","v":""},{"$f":"IF(Inventory!K241=\"\",\"\",Inventory!K241)","v":""},{"$f":"IF(Inventory!L241=\"\",\"\",Inventory!L241)","v":""},{"$f":"IF(Inventory!M241=\"\",\"\",Inventory!M241)","v":""},{"$f":"IF(Inventory!N241=\"\",\"\",Inventory!N241)","v":""},{"$f":"IF(Inventory!O241=\"\",\"\",Inventory!O241)","v":""},{"$f":"IF(Inventory!P241=\"\",\"\",Inventory!P241)","v":""},{"$f":"IF(Inventory!Q241=\"\",\"\",Inventory!Q241)","v":""},{"$f":"IF(Inventory!R241=\"\",\"\",Inventory!R241)","v":""},{"$f":"IF(Inventory!S241=\"\",\"\",Inventory!S241)","v":""},{"$f":"IF(Inventory!T241=\"\",\"\",Inventory!T241)","v":""},{"$f":"IF(Inventory!U241=\"\",\"\",Inventory!U241)","v":""},{"$f":"IF(Inventory!V241=\"\",\"\",Inventory!V241)","v":""},{"$f":"IF(Inventory!W241=\"\",\"\",Inventory!W241)","v":""}]
[null,233,{"$f":"IF(Inventory!C242=\"\",\"\",Inventory!C242)","v":""},{"$f":"IF(Inventory!D242=\"\",\"\",Inventory!D242)","v":""},{"$f":"IF(Inventory!F242=\"\",\"\",Inventory!F242)","v":""},{"$f":"IF(Inventory!G242=\"\",\"\",Inventory!G242)","v":""},{"$f":"IF(Inventory!I242=\"\",\"\",Inventory!I242)","v":""},{"$f":"IF(Inventory!J242=\"\",\"\",Inventory!J242)","v":""},{"$f":"IF(Inventory!K242=\"\",\"\",Inventory!K242)","v":""},{"$f":"IF(Inventory!L242=\"\",\"\",Inventory!L242)","v":""},{"$f":"IF(Inventory!M242=\"\",\"\",Inventory!M242)","v":""},{"$f":"IF(Inventory!N242=\"\",\"\",Inventory!N242)","v":""},{"$f":"IF(Inventory!O242=\"\",\"\",Inventory!O242)","v":""},{"$f":"IF(Inventory!P242=\"\",\"\",Inventory!P242)","v":""},{"$f":"IF(Inventory!Q242=\"\",\"\",Inventory!Q242)","v":""},{"$f":"IF(Inventory!R242=\"\",\"\",Inventory!R242)","v":""},{"$f":"IF(Inventory!S242=\"\",\"\",Inventory!S242)","v":""},{"$f":"IF(Inventory!T242=\"\",\"\",Inventory!T242)","v":""},{"$f":"IF(Inventory!U242=\"\",\"\",Inventory!U242)","v":""},{"$f":"IF(Inventory!V242=\"\",\"\",Inventory!V242)","v":""},{"$f":"IF(Inventory!W242=\"\",\"\",Inventory!W242)","v":""}]
[null,234,{"$f":"IF(Inventory!C243=\"\",\"\",Inventory!C243)","v":""},{"$f":"IF(Inventory!D243=\"\",\"\",Inventory!D243)","v":""},{"$f":"IF(Inventory!F243=\"\",\"\",Inventory!F243)","v":""},{"$f":"IF(Inventory!G243=\"\",\"\",Inventory!G243)","v":""},{"$f":"IF(Inventory!I243=\"\",\"\",Inventory!I243)","v":""},{"$f":"IF(Inventory!J243=\"\",\"\",Inventory!J243)","v":""},{"$f":"IF(Inventory!K243=\"\",\"\",Inventory!K243)","v":""},{"$f":"IF(Inventory!L243=\"\",\"\",Inventory!L243)","v":""},{"$f":"IF(Inventory!M243=\"\",\"\",Inventory!M243)","v":""},{"$f":"IF(Inventory!N243=\"\",\"\",Inventory!N243)","v":""},{"$f":"IF(Inventory!O243=\"\",\"\",Inventory!O243)","v":""},{"$f":"IF(Inventory!P243=\"\",\"\",Inventory!P243)","v":""},{"$f":"IF(Inventory!Q243=\"\",\"\",Inventory!Q243)","v":""},{"$f":"IF(Inventory!R243=\"\",\"\",Inventory!R243)","v":""},{"$f":"IF(Inventory!S243=\"\",\"\",Inventory!S243)","v":""},{"$f":"IF(Inventory!T243=\"\",\"\",Inventory!T243)","v":""},{"$f":"IF(Inventory!U243=\"\",\"\",Inventory!U243)","v":""},{"$f":"IF(Inventory!V243=\"\",\"\",Inventory!V243)","v":""},{"$f":"IF(Inventory!W243=\"\",\"\",Inventory!W243)","v":""}]
[null,235,{"$f":"IF(Inventory!C244=\"\",\"\",Inventory!C244)","v":""},{"$f":"IF(Inventory!D244=\"\",\"\",Inventory!D244)","v":""},{"$f":"IF(Inventory!F244=\"\",\"\",Inventory!F244)","v":""},{"$f":"IF(Inventory!G244=\"\",\"\",Inventory!G244)","v":""},{"$f":"IF(Inventory!I244=\"\",\"\",Inventory!I244)","v":""},{"$f":"IF(Inventory!J244=\"\",\"\",Inventory!J244)","v":""},{"$f":"IF(Inventory!K244=\"\",\"\",Inventory!K244)","v":""},{"$f":"IF(Inventory!L244=\"\",\"\",Inventory!L244)","v":""},{"$f":"IF(Inventory!M244=\"\",\"\",Inventory!M244)","v":""},{"$f":"IF(Inventory!N244=\"\",\"\",Inventory!N244)","v":""},{"$f":"IF(Inventory!O244=\"\",\"\",Inventory!O244)","v":""},{"$f":"IF(Inventory!P244=\"\",\"\",Inventory!P244)","v":""},{"$f":"IF(Inventory!Q244=\"\",\"\",Inventory!Q244)","v":""},{"$f":"IF(Inventory!R244=\"\",\"\",Inventory!R244)","v":""},{"$f":"IF(Inventory!S244=\"\",\"\",Inventory!S244)","v":""},{"$f":"IF(Inventory!T244=\"\",\"\",Inventory!T244)","v":""},{"$f":"IF(Inventory!U244=\"\",\"\",Inventory!U244)","v":""},{"$f":"IF(Inventory!V244=\"\",\"\",Inventory!V244)","v":""},{"$f":"IF(Inventory!W244=\"\",\"\",Inventory!W244)","v":""}]
[null,236,{"$f":"IF(Inventory!C245=\"\",\"\",Inventory!C245)","v":""},{"$f":"IF(Inventory!D245=\"\",\"\",Inventory!D245)","v":""},{"$f":"IF(Inventory!F245=\"\",\"\",Inventory!F245)","v":""},{"$f":"IF(Inventory!G245=\"\",\"\",Inventory!G245)","v":""},{"$f":"IF(Inventory!I245=\"\",\"\",Inventory!I245)","v":""},{"$f":"IF(Inventory!J245=\"\",\"\",Inventory!J245)","v":""},{"$f":"IF(Inventory!K245=\"\",\"\",Inventory!K245)","v":""},{"$f":"IF(Inventory!L245=\"\",\"\",Inventory!L245)","v":""},{"$f":"IF(Inventory!M245=\"\",\"\",Inventory!M245)","v":""},{"$f":"IF(Inventory!N245=\"\",\"\",Inventory!N245)","v":""},{"$f":"IF(Inventory!O245=\"\",\"\",Inventory!O245)","v":""},{"$f":"IF(Inventory!P245=\"\",\"\",Inventory!P245)","v":""},{"$f":"IF(Inventory!Q245=\"\",\"\",Inventory!Q245)","v":""},{"$f":"IF(Inventory!R245=\"\",\"\",Inventory!R245)","v":""},{"$f":"IF(Inventory!S245=\"\",\"\",Inventory!S245)","v":""},{"$f":"IF(Inventory!T245=\"\",\"\",Inventory!T245)","v":""},{"$f":"IF(Inventory!U245=\"\",\"\",Inventory!U245)","v":""},{"$f":"IF(Inventory!V245=\"\",\"\",Inventory!V245)","v":""},{"$f":"IF(Inventory!W245=\"\",\"\",Inventory!W245)","v":""}]
[null,237,{"$f":"IF(Inventory!C246=\"\",\"\",Inventory!C246)","v":""},{"$f":"IF(Inventory!D246=\"\",\"\",Inventory!D246)","v":""},{"$f":"IF(Inventory!F246=\"\",\"\",Inventory!F246)","v":""},{"$f":"IF(Inventory!G246=\"\",\"\",Inventory!G246)","v":""},{"$f":"IF(Inventory!I246=\"\",\"\",Inventory!I246)","v":""},{"$f":"IF(Inventory!J246=\"\",\"\",Inventory!J246)","v":""},{"$f":"IF(Inventory!K246=\"\",\"\",Inventory!K246)","v":""},{"$f":"IF(Inventory!L246=\"\",\"\",Inventory!L246)","v":""},{"$f":"IF(Inventory!M246=\"\",\"\",Inventory!M246)","v":""},{"$f":"IF(Inventory!N246=\"\",\"\",Inventory!N246)","v":""},{"$f":"IF(Inventory!O246=\"\",\"\",Inventory!O246)","v":""},{"$f":"IF(Inventory!P246=\"\",\"\",Inventory!P246)","v":""},{"$f":"IF(Inventory!Q246=\"\",\"\",Inventory!Q246)","v":""},{"$f":"IF(Inventory!R246=\"\",\"\",Inventory!R246)","v":""},{"$f":"IF(Inventory!S246=\"\",\"\",Inventory!S246)","v":""},{"$f":"IF(Inventory!T246=\"\",\"\",Inventory!T246)","v":""},{"$f":"IF(Inventory!U246=\"\",\"\",Inventory!U246)","v":""},{"$f":"IF(Inventory!V246=\"\",\"\",Inventory!V246)","v":""},{"$f":"IF(Inventory!W246=\"\",\"\",Inventory!W246)","v":""}]
[null,238,{"$f":"IF(Inventory!C247=\"\",\"\",Inventory!C247)","v":""},{"$f":"IF(Inventory!D247=\"\",\"\",Inventory!D247)","v":""},{"$f":"IF(Inventory!F247=\"\",\"\",Inventory!F247)","v":""},{"$f":"IF(Inventory!G247=\"\",\"\",Inventory!G247)","v":""},{"$f":"IF(Inventory!I247=\"\",\"\",Inventory!I247)","v":""},{"$f":"IF(Inventory!J247=\"\",\"\",Inventory!J247)","v":""},{"$f":"IF(Inventory!K247=\"\",\"\",Inventory!K247)","v":""},{"$f":"IF(Inventory!L247=\"\",\"\",Inventory!L247)","v":""},{"$f":"IF(Inventory!M247=\"\",\"\",Inventory!M247)","v":""},{"$f":"IF(Inventory!N247=\"\",\"\",Inventory!N247)","v":""},{"$f":"IF(Inventory!O247=\"\",\"\",Inventory!O247)","v":""},{"$f":"IF(Inventory!P247=\"\",\"\",Inventory!P247)","v":""},{"$f":"IF(Inventory!Q247=\"\",\"\",Inventory!Q247)","v":""},{"$f":"IF(Inventory!R247=\"\",\"\",Inventory!R247)","v":""},{"$f":"IF(Inventory!S247=\"\",\"\",Inventory!S247)","v":""},{"$f":"IF(Inventory!T247=\"\",\"\",Inventory!T247)","v":""},{"$f":"IF(Inventory!U247=\"\",\"\",Inventory!U247)","v":""},{"$f":"IF(Inventory!V247=\"\",\"\",Inventory!V247)","v":""},{"$f":"IF(Inventory!W247=\"\",\"\",Inventory!W247)","v":""}]
[null,239,{"$f":"IF(Inventory!C248=\"\",\"\",Inventory!C248)","v":""},{"$f":"IF(Inventory!D248=\"\",\"\",Inventory!D248)","v":""},{"$f":"IF(Inventory!F248=\"\",\"\",Inventory!F248)","v":""},{"$f":"IF(Inventory!G248=\"\",\"\",Inventory!G248)","v":""},{"$f":"IF(Inventory!I248=\"\",\"\",Inventory!I248)","v":""},{"$f":"IF(Inventory!J248=\"\",\"\",Inventory!J248)","v":""},{"$f":"IF(Inventory!K248=\"\",\"\",Inventory!K248)","v":""},{"$f":"IF(Inventory!L248=\"\",\"\",Inventory!L248)","v":""},{"$f":"IF(Inventory!M248=\"\",\"\",Inventory!M248)","v":""},{"$f":"IF(Inventory!N248=\"\",\"\",Inventory!N248)","v":""},{"$f":"IF(Inventory!O248=\"\",\"\",Inventory!O248)","v":""},{"$f":"IF(Inventory!P248=\"\",\"\",Inventory!P248)","v":""},{"$f":"IF(Inventory!Q248=\"\",\"\",Inventory!Q248)","v":""},{"$f":"IF(Inventory!R248=\"\",\"\",Inventory!R248)","v":""},{"$f":"IF(Inventory!S248=\"\",\"\",Inventory!S248)","v":""},{"$f":"IF(Inventory!T248=\"\",\"\",Inventory!T248)","v":""},{"$f":"IF(Inventory!U248=\"\",\"\",Inventory!U248)","v":""},{"$f":"IF(Inventory!V248=\"\",\"\",Inventory!V248)","v":""},{"$f":"IF(Inventory!W248=\"\",\"\",Inventory!W248)","v":""}]
[null,240,{"$f":"IF(Inventory!C249=\"\",\"\",Inventory!C249)","v":""},{"$f":"IF(Inventory!D249=\"\",\"\",Inventory!D249)","v":""},{"$f":"IF(Inventory!F249=\"\",\"\",Inventory!F249)","v":""},{"$f":"IF(Inventory!G249=\"\",\"\",Inventory!G249)","v":""},{"$f":"IF(Inventory!I249=\"\",\"\",Inventory!I249)","v":""},{"$f":"IF(Inventory!J249=\"\",\"\",Inventory!J249)","v":""},{"$f":"IF(Inventory!K249=\"\",\"\",Inventory!K249)","v":""},{"$f":"IF(Inventory!L249=\"\",\"\",Inventory!L249)","v":""},{"$f":"IF(Inventory!M249=\"\",\"\",Inventory!M249)","v":""},{"$f":"IF(Inventory!N249=\"\",\"\",Inventory!N249)","v":""},{"$f":"IF(Inventory!O249=\"\",\"\",Inventory!O249)","v":""},{"$f":"IF(Inventory!P249=\"\",\"\",Inventory!P249)","v":""},{"$f":"IF(Inventory!Q249=\"\",\"\",Inventory!Q249)","v":""},{"$f":"IF(Inventory!R249=\"\",\"\",Inventory!R249)","v":""},{"$f":"IF(Inventory!S249=\"\",\"\",Inventory!S249)","v":""},{"$f":"IF(Inventory!T249=\"\",\"\",Inventory!T249)","v":""},{"$f":"IF(Inventory!U249=\"\",\"\",Inventory!U249)","v":""},{"$f":"IF(Inventory!V249=\"\",\"\",Inventory!V249)","v":""},{"$f":"IF(Inventory!W249=\"\",\"\",Inventory!W249)","v":""}]
[null,241,{"$f":"IF(Inventory!C250=\"\",\"\",Inventory!C250)","v":""},{"$f":"IF(Inventory!D250=\"\",\"\",Inventory!D250)","v":""},{"$f":"IF(Inventory!F250=\"\",\"\",Inventory!F250)","v":""},{"$f":"IF(Inventory!G250=\"\",\"\",Inventory!G250)","v":""},{"$f":"IF(Inventory!I250=\"\",\"\",Inventory!I250)","v":""},{"$f":"IF(Inventory!J250=\"\",\"\",Inventory!J250)","v":""},{"$f":"IF(Inventory!K250=\"\",\"\",Inventory!K250)","v":""},{"$f":"IF(Inventory!L250=\"\",\"\",Inventory!L250)","v":""},{"$f":"IF(Inventory!M250=\"\",\"\",Inventory!M250)","v":""},{"$f":"IF(Inventory!N250=\"\",\"\",Inventory!N250)","v":""},{"$f":"IF(Inventory!O250=\"\",\"\",Inventory!O250)","v":""},{"$f":"IF(Inventory!P250=\"\",\"\",Inventory!P250)","v":""},{"$f":"IF(Inventory!Q250=\"\",\"\",Inventory!Q250)","v":""},{"$f":"IF(Inventory!R250=\"\",\"\",Inventory!R250)","v":""},{"$f":"IF(Inventory!S250=\"\",\"\",Inventory!S250)","v":""},{"$f":"IF(Inventory!T250=\"\",\"\",Inventory!T250)","v":""},{"$f":"IF(Inventory!U250=\"\",\"\",Inventory!U250)","v":""},{"$f":"IF(Inventory!V250=\"\",\"\",Inventory!V250)","v":""},{"$f":"IF(Inventory!W250=\"\",\"\",Inventory!W250)","v":""}]
[null,242,{"$f":"IF(Inventory!C251=\"\",\"\",Inventory!C251)","v":""},{"$f":"IF(Inventory!D251=\"\",\"\",Inventory!D251)","v":""},{"$f":"IF(Inventory!F251=\"\",\"\",Inventory!F251)","v":""},{"$f":"IF(Inventory!G251=\"\",\"\",Inventory!G251)","v":""},{"$f":"IF(Inventory!I251=\"\",\"\",Inventory!I251)","v":""},{"$f":"IF(Inventory!J251=\"\",\"\",Inventory!J251)","v":""},{"$f":"IF(Inventory!K251=\"\",\"\",Inventory!K251)","v":""},{"$f":"IF(Inventory!L251=\"\",\"\",Inventory!L251)","v":""},{"$f":"IF(Inventory!M251=\"\",\"\",Inventory!M251)","v":""},{"$f":"IF(Inventory!N251=\"\",\"\",Inventory!N251)","v":""},{"$f":"IF(Inventory!O251=\"\",\"\",Inventory!O251)","v":""},{"$f":"IF(Inventory!P251=\"\",\"\",Inventory!P251)","v":""},{"$f":"IF(Inventory!Q251=\"\",\"\",Inventory!Q251)","v":""},{"$f":"IF(Inventory!R251=\"\",\"\",Inventory!R251)","v":""},{"$f":"IF(Inventory!S251=\"\",\"\",Inventory!S251)","v":""},{"$f":"IF(Inventory!T251=\"\",\"\",Inventory!T251)","v":""},{"$f":"IF(Inventory!U251=\"\",\"\",Inventory!U251)","v":""},{"$f":"IF(Inventory!V251=\"\",\"\",Inventory!V251)","v":""},{"$f":"IF(Inventory!W251=\"\",\"\",Inventory!W251)","v":""}]
[null,243,{"$f":"IF(Inventory!C252=\"\",\"\",Inventory!C252)","v":""},{"$f":"IF(Inventory!D252=\"\",\"\",Inventory!D252)","v":""},{"$f":"IF(Inventory!F252=\"\",\"\",Inventory!F252)","v":""},{"$f":"IF(Inventory!G252=\"\",\"\",Inventory!G252)","v":""},{"$f":"IF(Inventory!I252=\"\",\"\",Inventory!I252)","v":""},{"$f":"IF(Inventory!J252=\"\",\"\",Inventory!J252)","v":""},{"$f":"IF(Inventory!K252=\"\",\"\",Inventory!K252)","v":""},{"$f":"IF(Inventory!L252=\"\",\"\",Inventory!L252)","v":""},{"$f":"IF(Inventory!M252=\"\",\"\",Inventory!M252)","v":""},{"$f":"IF(Inventory!N252=\"\",\"\",Inventory!N252)","v":""},{"$f":"IF(Inventory!O252=\"\",\"\",Inventory!O252)","v":""},{"$f":"IF(Inventory!P252=\"\",\"\",Inventory!P252)","v":""},{"$f":"IF(Inventory!Q252=\"\",\"\",Inventory!Q252)","v":""},{"$f":"IF(Inventory!R252=\"\",\"\",Inventory!R252)","v":""},{"$f":"IF(Inventory!S252=\"\",\"\",Inventory!S252)","v":""},{"$f":"IF(Inventory!T252=\"\",\"\",Inventory!T252)","v":""},{"$f":"IF(Inventory!U252=\"\",\"\",Inventory!U252)","v":""},{"$f":"IF(Inventory!V252=\"\",\"\",Inventory!V252)","v":""},{"$f":"IF(Inventory!W252=\"\",\"\",Inventory!W252)","v":""}]
[null,244,{"$f":"IF(Inventory!C253=\"\",\"\",Inventory!C253)","v":""},{"$f":"IF(Inventory!D253=\"\",\"\",Inventory!D253)","v":""},{"$f":"IF(Inventory!F253=\"\",\"\",Inventory!F253)","v":""},{"$f":"IF(Inventory!G253=\"\",\"\",Inventory!G253)","v":""},{"$f":"IF(Inventory!I253=\"\",\"\",Inventory!I253)","v":""},{"$f":"IF(Inventory!J253=\"\",\"\",Inventory!J253)","v":""},{"$f":"IF(Inventory!K253=\"\",\"\",Inventory!K253)","v":""},{"$f":"IF(Inventory!L253=\"\",\"\",Inventory!L253)","v":""},{"$f":"IF(Inventory!M253=\"\",\"\",Inventory!M253)","v":""},{"$f":"IF(Inventory!N253=\"\",\"\",Inventory!N253)","v":""},{"$f":"IF(Inventory!O253=\"\",\"\",Inventory!O253)","v":""},{"$f":"IF(Inventory!P253=\"\",\"\",Inventory!P253)","v":""},{"$f":"IF(Inventory!Q253=\"\",\"\",Inventory!Q253)","v":""},{"$f":"IF(Inventory!R253=\"\",\"\",Inventory!R253)","v":""},{"$f":"IF(Inventory!S253=\"\",\"\",Inventory!S253)","v":""},{"$f":"IF(Inventory!T253=\"\",\"\",Inventory!T253)","v":""},{"$f":"IF(Inventory!U253=\"\",\"\",Inventory!U253)","v":""},{"$f":"IF(Inventory!V253=\"\",\"\",Inventory!V253)","v":""},{"$f":"IF(Inventory!W253=\"\",\"\",Inventory!W253)","v":""}]
[null,245,{"$f":"IF(Inventory!C254=\"\",\"\",Inventory!C254)","v":""},{"$f":"IF(Inventory!D254=\"\",\"\",Inventory!D254)","v":""},{"$f":"IF(Inventory!F254=\"\",\"\",Inventory!F254)","v":""},{"$f":"IF(Inventory!G254=\"\",\"\",Inventory!G254)","v":""},{"$f":"IF(Inventory!I254=\"\",\"\",Inventory!I254)","v":""},{"$f":"IF(Inventory!J254=\"\",\"\",Inventory!J254)","v":""},{"$f":"IF(Inventory!K254=\"\",\"\",Inventory!K254)","v":""},{"$f":"IF(Inventory!L254=\"\",\"\",Inventory!L254)","v":""},{"$f":"IF(Inventory!M254=\"\",\"\",Inventory!M254)","v":""},{"$f":"IF(Inventory!N254=\"\",\"\",Inventory!N254)","v":""},{"$f":"IF(Inventory!O254=\"\",\"\",Inventory!O254)","v":""},{"$f":"IF(Inventory!P254=\"\",\"\",Inventory!P254)","v":""},{"$f":"IF(Inventory!Q254=\"\",\"\",Inventory!Q254)","v":""},{"$f":"IF(Inventory!R254=\"\",\"\",Inventory!R254)","v":""},{"$f":"IF(Inventory!S254=\"\",\"\",Inventory!S254)","v":""},{"$f":"IF(Inventory!T254=\"\",\"\",Inventory!T254)","v":""},{"$f":"IF(Inventory!U254=\"\",\"\",Inventory!U254)","v":""},{"$f":"IF(Inventory!V254=\"\",\"\",Inventory!V254)","v":""},{"$f":"IF(Inventory!W254=\"\",\"\",Inventory!W254)","v":""}]
[null,246,{"$f":"IF(Inventory!C255=\"\",\"\",Inventory!C255)","v":""},{"$f":"IF(Inventory!D255=\"\",\"\",Inventory!D255)","v":""},{"$f":"IF(Inventory!F255=\"\",\"\",Inventory!F255)","v":""},{"$f":"IF(Inventory!G255=\"\",\"\",Inventory!G255)","v":""},{"$f":"IF(Inventory!I255=\"\",\"\",Inventory!I255)","v":""},{"$f":"IF(Inventory!J255=\"\",\"\",Inventory!J255)","v":""},{"$f":"IF(Inventory!K255=\"\",\"\",Inventory!K255)","v":""},{"$f":"IF(Inventory!L255=\"\",\"\",Inventory!L255)","v":""},{"$f":"IF(Inventory!M255=\"\",\"\",Inventory!M255)","v":""},{"$f":"IF(Inventory!N255=\"\",\"\",Inventory!N255)","v":""},{"$f":"IF(Inventory!O255=\"\",\"\",Inventory!O255)","v":""},{"$f":"IF(Inventory!P255=\"\",\"\",Inventory!P255)","v":""},{"$f":"IF(Inventory!Q255=\"\",\"\",Inventory!Q255)","v":""},{"$f":"IF(Inventory!R255=\"\",\"\",Inventory!R255)","v":""},{"$f":"IF(Inventory!S255=\"\",\"\",Inventory!S255)","v":""},{"$f":"IF(Inventory!T255=\"\",\"\",Inventory!T255)","v":""},{"$f":"IF(Inventory!U255=\"\",\"\",Inventory!U255)","v":""},{"$f":"IF(Inventory!V255=\"\",\"\",Inventory!V255)","v":""},{"$f":"IF(Inventory!W255=\"\",\"\",Inventory!W255)","v":""}]
[null,247,{"$f":"IF(Inventory!C256=\"\",\"\",Inventory!C256)","v":""},{"$f":"IF(Inventory!D256=\"\",\"\",Inventory!D256)","v":""},{"$f":"IF(Inventory!F256=\"\",\"\",Inventory!F256)","v":""},{"$f":"IF(Inventory!G256=\"\",\"\",Inventory!G256)","v":""},{"$f":"IF(Inventory!I256=\"\",\"\",Inventory!I256)","v":""},{"$f":"IF(Inventory!J256=\"\",\"\",Inventory!J256)","v":""},{"$f":"IF(Inventory!K256=\"\",\"\",Inventory!K256)","v":""},{"$f":"IF(Inventory!L256=\"\",\"\",Inventory!L256)","v":""},{"$f":"IF(Inventory!M256=\"\",\"\",Inventory!M256)","v":""},{"$f":"IF(Inventory!N256=\"\",\"\",Inventory!N256)","v":""},{"$f":"IF(Inventory!O256=\"\",\"\",Inventory!O256)","v":""},{"$f":"IF(Inventory!P256=\"\",\"\",Inventory!P256)","v":""},{"$f":"IF(Inventory!Q256=\"\",\"\",Inventory!Q256)","v":""},{"$f":"IF(Inventory!R256=\"\",\"\",Inventory!R256)","v":""},{"$f":"IF(Inventory!S256=\"\",\"\",Inventory!S256)","v":""},{"$f":"IF(Inventory!T256=\"\",\"\",Inventory!T256)","v":""},{"$f":"IF(Inventory!U256=\"\",\"\",Inventory!U256)","v":""},{"$f":"IF(Inventory!V256=\"\",\"\",Inventory!V256)","v":""},{"$f":"IF(Inventory!W256=\"\",\"\",Inventory!W256)","v":""}]
[null,248,{"$f":"IF(Inventory!C257=\"\",\"\",Inventory!C257)","v":""},{"$f":"IF(Inventory!D257=\"\",\"\",Inventory!D257)","v":""},{"$f":"IF(Inventory!F257=\"\",\"\",Inventory!F257)","v":""},{"$f":"IF(Inventory!G257=\"\",\"\",Inventory!G257)","v":""},{"$f":"IF(Inventory!I257=\"\",\"\",Inventory!I257)","v":""},{"$f":"IF(Inventory!J257=\"\",\"\",Inventory!J257)","v":""},{"$f":"IF(Inventory!K257=\"\",\"\",Inventory!K257)","v":""},{"$f":"IF(Inventory!L257=\"\",\"\",Inventory!L257)","v":""},{"$f":"IF(Inventory!M257=\"\",\"\",Inventory!M257)","v":""},{"$f":"IF(Inventory!N257=\"\",\"\",Inventory!N257)","v":""},{"$f":"IF(Inventory!O257=\"\",\"\",Inventory!O257)","v":""},{"$f":"IF(Inventory!P257=\"\",\"\",Inventory!P257)","v":""},{"$f":"IF(Inventory!Q257=\"\",\"\",Inventory!Q257)","v":""},{"$f":"IF(Inventory!R257=\"\",\"\",Inventory!R257)","v":""},{"$f":"IF(Inventory!S257=\"\",\"\",Inventory!S257)","v":""},{"$f":"IF(Inventory!T257=\"\",\"\",Inventory!T257)","v":""},{"$f":"IF(Inventory!U257=\"\",\"\",Inventory!U257)","v":""},{"$f":"IF(Inventory!V257=\"\",\"\",Inventory!V257)","v":""},{"$f":"IF(Inventory!W257=\"\",\"\",Inventory!W257)","v":""}]
[null,249,{"$f":"IF(Inventory!C258=\"\",\"\",Inventory!C258)","v":""},{"$f":"IF(Inventory!D258=\"\",\"\",Inventory!D258)","v":""},{"$f":"IF(Inventory!F258=\"\",\"\",Inventory!F258)","v":""},{"$f":"IF(Inventory!G258=\"\",\"\",Inventory!G258)","v":""},{"$f":"IF(Inventory!I258=\"\",\"\",Inventory!I258)","v":""},{"$f":"IF(Inventory!J258=\"\",\"\",Inventory!J258)","v":""},{"$f":"IF(Inventory!K258=\"\",\"\",Inventory!K258)","v":""},{"$f":"IF(Inventory!L258=\"\",\"\",Inventory!L258)","v":""},{"$f":"IF(Inventory!M258=\"\",\"\",Inventory!M258)","v":""},{"$f":"IF(Inventory!N258=\"\",\"\",Inventory!N258)","v":""},{"$f":"IF(Inventory!O258=\"\",\"\",Inventory!O258)","v":""},{"$f":"IF(Inventory!P258=\"\",\"\",Inventory!P258)","v":""},{"$f":"IF(Inventory!Q258=\"\",\"\",Inventory!Q258)","v":""},{"$f":"IF(Inventory!R258=\"\",\"\",Inventory!R258)","v":""},{"$f":"IF(Inventory!S258=\"\",\"\",Inventory!S258)","v":""},{"$f":"IF(Inventory!T258=\"\",\"\",Inventory!T258)","v":""},{"$f":"IF(Inventory!U258=\"\",\"\",Inventory!U258)","v":""},{"$f":"IF(Inventory!V258=\"\",\"\",Inventory!V258)","v":""},{"$f":"IF(Inventory!W258=\"\",\"\",Inventory!W258)","v":""}]
[null,250,{"$f":"IF(Inventory!C259=\"\",\"\",Inventory!C259)","v":""},{"$f":"IF(Inventory!D259=\"\",\"\",Inventory!D259)","v":""},{"$f":"IF(Inventory!F259=\"\",\"\",Inventory!F259)","v":""},{"$f":"IF(Inventory!G259=\"\",\"\",Inventory!G259)","v":""},{"$f":"IF(Inventory!I259=\"\",\"\",Inventory!I259)","v":""},{"$f":"IF(Inventory!J259=\"\",\"\",Inventory!J259)","v":""},{"$f":"IF(Inventory!K259=\"\",\"\",Inventory!K259)","v":""},{"$f":"IF(Inventory!L259=\"\",\"\",Inventory!L259)","v":""},{"$f":"IF(Inventory!M259=\"\",\"\",Inventory!M259)","v":""},{"$f":"IF(Inventory!N259=\"\",\"\",Inventory!N259)","v":""},{"$f":"IF(Inventory!O259=\"\",\"\",Inventory!O259)","v":""},{"$f":"IF(Inventory!P259=\"\",\"\",Inventory!P259)","v":""},{"$f":"IF(Inventory!Q259=\"\",\"\",Inventory!Q259)","v":""},{"$f":"IF(Inventory!R259=\"\",\"\",Inventory!R259)","v":""},{"$f":"IF(Inventory!S259=\"\",\"\",Inventory!S259)","v":""},{"$f":"IF(Inventory!T259=\"\",\"\",Inventory!T259)","v":""},{"$f":"IF(Inventory!U259=\"\",\"\",Inventory!U259)","v":""},{"$f":"IF(Inventory!V259=\"\",\"\",Inventory!V259)","v":""},{"$f":"IF(Inventory!W259=\"\",\"\",Inventory!W259)","v":""}]

{"sheet":"Post-Inspection","index":7,"n_rows":256,"n_cols":24,"rows_kept":256,"cut":false,"hidden":false,"merged":[[4,4,5,4],[4,5,5,5],[4,6,5,6],[3,1,5,1],[3,2,5,2],[3,3,5,3],[3,4,3,22],[4,16,5,16],[4,7,5,7],[4,13,5,13],[4,14,5,14],[4,15,5,15],[4,9,4,10],[3,23,5,23],[4,17,5,17],[4,18,5,18],[4,19,5,19],[4,20,5,20],[4,21,5,21],[4,22,5,22]]}
[]
[null,{"$f":"Inventory!B2","v":"2026"},{"$f":"Inventory!C2","v":"Commercial A/C Evaluator Survey Form (ACE)"}]
[]
[null,null,"Project Type\n(select from list)","Building Type\n(select from list)","Installed Equipment",null,null,null,null,null,null,null,null,null,null,null,null,null,null,null,null,null,null,"Inspected?"]
[null,null,null,null,"Manufacturer","AHRI\nReference #","Model #","System\nType","DX AC/HP\nOnly","Chillers Only",null,"VRF HP\nOnly","PTAC/\nPTHP\nOnly","Cooling\nCapacity/\nUnit","Cooling\nCapacity\nType","Heating\nCapacity/\nUnit","Heating\nCapacity\nType","# of\nUnits","Cooling FL\nEfficiency\nRating\n(in EER\nor kW/ton)","Cooling PL\nEfficiency\nRating\n(in SEER, IEER,\nor IPLV)","Cooling\nRating\nFormat","Heating\nEfficiency\nRating\n(in HSPF\nor COP)","Heating\nRating\nFormat"]
[null,null,null,null,null,null,null,null,"Split/\nPackaged?","Compressor\nType","Horsepower\nof auxillary\nequipment","w/ Heat\nRecovery?","Std.\nSize?"]
[null,1,{"$f":"IF(Inventory!C10=\"\",\"\",Inventory!C10)","v":""},{"$f":"IF(Inventory!D10=\"\",\"\",Inventory!D10)","v":""},{"$f":"IF(Inventory!X10=\"\",\"\",Inventory!X10)","v":""},{"$f":"IF(Inventory!Y10=\"\",\"\",Inventory!Y10)","v":""},{"$f":"IF(Inventory!Z10=\"\",\"\",Inventory!Z10)","v":""},{"$f":"IF(Inventory!AB10=\"\",\"\",Inventory!AB10)","v":""},{"$f":"IF(Inventory!AC10=\"\",\"\",Inventory!AC10)","v":""},{"$f":"IF(Inventory!AE10=\"\",\"\",Inventory!AE10)","v":""},{"$f":"IF(Inventory!AF10=\"\",\"\",Inventory!AF10)","v":""},{"$f":"IF(Inventory!AG10=\"\",\"\",Inventory!AG10)","v":""},{"$f":"IF(Inventory!AH10=\"\",\"\",Inventory!AH10)","v":""},{"$f":"IF(Inventory!AI10=\"\",\"\",Inventory!AI10)","v":""},{"$f":"IF(Inventory!AJ10=\"\",\"\",Inventory!AJ10)","v":""},{"$f":"IF(Inventory!AK10=\"\",\"\",Inventory!AK10)","v":""},{"$f":"IF(Inventory!AL10=\"\",\"\",Inventory!AL10)","v":""},{"$f":"IF(Inventory!AM10=\"\",\"\",Inventory!AM10)","v":""},{"$f":"IF(Inventory!AN10=\"\",\"\",Inventory!AN10)","v":""},{"$f":"IF(Inventory!AO10=\"\",\"\",Inventory!AO10)","v":""},{"$f":"IF(Inventory!AP10=\"\",\"\",Inventory!AP10)","v":""},{"$f":"IF(Inventory!AQ10=\"\",\"\",Inventory!AQ10)","v":""},{"$f":"IF(Inventory!AR10=\"\",\"\",Inventory!AR10)","v":""}]
[null,2,{"$f":"IF(Inventory!C11=\"\",\"\",Inventory!C11)","v":""},{"$f":"IF(Inventory!D11=\"\",\"\",Inventory!D11)","v":""},{"$f":"IF(Inventory!X11=\"\",\"\",Inventory!X11)","v":""},{"$f":"IF(Inventory!Y11=\"\",\"\",Inventory!Y11)","v":""},{"$f":"IF(Inventory!Z11=\"\",\"\",Inventory!Z11)","v":""},{"$f":"IF(Inventory!AB11=\"\",\"\",Inventory!AB11)","v":""},{"$f":"IF(Inventory!AC11=\"\",\"\",Inventory!AC11)","v":""},{"$f":"IF(Inventory!AE11=\"\",\"\",Inventory!AE11)","v":""},{"$f":"IF(Inventory!AF11=\"\",\"\",Inventory!AF11)","v":""},{"$f":"IF(Inventory!AG11=\"\",\"\",Inventory!AG11)","v":""},{"$f":"IF(Inventory!AH11=\"\",\"\",Inventory!AH11)","v":""},{"$f":"IF(Inventory!AI11=\"\",\"\",Inventory!AI11)","v":""},{"$f":"IF(Inventory!AJ11=\"\",\"\",Inventory!AJ11)","v":""},{"$f":"IF(Inventory!AK11=\"\",\"\",Inventory!AK11)","v":""},{"$f":"IF(Inventory!AL11=\"\",\"\",Inventory!AL11)","v":""},{"$f":"IF(Inventory!AM11=\"\",\"\",Inventory!AM11)","v":""},{"$f":"IF(Inventory!AN11=\"\",\"\",Inventory!AN11)","v":""},{"$f":"IF(Inventory!AO11=\"\",\"\",Inventory!AO11)","v":""},{"$f":"IF(Inventory!AP11=\"\",\"\",Inventory!AP11)","v":""},{"$f":"IF(Inventory!AQ11=\"\",\"\",Inventory!AQ11)","v":""},{"$f":"IF(Inventory!AR11=\"\",\"\",Inventory!AR11)","v":""}]
[null,3,{"$f":"IF(Inventory!C12=\"\",\"\",Inventory!C12)","v":""},{"$f":"IF(Inventory!D12=\"\",\"\",Inventory!D12)","v":""},{"$f":"IF(Inventory!X12=\"\",\"\",Inventory!X12)","v":""},{"$f":"IF(Inventory!Y12=\"\",\"\",Inventory!Y12)","v":""},{"$f":"IF(Inventory!Z12=\"\",\"\",Inventory!Z12)","v":""},{"$f":"IF(Inventory!AB12=\"\",\"\",Inventory!AB12)","v":""},{"$f":"IF(Inventory!AC12=\"\",\"\",Inventory!AC12)","v":""},{"$f":"IF(Inventory!AE12=\"\",\"\",Inventory!AE12)","v":""},{"$f":"IF(Inventory!AF12=\"\",\"\",Inventory!AF12)","v":""},{"$f":"IF(Inventory!AG12=\"\",\"\",Inventory!AG12)","v":""},{"$f":"IF(Inventory!AH12=\"\",\"\",Inventory!AH12)","v":""},{"$f":"IF(Inventory!AI12=\"\",\"\",Inventory!AI12)","v":""},{"$f":"IF(Inventory!AJ12=\"\",\"\",Inventory!AJ12)","v":""},{"$f":"IF(Inventory!AK12=\"\",\"\",Inventory!AK12)","v":""},{"$f":"IF(Inventory!AL12=\"\",\"\",Inventory!AL12)","v":""},{"$f":"IF(Inventory!AM12=\"\",\"\",Inventory!AM12)","v":""},{"$f":"IF(Inventory!AN12=\"\",\"\",Inventory!AN12)","v":""},{"$f":"IF(Inventory!AO12=\"\",\"\",Inventory!AO12)","v":""},{"$f":"IF(Inventory!AP12=\"\",\"\",Inventory!AP12)","v":""},{"$f":"IF(Inventory!AQ12=\"\",\"\",Inventory!AQ12)","v":""},{"$f":"IF(Inventory!AR12=\"\",\"\",Inventory!AR12)","v":""}]
[null,4,{"$f":"IF(Inventory!C13=\"\",\"\",Inventory!C13)","v":""},{"$f":"IF(Inventory!D13=\"\",\"\",Inventory!D13)","v":""},{"$f":"IF(Inventory!X13=\"\",\"\",Inventory!X13)","v":""},{"$f":"IF(Inventory!Y13=\"\",\"\",Inventory!Y13)","v":""},{"$f":"IF(Inventory!Z13=\"\",\"\",Inventory!Z13)","v":""},{"$f":"IF(Inventory!AB13=\"\",\"\",Inventory!AB13)","v":""},{"$f":"IF(Inventory!AC13=\"\",\"\",Inventory!AC13)","v":""},{"$f":"IF(Inventory!AE13=\"\",\"\",Inventory!AE13)","v":""},{"$f":"IF(Inventory!AF13=\"\",\"\",Inventory!AF13)","v":""},{"$f":"IF(Inventory!AG13=\"\",\"\",Inventory!AG13)","v":""},{"$f":"IF(Inventory!AH13=\"\",\"\",Inventory!AH13)","v":""},{"$f":"IF(Inventory!AI13=\"\",\"\",Inventory!AI13)","v":""},{"$f":"IF(Inventory!AJ13=\"\",\"\",Inventory!AJ13)","v":""},{"$f":"IF(Inventory!AK13=\"\",\"\",Inventory!AK13)","v":""},{"$f":"IF(Inventory!AL13=\"\",\"\",Inventory!AL13)","v":""},{"$f":"IF(Inventory!AM13=\"\",\"\",Inventory!AM13)","v":""},{"$f":"IF(Inventory!AN13=\"\",\"\",Inventory!AN13)","v":""},{"$f":"IF(Inventory!AO13=\"\",\"\",Inventory!AO13)","v":""},{"$f":"IF(Inventory!AP13=\"\",\"\",Inventory!AP13)","v":""},{"$f":"IF(Inventory!AQ13=\"\",\"\",Inventory!AQ13)","v":""},{"$f":"IF(Inventory!AR13=\"\",\"\",Inventory!AR13)","v":""}]
[null,5,{"$f":"IF(Inventory!C14=\"\",\"\",Inventory!C14)","v":""},{"$f":"IF(Inventory!D14=\"\",\"\",Inventory!D14)","v":""},{"$f":"IF(Inventory!X14=\"\",\"\",Inventory!X14)","v":""},{"$f":"IF(Inventory!Y14=\"\",\"\",Inventory!Y14)","v":""},{"$f":"IF(Inventory!Z14=\"\",\"\",Inventory!Z14)","v":""},{"$f":"IF(Inventory!AB14=\"\",\"\",Inventory!AB14)","v":""},{"$f":"IF(Inventory!AC14=\"\",\"\",Inventory!AC14)","v":""},{"$f":"IF(Inventory!AE14=\"\",\"\",Inventory!AE14)","v":""},{"$f":"IF(Inventory!AF14=\"\",\"\",Inventory!AF14)","v":""},{"$f":"IF(Inventory!AG14=\"\",\"\",Inventory!AG14)","v":""},{"$f":"IF(Inventory!AH14=\"\",\"\",Inventory!AH14)","v":""},{"$f":"IF(Inventory!AI14=\"\",\"\",Inventory!AI14)","v":""},{"$f":"IF(Inventory!AJ14=\"\",\"\",Inventory!AJ14)","v":""},{"$f":"IF(Inventory!AK14=\"\",\"\",Inventory!AK14)","v":""},{"$f":"IF(Inventory!AL14=\"\",\"\",Inventory!AL14)","v":""},{"$f":"IF(Inventory!AM14=\"\",\"\",Inventory!AM14)","v":""},{"$f":"IF(Inventory!AN14=\"\",\"\",Inventory!AN14)","v":""},{"$f":"IF(Inventory!AO14=\"\",\"\",Inventory!AO14)","v":""},{"$f":"IF(Inventory!AP14=\"\",\"\",Inventory!AP14)","v":""},{"$f":"IF(Inventory!AQ14=\"\",\"\",Inventory!AQ14)","v":""},{"$f":"IF(Inventory!AR14=\"\",\"\",Inventory!AR14)","v":""}]
[null,6,{"$f":"IF(Inventory!C15=\"\",\"\",Inventory!C15)","v":""},{"$f":"IF(Inventory!D15=\"\",\"\",Inventory!D15)","v":""},{"$f":"IF(Inventory!X15=\"\",\"\",Inventory!X15)","v":""},{"$f":"IF(Inventory!Y15=\"\",\"\",Inventory!Y15)","v":""},{"$f":"IF(Inventory!Z15=\"\",\"\",Inventory!Z15)","v":""},{"$f":"IF(Inventory!AB15=\"\",\"\",Inventory!AB15)","v":""},{"$f":"IF(Inventory!AC15=\"\",\"\",Inventory!AC15)","v":""},{"$f":"IF(Inventory!AE15=\"\",\"\",Inventory!AE15)","v":""},{"$f":"IF(Inventory!AF15=\"\",\"\",Inventory!AF15)","v":""},{"$f":"IF(Inventory!AG15=\"\",\"\",Inventory!AG15)","v":""},{"$f":"IF(Inventory!AH15=\"\",\"\",Inventory!AH15)","v":""},{"$f":"IF(Inventory!AI15=\"\",\"\",Inventory!AI15)","v":""},{"$f":"IF(Inventory!AJ15=\"\",\"\",Inventory!AJ15)","v":""},{"$f":"IF(Inventory!AK15=\"\",\"\",Inventory!AK15)","v":""},{"$f":"IF(Inventory!AL15=\"\",\"\",Inventory!AL15)","v":""},{"$f":"IF(Inventory!AM15=\"\",\"\",Inventory!AM15)","v":""},{"$f":"IF(Inventory!AN15=\"\",\"\",Inventory!AN15)","v":""},{"$f":"IF(Inventory!AO15=\"\",\"\",Inventory!AO15)","v":""},{"$f":"IF(Inventory!AP15=\"\",\"\",Inventory!AP15)","v":""},{"$f":"IF(Inventory!AQ15=\"\",\"\",Inventory!AQ15)","v":""},{"$f":"IF(Inventory!AR15=\"\",\"\",Inventory!AR15)","v":""}]
[null,7,{"$f":"IF(Inventory!C16=\"\",\"\",Inventory!C16)","v":""},{"$f":"IF(Inventory!D16=\"\",\"\",Inventory!D16)","v":""},{"$f":"IF(Inventory!X16=\"\",\"\",Inventory!X16)","v":""},{"$f":"IF(Inventory!Y16=\"\",\"\",Inventory!Y16)","v":""},{"$f":"IF(Inventory!Z16=\"\",\"\",Inventory!Z16)","v":""},{"$f":"IF(Inventory!AB16=\"\",\"\",Inventory!AB16)","v":""},{"$f":"IF(Inventory!AC16=\"\",\"\",Inventory!AC16)","v":""},{"$f":"IF(Inventory!AE16=\"\",\"\",Inventory!AE16)","v":""},{"$f":"IF(Inventory!AF16=\"\",\"\",Inventory!AF16)","v":""},{"$f":"IF(Inventory!AG16=\"\",\"\",Inventory!AG16)","v":""},{"$f":"IF(Inventory!AH16=\"\",\"\",Inventory!AH16)","v":""},{"$f":"IF(Inventory!AI16=\"\",\"\",Inventory!AI16)","v":""},{"$f":"IF(Inventory!AJ16=\"\",\"\",Inventory!AJ16)","v":""},{"$f":"IF(Inventory!AK16=\"\",\"\",Inventory!AK16)","v":""},{"$f":"IF(Inventory!AL16=\"\",\"\",Inventory!AL16)","v":""},{"$f":"IF(Inventory!AM16=\"\",\"\",Inventory!AM16)","v":""},{"$f":"IF(Inventory!AN16=\"\",\"\",Inventory!AN16)","v":""},{"$f":"IF(Inventory!AO16=\"\",\"\",Inventory!AO16)","v":""},{"$f":"IF(Inventory!AP16=\"\",\"\",Inventory!AP16)","v":""},{"$f":"IF(Inventory!AQ16=\"\",\"\",Inventory!AQ16)","v":""},{"$f":"IF(Inventory!AR16=\"\",\"\",Inventory!AR16)","v":""}]
[null,8,{"$f":"IF(Inventory!C17=\"\",\"\",Inventory!C17)","v":""},{"$f":"IF(Inventory!D17=\"\",\"\",Inventory!D17)","v":""},{"$f":"IF(Inventory!X17=\"\",\"\",Inventory!X17)","v":""},{"$f":"IF(Inventory!Y17=\"\",\"\",Inventory!Y17)","v":""},{"$f":"IF(Inventory!Z17=\"\",\"\",Inventory!Z17)","v":""},{"$f":"IF(Inventory!AB17=\"\",\"\",Inventory!AB17)","v":""},{"$f":"IF(Inventory!AC17=\"\",\"\",Inventory!AC17)","v":""},{"$f":"IF(Inventory!AE17=\"\",\"\",Inventory!AE17)","v":""},{"$f":"IF(Inventory!AF17=\"\",\"\",Inventory!AF17)","v":""},{"$f":"IF(Inventory!AG17=\"\",\"\",Inventory!AG17)","v":""},{"$f":"IF(Inventory!AH17=\"\",\"\",Inventory!AH17)","v":""},{"$f":"IF(Inventory!AI17=\"\",\"\",Inventory!AI17)","v":""},{"$f":"IF(Inventory!AJ17=\"\",\"\",Inventory!AJ17)","v":""},{"$f":"IF(Inventory!AK17=\"\",\"\",Inventory!AK17)","v":""},{"$f":"IF(Inventory!AL17=\"\",\"\",Inventory!AL17)","v":""},{"$f":"IF(Inventory!AM17=\"\",\"\",Inventory!AM17)","v":""},{"$f":"IF(Inventory!AN17=\"\",\"\",Inventory!AN17)","v":""},{"$f":"IF(Inventory!AO17=\"\",\"\",Inventory!AO17)","v":""},{"$f":"IF(Inventory!AP17=\"\",\"\",Inventory!AP17)","v":""},{"$f":"IF(Inventory!AQ17=\"\",\"\",Inventory!AQ17)","v":""},{"$f":"IF(Inventory!AR17=\"\",\"\",Inventory!AR17)","v":""}]
[null,9,{"$f":"IF(Inventory!C18=\"\",\"\",Inventory!C18)","v":""},{"$f":"IF(Inventory!D18=\"\",\"\",Inventory!D18)","v":""},{"$f":"IF(Inventory!X18=\"\",\"\",Inventory!X18)","v":""},{"$f":"IF(Inventory!Y18=\"\",\"\",Inventory!Y18)","v":""},{"$f":"IF(Inventory!Z18=\"\",\"\",Inventory!Z18)","v":""},{"$f":"IF(Inventory!AB18=\"\",\"\",Inventory!AB18)","v":""},{"$f":"IF(Inventory!AC18=\"\",\"\",Inventory!AC18)","v":""},{"$f":"IF(Inventory!AE18=\"\",\"\",Inventory!AE18)","v":""},{"$f":"IF(Inventory!AF18=\"\",\"\",Inventory!AF18)","v":""},{"$f":"IF(Inventory!AG18=\"\",\"\",Inventory!AG18)","v":""},{"$f":"IF(Inventory!AH18=\"\",\"\",Inventory!AH18)","v":""},{"$f":"IF(Inventory!AI18=\"\",\"\",Inventory!AI18)","v":""},{"$f":"IF(Inventory!AJ18=\"\",\"\",Inventory!AJ18)","v":""},{"$f":"IF(Inventory!AK18=\"\",\"\",Inventory!AK18)","v":""},{"$f":"IF(Inventory!AL18=\"\",\"\",Inventory!AL18)","v":""},{"$f":"IF(Inventory!AM18=\"\",\"\",Inventory!AM18)","v":""},{"$f":"IF(Inventory!AN18=\"\",\"\",Inventory!AN18)","v":""},{"$f":"IF(Inventory!AO18=\"\",\"\",Inventory!AO18)","v":""},{"$f":"IF(Inventory!AP18=\"\",\"\",Inventory!AP18)","v":""},{"$f":"IF(Inventory!AQ18=\"\",\"\",Inventory!AQ18)","v":""},{"$f":"IF(Inventory!AR18=\"\",\"\",Inventory!AR18)","v":""}]
[null,10,{"$f":"IF(Inventory!C19=\"\",\"\",Inventory!C19)","v":""},{"$f":"IF(Inventory!D19=\"\",\"\",Inventory!D19)","v":""},{"$f":"IF(Inventory!X19=\"\",\"\",Inventory!X19)","v":""},{"$f":"IF(Inventory!Y19=\"\",\"\",Inventory!Y19)","v":""},{"$f":"IF(Inventory!Z19=\"\",\"\",Inventory!Z19)","v":""},{"$f":"IF(Inventory!AB19=\"\",\"\",Inventory!AB19)","v":""},{"$f":"IF(Inventory!AC19=\"\",\"\",Inventory!AC19)","v":""},{"$f":"IF(Inventory!AE19=\"\",\"\",Inventory!AE19)","v":""},{"$f":"IF(Inventory!AF19=\"\",\"\",Inventory!AF19)","v":""},{"$f":"IF(Inventory!AG19=\"\",\"\",Inventory!AG19)","v":""},{"$f":"IF(Inventory!AH19=\"\",\"\",Inventory!AH19)","v":""},{"$f":"IF(Inventory!AI19=\"\",\"\",Inventory!AI19)","v":""},{"$f":"IF(Inventory!AJ19=\"\",\"\",Inventory!AJ19)","v":""},{"$f":"IF(Inventory!AK19=\"\",\"\",Inventory!AK19)","v":""},{"$f":"IF(Inventory!AL19=\"\",\"\",Inventory!AL19)","v":""},{"$f":"IF(Inventory!AM19=\"\",\"\",Inventory!AM19)","v":""},{"$f":"IF(Inventory!AN19=\"\",\"\",Inventory!AN19)","v":""},{"$f":"IF(Inventory!AO19=\"\",\"\",Inventory!AO19)","v":""},{"$f":"IF(Inventory!AP19=\"\",\"\",Inventory!AP19)","v":""},{"$f":"IF(Inventory!AQ19=\"\",\"\",Inventory!AQ19)","v":""},{"$f":"IF(Inventory!AR19=\"\",\"\",Inventory!AR19)","v":""}]
[null,11,{"$f":"IF(Inventory!C20=\"\",\"\",Inventory!C20)","v":""},{"$f":"IF(Inventory!D20=\"\",\"\",Inventory!D20)","v":""},{"$f":"IF(Inventory!X20=\"\",\"\",Inventory!X20)","v":""},{"$f":"IF(Inventory!Y20=\"\",\"\",Inventory!Y20)","v":""},{"$f":"IF(Inventory!Z20=\"\",\"\",Inventory!Z20)","v":""},{"$f":"IF(Inventory!AB20=\"\",\"\",Inventory!AB20)","v":""},{"$f":"IF(Inventory!AC20=\"\",\"\",Inventory!AC20)","v":""},{"$f":"IF(Inventory!AE20=\"\",\"\",Inventory!AE20)","v":""},{"$f":"IF(Inventory!AF20=\"\",\"\",Inventory!AF20)","v":""},{"$f":"IF(Inventory!AG20=\"\",\"\",Inventory!AG20)","v":""},{"$f":"IF(Inventory!AH20=\"\",\"\",Inventory!AH20)","v":""},{"$f":"IF(Inventory!AI20=\"\",\"\",Inventory!AI20)","v":""},{"$f":"IF(Inventory!AJ20=\"\",\"\",Inventory!AJ20)","v":""},{"$f":"IF(Inventory!AK20=\"\",\"\",Inventory!AK20)","v":""},{"$f":"IF(Inventory!AL20=\"\",\"\",Inventory!AL20)","v":""},{"$f":"IF(Inventory!AM20=\"\",\"\",Inventory!AM20)","v":""},{"$f":"IF(Inventory!AN20=\"\",\"\",Inventory!AN20)","v":""},{"$f":"IF(Inventory!AO20=\"\",\"\",Inventory!AO20)","v":""},{"$f":"IF(Inventory!AP20=\"\",\"\",Inventory!AP20)","v":""},{"$f":"IF(Inventory!AQ20=\"\",\"\",Inventory!AQ20)","v":""},{"$f":"IF(Inventory!AR20=\"\",\"\",Inventory!AR20)","v":""}]
[null,12,{"$f":"IF(Inventory!C21=\"\",\"\",Inventory!C21)","v":""},{"$f":"IF(Inventory!D21=\"\",\"\",Inventory!D21)","v":""},{"$f":"IF(Inventory!X21=\"\",\"\",Inventory!X21)","v":""},{"$f":"IF(Inventory!Y21=\"\",\"\",Inventory!Y21)","v":""},{"$f":"IF(Inventory!Z21=\"\",\"\",Inventory!Z21)","v":""},{"$f":"IF(Inventory!AB21=\"\",\"\",Inventory!AB21)","v":""},{"$f":"IF(Inventory!AC21=\"\",\"\",Inventory!AC21)","v":""},{"$f":"IF(Inventory!AE21=\"\",\"\",Inventory!AE21)","v":""},{"$f":"IF(Inventory!AF21=\"\",\"\",Inventory!AF21)","v":""},{"$f":"IF(Inventory!AG21=\"\",\"\",Inventory!AG21)","v":""},{"$f":"IF(Inventory!AH21=\"\",\"\",Inventory!AH21)","v":""},{"$f":"IF(Inventory!AI21=\"\",\"\",Inventory!AI21)","v":""},{"$f":"IF(Inventory!AJ21=\"\",\"\",Inventory!AJ21)","v":""},{"$f":"IF(Inventory!AK21=\"\",\"\",Inventory!AK21)","v":""},{"$f":"IF(Inventory!AL21=\"\",\"\",Inventory!AL21)","v":""},{"$f":"IF(Inventory!AM21=\"\",\"\",Inventory!AM21)","v":""},{"$f":"IF(Inventory!AN21=\"\",\"\",Inventory!AN21)","v":""},{"$f":"IF(Inventory!AO21=\"\",\"\",Inventory!AO21)","v":""},{"$f":"IF(Inventory!AP21=\"\",\"\",Inventory!AP21)","v":""},{"$f":"IF(Inventory!AQ21=\"\",\"\",Inventory!AQ21)","v":""},{"$f":"IF(Inventory!AR21=\"\",\"\",Inventory!AR21)","v":""}]
[null,13,{"$f":"IF(Inventory!C22=\"\",\"\",Inventory!C22)","v":""},{"$f":"IF(Inventory!D22=\"\",\"\",Inventory!D22)","v":""},{"$f":"IF(Inventory!X22=\"\",\"\",Inventory!X22)","v":""},{"$f":"IF(Inventory!Y22=\"\",\"\",Inventory!Y22)","v":""},{"$f":"IF(Inventory!Z22=\"\",\"\",Inventory!Z22)","v":""},{"$f":"IF(Inventory!AB22=\"\",\"\",Inventory!AB22)","v":""},{"$f":"IF(Inventory!AC22=\"\",\"\",Inventory!AC22)","v":""},{"$f":"IF(Inventory!AE22=\"\",\"\",Inventory!AE22)","v":""},{"$f":"IF(Inventory!AF22=\"\",\"\",Inventory!AF22)","v":""},{"$f":"IF(Inventory!AG22=\"\",\"\",Inventory!AG22)","v":""},{"$f":"IF(Inventory!AH22=\"\",\"\",Inventory!AH22)","v":""},{"$f":"IF(Inventory!AI22=\"\",\"\",Inventory!AI22)","v":""},{"$f":"IF(Inventory!AJ22=\"\",\"\",Inventory!AJ22)","v":""},{"$f":"IF(Inventory!AK22=\"\",\"\",Inventory!AK22)","v":""},{"$f":"IF(Inventory!AL22=\"\",\"\",Inventory!AL22)","v":""},{"$f":"IF(Inventory!AM22=\"\",\"\",Inventory!AM22)","v":""},{"$f":"IF(Inventory!AN22=\"\",\"\",Inventory!AN22)","v":""},{"$f":"IF(Inventory!AO22=\"\",\"\",Inventory!AO22)","v":""},{"$f":"IF(Inventory!AP22=\"\",\"\",Inventory!AP22)","v":""},{"$f":"IF(Inventory!AQ22=\"\",\"\",Inventory!AQ22)","v":""},{"$f":"IF(Inventory!AR22=\"\",\"\",Inventory!AR22)","v":""}]
[null,14,{"$f":"IF(Inventory!C23=\"\",\"\",Inventory!C23)","v":""},{"$f":"IF(Inventory!D23=\"\",\"\",Inventory!D23)","v":""},{"$f":"IF(Inventory!X23=\"\",\"\",Inventory!X23)","v":""},{"$f":"IF(Inventory!Y23=\"\",\"\",Inventory!Y23)","v":""},{"$f":"IF(Inventory!Z23=\"\",\"\",Inventory!Z23)","v":""},{"$f":"IF(Inventory!AB23=\"\",\"\",Inventory!AB23)","v":""},{"$f":"IF(Inventory!AC23=\"\",\"\",Inventory!AC23)","v":""},{"$f":"IF(Inventory!AE23=\"\",\"\",Inventory!AE23)","v":""},{"$f":"IF(Inventory!AF23=\"\",\"\",Inventory!AF23)","v":""},{"$f":"IF(Inventory!AG23=\"\",\"\",Inventory!AG23)","v":""},{"$f":"IF(Inventory!AH23=\"\",\"\",Inventory!AH23)","v":""},{"$f":"IF(Inventory!AI23=\"\",\"\",Inventory!AI23)","v":""},{"$f":"IF(Inventory!AJ23=\"\",\"\",Inventory!AJ23)","v":""},{"$f":"IF(Inventory!AK23=\"\",\"\",Inventory!AK23)","v":""},{"$f":"IF(Inventory!AL23=\"\",\"\",Inventory!AL23)","v":""},{"$f":"IF(Inventory!AM23=\"\",\"\",Inventory!AM23)","v":""},{"$f":"IF(Inventory!AN23=\"\",\"\",Inventory!AN23)","v":""},{"$f":"IF(Inventory!AO23=\"\",\"\",Inventory!AO23)","v":""},{"$f":"IF(Inventory!AP23=\"\",\"\",Inventory!AP23)","v":""},{"$f":"IF(Inventory!AQ23=\"\",\"\",Inventory!AQ23)","v":""},{"$f":"IF(Inventory!AR23=\"\",\"\",Inventory!AR23)","v":""}]
[null,15,{"$f":"IF(Inventory!C24=\"\",\"\",Inventory!C24)","v":""},{"$f":"IF(Inventory!D24=\"\",\"\",Inventory!D24)","v":""},{"$f":"IF(Inventory!X24=\"\",\"\",Inventory!X24)","v":""},{"$f":"IF(Inventory!Y24=\"\",\"\",Inventory!Y24)","v":""},{"$f":"IF(Inventory!Z24=\"\",\"\",Inventory!Z24)","v":""},{"$f":"IF(Inventory!AB24=\"\",\"\",Inventory!AB24)","v":""},{"$f":"IF(Inventory!AC24=\"\",\"\",Inventory!AC24)","v":""},{"$f":"IF(Inventory!AE24=\"\",\"\",Inventory!AE24)","v":""},{"$f":"IF(Inventory!AF24=\"\",\"\",Inventory!AF24)","v":""},{"$f":"IF(Inventory!AG24=\"\",\"\",Inventory!AG24)","v":""},{"$f":"IF(Inventory!AH24=\"\",\"\",Inventory!AH24)","v":""},{"$f":"IF(Inventory!AI24=\"\",\"\",Inventory!AI24)","v":""},{"$f":"IF(Inventory!AJ24=\"\",\"\",Inventory!AJ24)","v":""},{"$f":"IF(Inventory!AK24=\"\",\"\",Inventory!AK24)","v":""},{"$f":"IF(Inventory!AL24=\"\",\"\",Inventory!AL24)","v":""},{"$f":"IF(Inventory!AM24=\"\",\"\",Inventory!AM24)","v":""},{"$f":"IF(Inventory!AN24=\"\",\"\",Inventory!AN24)","v":""},{"$f":"IF(Inventory!AO24=\"\",\"\",Inventory!AO24)","v":""},{"$f":"IF(Inventory!AP24=\"\",\"\",Inventory!AP24)","v":""},{"$f":"IF(Inventory!AQ24=\"\",\"\",Inventory!AQ24)","v":""},{"$f":"IF(Inventory!AR24=\"\",\"\",Inventory!AR24)","v":""}]
[null,16,{"$f":"IF(Inventory!C25=\"\",\"\",Inventory!C25)","v":""},{"$f":"IF(Inventory!D25=\"\",\"\",Inventory!D25)","v":""},{"$f":"IF(Inventory!X25=\"\",\"\",Inventory!X25)","v":""},{"$f":"IF(Inventory!Y25=\"\",\"\",Inventory!Y25)","v":""},{"$f":"IF(Inventory!Z25=\"\",\"\",Inventory!Z25)","v":""},{"$f":"IF(Inventory!AB25=\"\",\"\",Inventory!AB25)","v":""},{"$f":"IF(Inventory!AC25=\"\",\"\",Inventory!AC25)","v":""},{"$f":"IF(Inventory!AE25=\"\",\"\",Inventory!AE25)","v":""},{"$f":"IF(Inventory!AF25=\"\",\"\",Inventory!AF25)","v":""},{"$f":"IF(Inventory!AG25=\"\",\"\",Inventory!AG25)","v":""},{"$f":"IF(Inventory!AH25=\"\",\"\",Inventory!AH25)","v":""},{"$f":"IF(Inventory!AI25=\"\",\"\",Inventory!AI25)","v":""},{"$f":"IF(Inventory!AJ25=\"\",\"\",Inventory!AJ25)","v":""},{"$f":"IF(Inventory!AK25=\"\",\"\",Inventory!AK25)","v":""},{"$f":"IF(Inventory!AL25=\"\",\"\",Inventory!AL25)","v":""},{"$f":"IF(Inventory!AM25=\"\",\"\",Inventory!AM25)","v":""},{"$f":"IF(Inventory!AN25=\"\",\"\",Inventory!AN25)","v":""},{"$f":"IF(Inventory!AO25=\"\",\"\",Inventory!AO25)","v":""},{"$f":"IF(Inventory!AP25=\"\",\"\",Inventory!AP25)","v":""},{"$f":"IF(Inventory!AQ25=\"\",\"\",Inventory!AQ25)","v":""},{"$f":"IF(Inventory!AR25=\"\",\"\",Inventory!AR25)","v":""}]
[null,17,{"$f":"IF(Inventory!C26=\"\",\"\",Inventory!C26)","v":""},{"$f":"IF(Inventory!D26=\"\",\"\",Inventory!D26)","v":""},{"$f":"IF(Inventory!X26=\"\",\"\",Inventory!X26)","v":""},{"$f":"IF(Inventory!Y26=\"\",\"\",Inventory!Y26)","v":""},{"$f":"IF(Inventory!Z26=\"\",\"\",Inventory!Z26)","v":""},{"$f":"IF(Inventory!AB26=\"\",\"\",Inventory!AB26)","v":""},{"$f":"IF(Inventory!AC26=\"\",\"\",Inventory!AC26)","v":""},{"$f":"IF(Inventory!AE26=\"\",\"\",Inventory!AE26)","v":""},{"$f":"IF(Inventory!AF26=\"\",\"\",Inventory!AF26)","v":""},{"$f":"IF(Inventory!AG26=\"\",\"\",Inventory!AG26)","v":""},{"$f":"IF(Inventory!AH26=\"\",\"\",Inventory!AH26)","v":""},{"$f":"IF(Inventory!AI26=\"\",\"\",Inventory!AI26)","v":""},{"$f":"IF(Inventory!AJ26=\"\",\"\",Inventory!AJ26)","v":""},{"$f":"IF(Inventory!AK26=\"\",\"\",Inventory!AK26)","v":""},{"$f":"IF(Inventory!AL26=\"\",\"\",Inventory!AL26)","v":""},{"$f":"IF(Inventory!AM26=\"\",\"\",Inventory!AM26)","v":""},{"$f":"IF(Inventory!AN26=\"\",\"\",Inventory!AN26)","v":""},{"$f":"IF(Inventory!AO26=\"\",\"\",Inventory!AO26)","v":""},{"$f":"IF(Inventory!AP26=\"\",\"\",Inventory!AP26)","v":""},{"$f":"IF(Inventory!AQ26=\"\",\"\",Inventory!AQ26)","v":""},{"$f":"IF(Inventory!AR26=\"\",\"\",Inventory!AR26)","v":""}]
[null,18,{"$f":"IF(Inventory!C27=\"\",\"\",Inventory!C27)","v":""},{"$f":"IF(Inventory!D27=\"\",\"\",Inventory!D27)","v":""},{"$f":"IF(Inventory!X27=\"\",\"\",Inventory!X27)","v":""},{"$f":"IF(Inventory!Y27=\"\",\"\",Inventory!Y27)","v":""},{"$f":"IF(Inventory!Z27=\"\",\"\",Inventory!Z27)","v":""},{"$f":"IF(Inventory!AB27=\"\",\"\",Inventory!AB27)","v":""},{"$f":"IF(Inventory!AC27=\"\",\"\",Inventory!AC27)","v":""},{"$f":"IF(Inventory!AE27=\"\",\"\",Inventory!AE27)","v":""},{"$f":"IF(Inventory!AF27=\"\",\"\",Inventory!AF27)","v":""},{"$f":"IF(Inventory!AG27=\"\",\"\",Inventory!AG27)","v":""},{"$f":"IF(Inventory!AH27=\"\",\"\",Inventory!AH27)","v":""},{"$f":"IF(Inventory!AI27=\"\",\"\",Inventory!AI27)","v":""},{"$f":"IF(Inventory!AJ27=\"\",\"\",Inventory!AJ27)","v":""},{"$f":"IF(Inventory!AK27=\"\",\"\",Inventory!AK27)","v":""},{"$f":"IF(Inventory!AL27=\"\",\"\",Inventory!AL27)","v":""},{"$f":"IF(Inventory!AM27=\"\",\"\",Inventory!AM27)","v":""},{"$f":"IF(Inventory!AN27=\"\",\"\",Inventory!AN27)","v":""},{"$f":"IF(Inventory!AO27=\"\",\"\",Inventory!AO27)","v":""},{"$f":"IF(Inventory!AP27=\"\",\"\",Inventory!AP27)","v":""},{"$f":"IF(Inventory!AQ27=\"\",\"\",Inventory!AQ27)","v":""},{"$f":"IF(Inventory!AR27=\"\",\"\",Inventory!AR27)","v":""}]
[null,19,{"$f":"IF(Inventory!C28=\"\",\"\",Inventory!C28)","v":""},{"$f":"IF(Inventory!D28=\"\",\"\",Inventory!D28)","v":""},{"$f":"IF(Inventory!X28=\"\",\"\",Inventory!X28)","v":""},{"$f":"IF(Inventory!Y28=\"\",\"\",Inventory!Y28)","v":""},{"$f":"IF(Inventory!Z28=\"\",\"\",Inventory!Z28)","v":""},{"$f":"IF(Inventory!AB28=\"\",\"\",Inventory!AB28)","v":""},{"$f":"IF(Inventory!AC28=\"\",\"\",Inventory!AC28)","v":""},{"$f":"IF(Inventory!AE28=\"\",\"\",Inventory!AE28)","v":""},{"$f":"IF(Inventory!AF28=\"\",\"\",Inventory!AF28)","v":""},{"$f":"IF(Inventory!AG28=\"\",\"\",Inventory!AG28)","v":""},{"$f":"IF(Inventory!AH28=\"\",\"\",Inventory!AH28)","v":""},{"$f":"IF(Inventory!AI28=\"\",\"\",Inventory!AI28)","v":""},{"$f":"IF(Inventory!AJ28=\"\",\"\",Inventory!AJ28)","v":""},{"$f":"IF(Inventory!AK28=\"\",\"\",Inventory!AK28)","v":""},{"$f":"IF(Inventory!AL28=\"\",\"\",Inventory!AL28)","v":""},{"$f":"IF(Inventory!AM28=\"\",\"\",Inventory!AM28)","v":""},{"$f":"IF(Inventory!AN28=\"\",\"\",Inventory!AN28)","v":""},{"$f":"IF(Inventory!AO28=\"\",\"\",Inventory!AO28)","v":""},{"$f":"IF(Inventory!AP28=\"\",\"\",Inventory!AP28)","v":""},{"$f":"IF(Inventory!AQ28=\"\",\"\",Inventory!AQ28)","v":""},{"$f":"IF(Inventory!AR28=\"\",\"\",Inventory!AR28)","v":""}]
[null,20,{"$f":"IF(Inventory!C29=\"\",\"\",Inventory!C29)","v":""},{"$f":"IF(Inventory!D29=\"\",\"\",Inventory!D29)","v":""},{"$f":"IF(Inventory!X29=\"\",\"\",Inventory!X29)","v":""},{"$f":"IF(Inventory!Y29=\"\",\"\",Inventory!Y29)","v":""},{"$f":"IF(Inventory!Z29=\"\",\"\",Inventory!Z29)","v":""},{"$f":"IF(Inventory!AB29=\"\",\"\",Inventory!AB29)","v":""},{"$f":"IF(Inventory!AC29=\"\",\"\",Inventory!AC29)","v":""},{"$f":"IF(Inventory!AE29=\"\",\"\",Inventory!AE29)","v":""},{"$f":"IF(Inventory!AF29=\"\",\"\",Inventory!AF29)","v":""},{"$f":"IF(Inventory!AG29=\"\",\"\",Inventory!AG29)","v":""},{"$f":"IF(Inventory!AH29=\"\",\"\",Inventory!AH29)","v":""},{"$f":"IF(Inventory!AI29=\"\",\"\",Inventory!AI29)","v":""},{"$f":"IF(Inventory!AJ29=\"\",\"\",Inventory!AJ29)","v":""},{"$f":"IF(Inventory!AK29=\"\",\"\",Inventory!AK29)","v":""},{"$f":"IF(Inventory!AL29=\"\",\"\",Inventory!AL29)","v":""},{"$f":"IF(Inventory!AM29=\"\",\"\",Inventory!AM29)","v":""},{"$f":"IF(Inventory!AN29=\"\",\"\",Inventory!AN29)","v":""},{"$f":"IF(Inventory!AO29=\"\",\"\",Inventory!AO29)","v":""},{"$f":"IF(Inventory!AP29=\"\",\"\",Inventory!AP29)","v":""},{"$f":"IF(Inventory!AQ29=\"\",\"\",Inventory!AQ29)","v":""},{"$f":"IF(Inventory!AR29=\"\",\"\",Inventory!AR29)","v":""}]
[null,21,{"$f":"IF(Inventory!C30=\"\",\"\",Inventory!C30)","v":""},{"$f":"IF(Inventory!D30=\"\",\"\",Inventory!D30)","v":""},{"$f":"IF(Inventory!X30=\"\",\"\",Inventory!X30)","v":""},{"$f":"IF(Inventory!Y30=\"\",\"\",Inventory!Y30)","v":""},{"$f":"IF(Inventory!Z30=\"\",\"\",Inventory!Z30)","v":""},{"$f":"IF(Inventory!AB30=\"\",\"\",Inventory!AB30)","v":""},{"$f":"IF(Inventory!AC30=\"\",\"\",Inventory!AC30)","v":""},{"$f":"IF(Inventory!AE30=\"\",\"\",Inventory!AE30)","v":""},{"$f":"IF(Inventory!AF30=\"\",\"\",Inventory!AF30)","v":""},{"$f":"IF(Inventory!AG30=\"\",\"\",Inventory!AG30)","v":""},{"$f":"IF(Inventory!AH30=\"\",\"\",Inventory!AH30)","v":""},{"$f":"IF(Inventory!AI30=\"\",\"\",Inventory!AI30)","v":""},{"$f":"IF(Inventory!AJ30=\"\",\"\",Inventory!AJ30)","v":""},{"$f":"IF(Inventory!AK30=\"\",\"\",Inventory!AK30)","v":""},{"$f":"IF(Inventory!AL30=\"\",\"\",Inventory!AL30)","v":""},{"$f":"IF(Inventory!AM30=\"\",\"\",Inventory!AM30)","v":""},{"$f":"IF(Inventory!AN30=\"\",\"\",Inventory!AN30)","v":""},{"$f":"IF(Inventory!AO30=\"\",\"\",Inventory!AO30)","v":""},{"$f":"IF(Inventory!AP30=\"\",\"\",Inventory!AP30)","v":""},{"$f":"IF(Inventory!AQ30=\"\",\"\",Inventory!AQ30)","v":""},{"$f":"IF(Inventory!AR30=\"\",\"\",Inventory!AR30)","v":""}]
[null,22,{"$f":"IF(Inventory!C31=\"\",\"\",Inventory!C31)","v":""},{"$f":"IF(Inventory!D31=\"\",\"\",Inventory!D31)","v":""},{"$f":"IF(Inventory!X31=\"\",\"\",Inventory!X31)","v":""},{"$f":"IF(Inventory!Y31=\"\",\"\",Inventory!Y31)","v":""},{"$f":"IF(Inventory!Z31=\"\",\"\",Inventory!Z31)","v":""},{"$f":"IF(Inventory!AB31=\"\",\"\",Inventory!AB31)","v":""},{"$f":"IF(Inventory!AC31=\"\",\"\",Inventory!AC31)","v":""},{"$f":"IF(Inventory!AE31=\"\",\"\",Inventory!AE31)","v":""},{"$f":"IF(Inventory!AF31=\"\",\"\",Inventory!AF31)","v":""},{"$f":"IF(Inventory!AG31=\"\",\"\",Inventory!AG31)","v":""},{"$f":"IF(Inventory!AH31=\"\",\"\",Inventory!AH31)","v":""},{"$f":"IF(Inventory!AI31=\"\",\"\",Inventory!AI31)","v":""},{"$f":"IF(Inventory!AJ31=\"\",\"\",Inventory!AJ31)","v":""},{"$f":"IF(Inventory!AK31=\"\",\"\",Inventory!AK31)","v":""},{"$f":"IF(Inventory!AL31=\"\",\"\",Inventory!AL31)","v":""},{"$f":"IF(Inventory!AM31=\"\",\"\",Inventory!AM31)","v":""},{"$f":"IF(Inventory!AN31=\"\",\"\",Inventory!AN31)","v":""},{"$f":"IF(Inventory!AO31=\"\",\"\",Inventory!AO31)","v":""},{"$f":"IF(Inventory!AP31=\"\",\"\",Inventory!AP31)","v":""},{"$f":"IF(Inventory!AQ31=\"\",\"\",Inventory!AQ31)","v":""},{"$f":"IF(Inventory!AR31=\"\",\"\",Inventory!AR31)","v":""}]
[null,23,{"$f":"IF(Inventory!C32=\"\",\"\",Inventory!C32)","v":""},{"$f":"IF(Inventory!D32=\"\",\"\",Inventory!D32)","v":""},{"$f":"IF(Inventory!X32=\"\",\"\",Inventory!X32)","v":""},{"$f":"IF(Inventory!Y32=\"\",\"\",Inventory!Y32)","v":""},{"$f":"IF(Inventory!Z32=\"\",\"\",Inventory!Z32)","v":""},{"$f":"IF(Inventory!AB32=\"\",\"\",Inventory!AB32)","v":""},{"$f":"IF(Inventory!AC32=\"\",\"\",Inventory!AC32)","v":""},{"$f":"IF(Inventory!AE32=\"\",\"\",Inventory!AE32)","v":""},{"$f":"IF(Inventory!AF32=\"\",\"\",Inventory!AF32)","v":""},{"$f":"IF(Inventory!AG32=\"\",\"\",Inventory!AG32)","v":""},{"$f":"IF(Inventory!AH32=\"\",\"\",Inventory!AH32)","v":""},{"$f":"IF(Inventory!AI32=\"\",\"\",Inventory!AI32)","v":""},{"$f":"IF(Inventory!AJ32=\"\",\"\",Inventory!AJ32)","v":""},{"$f":"IF(Inventory!AK32=\"\",\"\",Inventory!AK32)","v":""},{"$f":"IF(Inventory!AL32=\"\",\"\",Inventory!AL32)","v":""},{"$f":"IF(Inventory!AM32=\"\",\"\",Inventory!AM32)","v":""},{"$f":"IF(Inventory!AN32=\"\",\"\",Inventory!AN32)","v":""},{"$f":"IF(Inventory!AO32=\"\",\"\",Inventory!AO32)","v":""},{"$f":"IF(Inventory!AP32=\"\",\"\",Inventory!AP32)","v":""},{"$f":"IF(Inventory!AQ32=\"\",\"\",Inventory!AQ32)","v":""},{"$f":"IF(Inventory!AR32=\"\",\"\",Inventory!AR32)","v":""}]
[null,24,{"$f":"IF(Inventory!C33=\"\",\"\",Inventory!C33)","v":""},{"$f":"IF(Inventory!D33=\"\",\"\",Inventory!D33)","v":""},{"$f":"IF(Inventory!X33=\"\",\"\",Inventory!X33)","v":""},{"$f":"IF(Inventory!Y33=\"\",\"\",Inventory!Y33)","v":""},{"$f":"IF(Inventory!Z33=\"\",\"\",Inventory!Z33)","v":""},{"$f":"IF(Inventory!AB33=\"\",\"\",Inventory!AB33)","v":""},{"$f":"IF(Inventory!AC33=\"\",\"\",Inventory!AC33)","v":""},{"$f":"IF(Inventory!AE33=\"\",\"\",Inventory!AE33)","v":""},{"$f":"IF(Inventory!AF33=\"\",\"\",Inventory!AF33)","v":""},{"$f":"IF(Inventory!AG33=\"\",\"\",Inventory!AG33)","v":""},{"$f":"IF(Inventory!AH33=\"\",\"\",Inventory!AH33)","v":""},{"$f":"IF(Inventory!AI33=\"\",\"\",Inventory!AI33)","v":""},{"$f":"IF(Inventory!AJ33=\"\",\"\",Inventory!AJ33)","v":""},{"$f":"IF(Inventory!AK33=\"\",\"\",Inventory!AK33)","v":""},{"$f":"IF(Inventory!AL33=\"\",\"\",Inventory!AL33)","v":""},{"$f":"IF(Inventory!AM33=\"\",\"\",Inventory!AM33)","v":""},{"$f":"IF(Inventory!AN33=\"\",\"\",Inventory!AN33)","v":""},{"$f":"IF(Inventory!AO33=\"\",\"\",Inventory!AO33)","v":""},{"$f":"IF(Inventory!AP33=\"\",\"\",Inventory!AP33)","v":""},{"$f":"IF(Inventory!AQ33=\"\",\"\",Inventory!AQ33)","v":""},{"$f":"IF(Inventory!AR33=\"\",\"\",Inventory!AR33)","v":""}]
[null,25,{"$f":"IF(Inventory!C34=\"\",\"\",Inventory!C34)","v":""},{"$f":"IF(Inventory!D34=\"\",\"\",Inventory!D34)","v":""},{"$f":"IF(Inventory!X34=\"\",\"\",Inventory!X34)","v":""},{"$f":"IF(Inventory!Y34=\"\",\"\",Inventory!Y34)","v":""},{"$f":"IF(Inventory!Z34=\"\",\"\",Inventory!Z34)","v":""},{"$f":"IF(Inventory!AB34=\"\",\"\",Inventory!AB34)","v":""},{"$f":"IF(Inventory!AC34=\"\",\"\",Inventory!AC34)","v":""},{"$f":"IF(Inventory!AE34=\"\",\"\",Inventory!AE34)","v":""},{"$f":"IF(Inventory!AF34=\"\",\"\",Inventory!AF34)","v":""},{"$f":"IF(Inventory!AG34=\"\",\"\",Inventory!AG34)","v":""},{"$f":"IF(Inventory!AH34=\"\",\"\",Inventory!AH34)","v":""},{"$f":"IF(Inventory!AI34=\"\",\"\",Inventory!AI34)","v":""},{"$f":"IF(Inventory!AJ34=\"\",\"\",Inventory!AJ34)","v":""},{"$f":"IF(Inventory!AK34=\"\",\"\",Inventory!AK34)","v":""},{"$f":"IF(Inventory!AL34=\"\",\"\",Inventory!AL34)","v":""},{"$f":"IF(Inventory!AM34=\"\",\"\",Inventory!AM34)","v":""},{"$f":"IF(Inventory!AN34=\"\",\"\",Inventory!AN34)","v":""},{"$f":"IF(Inventory!AO34=\"\",\"\",Inventory!AO34)","v":""},{"$f":"IF(Inventory!AP34=\"\",\"\",Inventory!AP34)","v":""},{"$f":"IF(Inventory!AQ34=\"\",\"\",Inventory!AQ34)","v":""},{"$f":"IF(Inventory!AR34=\"\",\"\",Inventory!AR34)","v":""}]
[null,26,{"$f":"IF(Inventory!C35=\"\",\"\",Inventory!C35)","v":""},{"$f":"IF(Inventory!D35=\"\",\"\",Inventory!D35)","v":""},{"$f":"IF(Inventory!X35=\"\",\"\",Inventory!X35)","v":""},{"$f":"IF(Inventory!Y35=\"\",\"\",Inventory!Y35)","v":""},{"$f":"IF(Inventory!Z35=\"\",\"\",Inventory!Z35)","v":""},{"$f":"IF(Inventory!AB35=\"\",\"\",Inventory!AB35)","v":""},{"$f":"IF(Inventory!AC35=\"\",\"\",Inventory!AC35)","v":""},{"$f":"IF(Inventory!AE35=\"\",\"\",Inventory!AE35)","v":""},{"$f":"IF(Inventory!AF35=\"\",\"\",Inventory!AF35)","v":""},{"$f":"IF(Inventory!AG35=\"\",\"\",Inventory!AG35)","v":""},{"$f":"IF(Inventory!AH35=\"\",\"\",Inventory!AH35)","v":""},{"$f":"IF(Inventory!AI35=\"\",\"\",Inventory!AI35)","v":""},{"$f":"IF(Inventory!AJ35=\"\",\"\",Inventory!AJ35)","v":""},{"$f":"IF(Inventory!AK35=\"\",\"\",Inventory!AK35)","v":""},{"$f":"IF(Inventory!AL35=\"\",\"\",Inventory!AL35)","v":""},{"$f":"IF(Inventory!AM35=\"\",\"\",Inventory!AM35)","v":""},{"$f":"IF(Inventory!AN35=\"\",\"\",Inventory!AN35)","v":""},{"$f":"IF(Inventory!AO35=\"\",\"\",Inventory!AO35)","v":""},{"$f":"IF(Inventory!AP35=\"\",\"\",Inventory!AP35)","v":""},{"$f":"IF(Inventory!AQ35=\"\",\"\",Inventory!AQ35)","v":""},{"$f":"IF(Inventory!AR35=\"\",\"\",Inventory!AR35)","v":""}]
[null,27,{"$f":"IF(Inventory!C36=\"\",\"\",Inventory!C36)","v":""},{"$f":"IF(Inventory!D36=\"\",\"\",Inventory!D36)","v":""},{"$f":"IF(Inventory!X36=\"\",\"\",Inventory!X36)","v":""},{"$f":"IF(Inventory!Y36=\"\",\"\",Inventory!Y36)","v":""},{"$f":"IF(Inventory!Z36=\"\",\"\",Inventory!Z36)","v":""},{"$f":"IF(Inventory!AB36=\"\",\"\",Inventory!AB36)","v":""},{"$f":"IF(Inventory!AC36=\"\",\"\",Inventory!AC36)","v":""},{"$f":"IF(Inventory!AE36=\"\",\"\",Inventory!AE36)","v":""},{"$f":"IF(Inventory!AF36=\"\",\"\",Inventory!AF36)","v":""},{"$f":"IF(Inventory!AG36=\"\",\"\",Inventory!AG36)","v":""},{"$f":"IF(Inventory!AH36=\"\",\"\",Inventory!AH36)","v":""},{"$f":"IF(Inventory!AI36=\"\",\"\",Inventory!AI36)","v":""},{"$f":"IF(Inventory!AJ36=\"\",\"\",Inventory!AJ36)","v":""},{"$f":"IF(Inventory!AK36=\"\",\"\",Inventory!AK36)","v":""},{"$f":"IF(Inventory!AL36=\"\",\"\",Inventory!AL36)","v":""},{"$f":"IF(Inventory!AM36=\"\",\"\",Inventory!AM36)","v":""},{"$f":"IF(Inventory!AN36=\"\",\"\",Inventory!AN36)","v":""},{"$f":"IF(Inventory!AO36=\"\",\"\",Inventory!AO36)","v":""},{"$f":"IF(Inventory!AP36=\"\",\"\",Inventory!AP36)","v":""},{"$f":"IF(Inventory!AQ36=\"\",\"\",Inventory!AQ36)","v":""},{"$f":"IF(Inventory!AR36=\"\",\"\",Inventory!AR36)","v":""}]
[null,28,{"$f":"IF(Inventory!C37=\"\",\"\",Inventory!C37)","v":""},{"$f":"IF(Inventory!D37=\"\",\"\",Inventory!D37)","v":""},{"$f":"IF(Inventory!X37=\"\",\"\",Inventory!X37)","v":""},{"$f":"IF(Inventory!Y37=\"\",\"\",Inventory!Y37)","v":""},{"$f":"IF(Inventory!Z37=\"\",\"\",Inventory!Z37)","v":""},{"$f":"IF(Inventory!AB37=\"\",\"\",Inventory!AB37)","v":""},{"$f":"IF(Inventory!AC37=\"\",\"\",Inventory!AC37)","v":""},{"$f":"IF(Inventory!AE37=\"\",\"\",Inventory!AE37)","v":""},{"$f":"IF(Inventory!AF37=\"\",\"\",Inventory!AF37)","v":""},{"$f":"IF(Inventory!AG37=\"\",\"\",Inventory!AG37)","v":""},{"$f":"IF(Inventory!AH37=\"\",\"\",Inventory!AH37)","v":""},{"$f":"IF(Inventory!AI37=\"\",\"\",Inventory!AI37)","v":""},{"$f":"IF(Inventory!AJ37=\"\",\"\",Inventory!AJ37)","v":""},{"$f":"IF(Inventory!AK37=\"\",\"\",Inventory!AK37)","v":""},{"$f":"IF(Inventory!AL37=\"\",\"\",Inventory!AL37)","v":""},{"$f":"IF(Inventory!AM37=\"\",\"\",Inventory!AM37)","v":""},{"$f":"IF(Inventory!AN37=\"\",\"\",Inventory!AN37)","v":""},{"$f":"IF(Inventory!AO37=\"\",\"\",Inventory!AO37)","v":""},{"$f":"IF(Inventory!AP37=\"\",\"\",Inventory!AP37)","v":""},{"$f":"IF(Inventory!AQ37=\"\",\"\",Inventory!AQ37)","v":""},{"$f":"IF(Inventory!AR37=\"\",\"\",Inventory!AR37)","v":""}]
[null,29,{"$f":"IF(Inventory!C38=\"\",\"\",Inventory!C38)","v":""},{"$f":"IF(Inventory!D38=\"\",\"\",Inventory!D38)","v":""},{"$f":"IF(Inventory!X38=\"\",\"\",Inventory!X38)","v":""},{"$f":"IF(Inventory!Y38=\"\",\"\",Inventory!Y38)","v":""},{"$f":"IF(Inventory!Z38=\"\",\"\",Inventory!Z38)","v":""},{"$f":"IF(Inventory!AB38=\"\",\"\",Inventory!AB38)","v":""},{"$f":"IF(Inventory!AC38=\"\",\"\",Inventory!AC38)","v":""},{"$f":"IF(Inventory!AE38=\"\",\"\",Inventory!AE38)","v":""},{"$f":"IF(Inventory!AF38=\"\",\"\",Inventory!AF38)","v":""},{"$f":"IF(Inventory!AG38=\"\",\"\",Inventory!AG38)","v":""},{"$f":"IF(Inventory!AH38=\"\",\"\",Inventory!AH38)","v":""},{"$f":"IF(Inventory!AI38=\"\",\"\",Inventory!AI38)","v":""},{"$f":"IF(Inventory!AJ38=\"\",\"\",Inventory!AJ38)","v":""},{"$f":"IF(Inventory!AK38=\"\",\"\",Inventory!AK38)","v":""},{"$f":"IF(Inventory!AL38=\"\",\"\",Inventory!AL38)","v":""},{"$f":"IF(Inventory!AM38=\"\",\"\",Inventory!AM38)","v":""},{"$f":"IF(Inventory!AN38=\"\",\"\",Inventory!AN38)","v":""},{"$f":"IF(Inventory!AO38=\"\",\"\",Inventory!AO38)","v":""},{"$f":"IF(Inventory!AP38=\"\",\"\",Inventory!AP38)","v":""},{"$f":"IF(Inventory!AQ38=\"\",\"\",Inventory!AQ38)","v":""},{"$f":"IF(Inventory!AR38=\"\",\"\",Inventory!AR38)","v":""}]
[null,30,{"$f":"IF(Inventory!C39=\"\",\"\",Inventory!C39)","v":""},{"$f":"IF(Inventory!D39=\"\",\"\",Inventory!D39)","v":""},{"$f":"IF(Inventory!X39=\"\",\"\",Inventory!X39)","v":""},{"$f":"IF(Inventory!Y39=\"\",\"\",Inventory!Y39)","v":""},{"$f":"IF(Inventory!Z39=\"\",\"\",Inventory!Z39)","v":""},{"$f":"IF(Inventory!AB39=\"\",\"\",Inventory!AB39)","v":""},{"$f":"IF(Inventory!AC39=\"\",\"\",Inventory!AC39)","v":""},{"$f":"IF(Inventory!AE39=\"\",\"\",Inventory!AE39)","v":""},{"$f":"IF(Inventory!AF39=\"\",\"\",Inventory!AF39)","v":""},{"$f":"IF(Inventory!AG39=\"\",\"\",Inventory!AG39)","v":""},{"$f":"IF(Inventory!AH39=\"\",\"\",Inventory!AH39)","v":""},{"$f":"IF(Inventory!AI39=\"\",\"\",Inventory!AI39)","v":""},{"$f":"IF(Inventory!AJ39=\"\",\"\",Inventory!AJ39)","v":""},{"$f":"IF(Inventory!AK39=\"\",\"\",Inventory!AK39)","v":""},{"$f":"IF(Inventory!AL39=\"\",\"\",Inventory!AL39)","v":""},{"$f":"IF(Inventory!AM39=\"\",\"\",Inventory!AM39)","v":""},{"$f":"IF(Inventory!AN39=\"\",\"\",Inventory!AN39)","v":""},{"$f":"IF(Inventory!AO39=\"\",\"\",Inventory!AO39)","v":""},{"$f":"IF(Inventory!AP39=\"\",\"\",Inventory!AP39)","v":""},{"$f":"IF(Inventory!AQ39=\"\",\"\",Inventory!AQ39)","v":""},{"$f":"IF(Inventory!AR39=\"\",\"\",Inventory!AR39)","v":""}]
[null,31,{"$f":"IF(Inventory!C40=\"\",\"\",Inventory!C40)","v":""},{"$f":"IF(Inventory!D40=\"\",\"\",Inventory!D40)","v":""},{"$f":"IF(Inventory!X40=\"\",\"\",Inventory!X40)","v":""},{"$f":"IF(Inventory!Y40=\"\",\"\",Inventory!Y40)","v":""},{"$f":"IF(Inventory!Z40=\"\",\"\",Inventory!Z40)","v":""},{"$f":"IF(Inventory!AB40=\"\",\"\",Inventory!AB40)","v":""},{"$f":"IF(Inventory!AC40=\"\",\"\",Inventory!AC40)","v":""},{"$f":"IF(Inventory!AE40=\"\",\"\",Inventory!AE40)","v":""},{"$f":"IF(Inventory!AF40=\"\",\"\",Inventory!AF40)","v":""},{"$f":"IF(Inventory!AG40=\"\",\"\",Inventory!AG40)","v":""},{"$f":"IF(Inventory!AH40=\"\",\"\",Inventory!AH40)","v":""},{"$f":"IF(Inventory!AI40=\"\",\"\",Inventory!AI40)","v":""},{"$f":"IF(Inventory!AJ40=\"\",\"\",Inventory!AJ40)","v":""},{"$f":"IF(Inventory!AK40=\"\",\"\",Inventory!AK40)","v":""},{"$f":"IF(Inventory!AL40=\"\",\"\",Inventory!AL40)","v":""},{"$f":"IF(Inventory!AM40=\"\",\"\",Inventory!AM40)","v":""},{"$f":"IF(Inventory!AN40=\"\",\"\",Inventory!AN40)","v":""},{"$f":"IF(Inventory!AO40=\"\",\"\",Inventory!AO40)","v":""},{"$f":"IF(Inventory!AP40=\"\",\"\",Inventory!AP40)","v":""},{"$f":"IF(Inventory!AQ40=\"\",\"\",Inventory!AQ40)","v":""},{"$f":"IF(Inventory!AR40=\"\",\"\",Inventory!AR40)","v":""}]
[null,32,{"$f":"IF(Inventory!C41=\"\",\"\",Inventory!C41)","v":""},{"$f":"IF(Inventory!D41=\"\",\"\",Inventory!D41)","v":""},{"$f":"IF(Inventory!X41=\"\",\"\",Inventory!X41)","v":""},{"$f":"IF(Inventory!Y41=\"\",\"\",Inventory!Y41)","v":""},{"$f":"IF(Inventory!Z41=\"\",\"\",Inventory!Z41)","v":""},{"$f":"IF(Inventory!AB41=\"\",\"\",Inventory!AB41)","v":""},{"$f":"IF(Inventory!AC41=\"\",\"\",Inventory!AC41)","v":""},{"$f":"IF(Inventory!AE41=\"\",\"\",Inventory!AE41)","v":""},{"$f":"IF(Inventory!AF41=\"\",\"\",Inventory!AF41)","v":""},{"$f":"IF(Inventory!AG41=\"\",\"\",Inventory!AG41)","v":""},{"$f":"IF(Inventory!AH41=\"\",\"\",Inventory!AH41)","v":""},{"$f":"IF(Inventory!AI41=\"\",\"\",Inventory!AI41)","v":""},{"$f":"IF(Inventory!AJ41=\"\",\"\",Inventory!AJ41)","v":""},{"$f":"IF(Inventory!AK41=\"\",\"\",Inventory!AK41)","v":""},{"$f":"IF(Inventory!AL41=\"\",\"\",Inventory!AL41)","v":""},{"$f":"IF(Inventory!AM41=\"\",\"\",Inventory!AM41)","v":""},{"$f":"IF(Inventory!AN41=\"\",\"\",Inventory!AN41)","v":""},{"$f":"IF(Inventory!AO41=\"\",\"\",Inventory!AO41)","v":""},{"$f":"IF(Inventory!AP41=\"\",\"\",Inventory!AP41)","v":""},{"$f":"IF(Inventory!AQ41=\"\",\"\",Inventory!AQ41)","v":""},{"$f":"IF(Inventory!AR41=\"\",\"\",Inventory!AR41)","v":""}]
[null,33,{"$f":"IF(Inventory!C42=\"\",\"\",Inventory!C42)","v":""},{"$f":"IF(Inventory!D42=\"\",\"\",Inventory!D42)","v":""},{"$f":"IF(Inventory!X42=\"\",\"\",Inventory!X42)","v":""},{"$f":"IF(Inventory!Y42=\"\",\"\",Inventory!Y42)","v":""},{"$f":"IF(Inventory!Z42=\"\",\"\",Inventory!Z42)","v":""},{"$f":"IF(Inventory!AB42=\"\",\"\",Inventory!AB42)","v":""},{"$f":"IF(Inventory!AC42=\"\",\"\",Inventory!AC42)","v":""},{"$f":"IF(Inventory!AE42=\"\",\"\",Inventory!AE42)","v":""},{"$f":"IF(Inventory!AF42=\"\",\"\",Inventory!AF42)","v":""},{"$f":"IF(Inventory!AG42=\"\",\"\",Inventory!AG42)","v":""},{"$f":"IF(Inventory!AH42=\"\",\"\",Inventory!AH42)","v":""},{"$f":"IF(Inventory!AI42=\"\",\"\",Inventory!AI42)","v":""},{"$f":"IF(Inventory!AJ42=\"\",\"\",Inventory!AJ42)","v":""},{"$f":"IF(Inventory!AK42=\"\",\"\",Inventory!AK42)","v":""},{"$f":"IF(Inventory!AL42=\"\",\"\",Inventory!AL42)","v":""},{"$f":"IF(Inventory!AM42=\"\",\"\",Inventory!AM42)","v":""},{"$f":"IF(Inventory!AN42=\"\",\"\",Inventory!AN42)","v":""},{"$f":"IF(Inventory!AO42=\"\",\"\",Inventory!AO42)","v":""},{"$f":"IF(Inventory!AP42=\"\",\"\",Inventory!AP42)","v":""},{"$f":"IF(Inventory!AQ42=\"\",\"\",Inventory!AQ42)","v":""},{"$f":"IF(Inventory!AR42=\"\",\"\",Inventory!AR42)","v":""}]
[null,34,{"$f":"IF(Inventory!C43=\"\",\"\",Inventory!C43)","v":""},{"$f":"IF(Inventory!D43=\"\",\"\",Inventory!D43)","v":""},{"$f":"IF(Inventory!X43=\"\",\"\",Inventory!X43)","v":""},{"$f":"IF(Inventory!Y43=\"\",\"\",Inventory!Y43)","v":""},{"$f":"IF(Inventory!Z43=\"\",\"\",Inventory!Z43)","v":""},{"$f":"IF(Inventory!AB43=\"\",\"\",Inventory!AB43)","v":""},{"$f":"IF(Inventory!AC43=\"\",\"\",Inventory!AC43)","v":""},{"$f":"IF(Inventory!AE43=\"\",\"\",Inventory!AE43)","v":""},{"$f":"IF(Inventory!AF43=\"\",\"\",Inventory!AF43)","v":""},{"$f":"IF(Inventory!AG43=\"\",\"\",Inventory!AG43)","v":""},{"$f":"IF(Inventory!AH43=\"\",\"\",Inventory!AH43)","v":""},{"$f":"IF(Inventory!AI43=\"\",\"\",Inventory!AI43)","v":""},{"$f":"IF(Inventory!AJ43=\"\",\"\",Inventory!AJ43)","v":""},{"$f":"IF(Inventory!AK43=\"\",\"\",Inventory!AK43)","v":""},{"$f":"IF(Inventory!AL43=\"\",\"\",Inventory!AL43)","v":""},{"$f":"IF(Inventory!AM43=\"\",\"\",Inventory!AM43)","v":""},{"$f":"IF(Inventory!AN43=\"\",\"\",Inventory!AN43)","v":""},{"$f":"IF(Inventory!AO43=\"\",\"\",Inventory!AO43)","v":""},{"$f":"IF(Inventory!AP43=\"\",\"\",Inventory!AP43)","v":""},{"$f":"IF(Inventory!AQ43=\"\",\"\",Inventory!AQ43)","v":""},{"$f":"IF(Inventory!AR43=\"\",\"\",Inventory!AR43)","v":""}]
[null,35,{"$f":"IF(Inventory!C44=\"\",\"\",Inventory!C44)","v":""},{"$f":"IF(Inventory!D44=\"\",\"\",Inventory!D44)","v":""},{"$f":"IF(Inventory!X44=\"\",\"\",Inventory!X44)","v":""},{"$f":"IF(Inventory!Y44=\"\",\"\",Inventory!Y44)","v":""},{"$f":"IF(Inventory!Z44=\"\",\"\",Inventory!Z44)","v":""},{"$f":"IF(Inventory!AB44=\"\",\"\",Inventory!AB44)","v":""},{"$f":"IF(Inventory!AC44=\"\",\"\",Inventory!AC44)","v":""},{"$f":"IF(Inventory!AE44=\"\",\"\",Inventory!AE44)","v":""},{"$f":"IF(Inventory!AF44=\"\",\"\",Inventory!AF44)","v":""},{"$f":"IF(Inventory!AG44=\"\",\"\",Inventory!AG44)","v":""},{"$f":"IF(Inventory!AH44=\"\",\"\",Inventory!AH44)","v":""},{"$f":"IF(Inventory!AI44=\"\",\"\",Inventory!AI44)","v":""},{"$f":"IF(Inventory!AJ44=\"\",\"\",Inventory!AJ44)","v":""},{"$f":"IF(Inventory!AK44=\"\",\"\",Inventory!AK44)","v":""},{"$f":"IF(Inventory!AL44=\"\",\"\",Inventory!AL44)","v":""},{"$f":"IF(Inventory!AM44=\"\",\"\",Inventory!AM44)","v":""},{"$f":"IF(Inventory!AN44=\"\",\"\",Inventory!AN44)","v":""},{"$f":"IF(Inventory!AO44=\"\",\"\",Inventory!AO44)","v":""},{"$f":"IF(Inventory!AP44=\"\",\"\",Inventory!AP44)","v":""},{"$f":"IF(Inventory!AQ44=\"\",\"\",Inventory!AQ44)","v":""},{"$f":"IF(Inventory!AR44=\"\",\"\",Inventory!AR44)","v":""}]
[null,36,{"$f":"IF(Inventory!C45=\"\",\"\",Inventory!C45)","v":""},{"$f":"IF(Inventory!D45=\"\",\"\",Inventory!D45)","v":""},{"$f":"IF(Inventory!X45=\"\",\"\",Inventory!X45)","v":""},{"$f":"IF(Inventory!Y45=\"\",\"\",Inventory!Y45)","v":""},{"$f":"IF(Inventory!Z45=\"\",\"\",Inventory!Z45)","v":""},{"$f":"IF(Inventory!AB45=\"\",\"\",Inventory!AB45)","v":""},{"$f":"IF(Inventory!AC45=\"\",\"\",Inventory!AC45)","v":""},{"$f":"IF(Inventory!AE45=\"\",\"\",Inventory!AE45)","v":""},{"$f":"IF(Inventory!AF45=\"\",\"\",Inventory!AF45)","v":""},{"$f":"IF(Inventory!AG45=\"\",\"\",Inventory!AG45)","v":""},{"$f":"IF(Inventory!AH45=\"\",\"\",Inventory!AH45)","v":""},{"$f":"IF(Inventory!AI45=\"\",\"\",Inventory!AI45)","v":""},{"$f":"IF(Inventory!AJ45=\"\",\"\",Inventory!AJ45)","v":""},{"$f":"IF(Inventory!AK45=\"\",\"\",Inventory!AK45)","v":""},{"$f":"IF(Inventory!AL45=\"\",\"\",Inventory!AL45)","v":""},{"$f":"IF(Inventory!AM45=\"\",\"\",Inventory!AM45)","v":""},{"$f":"IF(Inventory!AN45=\"\",\"\",Inventory!AN45)","v":""},{"$f":"IF(Inventory!AO45=\"\",\"\",Inventory!AO45)","v":""},{"$f":"IF(Inventory!AP45=\"\",\"\",Inventory!AP45)","v":""},{"$f":"IF(Inventory!AQ45=\"\",\"\",Inventory!AQ45)","v":""},{"$f":"IF(Inventory!AR45=\"\",\"\",Inventory!AR45)","v":""}]
[null,37,{"$f":"IF(Inventory!C46=\"\",\"\",Inventory!C46)","v":""},{"$f":"IF(Inventory!D46=\"\",\"\",Inventory!D46)","v":""},{"$f":"IF(Inventory!X46=\"\",\"\",Inventory!X46)","v":""},{"$f":"IF(Inventory!Y46=\"\",\"\",Inventory!Y46)","v":""},{"$f":"IF(Inventory!Z46=\"\",\"\",Inventory!Z46)","v":""},{"$f":"IF(Inventory!AB46=\"\",\"\",Inventory!AB46)","v":""},{"$f":"IF(Inventory!AC46=\"\",\"\",Inventory!AC46)","v":""},{"$f":"IF(Inventory!AE46=\"\",\"\",Inventory!AE46)","v":""},{"$f":"IF(Inventory!AF46=\"\",\"\",Inventory!AF46)","v":""},{"$f":"IF(Inventory!AG46=\"\",\"\",Inventory!AG46)","v":""},{"$f":"IF(Inventory!AH46=\"\",\"\",Inventory!AH46)","v":""},{"$f":"IF(Inventory!AI46=\"\",\"\",Inventory!AI46)","v":""},{"$f":"IF(Inventory!AJ46=\"\",\"\",Inventory!AJ46)","v":""},{"$f":"IF(Inventory!AK46=\"\",\"\",Inventory!AK46)","v":""},{"$f":"IF(Inventory!AL46=\"\",\"\",Inventory!AL46)","v":""},{"$f":"IF(Inventory!AM46=\"\",\"\",Inventory!AM46)","v":""},{"$f":"IF(Inventory!AN46=\"\",\"\",Inventory!AN46)","v":""},{"$f":"IF(Inventory!AO46=\"\",\"\",Inventory!AO46)","v":""},{"$f":"IF(Inventory!AP46=\"\",\"\",Inventory!AP46)","v":""},{"$f":"IF(Inventory!AQ46=\"\",\"\",Inventory!AQ46)","v":""},{"$f":"IF(Inventory!AR46=\"\",\"\",Inventory!AR46)","v":""}]
[null,38,{"$f":"IF(Inventory!C47=\"\",\"\",Inventory!C47)","v":""},{"$f":"IF(Inventory!D47=\"\",\"\",Inventory!D47)","v":""},{"$f":"IF(Inventory!X47=\"\",\"\",Inventory!X47)","v":""},{"$f":"IF(Inventory!Y47=\"\",\"\",Inventory!Y47)","v":""},{"$f":"IF(Inventory!Z47=\"\",\"\",Inventory!Z47)","v":""},{"$f":"IF(Inventory!AB47=\"\",\"\",Inventory!AB47)","v":""},{"$f":"IF(Inventory!AC47=\"\",\"\",Inventory!AC47)","v":""},{"$f":"IF(Inventory!AE47=\"\",\"\",Inventory!AE47)","v":""},{"$f":"IF(Inventory!AF47=\"\",\"\",Inventory!AF47)","v":""},{"$f":"IF(Inventory!AG47=\"\",\"\",Inventory!AG47)","v":""},{"$f":"IF(Inventory!AH47=\"\",\"\",Inventory!AH47)","v":""},{"$f":"IF(Inventory!AI47=\"\",\"\",Inventory!AI47)","v":""},{"$f":"IF(Inventory!AJ47=\"\",\"\",Inventory!AJ47)","v":""},{"$f":"IF(Inventory!AK47=\"\",\"\",Inventory!AK47)","v":""},{"$f":"IF(Inventory!AL47=\"\",\"\",Inventory!AL47)","v":""},{"$f":"IF(Inventory!AM47=\"\",\"\",Inventory!AM47)","v":""},{"$f":"IF(Inventory!AN47=\"\",\"\",Inventory!AN47)","v":""},{"$f":"IF(Inventory!AO47=\"\",\"\",Inventory!AO47)","v":""},{"$f":"IF(Inventory!AP47=\"\",\"\",Inventory!AP47)","v":""},{"$f":"IF(Inventory!AQ47=\"\",\"\",Inventory!AQ47)","v":""},{"$f":"IF(Inventory!AR47=\"\",\"\",Inventory!AR47)","v":""}]
[null,39,{"$f":"IF(Inventory!C48=\"\",\"\",Inventory!C48)","v":""},{"$f":"IF(Inventory!D48=\"\",\"\",Inventory!D48)","v":""},{"$f":"IF(Inventory!X48=\"\",\"\",Inventory!X48)","v":""},{"$f":"IF(Inventory!Y48=\"\",\"\",Inventory!Y48)","v":""},{"$f":"IF(Inventory!Z48=\"\",\"\",Inventory!Z48)","v":""},{"$f":"IF(Inventory!AB48=\"\",\"\",Inventory!AB48)","v":""},{"$f":"IF(Inventory!AC48=\"\",\"\",Inventory!AC48)","v":""},{"$f":"IF(Inventory!AE48=\"\",\"\",Inventory!AE48)","v":""},{"$f":"IF(Inventory!AF48=\"\",\"\",Inventory!AF48)","v":""},{"$f":"IF(Inventory!AG48=\"\",\"\",Inventory!AG48)","v":""},{"$f":"IF(Inventory!AH48=\"\",\"\",Inventory!AH48)","v":""},{"$f":"IF(Inventory!AI48=\"\",\"\",Inventory!AI48)","v":""},{"$f":"IF(Inventory!AJ48=\"\",\"\",Inventory!AJ48)","v":""},{"$f":"IF(Inventory!AK48=\"\",\"\",Inventory!AK48)","v":""},{"$f":"IF(Inventory!AL48=\"\",\"\",Inventory!AL48)","v":""},{"$f":"IF(Inventory!AM48=\"\",\"\",Inventory!AM48)","v":""},{"$f":"IF(Inventory!AN48=\"\",\"\",Inventory!AN48)","v":""},{"$f":"IF(Inventory!AO48=\"\",\"\",Inventory!AO48)","v":""},{"$f":"IF(Inventory!AP48=\"\",\"\",Inventory!AP48)","v":""},{"$f":"IF(Inventory!AQ48=\"\",\"\",Inventory!AQ48)","v":""},{"$f":"IF(Inventory!AR48=\"\",\"\",Inventory!AR48)","v":""}]
[null,40,{"$f":"IF(Inventory!C49=\"\",\"\",Inventory!C49)","v":""},{"$f":"IF(Inventory!D49=\"\",\"\",Inventory!D49)","v":""},{"$f":"IF(Inventory!X49=\"\",\"\",Inventory!X49)","v":""},{"$f":"IF(Inventory!Y49=\"\",\"\",Inventory!Y49)","v":""},{"$f":"IF(Inventory!Z49=\"\",\"\",Inventory!Z49)","v":""},{"$f":"IF(Inventory!AB49=\"\",\"\",Inventory!AB49)","v":""},{"$f":"IF(Inventory!AC49=\"\",\"\",Inventory!AC49)","v":""},{"$f":"IF(Inventory!AE49=\"\",\"\",Inventory!AE49)","v":""},{"$f":"IF(Inventory!AF49=\"\",\"\",Inventory!AF49)","v":""},{"$f":"IF(Inventory!AG49=\"\",\"\",Inventory!AG49)","v":""},{"$f":"IF(Inventory!AH49=\"\",\"\",Inventory!AH49)","v":""},{"$f":"IF(Inventory!AI49=\"\",\"\",Inventory!AI49)","v":""},{"$f":"IF(Inventory!AJ49=\"\",\"\",Inventory!AJ49)","v":""},{"$f":"IF(Inventory!AK49=\"\",\"\",Inventory!AK49)","v":""},{"$f":"IF(Inventory!AL49=\"\",\"\",Inventory!AL49)","v":""},{"$f":"IF(Inventory!AM49=\"\",\"\",Inventory!AM49)","v":""},{"$f":"IF(Inventory!AN49=\"\",\"\",Inventory!AN49)","v":""},{"$f":"IF(Inventory!AO49=\"\",\"\",Inventory!AO49)","v":""},{"$f":"IF(Inventory!AP49=\"\",\"\",Inventory!AP49)","v":""},{"$f":"IF(Inventory!AQ49=\"\",\"\",Inventory!AQ49)","v":""},{"$f":"IF(Inventory!AR49=\"\",\"\",Inventory!AR49)","v":""}]
[null,41,{"$f":"IF(Inventory!C50=\"\",\"\",Inventory!C50)","v":""},{"$f":"IF(Inventory!D50=\"\",\"\",Inventory!D50)","v":""},{"$f":"IF(Inventory!X50=\"\",\"\",Inventory!X50)","v":""},{"$f":"IF(Inventory!Y50=\"\",\"\",Inventory!Y50)","v":""},{"$f":"IF(Inventory!Z50=\"\",\"\",Inventory!Z50)","v":""},{"$f":"IF(Inventory!AB50=\"\",\"\",Inventory!AB50)","v":""},{"$f":"IF(Inventory!AC50=\"\",\"\",Inventory!AC50)","v":""},{"$f":"IF(Inventory!AE50=\"\",\"\",Inventory!AE50)","v":""},{"$f":"IF(Inventory!AF50=\"\",\"\",Inventory!AF50)","v":""},{"$f":"IF(Inventory!AG50=\"\",\"\",Inventory!AG50)","v":""},{"$f":"IF(Inventory!AH50=\"\",\"\",Inventory!AH50)","v":""},{"$f":"IF(Inventory!AI50=\"\",\"\",Inventory!AI50)","v":""},{"$f":"IF(Inventory!AJ50=\"\",\"\",Inventory!AJ50)","v":""},{"$f":"IF(Inventory!AK50=\"\",\"\",Inventory!AK50)","v":""},{"$f":"IF(Inventory!AL50=\"\",\"\",Inventory!AL50)","v":""},{"$f":"IF(Inventory!AM50=\"\",\"\",Inventory!AM50)","v":""},{"$f":"IF(Inventory!AN50=\"\",\"\",Inventory!AN50)","v":""},{"$f":"IF(Inventory!AO50=\"\",\"\",Inventory!AO50)","v":""},{"$f":"IF(Inventory!AP50=\"\",\"\",Inventory!AP50)","v":""},{"$f":"IF(Inventory!AQ50=\"\",\"\",Inventory!AQ50)","v":""},{"$f":"IF(Inventory!AR50=\"\",\"\",Inventory!AR50)","v":""}]
[null,42,{"$f":"IF(Inventory!C51=\"\",\"\",Inventory!C51)","v":""},{"$f":"IF(Inventory!D51=\"\",\"\",Inventory!D51)","v":""},{"$f":"IF(Inventory!X51=\"\",\"\",Inventory!X51)","v":""},{"$f":"IF(Inventory!Y51=\"\",\"\",Inventory!Y51)","v":""},{"$f":"IF(Inventory!Z51=\"\",\"\",Inventory!Z51)","v":""},{"$f":"IF(Inventory!AB51=\"\",\"\",Inventory!AB51)","v":""},{"$f":"IF(Inventory!AC51=\"\",\"\",Inventory!AC51)","v":""},{"$f":"IF(Inventory!AE51=\"\",\"\",Inventory!AE51)","v":""},{"$f":"IF(Inventory!AF51=\"\",\"\",Inventory!AF51)","v":""},{"$f":"IF(Inventory!AG51=\"\",\"\",Inventory!AG51)","v":""},{"$f":"IF(Inventory!AH51=\"\",\"\",Inventory!AH51)","v":""},{"$f":"IF(Inventory!AI51=\"\",\"\",Inventory!AI51)","v":""},{"$f":"IF(Inventory!AJ51=\"\",\"\",Inventory!AJ51)","v":""},{"$f":"IF(Inventory!AK51=\"\",\"\",Inventory!AK51)","v":""},{"$f":"IF(Inventory!AL51=\"\",\"\",Inventory!AL51)","v":""},{"$f":"IF(Inventory!AM51=\"\",\"\",Inventory!AM51)","v":""},{"$f":"IF(Inventory!AN51=\"\",\"\",Inventory!AN51)","v":""},{"$f":"IF(Inventory!AO51=\"\",\"\",Inventory!AO51)","v":""},{"$f":"IF(Inventory!AP51=\"\",\"\",Inventory!AP51)","v":""},{"$f":"IF(Inventory!AQ51=\"\",\"\",Inventory!AQ51)","v":""},{"$f":"IF(Inventory!AR51=\"\",\"\",Inventory!AR51)","v":""}]
[null,43,{"$f":"IF(Inventory!C52=\"\",\"\",Inventory!C52)","v":""},{"$f":"IF(Inventory!D52=\"\",\"\",Inventory!D52)","v":""},{"$f":"IF(Inventory!X52=\"\",\"\",Inventory!X52)","v":""},{"$f":"IF(Inventory!Y52=\"\",\"\",Inventory!Y52)","v":""},{"$f":"IF(Inventory!Z52=\"\",\"\",Inventory!Z52)","v":""},{"$f":"IF(Inventory!AB52=\"\",\"\",Inventory!AB52)","v":""},{"$f":"IF(Inventory!AC52=\"\",\"\",Inventory!AC52)","v":""},{"$f":"IF(Inventory!AE52=\"\",\"\",Inventory!AE52)","v":""},{"$f":"IF(Inventory!AF52=\"\",\"\",Inventory!AF52)","v":""},{"$f":"IF(Inventory!AG52=\"\",\"\",Inventory!AG52)","v":""},{"$f":"IF(Inventory!AH52=\"\",\"\",Inventory!AH52)","v":""},{"$f":"IF(Inventory!AI52=\"\",\"\",Inventory!AI52)","v":""},{"$f":"IF(Inventory!AJ52=\"\",\"\",Inventory!AJ52)","v":""},{"$f":"IF(Inventory!AK52=\"\",\"\",Inventory!AK52)","v":""},{"$f":"IF(Inventory!AL52=\"\",\"\",Inventory!AL52)","v":""},{"$f":"IF(Inventory!AM52=\"\",\"\",Inventory!AM52)","v":""},{"$f":"IF(Inventory!AN52=\"\",\"\",Inventory!AN52)","v":""},{"$f":"IF(Inventory!AO52=\"\",\"\",Inventory!AO52)","v":""},{"$f":"IF(Inventory!AP52=\"\",\"\",Inventory!AP52)","v":""},{"$f":"IF(Inventory!AQ52=\"\",\"\",Inventory!AQ52)","v":""},{"$f":"IF(Inventory!AR52=\"\",\"\",Inventory!AR52)","v":""}]
[null,44,{"$f":"IF(Inventory!C53=\"\",\"\",Inventory!C53)","v":""},{"$f":"IF(Inventory!D53=\"\",\"\",Inventory!D53)","v":""},{"$f":"IF(Inventory!X53=\"\",\"\",Inventory!X53)","v":""},{"$f":"IF(Inventory!Y53=\"\",\"\",Inventory!Y53)","v":""},{"$f":"IF(Inventory!Z53=\"\",\"\",Inventory!Z53)","v":""},{"$f":"IF(Inventory!AB53=\"\",\"\",Inventory!AB53)","v":""},{"$f":"IF(Inventory!AC53=\"\",\"\",Inventory!AC53)","v":""},{"$f":"IF(Inventory!AE53=\"\",\"\",Inventory!AE53)","v":""},{"$f":"IF(Inventory!AF53=\"\",\"\",Inventory!AF53)","v":""},{"$f":"IF(Inventory!AG53=\"\",\"\",Inventory!AG53)","v":""},{"$f":"IF(Inventory!AH53=\"\",\"\",Inventory!AH53)","v":""},{"$f":"IF(Inventory!AI53=\"\",\"\",Inventory!AI53)","v":""},{"$f":"IF(Inventory!AJ53=\"\",\"\",Inventory!AJ53)","v":""},{"$f":"IF(Inventory!AK53=\"\",\"\",Inventory!AK53)","v":""},{"$f":"IF(Inventory!AL53=\"\",\"\",Inventory!AL53)","v":""},{"$f":"IF(Inventory!AM53=\"\",\"\",Inventory!AM53)","v":""},{"$f":"IF(Inventory!AN53=\"\",\"\",Inventory!AN53)","v":""},{"$f":"IF(Inventory!AO53=\"\",\"\",Inventory!AO53)","v":""},{"$f":"IF(Inventory!AP53=\"\",\"\",Inventory!AP53)","v":""},{"$f":"IF(Inventory!AQ53=\"\",\"\",Inventory!AQ53)","v":""},{"$f":"IF(Inventory!AR53=\"\",\"\",Inventory!AR53)","v":""}]
[null,45,{"$f":"IF(Inventory!C54=\"\",\"\",Inventory!C54)","v":""},{"$f":"IF(Inventory!D54=\"\",\"\",Inventory!D54)","v":""},{"$f":"IF(Inventory!X54=\"\",\"\",Inventory!X54)","v":""},{"$f":"IF(Inventory!Y54=\"\",\"\",Inventory!Y54)","v":""},{"$f":"IF(Inventory!Z54=\"\",\"\",Inventory!Z54)","v":""},{"$f":"IF(Inventory!AB54=\"\",\"\",Inventory!AB54)","v":""},{"$f":"IF(Inventory!AC54=\"\",\"\",Inventory!AC54)","v":""},{"$f":"IF(Inventory!AE54=\"\",\"\",Inventory!AE54)","v":""},{"$f":"IF(Inventory!AF54=\"\",\"\",Inventory!AF54)","v":""},{"$f":"IF(Inventory!AG54=\"\",\"\",Inventory!AG54)","v":""},{"$f":"IF(Inventory!AH54=\"\",\"\",Inventory!AH54)","v":""},{"$f":"IF(Inventory!AI54=\"\",\"\",Inventory!AI54)","v":""},{"$f":"IF(Inventory!AJ54=\"\",\"\",Inventory!AJ54)","v":""},{"$f":"IF(Inventory!AK54=\"\",\"\",Inventory!AK54)","v":""},{"$f":"IF(Inventory!AL54=\"\",\"\",Inventory!AL54)","v":""},{"$f":"IF(Inventory!AM54=\"\",\"\",Inventory!AM54)","v":""},{"$f":"IF(Inventory!AN54=\"\",\"\",Inventory!AN54)","v":""},{"$f":"IF(Inventory!AO54=\"\",\"\",Inventory!AO54)","v":""},{"$f":"IF(Inventory!AP54=\"\",\"\",Inventory!AP54)","v":""},{"$f":"IF(Inventory!AQ54=\"\",\"\",Inventory!AQ54)","v":""},{"$f":"IF(Inventory!AR54=\"\",\"\",Inventory!AR54)","v":""}]
[null,46,{"$f":"IF(Inventory!C55=\"\",\"\",Inventory!C55)","v":""},{"$f":"IF(Inventory!D55=\"\",\"\",Inventory!D55)","v":""},{"$f":"IF(Inventory!X55=\"\",\"\",Inventory!X55)","v":""},{"$f":"IF(Inventory!Y55=\"\",\"\",Inventory!Y55)","v":""},{"$f":"IF(Inventory!Z55=\"\",\"\",Inventory!Z55)","v":""},{"$f":"IF(Inventory!AB55=\"\",\"\",Inventory!AB55)","v":""},{"$f":"IF(Inventory!AC55=\"\",\"\",Inventory!AC55)","v":""},{"$f":"IF(Inventory!AE55=\"\",\"\",Inventory!AE55)","v":""},{"$f":"IF(Inventory!AF55=\"\",\"\",Inventory!AF55)","v":""},{"$f":"IF(Inventory!AG55=\"\",\"\",Inventory!AG55)","v":""},{"$f":"IF(Inventory!AH55=\"\",\"\",Inventory!AH55)","v":""},{"$f":"IF(Inventory!AI55=\"\",\"\",Inventory!AI55)","v":""},{"$f":"IF(Inventory!AJ55=\"\",\"\",Inventory!AJ55)","v":""},{"$f":"IF(Inventory!AK55=\"\",\"\",Inventory!AK55)","v":""},{"$f":"IF(Inventory!AL55=\"\",\"\",Inventory!AL55)","v":""},{"$f":"IF(Inventory!AM55=\"\",\"\",Inventory!AM55)","v":""},{"$f":"IF(Inventory!AN55=\"\",\"\",Inventory!AN55)","v":""},{"$f":"IF(Inventory!AO55=\"\",\"\",Inventory!AO55)","v":""},{"$f":"IF(Inventory!AP55=\"\",\"\",Inventory!AP55)","v":""},{"$f":"IF(Inventory!AQ55=\"\",\"\",Inventory!AQ55)","v":""},{"$f":"IF(Inventory!AR55=\"\",\"\",Inventory!AR55)","v":""}]
[null,47,{"$f":"IF(Inventory!C56=\"\",\"\",Inventory!C56)","v":""},{"$f":"IF(Inventory!D56=\"\",\"\",Inventory!D56)","v":""},{"$f":"IF(Inventory!X56=\"\",\"\",Inventory!X56)","v":""},{"$f":"IF(Inventory!Y56=\"\",\"\",Inventory!Y56)","v":""},{"$f":"IF(Inventory!Z56=\"\",\"\",Inventory!Z56)","v":""},{"$f":"IF(Inventory!AB56=\"\",\"\",Inventory!AB56)","v":""},{"$f":"IF(Inventory!AC56=\"\",\"\",Inventory!AC56)","v":""},{"$f":"IF(Inventory!AE56=\"\",\"\",Inventory!AE56)","v":""},{"$f":"IF(Inventory!AF56=\"\",\"\",Inventory!AF56)","v":""},{"$f":"IF(Inventory!AG56=\"\",\"\",Inventory!AG56)","v":""},{"$f":"IF(Inventory!AH56=\"\",\"\",Inventory!AH56)","v":""},{"$f":"IF(Inventory!AI56=\"\",\"\",Inventory!AI56)","v":""},{"$f":"IF(Inventory!AJ56=\"\",\"\",Inventory!AJ56)","v":""},{"$f":"IF(Inventory!AK56=\"\",\"\",Inventory!AK56)","v":""},{"$f":"IF(Inventory!AL56=\"\",\"\",Inventory!AL56)","v":""},{"$f":"IF(Inventory!AM56=\"\",\"\",Inventory!AM56)","v":""},{"$f":"IF(Inventory!AN56=\"\",\"\",Inventory!AN56)","v":""},{"$f":"IF(Inventory!AO56=\"\",\"\",Inventory!AO56)","v":""},{"$f":"IF(Inventory!AP56=\"\",\"\",Inventory!AP56)","v":""},{"$f":"IF(Inventory!AQ56=\"\",\"\",Inventory!AQ56)","v":""},{"$f":"IF(Inventory!AR56=\"\",\"\",Inventory!AR56)","v":""}]
[null,48,{"$f":"IF(Inventory!C57=\"\",\"\",Inventory!C57)","v":""},{"$f":"IF(Inventory!D57=\"\",\"\",Inventory!D57)","v":""},{"$f":"IF(Inventory!X57=\"\",\"\",Inventory!X57)","v":""},{"$f":"IF(Inventory!Y57=\"\",\"\",Inventory!Y57)","v":""},{"$f":"IF(Inventory!Z57=\"\",\"\",Inventory!Z57)","v":""},{"$f":"IF(Inventory!AB57=\"\",\"\",Inventory!AB57)","v":""},{"$f":"IF(Inventory!AC57=\"\",\"\",Inventory!AC57)","v":""},{"$f":"IF(Inventory!AE57=\"\",\"\",Inventory!AE57)","v":""},{"$f":"IF(Inventory!AF57=\"\",\"\",Inventory!AF57)","v":""},{"$f":"IF(Inventory!AG57=\"\",\"\",Inventory!AG57)","v":""},{"$f":"IF(Inventory!AH57=\"\",\"\",Inventory!AH57)","v":""},{"$f":"IF(Inventory!AI57=\"\",\"\",Inventory!AI57)","v":""},{"$f":"IF(Inventory!AJ57=\"\",\"\",Inventory!AJ57)","v":""},{"$f":"IF(Inventory!AK57=\"\",\"\",Inventory!AK57)","v":""},{"$f":"IF(Inventory!AL57=\"\",\"\",Inventory!AL57)","v":""},{"$f":"IF(Inventory!AM57=\"\",\"\",Inventory!AM57)","v":""},{"$f":"IF(Inventory!AN57=\"\",\"\",Inventory!AN57)","v":""},{"$f":"IF(Inventory!AO57=\"\",\"\",Inventory!AO57)","v":""},{"$f":"IF(Inventory!AP57=\"\",\"\",Inventory!AP57)","v":""},{"$f":"IF(Inventory!AQ57=\"\",\"\",Inventory!AQ57)","v":""},{"$f":"IF(Inventory!AR57=\"\",\"\",Inventory!AR57)","v":""}]
[null,49,{"$f":"IF(Inventory!C58=\"\",\"\",Inventory!C58)","v":""},{"$f":"IF(Inventory!D58=\"\",\"\",Inventory!D58)","v":""},{"$f":"IF(Inventory!X58=\"\",\"\",Inventory!X58)","v":""},{"$f":"IF(Inventory!Y58=\"\",\"\",Inventory!Y58)","v":""},{"$f":"IF(Inventory!Z58=\"\",\"\",Inventory!Z58)","v":""},{"$f":"IF(Inventory!AB58=\"\",\"\",Inventory!AB58)","v":""},{"$f":"IF(Inventory!AC58=\"\",\"\",Inventory!AC58)","v":""},{"$f":"IF(Inventory!AE58=\"\",\"\",Inventory!AE58)","v":""},{"$f":"IF(Inventory!AF58=\"\",\"\",Inventory!AF58)","v":""},{"$f":"IF(Inventory!AG58=\"\",\"\",Inventory!AG58)","v":""},{"$f":"IF(Inventory!AH58=\"\",\"\",Inventory!AH58)","v":""},{"$f":"IF(Inventory!AI58=\"\",\"\",Inventory!AI58)","v":""},{"$f":"IF(Inventory!AJ58=\"\",\"\",Inventory!AJ58)","v":""},{"$f":"IF(Inventory!AK58=\"\",\"\",Inventory!AK58)","v":""},{"$f":"IF(Inventory!AL58=\"\",\"\",Inventory!AL58)","v":""},{"$f":"IF(Inventory!AM58=\"\",\"\",Inventory!AM58)","v":""},{"$f":"IF(Inventory!AN58=\"\",\"\",Inventory!AN58)","v":""},{"$f":"IF(Inventory!AO58=\"\",\"\",Inventory!AO58)","v":""},{"$f":"IF(Inventory!AP58=\"\",\"\",Inventory!AP58)","v":""},{"$f":"IF(Inventory!AQ58=\"\",\"\",Inventory!AQ58)","v":""},{"$f":"IF(Inventory!AR58=\"\",\"\",Inventory!AR58)","v":""}]
[null,50,{"$f":"IF(Inventory!C59=\"\",\"\",Inventory!C59)","v":""},{"$f":"IF(Inventory!D59=\"\",\"\",Inventory!D59)","v":""},{"$f":"IF(Inventory!X59=\"\",\"\",Inventory!X59)","v":""},{"$f":"IF(Inventory!Y59=\"\",\"\",Inventory!Y59)","v":""},{"$f":"IF(Inventory!Z59=\"\",\"\",Inventory!Z59)","v":""},{"$f":"IF(Inventory!AB59=\"\",\"\",Inventory!AB59)","v":""},{"$f":"IF(Inventory!AC59=\"\",\"\",Inventory!AC59)","v":""},{"$f":"IF(Inventory!AE59=\"\",\"\",Inventory!AE59)","v":""},{"$f":"IF(Inventory!AF59=\"\",\"\",Inventory!AF59)","v":""},{"$f":"IF(Inventory!AG59=\"\",\"\",Inventory!AG59)","v":""},{"$f":"IF(Inventory!AH59=\"\",\"\",Inventory!AH59)","v":""},{"$f":"IF(Inventory!AI59=\"\",\"\",Inventory!AI59)","v":""},{"$f":"IF(Inventory!AJ59=\"\",\"\",Inventory!AJ59)","v":""},{"$f":"IF(Inventory!AK59=\"\",\"\",Inventory!AK59)","v":""},{"$f":"IF(Inventory!AL59=\"\",\"\",Inventory!AL59)","v":""},{"$f":"IF(Inventory!AM59=\"\",\"\",Inventory!AM59)","v":""},{"$f":"IF(Inventory!AN59=\"\",\"\",Inventory!AN59)","v":""},{"$f":"IF(Inventory!AO59=\"\",\"\",Inventory!AO59)","v":""},{"$f":"IF(Inventory!AP59=\"\",\"\",Inventory!AP59)","v":""},{"$f":"IF(Inventory!AQ59=\"\",\"\",Inventory!AQ59)","v":""},{"$f":"IF(Inventory!AR59=\"\",\"\",Inventory!AR59)","v":""}]
[null,51,{"$f":"IF(Inventory!C60=\"\",\"\",Inventory!C60)","v":""},{"$f":"IF(Inventory!D60=\"\",\"\",Inventory!D60)","v":""},{"$f":"IF(Inventory!X60=\"\",\"\",Inventory!X60)","v":""},{"$f":"IF(Inventory!Y60=\"\",\"\",Inventory!Y60)","v":""},{"$f":"IF(Inventory!Z60=\"\",\"\",Inventory!Z60)","v":""},{"$f":"IF(Inventory!AB60=\"\",\"\",Inventory!AB60)","v":""},{"$f":"IF(Inventory!AC60=\"\",\"\",Inventory!AC60)","v":""},{"$f":"IF(Inventory!AE60=\"\",\"\",Inventory!AE60)","v":""},{"$f":"IF(Inventory!AF60=\"\",\"\",Inventory!AF60)","v":""},{"$f":"IF(Inventory!AG60=\"\",\"\",Inventory!AG60)","v":""},{"$f":"IF(Inventory!AH60=\"\",\"\",Inventory!AH60)","v":""},{"$f":"IF(Inventory!AI60=\"\",\"\",Inventory!AI60)","v":""},{"$f":"IF(Inventory!AJ60=\"\",\"\",Inventory!AJ60)","v":""},{"$f":"IF(Inventory!AK60=\"\",\"\",Inventory!AK60)","v":""},{"$f":"IF(Inventory!AL60=\"\",\"\",Inventory!AL60)","v":""},{"$f":"IF(Inventory!AM60=\"\",\"\",Inventory!AM60)","v":""},{"$f":"IF(Inventory!AN60=\"\",\"\",Inventory!AN60)","v":""},{"$f":"IF(Inventory!AO60=\"\",\"\",Inventory!AO60)","v":""},{"$f":"IF(Inventory!AP60=\"\",\"\",Inventory!AP60)","v":""},{"$f":"IF(Inventory!AQ60=\"\",\"\",Inventory!AQ60)","v":""},{"$f":"IF(Inventory!AR60=\"\",\"\",Inventory!AR60)","v":""}]
[null,52,{"$f":"IF(Inventory!C61=\"\",\"\",Inventory!C61)","v":""},{"$f":"IF(Inventory!D61=\"\",\"\",Inventory!D61)","v":""},{"$f":"IF(Inventory!X61=\"\",\"\",Inventory!X61)","v":""},{"$f":"IF(Inventory!Y61=\"\",\"\",Inventory!Y61)","v":""},{"$f":"IF(Inventory!Z61=\"\",\"\",Inventory!Z61)","v":""},{"$f":"IF(Inventory!AB61=\"\",\"\",Inventory!AB61)","v":""},{"$f":"IF(Inventory!AC61=\"\",\"\",Inventory!AC61)","v":""},{"$f":"IF(Inventory!AE61=\"\",\"\",Inventory!AE61)","v":""},{"$f":"IF(Inventory!AF61=\"\",\"\",Inventory!AF61)","v":""},{"$f":"IF(Inventory!AG61=\"\",\"\",Inventory!AG61)","v":""},{"$f":"IF(Inventory!AH61=\"\",\"\",Inventory!AH61)","v":""},{"$f":"IF(Inventory!AI61=\"\",\"\",Inventory!AI61)","v":""},{"$f":"IF(Inventory!AJ61=\"\",\"\",Inventory!AJ61)","v":""},{"$f":"IF(Inventory!AK61=\"\",\"\",Inventory!AK61)","v":""},{"$f":"IF(Inventory!AL61=\"\",\"\",Inventory!AL61)","v":""},{"$f":"IF(Inventory!AM61=\"\",\"\",Inventory!AM61)","v":""},{"$f":"IF(Inventory!AN61=\"\",\"\",Inventory!AN61)","v":""},{"$f":"IF(Inventory!AO61=\"\",\"\",Inventory!AO61)","v":""},{"$f":"IF(Inventory!AP61=\"\",\"\",Inventory!AP61)","v":""},{"$f":"IF(Inventory!AQ61=\"\",\"\",Inventory!AQ61)","v":""},{"$f":"IF(Inventory!AR61=\"\",\"\",Inventory!AR61)","v":""}]
[null,53,{"$f":"IF(Inventory!C62=\"\",\"\",Inventory!C62)","v":""},{"$f":"IF(Inventory!D62=\"\",\"\",Inventory!D62)","v":""},{"$f":"IF(Inventory!X62=\"\",\"\",Inventory!X62)","v":""},{"$f":"IF(Inventory!Y62=\"\",\"\",Inventory!Y62)","v":""},{"$f":"IF(Inventory!Z62=\"\",\"\",Inventory!Z62)","v":""},{"$f":"IF(Inventory!AB62=\"\",\"\",Inventory!AB62)","v":""},{"$f":"IF(Inventory!AC62=\"\",\"\",Inventory!AC62)","v":""},{"$f":"IF(Inventory!AE62=\"\",\"\",Inventory!AE62)","v":""},{"$f":"IF(Inventory!AF62=\"\",\"\",Inventory!AF62)","v":""},{"$f":"IF(Inventory!AG62=\"\",\"\",Inventory!AG62)","v":""},{"$f":"IF(Inventory!AH62=\"\",\"\",Inventory!AH62)","v":""},{"$f":"IF(Inventory!AI62=\"\",\"\",Inventory!AI62)","v":""},{"$f":"IF(Inventory!AJ62=\"\",\"\",Inventory!AJ62)","v":""},{"$f":"IF(Inventory!AK62=\"\",\"\",Inventory!AK62)","v":""},{"$f":"IF(Inventory!AL62=\"\",\"\",Inventory!AL62)","v":""},{"$f":"IF(Inventory!AM62=\"\",\"\",Inventory!AM62)","v":""},{"$f":"IF(Inventory!AN62=\"\",\"\",Inventory!AN62)","v":""},{"$f":"IF(Inventory!AO62=\"\",\"\",Inventory!AO62)","v":""},{"$f":"IF(Inventory!AP62=\"\",\"\",Inventory!AP62)","v":""},{"$f":"IF(Inventory!AQ62=\"\",\"\",Inventory!AQ62)","v":""},{"$f":"IF(Inventory!AR62=\"\",\"\",Inventory!AR62)","v":""}]
[null,54,{"$f":"IF(Inventory!C63=\"\",\"\",Inventory!C63)","v":""},{"$f":"IF(Inventory!D63=\"\",\"\",Inventory!D63)","v":""},{"$f":"IF(Inventory!X63=\"\",\"\",Inventory!X63)","v":""},{"$f":"IF(Inventory!Y63=\"\",\"\",Inventory!Y63)","v":""},{"$f":"IF(Inventory!Z63=\"\",\"\",Inventory!Z63)","v":""},{"$f":"IF(Inventory!AB63=\"\",\"\",Inventory!AB63)","v":""},{"$f":"IF(Inventory!AC63=\"\",\"\",Inventory!AC63)","v":""},{"$f":"IF(Inventory!AE63=\"\",\"\",Inventory!AE63)","v":""},{"$f":"IF(Inventory!AF63=\"\",\"\",Inventory!AF63)","v":""},{"$f":"IF(Inventory!AG63=\"\",\"\",Inventory!AG63)","v":""},{"$f":"IF(Inventory!AH63=\"\",\"\",Inventory!AH63)","v":""},{"$f":"IF(Inventory!AI63=\"\",\"\",Inventory!AI63)","v":""},{"$f":"IF(Inventory!AJ63=\"\",\"\",Inventory!AJ63)","v":""},{"$f":"IF(Inventory!AK63=\"\",\"\",Inventory!AK63)","v":""},{"$f":"IF(Inventory!AL63=\"\",\"\",Inventory!AL63)","v":""},{"$f":"IF(Inventory!AM63=\"\",\"\",Inventory!AM63)","v":""},{"$f":"IF(Inventory!AN63=\"\",\"\",Inventory!AN63)","v":""},{"$f":"IF(Inventory!AO63=\"\",\"\",Inventory!AO63)","v":""},{"$f":"IF(Inventory!AP63=\"\",\"\",Inventory!AP63)","v":""},{"$f":"IF(Inventory!AQ63=\"\",\"\",Inventory!AQ63)","v":""},{"$f":"IF(Inventory!AR63=\"\",\"\",Inventory!AR63)","v":""}]
[null,55,{"$f":"IF(Inventory!C64=\"\",\"\",Inventory!C64)","v":""},{"$f":"IF(Inventory!D64=\"\",\"\",Inventory!D64)","v":""},{"$f":"IF(Inventory!X64=\"\",\"\",Inventory!X64)","v":""},{"$f":"IF(Inventory!Y64=\"\",\"\",Inventory!Y64)","v":""},{"$f":"IF(Inventory!Z64=\"\",\"\",Inventory!Z64)","v":""},{"$f":"IF(Inventory!AB64=\"\",\"\",Inventory!AB64)","v":""},{"$f":"IF(Inventory!AC64=\"\",\"\",Inventory!AC64)","v":""},{"$f":"IF(Inventory!AE64=\"\",\"\",Inventory!AE64)","v":""},{"$f":"IF(Inventory!AF64=\"\",\"\",Inventory!AF64)","v":""},{"$f":"IF(Inventory!AG64=\"\",\"\",Inventory!AG64)","v":""},{"$f":"IF(Inventory!AH64=\"\",\"\",Inventory!AH64)","v":""},{"$f":"IF(Inventory!AI64=\"\",\"\",Inventory!AI64)","v":""},{"$f":"IF(Inventory!AJ64=\"\",\"\",Inventory!AJ64)","v":""},{"$f":"IF(Inventory!AK64=\"\",\"\",Inventory!AK64)","v":""},{"$f":"IF(Inventory!AL64=\"\",\"\",Inventory!AL64)","v":""},{"$f":"IF(Inventory!AM64=\"\",\"\",Inventory!AM64)","v":""},{"$f":"IF(Inventory!AN64=\"\",\"\",Inventory!AN64)","v":""},{"$f":"IF(Inventory!AO64=\"\",\"\",Inventory!AO64)","v":""},{"$f":"IF(Inventory!AP64=\"\",\"\",Inventory!AP64)","v":""},{"$f":"IF(Inventory!AQ64=\"\",\"\",Inventory!AQ64)","v":""},{"$f":"IF(Inventory!AR64=\"\",\"\",Inventory!AR64)","v":""}]
[null,56,{"$f":"IF(Inventory!C65=\"\",\"\",Inventory!C65)","v":""},{"$f":"IF(Inventory!D65=\"\",\"\",Inventory!D65)","v":""},{"$f":"IF(Inventory!X65=\"\",\"\",Inventory!X65)","v":""},{"$f":"IF(Inventory!Y65=\"\",\"\",Inventory!Y65)","v":""},{"$f":"IF(Inventory!Z65=\"\",\"\",Inventory!Z65)","v":""},{"$f":"IF(Inventory!AB65=\"\",\"\",Inventory!AB65)","v":""},{"$f":"IF(Inventory!AC65=\"\",\"\",Inventory!AC65)","v":""},{"$f":"IF(Inventory!AE65=\"\",\"\",Inventory!AE65)","v":""},{"$f":"IF(Inventory!AF65=\"\",\"\",Inventory!AF65)","v":""},{"$f":"IF(Inventory!AG65=\"\",\"\",Inventory!AG65)","v":""},{"$f":"IF(Inventory!AH65=\"\",\"\",Inventory!AH65)","v":""},{"$f":"IF(Inventory!AI65=\"\",\"\",Inventory!AI65)","v":""},{"$f":"IF(Inventory!AJ65=\"\",\"\",Inventory!AJ65)","v":""},{"$f":"IF(Inventory!AK65=\"\",\"\",Inventory!AK65)","v":""},{"$f":"IF(Inventory!AL65=\"\",\"\",Inventory!AL65)","v":""},{"$f":"IF(Inventory!AM65=\"\",\"\",Inventory!AM65)","v":""},{"$f":"IF(Inventory!AN65=\"\",\"\",Inventory!AN65)","v":""},{"$f":"IF(Inventory!AO65=\"\",\"\",Inventory!AO65)","v":""},{"$f":"IF(Inventory!AP65=\"\",\"\",Inventory!AP65)","v":""},{"$f":"IF(Inventory!AQ65=\"\",\"\",Inventory!AQ65)","v":""},{"$f":"IF(Inventory!AR65=\"\",\"\",Inventory!AR65)","v":""}]
[null,57,{"$f":"IF(Inventory!C66=\"\",\"\",Inventory!C66)","v":""},{"$f":"IF(Inventory!D66=\"\",\"\",Inventory!D66)","v":""},{"$f":"IF(Inventory!X66=\"\",\"\",Inventory!X66)","v":""},{"$f":"IF(Inventory!Y66=\"\",\"\",Inventory!Y66)","v":""},{"$f":"IF(Inventory!Z66=\"\",\"\",Inventory!Z66)","v":""},{"$f":"IF(Inventory!AB66=\"\",\"\",Inventory!AB66)","v":""},{"$f":"IF(Inventory!AC66=\"\",\"\",Inventory!AC66)","v":""},{"$f":"IF(Inventory!AE66=\"\",\"\",Inventory!AE66)","v":""},{"$f":"IF(Inventory!AF66=\"\",\"\",Inventory!AF66)","v":""},{"$f":"IF(Inventory!AG66=\"\",\"\",Inventory!AG66)","v":""},{"$f":"IF(Inventory!AH66=\"\",\"\",Inventory!AH66)","v":""},{"$f":"IF(Inventory!AI66=\"\",\"\",Inventory!AI66)","v":""},{"$f":"IF(Inventory!AJ66=\"\",\"\",Inventory!AJ66)","v":""},{"$f":"IF(Inventory!AK66=\"\",\"\",Inventory!AK66)","v":""},{"$f":"IF(Inventory!AL66=\"\",\"\",Inventory!AL66)","v":""},{"$f":"IF(Inventory!AM66=\"\",\"\",Inventory!AM66)","v":""},{"$f":"IF(Inventory!AN66=\"\",\"\",Inventory!AN66)","v":""},{"$f":"IF(Inventory!AO66=\"\",\"\",Inventory!AO66)","v":""},{"$f":"IF(Inventory!AP66=\"\",\"\",Inventory!AP66)","v":""},{"$f":"IF(Inventory!AQ66=\"\",\"\",Inventory!AQ66)","v":""},{"$f":"IF(Inventory!AR66=\"\",\"\",Inventory!AR66)","v":""}]
[null,58,{"$f":"IF(Inventory!C67=\"\",\"\",Inventory!C67)","v":""},{"$f":"IF(Inventory!D67=\"\",\"\",Inventory!D67)","v":""},{"$f":"IF(Inventory!X67=\"\",\"\",Inventory!X67)","v":""},{"$f":"IF(Inventory!Y67=\"\",\"\",Inventory!Y67)","v":""},{"$f":"IF(Inventory!Z67=\"\",\"\",Inventory!Z67)","v":""},{"$f":"IF(Inventory!AB67=\"\",\"\",Inventory!AB67)","v":""},{"$f":"IF(Inventory!AC67=\"\",\"\",Inventory!AC67)","v":""},{"$f":"IF(Inventory!AE67=\"\",\"\",Inventory!AE67)","v":""},{"$f":"IF(Inventory!AF67=\"\",\"\",Inventory!AF67)","v":""},{"$f":"IF(Inventory!AG67=\"\",\"\",Inventory!AG67)","v":""},{"$f":"IF(Inventory!AH67=\"\",\"\",Inventory!AH67)","v":""},{"$f":"IF(Inventory!AI67=\"\",\"\",Inventory!AI67)","v":""},{"$f":"IF(Inventory!AJ67=\"\",\"\",Inventory!AJ67)","v":""},{"$f":"IF(Inventory!AK67=\"\",\"\",Inventory!AK67)","v":""},{"$f":"IF(Inventory!AL67=\"\",\"\",Inventory!AL67)","v":""},{"$f":"IF(Inventory!AM67=\"\",\"\",Inventory!AM67)","v":""},{"$f":"IF(Inventory!AN67=\"\",\"\",Inventory!AN67)","v":""},{"$f":"IF(Inventory!AO67=\"\",\"\",Inventory!AO67)","v":""},{"$f":"IF(Inventory!AP67=\"\",\"\",Inventory!AP67)","v":""},{"$f":"IF(Inventory!AQ67=\"\",\"\",Inventory!AQ67)","v":""},{"$f":"IF(Inventory!AR67=\"\",\"\",Inventory!AR67)","v":""}]
[null,59,{"$f":"IF(Inventory!C68=\"\",\"\",Inventory!C68)","v":""},{"$f":"IF(Inventory!D68=\"\",\"\",Inventory!D68)","v":""},{"$f":"IF(Inventory!X68=\"\",\"\",Inventory!X68)","v":""},{"$f":"IF(Inventory!Y68=\"\",\"\",Inventory!Y68)","v":""},{"$f":"IF(Inventory!Z68=\"\",\"\",Inventory!Z68)","v":""},{"$f":"IF(Inventory!AB68=\"\",\"\",Inventory!AB68)","v":""},{"$f":"IF(Inventory!AC68=\"\",\"\",Inventory!AC68)","v":""},{"$f":"IF(Inventory!AE68=\"\",\"\",Inventory!AE68)","v":""},{"$f":"IF(Inventory!AF68=\"\",\"\",Inventory!AF68)","v":""},{"$f":"IF(Inventory!AG68=\"\",\"\",Inventory!AG68)","v":""},{"$f":"IF(Inventory!AH68=\"\",\"\",Inventory!AH68)","v":""},{"$f":"IF(Inventory!AI68=\"\",\"\",Inventory!AI68)","v":""},{"$f":"IF(Inventory!AJ68=\"\",\"\",Inventory!AJ68)","v":""},{"$f":"IF(Inventory!AK68=\"\",\"\",Inventory!AK68)","v":""},{"$f":"IF(Inventory!AL68=\"\",\"\",Inventory!AL68)","v":""},{"$f":"IF(Inventory!AM68=\"\",\"\",Inventory!AM68)","v":""},{"$f":"IF(Inventory!AN68=\"\",\"\",Inventory!AN68)","v":""},{"$f":"IF(Inventory!AO68=\"\",\"\",Inventory!AO68)","v":""},{"$f":"IF(Inventory!AP68=\"\",\"\",Inventory!AP68)","v":""},{"$f":"IF(Inventory!AQ68=\"\",\"\",Inventory!AQ68)","v":""},{"$f":"IF(Inventory!AR68=\"\",\"\",Inventory!AR68)","v":""}]
[null,60,{"$f":"IF(Inventory!C69=\"\",\"\",Inventory!C69)","v":""},{"$f":"IF(Inventory!D69=\"\",\"\",Inventory!D69)","v":""},{"$f":"IF(Inventory!X69=\"\",\"\",Inventory!X69)","v":""},{"$f":"IF(Inventory!Y69=\"\",\"\",Inventory!Y69)","v":""},{"$f":"IF(Inventory!Z69=\"\",\"\",Inventory!Z69)","v":""},{"$f":"IF(Inventory!AB69=\"\",\"\",Inventory!AB69)","v":""},{"$f":"IF(Inventory!AC69=\"\",\"\",Inventory!AC69)","v":""},{"$f":"IF(Inventory!AE69=\"\",\"\",Inventory!AE69)","v":""},{"$f":"IF(Inventory!AF69=\"\",\"\",Inventory!AF69)","v":""},{"$f":"IF(Inventory!AG69=\"\",\"\",Inventory!AG69)","v":""},{"$f":"IF(Inventory!AH69=\"\",\"\",Inventory!AH69)","v":""},{"$f":"IF(Inventory!AI69=\"\",\"\",Inventory!AI69)","v":""},{"$f":"IF(Inventory!AJ69=\"\",\"\",Inventory!AJ69)","v":""},{"$f":"IF(Inventory!AK69=\"\",\"\",Inventory!AK69)","v":""},{"$f":"IF(Inventory!AL69=\"\",\"\",Inventory!AL69)","v":""},{"$f":"IF(Inventory!AM69=\"\",\"\",Inventory!AM69)","v":""},{"$f":"IF(Inventory!AN69=\"\",\"\",Inventory!AN69)","v":""},{"$f":"IF(Inventory!AO69=\"\",\"\",Inventory!AO69)","v":""},{"$f":"IF(Inventory!AP69=\"\",\"\",Inventory!AP69)","v":""},{"$f":"IF(Inventory!AQ69=\"\",\"\",Inventory!AQ69)","v":""},{"$f":"IF(Inventory!AR69=\"\",\"\",Inventory!AR69)","v":""}]
[null,61,{"$f":"IF(Inventory!C70=\"\",\"\",Inventory!C70)","v":""},{"$f":"IF(Inventory!D70=\"\",\"\",Inventory!D70)","v":""},{"$f":"IF(Inventory!X70=\"\",\"\",Inventory!X70)","v":""},{"$f":"IF(Inventory!Y70=\"\",\"\",Inventory!Y70)","v":""},{"$f":"IF(Inventory!Z70=\"\",\"\",Inventory!Z70)","v":""},{"$f":"IF(Inventory!AB70=\"\",\"\",Inventory!AB70)","v":""},{"$f":"IF(Inventory!AC70=\"\",\"\",Inventory!AC70)","v":""},{"$f":"IF(Inventory!AE70=\"\",\"\",Inventory!AE70)","v":""},{"$f":"IF(Inventory!AF70=\"\",\"\",Inventory!AF70)","v":""},{"$f":"IF(Inventory!AG70=\"\",\"\",Inventory!AG70)","v":""},{"$f":"IF(Inventory!AH70=\"\",\"\",Inventory!AH70)","v":""},{"$f":"IF(Inventory!AI70=\"\",\"\",Inventory!AI70)","v":""},{"$f":"IF(Inventory!AJ70=\"\",\"\",Inventory!AJ70)","v":""},{"$f":"IF(Inventory!AK70=\"\",\"\",Inventory!AK70)","v":""},{"$f":"IF(Inventory!AL70=\"\",\"\",Inventory!AL70)","v":""},{"$f":"IF(Inventory!AM70=\"\",\"\",Inventory!AM70)","v":""},{"$f":"IF(Inventory!AN70=\"\",\"\",Inventory!AN70)","v":""},{"$f":"IF(Inventory!AO70=\"\",\"\",Inventory!AO70)","v":""},{"$f":"IF(Inventory!AP70=\"\",\"\",Inventory!AP70)","v":""},{"$f":"IF(Inventory!AQ70=\"\",\"\",Inventory!AQ70)","v":""},{"$f":"IF(Inventory!AR70=\"\",\"\",Inventory!AR70)","v":""}]
[null,62,{"$f":"IF(Inventory!C71=\"\",\"\",Inventory!C71)","v":""},{"$f":"IF(Inventory!D71=\"\",\"\",Inventory!D71)","v":""},{"$f":"IF(Inventory!X71=\"\",\"\",Inventory!X71)","v":""},{"$f":"IF(Inventory!Y71=\"\",\"\",Inventory!Y71)","v":""},{"$f":"IF(Inventory!Z71=\"\",\"\",Inventory!Z71)","v":""},{"$f":"IF(Inventory!AB71=\"\",\"\",Inventory!AB71)","v":""},{"$f":"IF(Inventory!AC71=\"\",\"\",Inventory!AC71)","v":""},{"$f":"IF(Inventory!AE71=\"\",\"\",Inventory!AE71)","v":""},{"$f":"IF(Inventory!AF71=\"\",\"\",Inventory!AF71)","v":""},{"$f":"IF(Inventory!AG71=\"\",\"\",Inventory!AG71)","v":""},{"$f":"IF(Inventory!AH71=\"\",\"\",Inventory!AH71)","v":""},{"$f":"IF(Inventory!AI71=\"\",\"\",Inventory!AI71)","v":""},{"$f":"IF(Inventory!AJ71=\"\",\"\",Inventory!AJ71)","v":""},{"$f":"IF(Inventory!AK71=\"\",\"\",Inventory!AK71)","v":""},{"$f":"IF(Inventory!AL71=\"\",\"\",Inventory!AL71)","v":""},{"$f":"IF(Inventory!AM71=\"\",\"\",Inventory!AM71)","v":""},{"$f":"IF(Inventory!AN71=\"\",\"\",Inventory!AN71)","v":""},{"$f":"IF(Inventory!AO71=\"\",\"\",Inventory!AO71)","v":""},{"$f":"IF(Inventory!AP71=\"\",\"\",Inventory!AP71)","v":""},{"$f":"IF(Inventory!AQ71=\"\",\"\",Inventory!AQ71)","v":""},{"$f":"IF(Inventory!AR71=\"\",\"\",Inventory!AR71)","v":""}]
[null,63,{"$f":"IF(Inventory!C72=\"\",\"\",Inventory!C72)","v":""},{"$f":"IF(Inventory!D72=\"\",\"\",Inventory!D72)","v":""},{"$f":"IF(Inventory!X72=\"\",\"\",Inventory!X72)","v":""},{"$f":"IF(Inventory!Y72=\"\",\"\",Inventory!Y72)","v":""},{"$f":"IF(Inventory!Z72=\"\",\"\",Inventory!Z72)","v":""},{"$f":"IF(Inventory!AB72=\"\",\"\",Inventory!AB72)","v":""},{"$f":"IF(Inventory!AC72=\"\",\"\",Inventory!AC72)","v":""},{"$f":"IF(Inventory!AE72=\"\",\"\",Inventory!AE72)","v":""},{"$f":"IF(Inventory!AF72=\"\",\"\",Inventory!AF72)","v":""},{"$f":"IF(Inventory!AG72=\"\",\"\",Inventory!AG72)","v":""},{"$f":"IF(Inventory!AH72=\"\",\"\",Inventory!AH72)","v":""},{"$f":"IF(Inventory!AI72=\"\",\"\",Inventory!AI72)","v":""},{"$f":"IF(Inventory!AJ72=\"\",\"\",Inventory!AJ72)","v":""},{"$f":"IF(Inventory!AK72=\"\",\"\",Inventory!AK72)","v":""},{"$f":"IF(Inventory!AL72=\"\",\"\",Inventory!AL72)","v":""},{"$f":"IF(Inventory!AM72=\"\",\"\",Inventory!AM72)","v":""},{"$f":"IF(Inventory!AN72=\"\",\"\",Inventory!AN72)","v":""},{"$f":"IF(Inventory!AO72=\"\",\"\",Inventory!AO72)","v":""},{"$f":"IF(Inventory!AP72=\"\",\"\",Inventory!AP72)","v":""},{"$f":"IF(Inventory!AQ72=\"\",\"\",Inventory!AQ72)","v":""},{"$f":"IF(Inventory!AR72=\"\",\"\",Inventory!AR72)","v":""}]
[null,64,{"$f":"IF(Inventory!C73=\"\",\"\",Inventory!C73)","v":""},{"$f":"IF(Inventory!D73=\"\",\"\",Inventory!D73)","v":""},{"$f":"IF(Inventory!X73=\"\",\"\",Inventory!X73)","v":""},{"$f":"IF(Inventory!Y73=\"\",\"\",Inventory!Y73)","v":""},{"$f":"IF(Inventory!Z73=\"\",\"\",Inventory!Z73)","v":""},{"$f":"IF(Inventory!AB73=\"\",\"\",Inventory!AB73)","v":""},{"$f":"IF(Inventory!AC73=\"\",\"\",Inventory!AC73)","v":""},{"$f":"IF(Inventory!AE73=\"\",\"\",Inventory!AE73)","v":""},{"$f":"IF(Inventory!AF73=\"\",\"\",Inventory!AF73)","v":""},{"$f":"IF(Inventory!AG73=\"\",\"\",Inventory!AG73)","v":""},{"$f":"IF(Inventory!AH73=\"\",\"\",Inventory!AH73)","v":""},{"$f":"IF(Inventory!AI73=\"\",\"\",Inventory!AI73)","v":""},{"$f":"IF(Inventory!AJ73=\"\",\"\",Inventory!AJ73)","v":""},{"$f":"IF(Inventory!AK73=\"\",\"\",Inventory!AK73)","v":""},{"$f":"IF(Inventory!AL73=\"\",\"\",Inventory!AL73)","v":""},{"$f":"IF(Inventory!AM73=\"\",\"\",Inventory!AM73)","v":""},{"$f":"IF(Inventory!AN73=\"\",\"\",Inventory!AN73)","v":""},{"$f":"IF(Inventory!AO73=\"\",\"\",Inventory!AO73)","v":""},{"$f":"IF(Inventory!AP73=\"\",\"\",Inventory!AP73)","v":""},{"$f":"IF(Inventory!AQ73=\"\",\"\",Inventory!AQ73)","v":""},{"$f":"IF(Inventory!AR73=\"\",\"\",Inventory!AR73)","v":""}]
[null,65,{"$f":"IF(Inventory!C74=\"\",\"\",Inventory!C74)","v":""},{"$f":"IF(Inventory!D74=\"\",\"\",Inventory!D74)","v":""},{"$f":"IF(Inventory!X74=\"\",\"\",Inventory!X74)","v":""},{"$f":"IF(Inventory!Y74=\"\",\"\",Inventory!Y74)","v":""},{"$f":"IF(Inventory!Z74=\"\",\"\",Inventory!Z74)","v":""},{"$f":"IF(Inventory!AB74=\"\",\"\",Inventory!AB74)","v":""},{"$f":"IF(Inventory!AC74=\"\",\"\",Inventory!AC74)","v":""},{"$f":"IF(Inventory!AE74=\"\",\"\",Inventory!AE74)","v":""},{"$f":"IF(Inventory!AF74=\"\",\"\",Inventory!AF74)","v":""},{"$f":"IF(Inventory!AG74=\"\",\"\",Inventory!AG74)","v":""},{"$f":"IF(Inventory!AH74=\"\",\"\",Inventory!AH74)","v":""},{"$f":"IF(Inventory!AI74=\"\",\"\",Inventory!AI74)","v":""},{"$f":"IF(Inventory!AJ74=\"\",\"\",Inventory!AJ74)","v":""},{"$f":"IF(Inventory!AK74=\"\",\"\",Inventory!AK74)","v":""},{"$f":"IF(Inventory!AL74=\"\",\"\",Inventory!AL74)","v":""},{"$f":"IF(Inventory!AM74=\"\",\"\",Inventory!AM74)","v":""},{"$f":"IF(Inventory!AN74=\"\",\"\",Inventory!AN74)","v":""},{"$f":"IF(Inventory!AO74=\"\",\"\",Inventory!AO74)","v":""},{"$f":"IF(Inventory!AP74=\"\",\"\",Inventory!AP74)","v":""},{"$f":"IF(Inventory!AQ74=\"\",\"\",Inventory!AQ74)","v":""},{"$f":"IF(Inventory!AR74=\"\",\"\",Inventory!AR74)","v":""}]
[null,66,{"$f":"IF(Inventory!C75=\"\",\"\",Inventory!C75)","v":""},{"$f":"IF(Inventory!D75=\"\",\"\",Inventory!D75)","v":""},{"$f":"IF(Inventory!X75=\"\",\"\",Inventory!X75)","v":""},{"$f":"IF(Inventory!Y75=\"\",\"\",Inventory!Y75)","v":""},{"$f":"IF(Inventory!Z75=\"\",\"\",Inventory!Z75)","v":""},{"$f":"IF(Inventory!AB75=\"\",\"\",Inventory!AB75)","v":""},{"$f":"IF(Inventory!AC75=\"\",\"\",Inventory!AC75)","v":""},{"$f":"IF(Inventory!AE75=\"\",\"\",Inventory!AE75)","v":""},{"$f":"IF(Inventory!AF75=\"\",\"\",Inventory!AF75)","v":""},{"$f":"IF(Inventory!AG75=\"\",\"\",Inventory!AG75)","v":""},{"$f":"IF(Inventory!AH75=\"\",\"\",Inventory!AH75)","v":""},{"$f":"IF(Inventory!AI75=\"\",\"\",Inventory!AI75)","v":""},{"$f":"IF(Inventory!AJ75=\"\",\"\",Inventory!AJ75)","v":""},{"$f":"IF(Inventory!AK75=\"\",\"\",Inventory!AK75)","v":""},{"$f":"IF(Inventory!AL75=\"\",\"\",Inventory!AL75)","v":""},{"$f":"IF(Inventory!AM75=\"\",\"\",Inventory!AM75)","v":""},{"$f":"IF(Inventory!AN75=\"\",\"\",Inventory!AN75)","v":""},{"$f":"IF(Inventory!AO75=\"\",\"\",Inventory!AO75)","v":""},{"$f":"IF(Inventory!AP75=\"\",\"\",Inventory!AP75)","v":""},{"$f":"IF(Inventory!AQ75=\"\",\"\",Inventory!AQ75)","v":""},{"$f":"IF(Inventory!AR75=\"\",\"\",Inventory!AR75)","v":""}]
[null,67,{"$f":"IF(Inventory!C76=\"\",\"\",Inventory!C76)","v":""},{"$f":"IF(Inventory!D76=\"\",\"\",Inventory!D76)","v":""},{"$f":"IF(Inventory!X76=\"\",\"\",Inventory!X76)","v":""},{"$f":"IF(Inventory!Y76=\"\",\"\",Inventory!Y76)","v":""},{"$f":"IF(Inventory!Z76=\"\",\"\",Inventory!Z76)","v":""},{"$f":"IF(Inventory!AB76=\"\",\"\",Inventory!AB76)","v":""},{"$f":"IF(Inventory!AC76=\"\",\"\",Inventory!AC76)","v":""},{"$f":"IF(Inventory!AE76=\"\",\"\",Inventory!AE76)","v":""},{"$f":"IF(Inventory!AF76=\"\",\"\",Inventory!AF76)","v":""},{"$f":"IF(Inventory!AG76=\"\",\"\",Inventory!AG76)","v":""},{"$f":"IF(Inventory!AH76=\"\",\"\",Inventory!AH76)","v":""},{"$f":"IF(Inventory!AI76=\"\",\"\",Inventory!AI76)","v":""},{"$f":"IF(Inventory!AJ76=\"\",\"\",Inventory!AJ76)","v":""},{"$f":"IF(Inventory!AK76=\"\",\"\",Inventory!AK76)","v":""},{"$f":"IF(Inventory!AL76=\"\",\"\",Inventory!AL76)","v":""},{"$f":"IF(Inventory!AM76=\"\",\"\",Inventory!AM76)","v":""},{"$f":"IF(Inventory!AN76=\"\",\"\",Inventory!AN76)","v":""},{"$f":"IF(Inventory!AO76=\"\",\"\",Inventory!AO76)","v":""},{"$f":"IF(Inventory!AP76=\"\",\"\",Inventory!AP76)","v":""},{"$f":"IF(Inventory!AQ76=\"\",\"\",Inventory!AQ76)","v":""},{"$f":"IF(Inventory!AR76=\"\",\"\",Inventory!AR76)","v":""}]
[null,68,{"$f":"IF(Inventory!C77=\"\",\"\",Inventory!C77)","v":""},{"$f":"IF(Inventory!D77=\"\",\"\",Inventory!D77)","v":""},{"$f":"IF(Inventory!X77=\"\",\"\",Inventory!X77)","v":""},{"$f":"IF(Inventory!Y77=\"\",\"\",Inventory!Y77)","v":""},{"$f":"IF(Inventory!Z77=\"\",\"\",Inventory!Z77)","v":""},{"$f":"IF(Inventory!AB77=\"\",\"\",Inventory!AB77)","v":""},{"$f":"IF(Inventory!AC77=\"\",\"\",Inventory!AC77)","v":""},{"$f":"IF(Inventory!AE77=\"\",\"\",Inventory!AE77)","v":""},{"$f":"IF(Inventory!AF77=\"\",\"\",Inventory!AF77)","v":""},{"$f":"IF(Inventory!AG77=\"\",\"\",Inventory!AG77)","v":""},{"$f":"IF(Inventory!AH77=\"\",\"\",Inventory!AH77)","v":""},{"$f":"IF(Inventory!AI77=\"\",\"\",Inventory!AI77)","v":""},{"$f":"IF(Inventory!AJ77=\"\",\"\",Inventory!AJ77)","v":""},{"$f":"IF(Inventory!AK77=\"\",\"\",Inventory!AK77)","v":""},{"$f":"IF(Inventory!AL77=\"\",\"\",Inventory!AL77)","v":""},{"$f":"IF(Inventory!AM77=\"\",\"\",Inventory!AM77)","v":""},{"$f":"IF(Inventory!AN77=\"\",\"\",Inventory!AN77)","v":""},{"$f":"IF(Inventory!AO77=\"\",\"\",Inventory!AO77)","v":""},{"$f":"IF(Inventory!AP77=\"\",\"\",Inventory!AP77)","v":""},{"$f":"IF(Inventory!AQ77=\"\",\"\",Inventory!AQ77)","v":""},{"$f":"IF(Inventory!AR77=\"\",\"\",Inventory!AR77)","v":""}]
[null,69,{"$f":"IF(Inventory!C78=\"\",\"\",Inventory!C78)","v":""},{"$f":"IF(Inventory!D78=\"\",\"\",Inventory!D78)","v":""},{"$f":"IF(Inventory!X78=\"\",\"\",Inventory!X78)","v":""},{"$f":"IF(Inventory!Y78=\"\",\"\",Inventory!Y78)","v":""},{"$f":"IF(Inventory!Z78=\"\",\"\",Inventory!Z78)","v":""},{"$f":"IF(Inventory!AB78=\"\",\"\",Inventory!AB78)","v":""},{"$f":"IF(Inventory!AC78=\"\",\"\",Inventory!AC78)","v":""},{"$f":"IF(Inventory!AE78=\"\",\"\",Inventory!AE78)","v":""},{"$f":"IF(Inventory!AF78=\"\",\"\",Inventory!AF78)","v":""},{"$f":"IF(Inventory!AG78=\"\",\"\",Inventory!AG78)","v":""},{"$f":"IF(Inventory!AH78=\"\",\"\",Inventory!AH78)","v":""},{"$f":"IF(Inventory!AI78=\"\",\"\",Inventory!AI78)","v":""},{"$f":"IF(Inventory!AJ78=\"\",\"\",Inventory!AJ78)","v":""},{"$f":"IF(Inventory!AK78=\"\",\"\",Inventory!AK78)","v":""},{"$f":"IF(Inventory!AL78=\"\",\"\",Inventory!AL78)","v":""},{"$f":"IF(Inventory!AM78=\"\",\"\",Inventory!AM78)","v":""},{"$f":"IF(Inventory!AN78=\"\",\"\",Inventory!AN78)","v":""},{"$f":"IF(Inventory!AO78=\"\",\"\",Inventory!AO78)","v":""},{"$f":"IF(Inventory!AP78=\"\",\"\",Inventory!AP78)","v":""},{"$f":"IF(Inventory!AQ78=\"\",\"\",Inventory!AQ78)","v":""},{"$f":"IF(Inventory!AR78=\"\",\"\",Inventory!AR78)","v":""}]
[null,70,{"$f":"IF(Inventory!C79=\"\",\"\",Inventory!C79)","v":""},{"$f":"IF(Inventory!D79=\"\",\"\",Inventory!D79)","v":""},{"$f":"IF(Inventory!X79=\"\",\"\",Inventory!X79)","v":""},{"$f":"IF(Inventory!Y79=\"\",\"\",Inventory!Y79)","v":""},{"$f":"IF(Inventory!Z79=\"\",\"\",Inventory!Z79)","v":""},{"$f":"IF(Inventory!AB79=\"\",\"\",Inventory!AB79)","v":""},{"$f":"IF(Inventory!AC79=\"\",\"\",Inventory!AC79)","v":""},{"$f":"IF(Inventory!AE79=\"\",\"\",Inventory!AE79)","v":""},{"$f":"IF(Inventory!AF79=\"\",\"\",Inventory!AF79)","v":""},{"$f":"IF(Inventory!AG79=\"\",\"\",Inventory!AG79)","v":""},{"$f":"IF(Inventory!AH79=\"\",\"\",Inventory!AH79)","v":""},{"$f":"IF(Inventory!AI79=\"\",\"\",Inventory!AI79)","v":""},{"$f":"IF(Inventory!AJ79=\"\",\"\",Inventory!AJ79)","v":""},{"$f":"IF(Inventory!AK79=\"\",\"\",Inventory!AK79)","v":""},{"$f":"IF(Inventory!AL79=\"\",\"\",Inventory!AL79)","v":""},{"$f":"IF(Inventory!AM79=\"\",\"\",Inventory!AM79)","v":""},{"$f":"IF(Inventory!AN79=\"\",\"\",Inventory!AN79)","v":""},{"$f":"IF(Inventory!AO79=\"\",\"\",Inventory!AO79)","v":""},{"$f":"IF(Inventory!AP79=\"\",\"\",Inventory!AP79)","v":""},{"$f":"IF(Inventory!AQ79=\"\",\"\",Inventory!AQ79)","v":""},{"$f":"IF(Inventory!AR79=\"\",\"\",Inventory!AR79)","v":""}]
[null,71,{"$f":"IF(Inventory!C80=\"\",\"\",Inventory!C80)","v":""},{"$f":"IF(Inventory!D80=\"\",\"\",Inventory!D80)","v":""},{"$f":"IF(Inventory!X80=\"\",\"\",Inventory!X80)","v":""},{"$f":"IF(Inventory!Y80=\"\",\"\",Inventory!Y80)","v":""},{"$f":"IF(Inventory!Z80=\"\",\"\",Inventory!Z80)","v":""},{"$f":"IF(Inventory!AB80=\"\",\"\",Inventory!AB80)","v":""},{"$f":"IF(Inventory!AC80=\"\",\"\",Inventory!AC80)","v":""},{"$f":"IF(Inventory!AE80=\"\",\"\",Inventory!AE80)","v":""},{"$f":"IF(Inventory!AF80=\"\",\"\",Inventory!AF80)","v":""},{"$f":"IF(Inventory!AG80=\"\",\"\",Inventory!AG80)","v":""},{"$f":"IF(Inventory!AH80=\"\",\"\",Inventory!AH80)","v":""},{"$f":"IF(Inventory!AI80=\"\",\"\",Inventory!AI80)","v":""},{"$f":"IF(Inventory!AJ80=\"\",\"\",Inventory!AJ80)","v":""},{"$f":"IF(Inventory!AK80=\"\",\"\",Inventory!AK80)","v":""},{"$f":"IF(Inventory!AL80=\"\",\"\",Inventory!AL80)","v":""},{"$f":"IF(Inventory!AM80=\"\",\"\",Inventory!AM80)","v":""},{"$f":"IF(Inventory!AN80=\"\",\"\",Inventory!AN80)","v":""},{"$f":"IF(Inventory!AO80=\"\",\"\",Inventory!AO80)","v":""},{"$f":"IF(Inventory!AP80=\"\",\"\",Inventory!AP80)","v":""},{"$f":"IF(Inventory!AQ80=\"\",\"\",Inventory!AQ80)","v":""},{"$f":"IF(Inventory!AR80=\"\",\"\",Inventory!AR80)","v":""}]
[null,72,{"$f":"IF(Inventory!C81=\"\",\"\",Inventory!C81)","v":""},{"$f":"IF(Inventory!D81=\"\",\"\",Inventory!D81)","v":""},{"$f":"IF(Inventory!X81=\"\",\"\",Inventory!X81)","v":""},{"$f":"IF(Inventory!Y81=\"\",\"\",Inventory!Y81)","v":""},{"$f":"IF(Inventory!Z81=\"\",\"\",Inventory!Z81)","v":""},{"$f":"IF(Inventory!AB81=\"\",\"\",Inventory!AB81)","v":""},{"$f":"IF(Inventory!AC81=\"\",\"\",Inventory!AC81)","v":""},{"$f":"IF(Inventory!AE81=\"\",\"\",Inventory!AE81)","v":""},{"$f":"IF(Inventory!AF81=\"\",\"\",Inventory!AF81)","v":""},{"$f":"IF(Inventory!AG81=\"\",\"\",Inventory!AG81)","v":""},{"$f":"IF(Inventory!AH81=\"\",\"\",Inventory!AH81)","v":""},{"$f":"IF(Inventory!AI81=\"\",\"\",Inventory!AI81)","v":""},{"$f":"IF(Inventory!AJ81=\"\",\"\",Inventory!AJ81)","v":""},{"$f":"IF(Inventory!AK81=\"\",\"\",Inventory!AK81)","v":""},{"$f":"IF(Inventory!AL81=\"\",\"\",Inventory!AL81)","v":""},{"$f":"IF(Inventory!AM81=\"\",\"\",Inventory!AM81)","v":""},{"$f":"IF(Inventory!AN81=\"\",\"\",Inventory!AN81)","v":""},{"$f":"IF(Inventory!AO81=\"\",\"\",Inventory!AO81)","v":""},{"$f":"IF(Inventory!AP81=\"\",\"\",Inventory!AP81)","v":""},{"$f":"IF(Inventory!AQ81=\"\",\"\",Inventory!AQ81)","v":""},{"$f":"IF(Inventory!AR81=\"\",\"\",Inventory!AR81)","v":""}]
[null,73,{"$f":"IF(Inventory!C82=\"\",\"\",Inventory!C82)","v":""},{"$f":"IF(Inventory!D82=\"\",\"\",Inventory!D82)","v":""},{"$f":"IF(Inventory!X82=\"\",\"\",Inventory!X82)","v":""},{"$f":"IF(Inventory!Y82=\"\",\"\",Inventory!Y82)","v":""},{"$f":"IF(Inventory!Z82=\"\",\"\",Inventory!Z82)","v":""},{"$f":"IF(Inventory!AB82=\"\",\"\",Inventory!AB82)","v":""},{"$f":"IF(Inventory!AC82=\"\",\"\",Inventory!AC82)","v":""},{"$f":"IF(Inventory!AE82=\"\",\"\",Inventory!AE82)","v":""},{"$f":"IF(Inventory!AF82=\"\",\"\",Inventory!AF82)","v":""},{"$f":"IF(Inventory!AG82=\"\",\"\",Inventory!AG82)","v":""},{"$f":"IF(Inventory!AH82=\"\",\"\",Inventory!AH82)","v":""},{"$f":"IF(Inventory!AI82=\"\",\"\",Inventory!AI82)","v":""},{"$f":"IF(Inventory!AJ82=\"\",\"\",Inventory!AJ82)","v":""},{"$f":"IF(Inventory!AK82=\"\",\"\",Inventory!AK82)","v":""},{"$f":"IF(Inventory!AL82=\"\",\"\",Inventory!AL82)","v":""},{"$f":"IF(Inventory!AM82=\"\",\"\",Inventory!AM82)","v":""},{"$f":"IF(Inventory!AN82=\"\",\"\",Inventory!AN82)","v":""},{"$f":"IF(Inventory!AO82=\"\",\"\",Inventory!AO82)","v":""},{"$f":"IF(Inventory!AP82=\"\",\"\",Inventory!AP82)","v":""},{"$f":"IF(Inventory!AQ82=\"\",\"\",Inventory!AQ82)","v":""},{"$f":"IF(Inventory!AR82=\"\",\"\",Inventory!AR82)","v":""}]
[null,74,{"$f":"IF(Inventory!C83=\"\",\"\",Inventory!C83)","v":""},{"$f":"IF(Inventory!D83=\"\",\"\",Inventory!D83)","v":""},{"$f":"IF(Inventory!X83=\"\",\"\",Inventory!X83)","v":""},{"$f":"IF(Inventory!Y83=\"\",\"\",Inventory!Y83)","v":""},{"$f":"IF(Inventory!Z83=\"\",\"\",Inventory!Z83)","v":""},{"$f":"IF(Inventory!AB83=\"\",\"\",Inventory!AB83)","v":""},{"$f":"IF(Inventory!AC83=\"\",\"\",Inventory!AC83)","v":""},{"$f":"IF(Inventory!AE83=\"\",\"\",Inventory!AE83)","v":""},{"$f":"IF(Inventory!AF83=\"\",\"\",Inventory!AF83)","v":""},{"$f":"IF(Inventory!AG83=\"\",\"\",Inventory!AG83)","v":""},{"$f":"IF(Inventory!AH83=\"\",\"\",Inventory!AH83)","v":""},{"$f":"IF(Inventory!AI83=\"\",\"\",Inventory!AI83)","v":""},{"$f":"IF(Inventory!AJ83=\"\",\"\",Inventory!AJ83)","v":""},{"$f":"IF(Inventory!AK83=\"\",\"\",Inventory!AK83)","v":""},{"$f":"IF(Inventory!AL83=\"\",\"\",Inventory!AL83)","v":""},{"$f":"IF(Inventory!AM83=\"\",\"\",Inventory!AM83)","v":""},{"$f":"IF(Inventory!AN83=\"\",\"\",Inventory!AN83)","v":""},{"$f":"IF(Inventory!AO83=\"\",\"\",Inventory!AO83)","v":""},{"$f":"IF(Inventory!AP83=\"\",\"\",Inventory!AP83)","v":""},{"$f":"IF(Inventory!AQ83=\"\",\"\",Inventory!AQ83)","v":""},{"$f":"IF(Inventory!AR83=\"\",\"\",Inventory!AR83)","v":""}]
[null,75,{"$f":"IF(Inventory!C84=\"\",\"\",Inventory!C84)","v":""},{"$f":"IF(Inventory!D84=\"\",\"\",Inventory!D84)","v":""},{"$f":"IF(Inventory!X84=\"\",\"\",Inventory!X84)","v":""},{"$f":"IF(Inventory!Y84=\"\",\"\",Inventory!Y84)","v":""},{"$f":"IF(Inventory!Z84=\"\",\"\",Inventory!Z84)","v":""},{"$f":"IF(Inventory!AB84=\"\",\"\",Inventory!AB84)","v":""},{"$f":"IF(Inventory!AC84=\"\",\"\",Inventory!AC84)","v":""},{"$f":"IF(Inventory!AE84=\"\",\"\",Inventory!AE84)","v":""},{"$f":"IF(Inventory!AF84=\"\",\"\",Inventory!AF84)","v":""},{"$f":"IF(Inventory!AG84=\"\",\"\",Inventory!AG84)","v":""},{"$f":"IF(Inventory!AH84=\"\",\"\",Inventory!AH84)","v":""},{"$f":"IF(Inventory!AI84=\"\",\"\",Inventory!AI84)","v":""},{"$f":"IF(Inventory!AJ84=\"\",\"\",Inventory!AJ84)","v":""},{"$f":"IF(Inventory!AK84=\"\",\"\",Inventory!AK84)","v":""},{"$f":"IF(Inventory!AL84=\"\",\"\",Inventory!AL84)","v":""},{"$f":"IF(Inventory!AM84=\"\",\"\",Inventory!AM84)","v":""},{"$f":"IF(Inventory!AN84=\"\",\"\",Inventory!AN84)","v":""},{"$f":"IF(Inventory!AO84=\"\",\"\",Inventory!AO84)","v":""},{"$f":"IF(Inventory!AP84=\"\",\"\",Inventory!AP84)","v":""},{"$f":"IF(Inventory!AQ84=\"\",\"\",Inventory!AQ84)","v":""},{"$f":"IF(Inventory!AR84=\"\",\"\",Inventory!AR84)","v":""}]
[null,76,{"$f":"IF(Inventory!C85=\"\",\"\",Inventory!C85)","v":""},{"$f":"IF(Inventory!D85=\"\",\"\",Inventory!D85)","v":""},{"$f":"IF(Inventory!X85=\"\",\"\",Inventory!X85)","v":""},{"$f":"IF(Inventory!Y85=\"\",\"\",Inventory!Y85)","v":""},{"$f":"IF(Inventory!Z85=\"\",\"\",Inventory!Z85)","v":""},{"$f":"IF(Inventory!AB85=\"\",\"\",Inventory!AB85)","v":""},{"$f":"IF(Inventory!AC85=\"\",\"\",Inventory!AC85)","v":""},{"$f":"IF(Inventory!AE85=\"\",\"\",Inventory!AE85)","v":""},{"$f":"IF(Inventory!AF85=\"\",\"\",Inventory!AF85)","v":""},{"$f":"IF(Inventory!AG85=\"\",\"\",Inventory!AG85)","v":""},{"$f":"IF(Inventory!AH85=\"\",\"\",Inventory!AH85)","v":""},{"$f":"IF(Inventory!AI85=\"\",\"\",Inventory!AI85)","v":""},{"$f":"IF(Inventory!AJ85=\"\",\"\",Inventory!AJ85)","v":""},{"$f":"IF(Inventory!AK85=\"\",\"\",Inventory!AK85)","v":""},{"$f":"IF(Inventory!AL85=\"\",\"\",Inventory!AL85)","v":""},{"$f":"IF(Inventory!AM85=\"\",\"\",Inventory!AM85)","v":""},{"$f":"IF(Inventory!AN85=\"\",\"\",Inventory!AN85)","v":""},{"$f":"IF(Inventory!AO85=\"\",\"\",Inventory!AO85)","v":""},{"$f":"IF(Inventory!AP85=\"\",\"\",Inventory!AP85)","v":""},{"$f":"IF(Inventory!AQ85=\"\",\"\",Inventory!AQ85)","v":""},{"$f":"IF(Inventory!AR85=\"\",\"\",Inventory!AR85)","v":""}]
[null,77,{"$f":"IF(Inventory!C86=\"\",\"\",Inventory!C86)","v":""},{"$f":"IF(Inventory!D86=\"\",\"\",Inventory!D86)","v":""},{"$f":"IF(Inventory!X86=\"\",\"\",Inventory!X86)","v":""},{"$f":"IF(Inventory!Y86=\"\",\"\",Inventory!Y86)","v":""},{"$f":"IF(Inventory!Z86=\"\",\"\",Inventory!Z86)","v":""},{"$f":"IF(Inventory!AB86=\"\",\"\",Inventory!AB86)","v":""},{"$f":"IF(Inventory!AC86=\"\",\"\",Inventory!AC86)","v":""},{"$f":"IF(Inventory!AE86=\"\",\"\",Inventory!AE86)","v":""},{"$f":"IF(Inventory!AF86=\"\",\"\",Inventory!AF86)","v":""},{"$f":"IF(Inventory!AG86=\"\",\"\",Inventory!AG86)","v":""},{"$f":"IF(Inventory!AH86=\"\",\"\",Inventory!AH86)","v":""},{"$f":"IF(Inventory!AI86=\"\",\"\",Inventory!AI86)","v":""},{"$f":"IF(Inventory!AJ86=\"\",\"\",Inventory!AJ86)","v":""},{"$f":"IF(Inventory!AK86=\"\",\"\",Inventory!AK86)","v":""},{"$f":"IF(Inventory!AL86=\"\",\"\",Inventory!AL86)","v":""},{"$f":"IF(Inventory!AM86=\"\",\"\",Inventory!AM86)","v":""},{"$f":"IF(Inventory!AN86=\"\",\"\",Inventory!AN86)","v":""},{"$f":"IF(Inventory!AO86=\"\",\"\",Inventory!AO86)","v":""},{"$f":"IF(Inventory!AP86=\"\",\"\",Inventory!AP86)","v":""},{"$f":"IF(Inventory!AQ86=\"\",\"\",Inventory!AQ86)","v":""},{"$f":"IF(Inventory!AR86=\"\",\"\",Inventory!AR86)","v":""}]
[null,78,{"$f":"IF(Inventory!C87=\"\",\"\",Inventory!C87)","v":""},{"$f":"IF(Inventory!D87=\"\",\"\",Inventory!D87)","v":""},{"$f":"IF(Inventory!X87=\"\",\"\",Inventory!X87)","v":""},{"$f":"IF(Inventory!Y87=\"\",\"\",Inventory!Y87)","v":""},{"$f":"IF(Inventory!Z87=\"\",\"\",Inventory!Z87)","v":""},{"$f":"IF(Inventory!AB87=\"\",\"\",Inventory!AB87)","v":""},{"$f":"IF(Inventory!AC87=\"\",\"\",Inventory!AC87)","v":""},{"$f":"IF(Inventory!AE87=\"\",\"\",Inventory!AE87)","v":""},{"$f":"IF(Inventory!AF87=\"\",\"\",Inventory!AF87)","v":""},{"$f":"IF(Inventory!AG87=\"\",\"\",Inventory!AG87)","v":""},{"$f":"IF(Inventory!AH87=\"\",\"\",Inventory!AH87)","v":""},{"$f":"IF(Inventory!AI87=\"\",\"\",Inventory!AI87)","v":""},{"$f":"IF(Inventory!AJ87=\"\",\"\",Inventory!AJ87)","v":""},{"$f":"IF(Inventory!AK87=\"\",\"\",Inventory!AK87)","v":""},{"$f":"IF(Inventory!AL87=\"\",\"\",Inventory!AL87)","v":""},{"$f":"IF(Inventory!AM87=\"\",\"\",Inventory!AM87)","v":""},{"$f":"IF(Inventory!AN87=\"\",\"\",Inventory!AN87)","v":""},{"$f":"IF(Inventory!AO87=\"\",\"\",Inventory!AO87)","v":""},{"$f":"IF(Inventory!AP87=\"\",\"\",Inventory!AP87)","v":""},{"$f":"IF(Inventory!AQ87=\"\",\"\",Inventory!AQ87)","v":""},{"$f":"IF(Inventory!AR87=\"\",\"\",Inventory!AR87)","v":""}]
[null,79,{"$f":"IF(Inventory!C88=\"\",\"\",Inventory!C88)","v":""},{"$f":"IF(Inventory!D88=\"\",\"\",Inventory!D88)","v":""},{"$f":"IF(Inventory!X88=\"\",\"\",Inventory!X88)","v":""},{"$f":"IF(Inventory!Y88=\"\",\"\",Inventory!Y88)","v":""},{"$f":"IF(Inventory!Z88=\"\",\"\",Inventory!Z88)","v":""},{"$f":"IF(Inventory!AB88=\"\",\"\",Inventory!AB88)","v":""},{"$f":"IF(Inventory!AC88=\"\",\"\",Inventory!AC88)","v":""},{"$f":"IF(Inventory!AE88=\"\",\"\",Inventory!AE88)","v":""},{"$f":"IF(Inventory!AF88=\"\",\"\",Inventory!AF88)","v":""},{"$f":"IF(Inventory!AG88=\"\",\"\",Inventory!AG88)","v":""},{"$f":"IF(Inventory!AH88=\"\",\"\",Inventory!AH88)","v":""},{"$f":"IF(Inventory!AI88=\"\",\"\",Inventory!AI88)","v":""},{"$f":"IF(Inventory!AJ88=\"\",\"\",Inventory!AJ88)","v":""},{"$f":"IF(Inventory!AK88=\"\",\"\",Inventory!AK88)","v":""},{"$f":"IF(Inventory!AL88=\"\",\"\",Inventory!AL88)","v":""},{"$f":"IF(Inventory!AM88=\"\",\"\",Inventory!AM88)","v":""},{"$f":"IF(Inventory!AN88=\"\",\"\",Inventory!AN88)","v":""},{"$f":"IF(Inventory!AO88=\"\",\"\",Inventory!AO88)","v":""},{"$f":"IF(Inventory!AP88=\"\",\"\",Inventory!AP88)","v":""},{"$f":"IF(Inventory!AQ88=\"\",\"\",Inventory!AQ88)","v":""},{"$f":"IF(Inventory!AR88=\"\",\"\",Inventory!AR88)","v":""}]
[null,80,{"$f":"IF(Inventory!C89=\"\",\"\",Inventory!C89)","v":""},{"$f":"IF(Inventory!D89=\"\",\"\",Inventory!D89)","v":""},{"$f":"IF(Inventory!X89=\"\",\"\",Inventory!X89)","v":""},{"$f":"IF(Inventory!Y89=\"\",\"\",Inventory!Y89)","v":""},{"$f":"IF(Inventory!Z89=\"\",\"\",Inventory!Z89)","v":""},{"$f":"IF(Inventory!AB89=\"\",\"\",Inventory!AB89)","v":""},{"$f":"IF(Inventory!AC89=\"\",\"\",Inventory!AC89)","v":""},{"$f":"IF(Inventory!AE89=\"\",\"\",Inventory!AE89)","v":""},{"$f":"IF(Inventory!AF89=\"\",\"\",Inventory!AF89)","v":""},{"$f":"IF(Inventory!AG89=\"\",\"\",Inventory!AG89)","v":""},{"$f":"IF(Inventory!AH89=\"\",\"\",Inventory!AH89)","v":""},{"$f":"IF(Inventory!AI89=\"\",\"\",Inventory!AI89)","v":""},{"$f":"IF(Inventory!AJ89=\"\",\"\",Inventory!AJ89)","v":""},{"$f":"IF(Inventory!AK89=\"\",\"\",Inventory!AK89)","v":""},{"$f":"IF(Inventory!AL89=\"\",\"\",Inventory!AL89)","v":""},{"$f":"IF(Inventory!AM89=\"\",\"\",Inventory!AM89)","v":""},{"$f":"IF(Inventory!AN89=\"\",\"\",Inventory!AN89)","v":""},{"$f":"IF(Inventory!AO89=\"\",\"\",Inventory!AO89)","v":""},{"$f":"IF(Inventory!AP89=\"\",\"\",Inventory!AP89)","v":""},{"$f":"IF(Inventory!AQ89=\"\",\"\",Inventory!AQ89)","v":""},{"$f":"IF(Inventory!AR89=\"\",\"\",Inventory!AR89)","v":""}]
[null,81,{"$f":"IF(Inventory!C90=\"\",\"\",Inventory!C90)","v":""},{"$f":"IF(Inventory!D90=\"\",\"\",Inventory!D90)","v":""},{"$f":"IF(Inventory!X90=\"\",\"\",Inventory!X90)","v":""},{"$f":"IF(Inventory!Y90=\"\",\"\",Inventory!Y90)","v":""},{"$f":"IF(Inventory!Z90=\"\",\"\",Inventory!Z90)","v":""},{"$f":"IF(Inventory!AB90=\"\",\"\",Inventory!AB90)","v":""},{"$f":"IF(Inventory!AC90=\"\",\"\",Inventory!AC90)","v":""},{"$f":"IF(Inventory!AE90=\"\",\"\",Inventory!AE90)","v":""},{"$f":"IF(Inventory!AF90=\"\",\"\",Inventory!AF90)","v":""},{"$f":"IF(Inventory!AG90=\"\",\"\",Inventory!AG90)","v":""},{"$f":"IF(Inventory!AH90=\"\",\"\",Inventory!AH90)","v":""},{"$f":"IF(Inventory!AI90=\"\",\"\",Inventory!AI90)","v":""},{"$f":"IF(Inventory!AJ90=\"\",\"\",Inventory!AJ90)","v":""},{"$f":"IF(Inventory!AK90=\"\",\"\",Inventory!AK90)","v":""},{"$f":"IF(Inventory!AL90=\"\",\"\",Inventory!AL90)","v":""},{"$f":"IF(Inventory!AM90=\"\",\"\",Inventory!AM90)","v":""},{"$f":"IF(Inventory!AN90=\"\",\"\",Inventory!AN90)","v":""},{"$f":"IF(Inventory!AO90=\"\",\"\",Inventory!AO90)","v":""},{"$f":"IF(Inventory!AP90=\"\",\"\",Inventory!AP90)","v":""},{"$f":"IF(Inventory!AQ90=\"\",\"\",Inventory!AQ90)","v":""},{"$f":"IF(Inventory!AR90=\"\",\"\",Inventory!AR90)","v":""}]
[null,82,{"$f":"IF(Inventory!C91=\"\",\"\",Inventory!C91)","v":""},{"$f":"IF(Inventory!D91=\"\",\"\",Inventory!D91)","v":""},{"$f":"IF(Inventory!X91=\"\",\"\",Inventory!X91)","v":""},{"$f":"IF(Inventory!Y91=\"\",\"\",Inventory!Y91)","v":""},{"$f":"IF(Inventory!Z91=\"\",\"\",Inventory!Z91)","v":""},{"$f":"IF(Inventory!AB91=\"\",\"\",Inventory!AB91)","v":""},{"$f":"IF(Inventory!AC91=\"\",\"\",Inventory!AC91)","v":""},{"$f":"IF(Inventory!AE91=\"\",\"\",Inventory!AE91)","v":""},{"$f":"IF(Inventory!AF91=\"\",\"\",Inventory!AF91)","v":""},{"$f":"IF(Inventory!AG91=\"\",\"\",Inventory!AG91)","v":""},{"$f":"IF(Inventory!AH91=\"\",\"\",Inventory!AH91)","v":""},{"$f":"IF(Inventory!AI91=\"\",\"\",Inventory!AI91)","v":""},{"$f":"IF(Inventory!AJ91=\"\",\"\",Inventory!AJ91)","v":""},{"$f":"IF(Inventory!AK91=\"\",\"\",Inventory!AK91)","v":""},{"$f":"IF(Inventory!AL91=\"\",\"\",Inventory!AL91)","v":""},{"$f":"IF(Inventory!AM91=\"\",\"\",Inventory!AM91)","v":""},{"$f":"IF(Inventory!AN91=\"\",\"\",Inventory!AN91)","v":""},{"$f":"IF(Inventory!AO91=\"\",\"\",Inventory!AO91)","v":""},{"$f":"IF(Inventory!AP91=\"\",\"\",Inventory!AP91)","v":""},{"$f":"IF(Inventory!AQ91=\"\",\"\",Inventory!AQ91)","v":""},{"$f":"IF(Inventory!AR91=\"\",\"\",Inventory!AR91)","v":""}]
[null,83,{"$f":"IF(Inventory!C92=\"\",\"\",Inventory!C92)","v":""},{"$f":"IF(Inventory!D92=\"\",\"\",Inventory!D92)","v":""},{"$f":"IF(Inventory!X92=\"\",\"\",Inventory!X92)","v":""},{"$f":"IF(Inventory!Y92=\"\",\"\",Inventory!Y92)","v":""},{"$f":"IF(Inventory!Z92=\"\",\"\",Inventory!Z92)","v":""},{"$f":"IF(Inventory!AB92=\"\",\"\",Inventory!AB92)","v":""},{"$f":"IF(Inventory!AC92=\"\",\"\",Inventory!AC92)","v":""},{"$f":"IF(Inventory!AE92=\"\",\"\",Inventory!AE92)","v":""},{"$f":"IF(Inventory!AF92=\"\",\"\",Inventory!AF92)","v":""},{"$f":"IF(Inventory!AG92=\"\",\"\",Inventory!AG92)","v":""},{"$f":"IF(Inventory!AH92=\"\",\"\",Inventory!AH92)","v":""},{"$f":"IF(Inventory!AI92=\"\",\"\",Inventory!AI92)","v":""},{"$f":"IF(Inventory!AJ92=\"\",\"\",Inventory!AJ92)","v":""},{"$f":"IF(Inventory!AK92=\"\",\"\",Inventory!AK92)","v":""},{"$f":"IF(Inventory!AL92=\"\",\"\",Inventory!AL92)","v":""},{"$f":"IF(Inventory!AM92=\"\",\"\",Inventory!AM92)","v":""},{"$f":"IF(Inventory!AN92=\"\",\"\",Inventory!AN92)","v":""},{"$f":"IF(Inventory!AO92=\"\",\"\",Inventory!AO92)","v":""},{"$f":"IF(Inventory!AP92=\"\",\"\",Inventory!AP92)","v":""},{"$f":"IF(Inventory!AQ92=\"\",\"\",Inventory!AQ92)","v":""},{"$f":"IF(Inventory!AR92=\"\",\"\",Inventory!AR92)","v":""}]
[null,84,{"$f":"IF(Inventory!C93=\"\",\"\",Inventory!C93)","v":""},{"$f":"IF(Inventory!D93=\"\",\"\",Inventory!D93)","v":""},{"$f":"IF(Inventory!X93=\"\",\"\",Inventory!X93)","v":""},{"$f":"IF(Inventory!Y93=\"\",\"\",Inventory!Y93)","v":""},{"$f":"IF(Inventory!Z93=\"\",\"\",Inventory!Z93)","v":""},{"$f":"IF(Inventory!AB93=\"\",\"\",Inventory!AB93)","v":""},{"$f":"IF(Inventory!AC93=\"\",\"\",Inventory!AC93)","v":""},{"$f":"IF(Inventory!AE93=\"\",\"\",Inventory!AE93)","v":""},{"$f":"IF(Inventory!AF93=\"\",\"\",Inventory!AF93)","v":""},{"$f":"IF(Inventory!AG93=\"\",\"\",Inventory!AG93)","v":""},{"$f":"IF(Inventory!AH93=\"\",\"\",Inventory!AH93)","v":""},{"$f":"IF(Inventory!AI93=\"\",\"\",Inventory!AI93)","v":""},{"$f":"IF(Inventory!AJ93=\"\",\"\",Inventory!AJ93)","v":""},{"$f":"IF(Inventory!AK93=\"\",\"\",Inventory!AK93)","v":""},{"$f":"IF(Inventory!AL93=\"\",\"\",Inventory!AL93)","v":""},{"$f":"IF(Inventory!AM93=\"\",\"\",Inventory!AM93)","v":""},{"$f":"IF(Inventory!AN93=\"\",\"\",Inventory!AN93)","v":""},{"$f":"IF(Inventory!AO93=\"\",\"\",Inventory!AO93)","v":""},{"$f":"IF(Inventory!AP93=\"\",\"\",Inventory!AP93)","v":""},{"$f":"IF(Inventory!AQ93=\"\",\"\",Inventory!AQ93)","v":""},{"$f":"IF(Inventory!AR93=\"\",\"\",Inventory!AR93)","v":""}]
[null,85,{"$f":"IF(Inventory!C94=\"\",\"\",Inventory!C94)","v":""},{"$f":"IF(Inventory!D94=\"\",\"\",Inventory!D94)","v":""},{"$f":"IF(Inventory!X94=\"\",\"\",Inventory!X94)","v":""},{"$f":"IF(Inventory!Y94=\"\",\"\",Inventory!Y94)","v":""},{"$f":"IF(Inventory!Z94=\"\",\"\",Inventory!Z94)","v":""},{"$f":"IF(Inventory!AB94=\"\",\"\",Inventory!AB94)","v":""},{"$f":"IF(Inventory!AC94=\"\",\"\",Inventory!AC94)","v":""},{"$f":"IF(Inventory!AE94=\"\",\"\",Inventory!AE94)","v":""},{"$f":"IF(Inventory!AF94=\"\",\"\",Inventory!AF94)","v":""},{"$f":"IF(Inventory!AG94=\"\",\"\",Inventory!AG94)","v":""},{"$f":"IF(Inventory!AH94=\"\",\"\",Inventory!AH94)","v":""},{"$f":"IF(Inventory!AI94=\"\",\"\",Inventory!AI94)","v":""},{"$f":"IF(Inventory!AJ94=\"\",\"\",Inventory!AJ94)","v":""},{"$f":"IF(Inventory!AK94=\"\",\"\",Inventory!AK94)","v":""},{"$f":"IF(Inventory!AL94=\"\",\"\",Inventory!AL94)","v":""},{"$f":"IF(Inventory!AM94=\"\",\"\",Inventory!AM94)","v":""},{"$f":"IF(Inventory!AN94=\"\",\"\",Inventory!AN94)","v":""},{"$f":"IF(Inventory!AO94=\"\",\"\",Inventory!AO94)","v":""},{"$f":"IF(Inventory!AP94=\"\",\"\",Inventory!AP94)","v":""},{"$f":"IF(Inventory!AQ94=\"\",\"\",Inventory!AQ94)","v":""},{"$f":"IF(Inventory!AR94=\"\",\"\",Inventory!AR94)","v":""}]
[null,86,{"$f":"IF(Inventory!C95=\"\",\"\",Inventory!C95)","v":""},{"$f":"IF(Inventory!D95=\"\",\"\",Inventory!D95)","v":""},{"$f":"IF(Inventory!X95=\"\",\"\",Inventory!X95)","v":""},{"$f":"IF(Inventory!Y95=\"\",\"\",Inventory!Y95)","v":""},{"$f":"IF(Inventory!Z95=\"\",\"\",Inventory!Z95)","v":""},{"$f":"IF(Inventory!AB95=\"\",\"\",Inventory!AB95)","v":""},{"$f":"IF(Inventory!AC95=\"\",\"\",Inventory!AC95)","v":""},{"$f":"IF(Inventory!AE95=\"\",\"\",Inventory!AE95)","v":""},{"$f":"IF(Inventory!AF95=\"\",\"\",Inventory!AF95)","v":""},{"$f":"IF(Inventory!AG95=\"\",\"\",Inventory!AG95)","v":""},{"$f":"IF(Inventory!AH95=\"\",\"\",Inventory!AH95)","v":""},{"$f":"IF(Inventory!AI95=\"\",\"\",Inventory!AI95)","v":""},{"$f":"IF(Inventory!AJ95=\"\",\"\",Inventory!AJ95)","v":""},{"$f":"IF(Inventory!AK95=\"\",\"\",Inventory!AK95)","v":""},{"$f":"IF(Inventory!AL95=\"\",\"\",Inventory!AL95)","v":""},{"$f":"IF(Inventory!AM95=\"\",\"\",Inventory!AM95)","v":""},{"$f":"IF(Inventory!AN95=\"\",\"\",Inventory!AN95)","v":""},{"$f":"IF(Inventory!AO95=\"\",\"\",Inventory!AO95)","v":""},{"$f":"IF(Inventory!AP95=\"\",\"\",Inventory!AP95)","v":""},{"$f":"IF(Inventory!AQ95=\"\",\"\",Inventory!AQ95)","v":""},{"$f":"IF(Inventory!AR95=\"\",\"\",Inventory!AR95)","v":""}]
[null,87,{"$f":"IF(Inventory!C96=\"\",\"\",Inventory!C96)","v":""},{"$f":"IF(Inventory!D96=\"\",\"\",Inventory!D96)","v":""},{"$f":"IF(Inventory!X96=\"\",\"\",Inventory!X96)","v":""},{"$f":"IF(Inventory!Y96=\"\",\"\",Inventory!Y96)","v":""},{"$f":"IF(Inventory!Z96=\"\",\"\",Inventory!Z96)","v":""},{"$f":"IF(Inventory!AB96=\"\",\"\",Inventory!AB96)","v":""},{"$f":"IF(Inventory!AC96=\"\",\"\",Inventory!AC96)","v":""},{"$f":"IF(Inventory!AE96=\"\",\"\",Inventory!AE96)","v":""},{"$f":"IF(Inventory!AF96=\"\",\"\",Inventory!AF96)","v":""},{"$f":"IF(Inventory!AG96=\"\",\"\",Inventory!AG96)","v":""},{"$f":"IF(Inventory!AH96=\"\",\"\",Inventory!AH96)","v":""},{"$f":"IF(Inventory!AI96=\"\",\"\",Inventory!AI96)","v":""},{"$f":"IF(Inventory!AJ96=\"\",\"\",Inventory!AJ96)","v":""},{"$f":"IF(Inventory!AK96=\"\",\"\",Inventory!AK96)","v":""},{"$f":"IF(Inventory!AL96=\"\",\"\",Inventory!AL96)","v":""},{"$f":"IF(Inventory!AM96=\"\",\"\",Inventory!AM96)","v":""},{"$f":"IF(Inventory!AN96=\"\",\"\",Inventory!AN96)","v":""},{"$f":"IF(Inventory!AO96=\"\",\"\",Inventory!AO96)","v":""},{"$f":"IF(Inventory!AP96=\"\",\"\",Inventory!AP96)","v":""},{"$f":"IF(Inventory!AQ96=\"\",\"\",Inventory!AQ96)","v":""},{"$f":"IF(Inventory!AR96=\"\",\"\",Inventory!AR96)","v":""}]
[null,88,{"$f":"IF(Inventory!C97=\"\",\"\",Inventory!C97)","v":""},{"$f":"IF(Inventory!D97=\"\",\"\",Inventory!D97)","v":""},{"$f":"IF(Inventory!X97=\"\",\"\",Inventory!X97)","v":""},{"$f":"IF(Inventory!Y97=\"\",\"\",Inventory!Y97)","v":""},{"$f":"IF(Inventory!Z97=\"\",\"\",Inventory!Z97)","v":""},{"$f":"IF(Inventory!AB97=\"\",\"\",Inventory!AB97)","v":""},{"$f":"IF(Inventory!AC97=\"\",\"\",Inventory!AC97)","v":""},{"$f":"IF(Inventory!AE97=\"\",\"\",Inventory!AE97)","v":""},{"$f":"IF(Inventory!AF97=\"\",\"\",Inventory!AF97)","v":""},{"$f":"IF(Inventory!AG97=\"\",\"\",Inventory!AG97)","v":""},{"$f":"IF(Inventory!AH97=\"\",\"\",Inventory!AH97)","v":""},{"$f":"IF(Inventory!AI97=\"\",\"\",Inventory!AI97)","v":""},{"$f":"IF(Inventory!AJ97=\"\",\"\",Inventory!AJ97)","v":""},{"$f":"IF(Inventory!AK97=\"\",\"\",Inventory!AK97)","v":""},{"$f":"IF(Inventory!AL97=\"\",\"\",Inventory!AL97)","v":""},{"$f":"IF(Inventory!AM97=\"\",\"\",Inventory!AM97)","v":""},{"$f":"IF(Inventory!AN97=\"\",\"\",Inventory!AN97)","v":""},{"$f":"IF(Inventory!AO97=\"\",\"\",Inventory!AO97)","v":""},{"$f":"IF(Inventory!AP97=\"\",\"\",Inventory!AP97)","v":""},{"$f":"IF(Inventory!AQ97=\"\",\"\",Inventory!AQ97)","v":""},{"$f":"IF(Inventory!AR97=\"\",\"\",Inventory!AR97)","v":""}]
[null,89,{"$f":"IF(Inventory!C98=\"\",\"\",Inventory!C98)","v":""},{"$f":"IF(Inventory!D98=\"\",\"\",Inventory!D98)","v":""},{"$f":"IF(Inventory!X98=\"\",\"\",Inventory!X98)","v":""},{"$f":"IF(Inventory!Y98=\"\",\"\",Inventory!Y98)","v":""},{"$f":"IF(Inventory!Z98=\"\",\"\",Inventory!Z98)","v":""},{"$f":"IF(Inventory!AB98=\"\",\"\",Inventory!AB98)","v":""},{"$f":"IF(Inventory!AC98=\"\",\"\",Inventory!AC98)","v":""},{"$f":"IF(Inventory!AE98=\"\",\"\",Inventory!AE98)","v":""},{"$f":"IF(Inventory!AF98=\"\",\"\",Inventory!AF98)","v":""},{"$f":"IF(Inventory!AG98=\"\",\"\",Inventory!AG98)","v":""},{"$f":"IF(Inventory!AH98=\"\",\"\",Inventory!AH98)","v":""},{"$f":"IF(Inventory!AI98=\"\",\"\",Inventory!AI98)","v":""},{"$f":"IF(Inventory!AJ98=\"\",\"\",Inventory!AJ98)","v":""},{"$f":"IF(Inventory!AK98=\"\",\"\",Inventory!AK98)","v":""},{"$f":"IF(Inventory!AL98=\"\",\"\",Inventory!AL98)","v":""},{"$f":"IF(Inventory!AM98=\"\",\"\",Inventory!AM98)","v":""},{"$f":"IF(Inventory!AN98=\"\",\"\",Inventory!AN98)","v":""},{"$f":"IF(Inventory!AO98=\"\",\"\",Inventory!AO98)","v":""},{"$f":"IF(Inventory!AP98=\"\",\"\",Inventory!AP98)","v":""},{"$f":"IF(Inventory!AQ98=\"\",\"\",Inventory!AQ98)","v":""},{"$f":"IF(Inventory!AR98=\"\",\"\",Inventory!AR98)","v":""}]
[null,90,{"$f":"IF(Inventory!C99=\"\",\"\",Inventory!C99)","v":""},{"$f":"IF(Inventory!D99=\"\",\"\",Inventory!D99)","v":""},{"$f":"IF(Inventory!X99=\"\",\"\",Inventory!X99)","v":""},{"$f":"IF(Inventory!Y99=\"\",\"\",Inventory!Y99)","v":""},{"$f":"IF(Inventory!Z99=\"\",\"\",Inventory!Z99)","v":""},{"$f":"IF(Inventory!AB99=\"\",\"\",Inventory!AB99)","v":""},{"$f":"IF(Inventory!AC99=\"\",\"\",Inventory!AC99)","v":""},{"$f":"IF(Inventory!AE99=\"\",\"\",Inventory!AE99)","v":""},{"$f":"IF(Inventory!AF99=\"\",\"\",Inventory!AF99)","v":""},{"$f":"IF(Inventory!AG99=\"\",\"\",Inventory!AG99)","v":""},{"$f":"IF(Inventory!AH99=\"\",\"\",Inventory!AH99)","v":""},{"$f":"IF(Inventory!AI99=\"\",\"\",Inventory!AI99)","v":""},{"$f":"IF(Inventory!AJ99=\"\",\"\",Inventory!AJ99)","v":""},{"$f":"IF(Inventory!AK99=\"\",\"\",Inventory!AK99)","v":""},{"$f":"IF(Inventory!AL99=\"\",\"\",Inventory!AL99)","v":""},{"$f":"IF(Inventory!AM99=\"\",\"\",Inventory!AM99)","v":""},{"$f":"IF(Inventory!AN99=\"\",\"\",Inventory!AN99)","v":""},{"$f":"IF(Inventory!AO99=\"\",\"\",Inventory!AO99)","v":""},{"$f":"IF(Inventory!AP99=\"\",\"\",Inventory!AP99)","v":""},{"$f":"IF(Inventory!AQ99=\"\",\"\",Inventory!AQ99)","v":""},{"$f":"IF(Inventory!AR99=\"\",\"\",Inventory!AR99)","v":""}]
[null,91,{"$f":"IF(Inventory!C100=\"\",\"\",Inventory!C100)","v":""},{"$f":"IF(Inventory!D100=\"\",\"\",Inventory!D100)","v":""},{"$f":"IF(Inventory!X100=\"\",\"\",Inventory!X100)","v":""},{"$f":"IF(Inventory!Y100=\"\",\"\",Inventory!Y100)","v":""},{"$f":"IF(Inventory!Z100=\"\",\"\",Inventory!Z100)","v":""},{"$f":"IF(Inventory!AB100=\"\",\"\",Inventory!AB100)","v":""},{"$f":"IF(Inventory!AC100=\"\",\"\",Inventory!AC100)","v":""},{"$f":"IF(Inventory!AE100=\"\",\"\",Inventory!AE100)","v":""},{"$f":"IF(Inventory!AF100=\"\",\"\",Inventory!AF100)","v":""},{"$f":"IF(Inventory!AG100=\"\",\"\",Inventory!AG100)","v":""},{"$f":"IF(Inventory!AH100=\"\",\"\",Inventory!AH100)","v":""},{"$f":"IF(Inventory!AI100=\"\",\"\",Inventory!AI100)","v":""},{"$f":"IF(Inventory!AJ100=\"\",\"\",Inventory!AJ100)","v":""},{"$f":"IF(Inventory!AK100=\"\",\"\",Inventory!AK100)","v":""},{"$f":"IF(Inventory!AL100=\"\",\"\",Inventory!AL100)","v":""},{"$f":"IF(Inventory!AM100=\"\",\"\",Inventory!AM100)","v":""},{"$f":"IF(Inventory!AN100=\"\",\"\",Inventory!AN100)","v":""},{"$f":"IF(Inventory!AO100=\"\",\"\",Inventory!AO100)","v":""},{"$f":"IF(Inventory!AP100=\"\",\"\",Inventory!AP100)","v":""},{"$f":"IF(Inventory!AQ100=\"\",\"\",Inventory!AQ100)","v":""},{"$f":"IF(Inventory!AR100=\"\",\"\",Inventory!AR100)","v":""}]
[null,92,{"$f":"IF(Inventory!C101=\"\",\"\",Inventory!C101)","v":""},{"$f":"IF(Inventory!D101=\"\",\"\",Inventory!D101)","v":""},{"$f":"IF(Inventory!X101=\"\",\"\",Inventory!X101)","v":""},{"$f":"IF(Inventory!Y101=\"\",\"\",Inventory!Y101)","v":""},{"$f":"IF(Inventory!Z101=\"\",\"\",Inventory!Z101)","v":""},{"$f":"IF(Inventory!AB101=\"\",\"\",Inventory!AB101)","v":""},{"$f":"IF(Inventory!AC101=\"\",\"\",Inventory!AC101)","v":""},{"$f":"IF(Inventory!AE101=\"\",\"\",Inventory!AE101)","v":""},{"$f":"IF(Inventory!AF101=\"\",\"\",Inventory!AF101)","v":""},{"$f":"IF(Inventory!AG101=\"\",\"\",Inventory!AG101)","v":""},{"$f":"IF(Inventory!AH101=\"\",\"\",Inventory!AH101)","v":""},{"$f":"IF(Inventory!AI101=\"\",\"\",Inventory!AI101)","v":""},{"$f":"IF(Inventory!AJ101=\"\",\"\",Inventory!AJ101)","v":""},{"$f":"IF(Inventory!AK101=\"\",\"\",Inventory!AK101)","v":""},{"$f":"IF(Inventory!AL101=\"\",\"\",Inventory!AL101)","v":""},{"$f":"IF(Inventory!AM101=\"\",\"\",Inventory!AM101)","v":""},{"$f":"IF(Inventory!AN101=\"\",\"\",Inventory!AN101)","v":""},{"$f":"IF(Inventory!AO101=\"\",\"\",Inventory!AO101)","v":""},{"$f":"IF(Inventory!AP101=\"\",\"\",Inventory!AP101)","v":""},{"$f":"IF(Inventory!AQ101=\"\",\"\",Inventory!AQ101)","v":""},{"$f":"IF(Inventory!AR101=\"\",\"\",Inventory!AR101)","v":""}]
[null,93,{"$f":"IF(Inventory!C102=\"\",\"\",Inventory!C102)","v":""},{"$f":"IF(Inventory!D102=\"\",\"\",Inventory!D102)","v":""},{"$f":"IF(Inventory!X102=\"\",\"\",Inventory!X102)","v":""},{"$f":"IF(Inventory!Y102=\"\",\"\",Inventory!Y102)","v":""},{"$f":"IF(Inventory!Z102=\"\",\"\",Inventory!Z102)","v":""},{"$f":"IF(Inventory!AB102=\"\",\"\",Inventory!AB102)","v":""},{"$f":"IF(Inventory!AC102=\"\",\"\",Inventory!AC102)","v":""},{"$f":"IF(Inventory!AE102=\"\",\"\",Inventory!AE102)","v":""},{"$f":"IF(Inventory!AF102=\"\",\"\",Inventory!AF102)","v":""},{"$f":"IF(Inventory!AG102=\"\",\"\",Inventory!AG102)","v":""},{"$f":"IF(Inventory!AH102=\"\",\"\",Inventory!AH102)","v":""},{"$f":"IF(Inventory!AI102=\"\",\"\",Inventory!AI102)","v":""},{"$f":"IF(Inventory!AJ102=\"\",\"\",Inventory!AJ102)","v":""},{"$f":"IF(Inventory!AK102=\"\",\"\",Inventory!AK102)","v":""},{"$f":"IF(Inventory!AL102=\"\",\"\",Inventory!AL102)","v":""},{"$f":"IF(Inventory!AM102=\"\",\"\",Inventory!AM102)","v":""},{"$f":"IF(Inventory!AN102=\"\",\"\",Inventory!AN102)","v":""},{"$f":"IF(Inventory!AO102=\"\",\"\",Inventory!AO102)","v":""},{"$f":"IF(Inventory!AP102=\"\",\"\",Inventory!AP102)","v":""},{"$f":"IF(Inventory!AQ102=\"\",\"\",Inventory!AQ102)","v":""},{"$f":"IF(Inventory!AR102=\"\",\"\",Inventory!AR102)","v":""}]
[null,94,{"$f":"IF(Inventory!C103=\"\",\"\",Inventory!C103)","v":""},{"$f":"IF(Inventory!D103=\"\",\"\",Inventory!D103)","v":""},{"$f":"IF(Inventory!X103=\"\",\"\",Inventory!X103)","v":""},{"$f":"IF(Inventory!Y103=\"\",\"\",Inventory!Y103)","v":""},{"$f":"IF(Inventory!Z103=\"\",\"\",Inventory!Z103)","v":""},{"$f":"IF(Inventory!AB103=\"\",\"\",Inventory!AB103)","v":""},{"$f":"IF(Inventory!AC103=\"\",\"\",Inventory!AC103)","v":""},{"$f":"IF(Inventory!AE103=\"\",\"\",Inventory!AE103)","v":""},{"$f":"IF(Inventory!AF103=\"\",\"\",Inventory!AF103)","v":""},{"$f":"IF(Inventory!AG103=\"\",\"\",Inventory!AG103)","v":""},{"$f":"IF(Inventory!AH103=\"\",\"\",Inventory!AH103)","v":""},{"$f":"IF(Inventory!AI103=\"\",\"\",Inventory!AI103)","v":""},{"$f":"IF(Inventory!AJ103=\"\",\"\",Inventory!AJ103)","v":""},{"$f":"IF(Inventory!AK103=\"\",\"\",Inventory!AK103)","v":""},{"$f":"IF(Inventory!AL103=\"\",\"\",Inventory!AL103)","v":""},{"$f":"IF(Inventory!AM103=\"\",\"\",Inventory!AM103)","v":""},{"$f":"IF(Inventory!AN103=\"\",\"\",Inventory!AN103)","v":""},{"$f":"IF(Inventory!AO103=\"\",\"\",Inventory!AO103)","v":""},{"$f":"IF(Inventory!AP103=\"\",\"\",Inventory!AP103)","v":""},{"$f":"IF(Inventory!AQ103=\"\",\"\",Inventory!AQ103)","v":""},{"$f":"IF(Inventory!AR103=\"\",\"\",Inventory!AR103)","v":""}]
[null,95,{"$f":"IF(Inventory!C104=\"\",\"\",Inventory!C104)","v":""},{"$f":"IF(Inventory!D104=\"\",\"\",Inventory!D104)","v":""},{"$f":"IF(Inventory!X104=\"\",\"\",Inventory!X104)","v":""},{"$f":"IF(Inventory!Y104=\"\",\"\",Inventory!Y104)","v":""},{"$f":"IF(Inventory!Z104=\"\",\"\",Inventory!Z104)","v":""},{"$f":"IF(Inventory!AB104=\"\",\"\",Inventory!AB104)","v":""},{"$f":"IF(Inventory!AC104=\"\",\"\",Inventory!AC104)","v":""},{"$f":"IF(Inventory!AE104=\"\",\"\",Inventory!AE104)","v":""},{"$f":"IF(Inventory!AF104=\"\",\"\",Inventory!AF104)","v":""},{"$f":"IF(Inventory!AG104=\"\",\"\",Inventory!AG104)","v":""},{"$f":"IF(Inventory!AH104=\"\",\"\",Inventory!AH104)","v":""},{"$f":"IF(Inventory!AI104=\"\",\"\",Inventory!AI104)","v":""},{"$f":"IF(Inventory!AJ104=\"\",\"\",Inventory!AJ104)","v":""},{"$f":"IF(Inventory!AK104=\"\",\"\",Inventory!AK104)","v":""},{"$f":"IF(Inventory!AL104=\"\",\"\",Inventory!AL104)","v":""},{"$f":"IF(Inventory!AM104=\"\",\"\",Inventory!AM104)","v":""},{"$f":"IF(Inventory!AN104=\"\",\"\",Inventory!AN104)","v":""},{"$f":"IF(Inventory!AO104=\"\",\"\",Inventory!AO104)","v":""},{"$f":"IF(Inventory!AP104=\"\",\"\",Inventory!AP104)","v":""},{"$f":"IF(Inventory!AQ104=\"\",\"\",Inventory!AQ104)","v":""},{"$f":"IF(Inventory!AR104=\"\",\"\",Inventory!AR104)","v":""}]
[null,96,{"$f":"IF(Inventory!C105=\"\",\"\",Inventory!C105)","v":""},{"$f":"IF(Inventory!D105=\"\",\"\",Inventory!D105)","v":""},{"$f":"IF(Inventory!X105=\"\",\"\",Inventory!X105)","v":""},{"$f":"IF(Inventory!Y105=\"\",\"\",Inventory!Y105)","v":""},{"$f":"IF(Inventory!Z105=\"\",\"\",Inventory!Z105)","v":""},{"$f":"IF(Inventory!AB105=\"\",\"\",Inventory!AB105)","v":""},{"$f":"IF(Inventory!AC105=\"\",\"\",Inventory!AC105)","v":""},{"$f":"IF(Inventory!AE105=\"\",\"\",Inventory!AE105)","v":""},{"$f":"IF(Inventory!AF105=\"\",\"\",Inventory!AF105)","v":""},{"$f":"IF(Inventory!AG105=\"\",\"\",Inventory!AG105)","v":""},{"$f":"IF(Inventory!AH105=\"\",\"\",Inventory!AH105)","v":""},{"$f":"IF(Inventory!AI105=\"\",\"\",Inventory!AI105)","v":""},{"$f":"IF(Inventory!AJ105=\"\",\"\",Inventory!AJ105)","v":""},{"$f":"IF(Inventory!AK105=\"\",\"\",Inventory!AK105)","v":""},{"$f":"IF(Inventory!AL105=\"\",\"\",Inventory!AL105)","v":""},{"$f":"IF(Inventory!AM105=\"\",\"\",Inventory!AM105)","v":""},{"$f":"IF(Inventory!AN105=\"\",\"\",Inventory!AN105)","v":""},{"$f":"IF(Inventory!AO105=\"\",\"\",Inventory!AO105)","v":""},{"$f":"IF(Inventory!AP105=\"\",\"\",Inventory!AP105)","v":""},{"$f":"IF(Inventory!AQ105=\"\",\"\",Inventory!AQ105)","v":""},{"$f":"IF(Inventory!AR105=\"\",\"\",Inventory!AR105)","v":""}]
[null,97,{"$f":"IF(Inventory!C106=\"\",\"\",Inventory!C106)","v":""},{"$f":"IF(Inventory!D106=\"\",\"\",Inventory!D106)","v":""},{"$f":"IF(Inventory!X106=\"\",\"\",Inventory!X106)","v":""},{"$f":"IF(Inventory!Y106=\"\",\"\",Inventory!Y106)","v":""},{"$f":"IF(Inventory!Z106=\"\",\"\",Inventory!Z106)","v":""},{"$f":"IF(Inventory!AB106=\"\",\"\",Inventory!AB106)","v":""},{"$f":"IF(Inventory!AC106=\"\",\"\",Inventory!AC106)","v":""},{"$f":"IF(Inventory!AE106=\"\",\"\",Inventory!AE106)","v":""},{"$f":"IF(Inventory!AF106=\"\",\"\",Inventory!AF106)","v":""},{"$f":"IF(Inventory!AG106=\"\",\"\",Inventory!AG106)","v":""},{"$f":"IF(Inventory!AH106=\"\",\"\",Inventory!AH106)","v":""},{"$f":"IF(Inventory!AI106=\"\",\"\",Inventory!AI106)","v":""},{"$f":"IF(Inventory!AJ106=\"\",\"\",Inventory!AJ106)","v":""},{"$f":"IF(Inventory!AK106=\"\",\"\",Inventory!AK106)","v":""},{"$f":"IF(Inventory!AL106=\"\",\"\",Inventory!AL106)","v":""},{"$f":"IF(Inventory!AM106=\"\",\"\",Inventory!AM106)","v":""},{"$f":"IF(Inventory!AN106=\"\",\"\",Inventory!AN106)","v":""},{"$f":"IF(Inventory!AO106=\"\",\"\",Inventory!AO106)","v":""},{"$f":"IF(Inventory!AP106=\"\",\"\",Inventory!AP106)","v":""},{"$f":"IF(Inventory!AQ106=\"\",\"\",Inventory!AQ106)","v":""},{"$f":"IF(Inventory!AR106=\"\",\"\",Inventory!AR106)","v":""}]
[null,98,{"$f":"IF(Inventory!C107=\"\",\"\",Inventory!C107)","v":""},{"$f":"IF(Inventory!D107=\"\",\"\",Inventory!D107)","v":""},{"$f":"IF(Inventory!X107=\"\",\"\",Inventory!X107)","v":""},{"$f":"IF(Inventory!Y107=\"\",\"\",Inventory!Y107)","v":""},{"$f":"IF(Inventory!Z107=\"\",\"\",Inventory!Z107)","v":""},{"$f":"IF(Inventory!AB107=\"\",\"\",Inventory!AB107)","v":""},{"$f":"IF(Inventory!AC107=\"\",\"\",Inventory!AC107)","v":""},{"$f":"IF(Inventory!AE107=\"\",\"\",Inventory!AE107)","v":""},{"$f":"IF(Inventory!AF107=\"\",\"\",Inventory!AF107)","v":""},{"$f":"IF(Inventory!AG107=\"\",\"\",Inventory!AG107)","v":""},{"$f":"IF(Inventory!AH107=\"\",\"\",Inventory!AH107)","v":""},{"$f":"IF(Inventory!AI107=\"\",\"\",Inventory!AI107)","v":""},{"$f":"IF(Inventory!AJ107=\"\",\"\",Inventory!AJ107)","v":""},{"$f":"IF(Inventory!AK107=\"\",\"\",Inventory!AK107)","v":""},{"$f":"IF(Inventory!AL107=\"\",\"\",Inventory!AL107)","v":""},{"$f":"IF(Inventory!AM107=\"\",\"\",Inventory!AM107)","v":""},{"$f":"IF(Inventory!AN107=\"\",\"\",Inventory!AN107)","v":""},{"$f":"IF(Inventory!AO107=\"\",\"\",Inventory!AO107)","v":""},{"$f":"IF(Inventory!AP107=\"\",\"\",Inventory!AP107)","v":""},{"$f":"IF(Inventory!AQ107=\"\",\"\",Inventory!AQ107)","v":""},{"$f":"IF(Inventory!AR107=\"\",\"\",Inventory!AR107)","v":""}]
[null,99,{"$f":"IF(Inventory!C108=\"\",\"\",Inventory!C108)","v":""},{"$f":"IF(Inventory!D108=\"\",\"\",Inventory!D108)","v":""},{"$f":"IF(Inventory!X108=\"\",\"\",Inventory!X108)","v":""},{"$f":"IF(Inventory!Y108=\"\",\"\",Inventory!Y108)","v":""},{"$f":"IF(Inventory!Z108=\"\",\"\",Inventory!Z108)","v":""},{"$f":"IF(Inventory!AB108=\"\",\"\",Inventory!AB108)","v":""},{"$f":"IF(Inventory!AC108=\"\",\"\",Inventory!AC108)","v":""},{"$f":"IF(Inventory!AE108=\"\",\"\",Inventory!AE108)","v":""},{"$f":"IF(Inventory!AF108=\"\",\"\",Inventory!AF108)","v":""},{"$f":"IF(Inventory!AG108=\"\",\"\",Inventory!AG108)","v":""},{"$f":"IF(Inventory!AH108=\"\",\"\",Inventory!AH108)","v":""},{"$f":"IF(Inventory!AI108=\"\",\"\",Inventory!AI108)","v":""},{"$f":"IF(Inventory!AJ108=\"\",\"\",Inventory!AJ108)","v":""},{"$f":"IF(Inventory!AK108=\"\",\"\",Inventory!AK108)","v":""},{"$f":"IF(Inventory!AL108=\"\",\"\",Inventory!AL108)","v":""},{"$f":"IF(Inventory!AM108=\"\",\"\",Inventory!AM108)","v":""},{"$f":"IF(Inventory!AN108=\"\",\"\",Inventory!AN108)","v":""},{"$f":"IF(Inventory!AO108=\"\",\"\",Inventory!AO108)","v":""},{"$f":"IF(Inventory!AP108=\"\",\"\",Inventory!AP108)","v":""},{"$f":"IF(Inventory!AQ108=\"\",\"\",Inventory!AQ108)","v":""},{"$f":"IF(Inventory!AR108=\"\",\"\",Inventory!AR108)","v":""}]
[null,100,{"$f":"IF(Inventory!C109=\"\",\"\",Inventory!C109)","v":""},{"$f":"IF(Inventory!D109=\"\",\"\",Inventory!D109)","v":""},{"$f":"IF(Inventory!X109=\"\",\"\",Inventory!X109)","v":""},{"$f":"IF(Inventory!Y109=\"\",\"\",Inventory!Y109)","v":""},{"$f":"IF(Inventory!Z109=\"\",\"\",Inventory!Z109)","v":""},{"$f":"IF(Inventory!AB109=\"\",\"\",Inventory!AB109)","v":""},{"$f":"IF(Inventory!AC109=\"\",\"\",Inventory!AC109)","v":""},{"$f":"IF(Inventory!AE109=\"\",\"\",Inventory!AE109)","v":""},{"$f":"IF(Inventory!AF109=\"\",\"\",Inventory!AF109)","v":""},{"$f":"IF(Inventory!AG109=\"\",\"\",Inventory!AG109)","v":""},{"$f":"IF(Inventory!AH109=\"\",\"\",Inventory!AH109)","v":""},{"$f":"IF(Inventory!AI109=\"\",\"\",Inventory!AI109)","v":""},{"$f":"IF(Inventory!AJ109=\"\",\"\",Inventory!AJ109)","v":""},{"$f":"IF(Inventory!AK109=\"\",\"\",Inventory!AK109)","v":""},{"$f":"IF(Inventory!AL109=\"\",\"\",Inventory!AL109)","v":""},{"$f":"IF(Inventory!AM109=\"\",\"\",Inventory!AM109)","v":""},{"$f":"IF(Inventory!AN109=\"\",\"\",Inventory!AN109)","v":""},{"$f":"IF(Inventory!AO109=\"\",\"\",Inventory!AO109)","v":""},{"$f":"IF(Inventory!AP109=\"\",\"\",Inventory!AP109)","v":""},{"$f":"IF(Inventory!AQ109=\"\",\"\",Inventory!AQ109)","v":""},{"$f":"IF(Inventory!AR109=\"\",\"\",Inventory!AR109)","v":""}]
[null,101,{"$f":"IF(Inventory!C110=\"\",\"\",Inventory!C110)","v":""},{"$f":"IF(Inventory!D110=\"\",\"\",Inventory!D110)","v":""},{"$f":"IF(Inventory!X110=\"\",\"\",Inventory!X110)","v":""},{"$f":"IF(Inventory!Y110=\"\",\"\",Inventory!Y110)","v":""},{"$f":"IF(Inventory!Z110=\"\",\"\",Inventory!Z110)","v":""},{"$f":"IF(Inventory!AB110=\"\",\"\",Inventory!AB110)","v":""},{"$f":"IF(Inventory!AC110=\"\",\"\",Inventory!AC110)","v":""},{"$f":"IF(Inventory!AE110=\"\",\"\",Inventory!AE110)","v":""},{"$f":"IF(Inventory!AF110=\"\",\"\",Inventory!AF110)","v":""},{"$f":"IF(Inventory!AG110=\"\",\"\",Inventory!AG110)","v":""},{"$f":"IF(Inventory!AH110=\"\",\"\",Inventory!AH110)","v":""},{"$f":"IF(Inventory!AI110=\"\",\"\",Inventory!AI110)","v":""},{"$f":"IF(Inventory!AJ110=\"\",\"\",Inventory!AJ110)","v":""},{"$f":"IF(Inventory!AK110=\"\",\"\",Inventory!AK110)","v":""},{"$f":"IF(Inventory!AL110=\"\",\"\",Inventory!AL110)","v":""},{"$f":"IF(Inventory!AM110=\"\",\"\",Inventory!AM110)","v":""},{"$f":"IF(Inventory!AN110=\"\",\"\",Inventory!AN110)","v":""},{"$f":"IF(Inventory!AO110=\"\",\"\",Inventory!AO110)","v":""},{"$f":"IF(Inventory!AP110=\"\",\"\",Inventory!AP110)","v":""},{"$f":"IF(Inventory!AQ110=\"\",\"\",Inventory!AQ110)","v":""},{"$f":"IF(Inventory!AR110=\"\",\"\",Inventory!AR110)","v":""}]
[null,102,{"$f":"IF(Inventory!C111=\"\",\"\",Inventory!C111)","v":""},{"$f":"IF(Inventory!D111=\"\",\"\",Inventory!D111)","v":""},{"$f":"IF(Inventory!X111=\"\",\"\",Inventory!X111)","v":""},{"$f":"IF(Inventory!Y111=\"\",\"\",Inventory!Y111)","v":""},{"$f":"IF(Inventory!Z111=\"\",\"\",Inventory!Z111)","v":""},{"$f":"IF(Inventory!AB111=\"\",\"\",Inventory!AB111)","v":""},{"$f":"IF(Inventory!AC111=\"\",\"\",Inventory!AC111)","v":""},{"$f":"IF(Inventory!AE111=\"\",\"\",Inventory!AE111)","v":""},{"$f":"IF(Inventory!AF111=\"\",\"\",Inventory!AF111)","v":""},{"$f":"IF(Inventory!AG111=\"\",\"\",Inventory!AG111)","v":""},{"$f":"IF(Inventory!AH111=\"\",\"\",Inventory!AH111)","v":""},{"$f":"IF(Inventory!AI111=\"\",\"\",Inventory!AI111)","v":""},{"$f":"IF(Inventory!AJ111=\"\",\"\",Inventory!AJ111)","v":""},{"$f":"IF(Inventory!AK111=\"\",\"\",Inventory!AK111)","v":""},{"$f":"IF(Inventory!AL111=\"\",\"\",Inventory!AL111)","v":""},{"$f":"IF(Inventory!AM111=\"\",\"\",Inventory!AM111)","v":""},{"$f":"IF(Inventory!AN111=\"\",\"\",Inventory!AN111)","v":""},{"$f":"IF(Inventory!AO111=\"\",\"\",Inventory!AO111)","v":""},{"$f":"IF(Inventory!AP111=\"\",\"\",Inventory!AP111)","v":""},{"$f":"IF(Inventory!AQ111=\"\",\"\",Inventory!AQ111)","v":""},{"$f":"IF(Inventory!AR111=\"\",\"\",Inventory!AR111)","v":""}]
[null,103,{"$f":"IF(Inventory!C112=\"\",\"\",Inventory!C112)","v":""},{"$f":"IF(Inventory!D112=\"\",\"\",Inventory!D112)","v":""},{"$f":"IF(Inventory!X112=\"\",\"\",Inventory!X112)","v":""},{"$f":"IF(Inventory!Y112=\"\",\"\",Inventory!Y112)","v":""},{"$f":"IF(Inventory!Z112=\"\",\"\",Inventory!Z112)","v":""},{"$f":"IF(Inventory!AB112=\"\",\"\",Inventory!AB112)","v":""},{"$f":"IF(Inventory!AC112=\"\",\"\",Inventory!AC112)","v":""},{"$f":"IF(Inventory!AE112=\"\",\"\",Inventory!AE112)","v":""},{"$f":"IF(Inventory!AF112=\"\",\"\",Inventory!AF112)","v":""},{"$f":"IF(Inventory!AG112=\"\",\"\",Inventory!AG112)","v":""},{"$f":"IF(Inventory!AH112=\"\",\"\",Inventory!AH112)","v":""},{"$f":"IF(Inventory!AI112=\"\",\"\",Inventory!AI112)","v":""},{"$f":"IF(Inventory!AJ112=\"\",\"\",Inventory!AJ112)","v":""},{"$f":"IF(Inventory!AK112=\"\",\"\",Inventory!AK112)","v":""},{"$f":"IF(Inventory!AL112=\"\",\"\",Inventory!AL112)","v":""},{"$f":"IF(Inventory!AM112=\"\",\"\",Inventory!AM112)","v":""},{"$f":"IF(Inventory!AN112=\"\",\"\",Inventory!AN112)","v":""},{"$f":"IF(Inventory!AO112=\"\",\"\",Inventory!AO112)","v":""},{"$f":"IF(Inventory!AP112=\"\",\"\",Inventory!AP112)","v":""},{"$f":"IF(Inventory!AQ112=\"\",\"\",Inventory!AQ112)","v":""},{"$f":"IF(Inventory!AR112=\"\",\"\",Inventory!AR112)","v":""}]
[null,104,{"$f":"IF(Inventory!C113=\"\",\"\",Inventory!C113)","v":""},{"$f":"IF(Inventory!D113=\"\",\"\",Inventory!D113)","v":""},{"$f":"IF(Inventory!X113=\"\",\"\",Inventory!X113)","v":""},{"$f":"IF(Inventory!Y113=\"\",\"\",Inventory!Y113)","v":""},{"$f":"IF(Inventory!Z113=\"\",\"\",Inventory!Z113)","v":""},{"$f":"IF(Inventory!AB113=\"\",\"\",Inventory!AB113)","v":""},{"$f":"IF(Inventory!AC113=\"\",\"\",Inventory!AC113)","v":""},{"$f":"IF(Inventory!AE113=\"\",\"\",Inventory!AE113)","v":""},{"$f":"IF(Inventory!AF113=\"\",\"\",Inventory!AF113)","v":""},{"$f":"IF(Inventory!AG113=\"\",\"\",Inventory!AG113)","v":""},{"$f":"IF(Inventory!AH113=\"\",\"\",Inventory!AH113)","v":""},{"$f":"IF(Inventory!AI113=\"\",\"\",Inventory!AI113)","v":""},{"$f":"IF(Inventory!AJ113=\"\",\"\",Inventory!AJ113)","v":""},{"$f":"IF(Inventory!AK113=\"\",\"\",Inventory!AK113)","v":""},{"$f":"IF(Inventory!AL113=\"\",\"\",Inventory!AL113)","v":""},{"$f":"IF(Inventory!AM113=\"\",\"\",Inventory!AM113)","v":""},{"$f":"IF(Inventory!AN113=\"\",\"\",Inventory!AN113)","v":""},{"$f":"IF(Inventory!AO113=\"\",\"\",Inventory!AO113)","v":""},{"$f":"IF(Inventory!AP113=\"\",\"\",Inventory!AP113)","v":""},{"$f":"IF(Inventory!AQ113=\"\",\"\",Inventory!AQ113)","v":""},{"$f":"IF(Inventory!AR113=\"\",\"\",Inventory!AR113)","v":""}]
[null,105,{"$f":"IF(Inventory!C114=\"\",\"\",Inventory!C114)","v":""},{"$f":"IF(Inventory!D114=\"\",\"\",Inventory!D114)","v":""},{"$f":"IF(Inventory!X114=\"\",\"\",Inventory!X114)","v":""},{"$f":"IF(Inventory!Y114=\"\",\"\",Inventory!Y114)","v":""},{"$f":"IF(Inventory!Z114=\"\",\"\",Inventory!Z114)","v":""},{"$f":"IF(Inventory!AB114=\"\",\"\",Inventory!AB114)","v":""},{"$f":"IF(Inventory!AC114=\"\",\"\",Inventory!AC114)","v":""},{"$f":"IF(Inventory!AE114=\"\",\"\",Inventory!AE114)","v":""},{"$f":"IF(Inventory!AF114=\"\",\"\",Inventory!AF114)","v":""},{"$f":"IF(Inventory!AG114=\"\",\"\",Inventory!AG114)","v":""},{"$f":"IF(Inventory!AH114=\"\",\"\",Inventory!AH114)","v":""},{"$f":"IF(Inventory!AI114=\"\",\"\",Inventory!AI114)","v":""},{"$f":"IF(Inventory!AJ114=\"\",\"\",Inventory!AJ114)","v":""},{"$f":"IF(Inventory!AK114=\"\",\"\",Inventory!AK114)","v":""},{"$f":"IF(Inventory!AL114=\"\",\"\",Inventory!AL114)","v":""},{"$f":"IF(Inventory!AM114=\"\",\"\",Inventory!AM114)","v":""},{"$f":"IF(Inventory!AN114=\"\",\"\",Inventory!AN114)","v":""},{"$f":"IF(Inventory!AO114=\"\",\"\",Inventory!AO114)","v":""},{"$f":"IF(Inventory!AP114=\"\",\"\",Inventory!AP114)","v":""},{"$f":"IF(Inventory!AQ114=\"\",\"\",Inventory!AQ114)","v":""},{"$f":"IF(Inventory!AR114=\"\",\"\",Inventory!AR114)","v":""}]
[null,106,{"$f":"IF(Inventory!C115=\"\",\"\",Inventory!C115)","v":""},{"$f":"IF(Inventory!D115=\"\",\"\",Inventory!D115)","v":""},{"$f":"IF(Inventory!X115=\"\",\"\",Inventory!X115)","v":""},{"$f":"IF(Inventory!Y115=\"\",\"\",Inventory!Y115)","v":""},{"$f":"IF(Inventory!Z115=\"\",\"\",Inventory!Z115)","v":""},{"$f":"IF(Inventory!AB115=\"\",\"\",Inventory!AB115)","v":""},{"$f":"IF(Inventory!AC115=\"\",\"\",Inventory!AC115)","v":""},{"$f":"IF(Inventory!AE115=\"\",\"\",Inventory!AE115)","v":""},{"$f":"IF(Inventory!AF115=\"\",\"\",Inventory!AF115)","v":""},{"$f":"IF(Inventory!AG115=\"\",\"\",Inventory!AG115)","v":""},{"$f":"IF(Inventory!AH115=\"\",\"\",Inventory!AH115)","v":""},{"$f":"IF(Inventory!AI115=\"\",\"\",Inventory!AI115)","v":""},{"$f":"IF(Inventory!AJ115=\"\",\"\",Inventory!AJ115)","v":""},{"$f":"IF(Inventory!AK115=\"\",\"\",Inventory!AK115)","v":""},{"$f":"IF(Inventory!AL115=\"\",\"\",Inventory!AL115)","v":""},{"$f":"IF(Inventory!AM115=\"\",\"\",Inventory!AM115)","v":""},{"$f":"IF(Inventory!AN115=\"\",\"\",Inventory!AN115)","v":""},{"$f":"IF(Inventory!AO115=\"\",\"\",Inventory!AO115)","v":""},{"$f":"IF(Inventory!AP115=\"\",\"\",Inventory!AP115)","v":""},{"$f":"IF(Inventory!AQ115=\"\",\"\",Inventory!AQ115)","v":""},{"$f":"IF(Inventory!AR115=\"\",\"\",Inventory!AR115)","v":""}]
[null,107,{"$f":"IF(Inventory!C116=\"\",\"\",Inventory!C116)","v":""},{"$f":"IF(Inventory!D116=\"\",\"\",Inventory!D116)","v":""},{"$f":"IF(Inventory!X116=\"\",\"\",Inventory!X116)","v":""},{"$f":"IF(Inventory!Y116=\"\",\"\",Inventory!Y116)","v":""},{"$f":"IF(Inventory!Z116=\"\",\"\",Inventory!Z116)","v":""},{"$f":"IF(Inventory!AB116=\"\",\"\",Inventory!AB116)","v":""},{"$f":"IF(Inventory!AC116=\"\",\"\",Inventory!AC116)","v":""},{"$f":"IF(Inventory!AE116=\"\",\"\",Inventory!AE116)","v":""},{"$f":"IF(Inventory!AF116=\"\",\"\",Inventory!AF116)","v":""},{"$f":"IF(Inventory!AG116=\"\",\"\",Inventory!AG116)","v":""},{"$f":"IF(Inventory!AH116=\"\",\"\",Inventory!AH116)","v":""},{"$f":"IF(Inventory!AI116=\"\",\"\",Inventory!AI116)","v":""},{"$f":"IF(Inventory!AJ116=\"\",\"\",Inventory!AJ116)","v":""},{"$f":"IF(Inventory!AK116=\"\",\"\",Inventory!AK116)","v":""},{"$f":"IF(Inventory!AL116=\"\",\"\",Inventory!AL116)","v":""},{"$f":"IF(Inventory!AM116=\"\",\"\",Inventory!AM116)","v":""},{"$f":"IF(Inventory!AN116=\"\",\"\",Inventory!AN116)","v":""},{"$f":"IF(Inventory!AO116=\"\",\"\",Inventory!AO116)","v":""},{"$f":"IF(Inventory!AP116=\"\",\"\",Inventory!AP116)","v":""},{"$f":"IF(Inventory!AQ116=\"\",\"\",Inventory!AQ116)","v":""},{"$f":"IF(Inventory!AR116=\"\",\"\",Inventory!AR116)","v":""}]
[null,108,{"$f":"IF(Inventory!C117=\"\",\"\",Inventory!C117)","v":""},{"$f":"IF(Inventory!D117=\"\",\"\",Inventory!D117)","v":""},{"$f":"IF(Inventory!X117=\"\",\"\",Inventory!X117)","v":""},{"$f":"IF(Inventory!Y117=\"\",\"\",Inventory!Y117)","v":""},{"$f":"IF(Inventory!Z117=\"\",\"\",Inventory!Z117)","v":""},{"$f":"IF(Inventory!AB117=\"\",\"\",Inventory!AB117)","v":""},{"$f":"IF(Inventory!AC117=\"\",\"\",Inventory!AC117)","v":""},{"$f":"IF(Inventory!AE117=\"\",\"\",Inventory!AE117)","v":""},{"$f":"IF(Inventory!AF117=\"\",\"\",Inventory!AF117)","v":""},{"$f":"IF(Inventory!AG117=\"\",\"\",Inventory!AG117)","v":""},{"$f":"IF(Inventory!AH117=\"\",\"\",Inventory!AH117)","v":""},{"$f":"IF(Inventory!AI117=\"\",\"\",Inventory!AI117)","v":""},{"$f":"IF(Inventory!AJ117=\"\",\"\",Inventory!AJ117)","v":""},{"$f":"IF(Inventory!AK117=\"\",\"\",Inventory!AK117)","v":""},{"$f":"IF(Inventory!AL117=\"\",\"\",Inventory!AL117)","v":""},{"$f":"IF(Inventory!AM117=\"\",\"\",Inventory!AM117)","v":""},{"$f":"IF(Inventory!AN117=\"\",\"\",Inventory!AN117)","v":""},{"$f":"IF(Inventory!AO117=\"\",\"\",Inventory!AO117)","v":""},{"$f":"IF(Inventory!AP117=\"\",\"\",Inventory!AP117)","v":""},{"$f":"IF(Inventory!AQ117=\"\",\"\",Inventory!AQ117)","v":""},{"$f":"IF(Inventory!AR117=\"\",\"\",Inventory!AR117)","v":""}]
[null,109,{"$f":"IF(Inventory!C118=\"\",\"\",Inventory!C118)","v":""},{"$f":"IF(Inventory!D118=\"\",\"\",Inventory!D118)","v":""},{"$f":"IF(Inventory!X118=\"\",\"\",Inventory!X118)","v":""},{"$f":"IF(Inventory!Y118=\"\",\"\",Inventory!Y118)","v":""},{"$f":"IF(Inventory!Z118=\"\",\"\",Inventory!Z118)","v":""},{"$f":"IF(Inventory!AB118=\"\",\"\",Inventory!AB118)","v":""},{"$f":"IF(Inventory!AC118=\"\",\"\",Inventory!AC118)","v":""},{"$f":"IF(Inventory!AE118=\"\",\"\",Inventory!AE118)","v":""},{"$f":"IF(Inventory!AF118=\"\",\"\",Inventory!AF118)","v":""},{"$f":"IF(Inventory!AG118=\"\",\"\",Inventory!AG118)","v":""},{"$f":"IF(Inventory!AH118=\"\",\"\",Inventory!AH118)","v":""},{"$f":"IF(Inventory!AI118=\"\",\"\",Inventory!AI118)","v":""},{"$f":"IF(Inventory!AJ118=\"\",\"\",Inventory!AJ118)","v":""},{"$f":"IF(Inventory!AK118=\"\",\"\",Inventory!AK118)","v":""},{"$f":"IF(Inventory!AL118=\"\",\"\",Inventory!AL118)","v":""},{"$f":"IF(Inventory!AM118=\"\",\"\",Inventory!AM118)","v":""},{"$f":"IF(Inventory!AN118=\"\",\"\",Inventory!AN118)","v":""},{"$f":"IF(Inventory!AO118=\"\",\"\",Inventory!AO118)","v":""},{"$f":"IF(Inventory!AP118=\"\",\"\",Inventory!AP118)","v":""},{"$f":"IF(Inventory!AQ118=\"\",\"\",Inventory!AQ118)","v":""},{"$f":"IF(Inventory!AR118=\"\",\"\",Inventory!AR118)","v":""}]
[null,110,{"$f":"IF(Inventory!C119=\"\",\"\",Inventory!C119)","v":""},{"$f":"IF(Inventory!D119=\"\",\"\",Inventory!D119)","v":""},{"$f":"IF(Inventory!X119=\"\",\"\",Inventory!X119)","v":""},{"$f":"IF(Inventory!Y119=\"\",\"\",Inventory!Y119)","v":""},{"$f":"IF(Inventory!Z119=\"\",\"\",Inventory!Z119)","v":""},{"$f":"IF(Inventory!AB119=\"\",\"\",Inventory!AB119)","v":""},{"$f":"IF(Inventory!AC119=\"\",\"\",Inventory!AC119)","v":""},{"$f":"IF(Inventory!AE119=\"\",\"\",Inventory!AE119)","v":""},{"$f":"IF(Inventory!AF119=\"\",\"\",Inventory!AF119)","v":""},{"$f":"IF(Inventory!AG119=\"\",\"\",Inventory!AG119)","v":""},{"$f":"IF(Inventory!AH119=\"\",\"\",Inventory!AH119)","v":""},{"$f":"IF(Inventory!AI119=\"\",\"\",Inventory!AI119)","v":""},{"$f":"IF(Inventory!AJ119=\"\",\"\",Inventory!AJ119)","v":""},{"$f":"IF(Inventory!AK119=\"\",\"\",Inventory!AK119)","v":""},{"$f":"IF(Inventory!AL119=\"\",\"\",Inventory!AL119)","v":""},{"$f":"IF(Inventory!AM119=\"\",\"\",Inventory!AM119)","v":""},{"$f":"IF(Inventory!AN119=\"\",\"\",Inventory!AN119)","v":""},{"$f":"IF(Inventory!AO119=\"\",\"\",Inventory!AO119)","v":""},{"$f":"IF(Inventory!AP119=\"\",\"\",Inventory!AP119)","v":""},{"$f":"IF(Inventory!AQ119=\"\",\"\",Inventory!AQ119)","v":""},{"$f":"IF(Inventory!AR119=\"\",\"\",Inventory!AR119)","v":""}]
[null,111,{"$f":"IF(Inventory!C120=\"\",\"\",Inventory!C120)","v":""},{"$f":"IF(Inventory!D120=\"\",\"\",Inventory!D120)","v":""},{"$f":"IF(Inventory!X120=\"\",\"\",Inventory!X120)","v":""},{"$f":"IF(Inventory!Y120=\"\",\"\",Inventory!Y120)","v":""},{"$f":"IF(Inventory!Z120=\"\",\"\",Inventory!Z120)","v":""},{"$f":"IF(Inventory!AB120=\"\",\"\",Inventory!AB120)","v":""},{"$f":"IF(Inventory!AC120=\"\",\"\",Inventory!AC120)","v":""},{"$f":"IF(Inventory!AE120=\"\",\"\",Inventory!AE120)","v":""},{"$f":"IF(Inventory!AF120=\"\",\"\",Inventory!AF120)","v":""},{"$f":"IF(Inventory!AG120=\"\",\"\",Inventory!AG120)","v":""},{"$f":"IF(Inventory!AH120=\"\",\"\",Inventory!AH120)","v":""},{"$f":"IF(Inventory!AI120=\"\",\"\",Inventory!AI120)","v":""},{"$f":"IF(Inventory!AJ120=\"\",\"\",Inventory!AJ120)","v":""},{"$f":"IF(Inventory!AK120=\"\",\"\",Inventory!AK120)","v":""},{"$f":"IF(Inventory!AL120=\"\",\"\",Inventory!AL120)","v":""},{"$f":"IF(Inventory!AM120=\"\",\"\",Inventory!AM120)","v":""},{"$f":"IF(Inventory!AN120=\"\",\"\",Inventory!AN120)","v":""},{"$f":"IF(Inventory!AO120=\"\",\"\",Inventory!AO120)","v":""},{"$f":"IF(Inventory!AP120=\"\",\"\",Inventory!AP120)","v":""},{"$f":"IF(Inventory!AQ120=\"\",\"\",Inventory!AQ120)","v":""},{"$f":"IF(Inventory!AR120=\"\",\"\",Inventory!AR120)","v":""}]
[null,112,{"$f":"IF(Inventory!C121=\"\",\"\",Inventory!C121)","v":""},{"$f":"IF(Inventory!D121=\"\",\"\",Inventory!D121)","v":""},{"$f":"IF(Inventory!X121=\"\",\"\",Inventory!X121)","v":""},{"$f":"IF(Inventory!Y121=\"\",\"\",Inventory!Y121)","v":""},{"$f":"IF(Inventory!Z121=\"\",\"\",Inventory!Z121)","v":""},{"$f":"IF(Inventory!AB121=\"\",\"\",Inventory!AB121)","v":""},{"$f":"IF(Inventory!AC121=\"\",\"\",Inventory!AC121)","v":""},{"$f":"IF(Inventory!AE121=\"\",\"\",Inventory!AE121)","v":""},{"$f":"IF(Inventory!AF121=\"\",\"\",Inventory!AF121)","v":""},{"$f":"IF(Inventory!AG121=\"\",\"\",Inventory!AG121)","v":""},{"$f":"IF(Inventory!AH121=\"\",\"\",Inventory!AH121)","v":""},{"$f":"IF(Inventory!AI121=\"\",\"\",Inventory!AI121)","v":""},{"$f":"IF(Inventory!AJ121=\"\",\"\",Inventory!AJ121)","v":""},{"$f":"IF(Inventory!AK121=\"\",\"\",Inventory!AK121)","v":""},{"$f":"IF(Inventory!AL121=\"\",\"\",Inventory!AL121)","v":""},{"$f":"IF(Inventory!AM121=\"\",\"\",Inventory!AM121)","v":""},{"$f":"IF(Inventory!AN121=\"\",\"\",Inventory!AN121)","v":""},{"$f":"IF(Inventory!AO121=\"\",\"\",Inventory!AO121)","v":""},{"$f":"IF(Inventory!AP121=\"\",\"\",Inventory!AP121)","v":""},{"$f":"IF(Inventory!AQ121=\"\",\"\",Inventory!AQ121)","v":""},{"$f":"IF(Inventory!AR121=\"\",\"\",Inventory!AR121)","v":""}]
[null,113,{"$f":"IF(Inventory!C122=\"\",\"\",Inventory!C122)","v":""},{"$f":"IF(Inventory!D122=\"\",\"\",Inventory!D122)","v":""},{"$f":"IF(Inventory!X122=\"\",\"\",Inventory!X122)","v":""},{"$f":"IF(Inventory!Y122=\"\",\"\",Inventory!Y122)","v":""},{"$f":"IF(Inventory!Z122=\"\",\"\",Inventory!Z122)","v":""},{"$f":"IF(Inventory!AB122=\"\",\"\",Inventory!AB122)","v":""},{"$f":"IF(Inventory!AC122=\"\",\"\",Inventory!AC122)","v":""},{"$f":"IF(Inventory!AE122=\"\",\"\",Inventory!AE122)","v":""},{"$f":"IF(Inventory!AF122=\"\",\"\",Inventory!AF122)","v":""},{"$f":"IF(Inventory!AG122=\"\",\"\",Inventory!AG122)","v":""},{"$f":"IF(Inventory!AH122=\"\",\"\",Inventory!AH122)","v":""},{"$f":"IF(Inventory!AI122=\"\",\"\",Inventory!AI122)","v":""},{"$f":"IF(Inventory!AJ122=\"\",\"\",Inventory!AJ122)","v":""},{"$f":"IF(Inventory!AK122=\"\",\"\",Inventory!AK122)","v":""},{"$f":"IF(Inventory!AL122=\"\",\"\",Inventory!AL122)","v":""},{"$f":"IF(Inventory!AM122=\"\",\"\",Inventory!AM122)","v":""},{"$f":"IF(Inventory!AN122=\"\",\"\",Inventory!AN122)","v":""},{"$f":"IF(Inventory!AO122=\"\",\"\",Inventory!AO122)","v":""},{"$f":"IF(Inventory!AP122=\"\",\"\",Inventory!AP122)","v":""},{"$f":"IF(Inventory!AQ122=\"\",\"\",Inventory!AQ122)","v":""},{"$f":"IF(Inventory!AR122=\"\",\"\",Inventory!AR122)","v":""}]
[null,114,{"$f":"IF(Inventory!C123=\"\",\"\",Inventory!C123)","v":""},{"$f":"IF(Inventory!D123=\"\",\"\",Inventory!D123)","v":""},{"$f":"IF(Inventory!X123=\"\",\"\",Inventory!X123)","v":""},{"$f":"IF(Inventory!Y123=\"\",\"\",Inventory!Y123)","v":""},{"$f":"IF(Inventory!Z123=\"\",\"\",Inventory!Z123)","v":""},{"$f":"IF(Inventory!AB123=\"\",\"\",Inventory!AB123)","v":""},{"$f":"IF(Inventory!AC123=\"\",\"\",Inventory!AC123)","v":""},{"$f":"IF(Inventory!AE123=\"\",\"\",Inventory!AE123)","v":""},{"$f":"IF(Inventory!AF123=\"\",\"\",Inventory!AF123)","v":""},{"$f":"IF(Inventory!AG123=\"\",\"\",Inventory!AG123)","v":""},{"$f":"IF(Inventory!AH123=\"\",\"\",Inventory!AH123)","v":""},{"$f":"IF(Inventory!AI123=\"\",\"\",Inventory!AI123)","v":""},{"$f":"IF(Inventory!AJ123=\"\",\"\",Inventory!AJ123)","v":""},{"$f":"IF(Inventory!AK123=\"\",\"\",Inventory!AK123)","v":""},{"$f":"IF(Inventory!AL123=\"\",\"\",Inventory!AL123)","v":""},{"$f":"IF(Inventory!AM123=\"\",\"\",Inventory!AM123)","v":""},{"$f":"IF(Inventory!AN123=\"\",\"\",Inventory!AN123)","v":""},{"$f":"IF(Inventory!AO123=\"\",\"\",Inventory!AO123)","v":""},{"$f":"IF(Inventory!AP123=\"\",\"\",Inventory!AP123)","v":""},{"$f":"IF(Inventory!AQ123=\"\",\"\",Inventory!AQ123)","v":""},{"$f":"IF(Inventory!AR123=\"\",\"\",Inventory!AR123)","v":""}]
[null,115,{"$f":"IF(Inventory!C124=\"\",\"\",Inventory!C124)","v":""},{"$f":"IF(Inventory!D124=\"\",\"\",Inventory!D124)","v":""},{"$f":"IF(Inventory!X124=\"\",\"\",Inventory!X124)","v":""},{"$f":"IF(Inventory!Y124=\"\",\"\",Inventory!Y124)","v":""},{"$f":"IF(Inventory!Z124=\"\",\"\",Inventory!Z124)","v":""},{"$f":"IF(Inventory!AB124=\"\",\"\",Inventory!AB124)","v":""},{"$f":"IF(Inventory!AC124=\"\",\"\",Inventory!AC124)","v":""},{"$f":"IF(Inventory!AE124=\"\",\"\",Inventory!AE124)","v":""},{"$f":"IF(Inventory!AF124=\"\",\"\",Inventory!AF124)","v":""},{"$f":"IF(Inventory!AG124=\"\",\"\",Inventory!AG124)","v":""},{"$f":"IF(Inventory!AH124=\"\",\"\",Inventory!AH124)","v":""},{"$f":"IF(Inventory!AI124=\"\",\"\",Inventory!AI124)","v":""},{"$f":"IF(Inventory!AJ124=\"\",\"\",Inventory!AJ124)","v":""},{"$f":"IF(Inventory!AK124=\"\",\"\",Inventory!AK124)","v":""},{"$f":"IF(Inventory!AL124=\"\",\"\",Inventory!AL124)","v":""},{"$f":"IF(Inventory!AM124=\"\",\"\",Inventory!AM124)","v":""},{"$f":"IF(Inventory!AN124=\"\",\"\",Inventory!AN124)","v":""},{"$f":"IF(Inventory!AO124=\"\",\"\",Inventory!AO124)","v":""},{"$f":"IF(Inventory!AP124=\"\",\"\",Inventory!AP124)","v":""},{"$f":"IF(Inventory!AQ124=\"\",\"\",Inventory!AQ124)","v":""},{"$f":"IF(Inventory!AR124=\"\",\"\",Inventory!AR124)","v":""}]
[null,116,{"$f":"IF(Inventory!C125=\"\",\"\",Inventory!C125)","v":""},{"$f":"IF(Inventory!D125=\"\",\"\",Inventory!D125)","v":""},{"$f":"IF(Inventory!X125=\"\",\"\",Inventory!X125)","v":""},{"$f":"IF(Inventory!Y125=\"\",\"\",Inventory!Y125)","v":""},{"$f":"IF(Inventory!Z125=\"\",\"\",Inventory!Z125)","v":""},{"$f":"IF(Inventory!AB125=\"\",\"\",Inventory!AB125)","v":""},{"$f":"IF(Inventory!AC125=\"\",\"\",Inventory!AC125)","v":""},{"$f":"IF(Inventory!AE125=\"\",\"\",Inventory!AE125)","v":""},{"$f":"IF(Inventory!AF125=\"\",\"\",Inventory!AF125)","v":""},{"$f":"IF(Inventory!AG125=\"\",\"\",Inventory!AG125)","v":""},{"$f":"IF(Inventory!AH125=\"\",\"\",Inventory!AH125)","v":""},{"$f":"IF(Inventory!AI125=\"\",\"\",Inventory!AI125)","v":""},{"$f":"IF(Inventory!AJ125=\"\",\"\",Inventory!AJ125)","v":""},{"$f":"IF(Inventory!AK125=\"\",\"\",Inventory!AK125)","v":""},{"$f":"IF(Inventory!AL125=\"\",\"\",Inventory!AL125)","v":""},{"$f":"IF(Inventory!AM125=\"\",\"\",Inventory!AM125)","v":""},{"$f":"IF(Inventory!AN125=\"\",\"\",Inventory!AN125)","v":""},{"$f":"IF(Inventory!AO125=\"\",\"\",Inventory!AO125)","v":""},{"$f":"IF(Inventory!AP125=\"\",\"\",Inventory!AP125)","v":""},{"$f":"IF(Inventory!AQ125=\"\",\"\",Inventory!AQ125)","v":""},{"$f":"IF(Inventory!AR125=\"\",\"\",Inventory!AR125)","v":""}]
[null,117,{"$f":"IF(Inventory!C126=\"\",\"\",Inventory!C126)","v":""},{"$f":"IF(Inventory!D126=\"\",\"\",Inventory!D126)","v":""},{"$f":"IF(Inventory!X126=\"\",\"\",Inventory!X126)","v":""},{"$f":"IF(Inventory!Y126=\"\",\"\",Inventory!Y126)","v":""},{"$f":"IF(Inventory!Z126=\"\",\"\",Inventory!Z126)","v":""},{"$f":"IF(Inventory!AB126=\"\",\"\",Inventory!AB126)","v":""},{"$f":"IF(Inventory!AC126=\"\",\"\",Inventory!AC126)","v":""},{"$f":"IF(Inventory!AE126=\"\",\"\",Inventory!AE126)","v":""},{"$f":"IF(Inventory!AF126=\"\",\"\",Inventory!AF126)","v":""},{"$f":"IF(Inventory!AG126=\"\",\"\",Inventory!AG126)","v":""},{"$f":"IF(Inventory!AH126=\"\",\"\",Inventory!AH126)","v":""},{"$f":"IF(Inventory!AI126=\"\",\"\",Inventory!AI126)","v":""},{"$f":"IF(Inventory!AJ126=\"\",\"\",Inventory!AJ126)","v":""},{"$f":"IF(Inventory!AK126=\"\",\"\",Inventory!AK126)","v":""},{"$f":"IF(Inventory!AL126=\"\",\"\",Inventory!AL126)","v":""},{"$f":"IF(Inventory!AM126=\"\",\"\",Inventory!AM126)","v":""},{"$f":"IF(Inventory!AN126=\"\",\"\",Inventory!AN126)","v":""},{"$f":"IF(Inventory!AO126=\"\",\"\",Inventory!AO126)","v":""},{"$f":"IF(Inventory!AP126=\"\",\"\",Inventory!AP126)","v":""},{"$f":"IF(Inventory!AQ126=\"\",\"\",Inventory!AQ126)","v":""},{"$f":"IF(Inventory!AR126=\"\",\"\",Inventory!AR126)","v":""}]
[null,118,{"$f":"IF(Inventory!C127=\"\",\"\",Inventory!C127)","v":""},{"$f":"IF(Inventory!D127=\"\",\"\",Inventory!D127)","v":""},{"$f":"IF(Inventory!X127=\"\",\"\",Inventory!X127)","v":""},{"$f":"IF(Inventory!Y127=\"\",\"\",Inventory!Y127)","v":""},{"$f":"IF(Inventory!Z127=\"\",\"\",Inventory!Z127)","v":""},{"$f":"IF(Inventory!AB127=\"\",\"\",Inventory!AB127)","v":""},{"$f":"IF(Inventory!AC127=\"\",\"\",Inventory!AC127)","v":""},{"$f":"IF(Inventory!AE127=\"\",\"\",Inventory!AE127)","v":""},{"$f":"IF(Inventory!AF127=\"\",\"\",Inventory!AF127)","v":""},{"$f":"IF(Inventory!AG127=\"\",\"\",Inventory!AG127)","v":""},{"$f":"IF(Inventory!AH127=\"\",\"\",Inventory!AH127)","v":""},{"$f":"IF(Inventory!AI127=\"\",\"\",Inventory!AI127)","v":""},{"$f":"IF(Inventory!AJ127=\"\",\"\",Inventory!AJ127)","v":""},{"$f":"IF(Inventory!AK127=\"\",\"\",Inventory!AK127)","v":""},{"$f":"IF(Inventory!AL127=\"\",\"\",Inventory!AL127)","v":""},{"$f":"IF(Inventory!AM127=\"\",\"\",Inventory!AM127)","v":""},{"$f":"IF(Inventory!AN127=\"\",\"\",Inventory!AN127)","v":""},{"$f":"IF(Inventory!AO127=\"\",\"\",Inventory!AO127)","v":""},{"$f":"IF(Inventory!AP127=\"\",\"\",Inventory!AP127)","v":""},{"$f":"IF(Inventory!AQ127=\"\",\"\",Inventory!AQ127)","v":""},{"$f":"IF(Inventory!AR127=\"\",\"\",Inventory!AR127)","v":""}]
[null,119,{"$f":"IF(Inventory!C128=\"\",\"\",Inventory!C128)","v":""},{"$f":"IF(Inventory!D128=\"\",\"\",Inventory!D128)","v":""},{"$f":"IF(Inventory!X128=\"\",\"\",Inventory!X128)","v":""},{"$f":"IF(Inventory!Y128=\"\",\"\",Inventory!Y128)","v":""},{"$f":"IF(Inventory!Z128=\"\",\"\",Inventory!Z128)","v":""},{"$f":"IF(Inventory!AB128=\"\",\"\",Inventory!AB128)","v":""},{"$f":"IF(Inventory!AC128=\"\",\"\",Inventory!AC128)","v":""},{"$f":"IF(Inventory!AE128=\"\",\"\",Inventory!AE128)","v":""},{"$f":"IF(Inventory!AF128=\"\",\"\",Inventory!AF128)","v":""},{"$f":"IF(Inventory!AG128=\"\",\"\",Inventory!AG128)","v":""},{"$f":"IF(Inventory!AH128=\"\",\"\",Inventory!AH128)","v":""},{"$f":"IF(Inventory!AI128=\"\",\"\",Inventory!AI128)","v":""},{"$f":"IF(Inventory!AJ128=\"\",\"\",Inventory!AJ128)","v":""},{"$f":"IF(Inventory!AK128=\"\",\"\",Inventory!AK128)","v":""},{"$f":"IF(Inventory!AL128=\"\",\"\",Inventory!AL128)","v":""},{"$f":"IF(Inventory!AM128=\"\",\"\",Inventory!AM128)","v":""},{"$f":"IF(Inventory!AN128=\"\",\"\",Inventory!AN128)","v":""},{"$f":"IF(Inventory!AO128=\"\",\"\",Inventory!AO128)","v":""},{"$f":"IF(Inventory!AP128=\"\",\"\",Inventory!AP128)","v":""},{"$f":"IF(Inventory!AQ128=\"\",\"\",Inventory!AQ128)","v":""},{"$f":"IF(Inventory!AR128=\"\",\"\",Inventory!AR128)","v":""}]
[null,120,{"$f":"IF(Inventory!C129=\"\",\"\",Inventory!C129)","v":""},{"$f":"IF(Inventory!D129=\"\",\"\",Inventory!D129)","v":""},{"$f":"IF(Inventory!X129=\"\",\"\",Inventory!X129)","v":""},{"$f":"IF(Inventory!Y129=\"\",\"\",Inventory!Y129)","v":""},{"$f":"IF(Inventory!Z129=\"\",\"\",Inventory!Z129)","v":""},{"$f":"IF(Inventory!AB129=\"\",\"\",Inventory!AB129)","v":""},{"$f":"IF(Inventory!AC129=\"\",\"\",Inventory!AC129)","v":""},{"$f":"IF(Inventory!AE129=\"\",\"\",Inventory!AE129)","v":""},{"$f":"IF(Inventory!AF129=\"\",\"\",Inventory!AF129)","v":""},{"$f":"IF(Inventory!AG129=\"\",\"\",Inventory!AG129)","v":""},{"$f":"IF(Inventory!AH129=\"\",\"\",Inventory!AH129)","v":""},{"$f":"IF(Inventory!AI129=\"\",\"\",Inventory!AI129)","v":""},{"$f":"IF(Inventory!AJ129=\"\",\"\",Inventory!AJ129)","v":""},{"$f":"IF(Inventory!AK129=\"\",\"\",Inventory!AK129)","v":""},{"$f":"IF(Inventory!AL129=\"\",\"\",Inventory!AL129)","v":""},{"$f":"IF(Inventory!AM129=\"\",\"\",Inventory!AM129)","v":""},{"$f":"IF(Inventory!AN129=\"\",\"\",Inventory!AN129)","v":""},{"$f":"IF(Inventory!AO129=\"\",\"\",Inventory!AO129)","v":""},{"$f":"IF(Inventory!AP129=\"\",\"\",Inventory!AP129)","v":""},{"$f":"IF(Inventory!AQ129=\"\",\"\",Inventory!AQ129)","v":""},{"$f":"IF(Inventory!AR129=\"\",\"\",Inventory!AR129)","v":""}]
[null,121,{"$f":"IF(Inventory!C130=\"\",\"\",Inventory!C130)","v":""},{"$f":"IF(Inventory!D130=\"\",\"\",Inventory!D130)","v":""},{"$f":"IF(Inventory!X130=\"\",\"\",Inventory!X130)","v":""},{"$f":"IF(Inventory!Y130=\"\",\"\",Inventory!Y130)","v":""},{"$f":"IF(Inventory!Z130=\"\",\"\",Inventory!Z130)","v":""},{"$f":"IF(Inventory!AB130=\"\",\"\",Inventory!AB130)","v":""},{"$f":"IF(Inventory!AC130=\"\",\"\",Inventory!AC130)","v":""},{"$f":"IF(Inventory!AE130=\"\",\"\",Inventory!AE130)","v":""},{"$f":"IF(Inventory!AF130=\"\",\"\",Inventory!AF130)","v":""},{"$f":"IF(Inventory!AG130=\"\",\"\",Inventory!AG130)","v":""},{"$f":"IF(Inventory!AH130=\"\",\"\",Inventory!AH130)","v":""},{"$f":"IF(Inventory!AI130=\"\",\"\",Inventory!AI130)","v":""},{"$f":"IF(Inventory!AJ130=\"\",\"\",Inventory!AJ130)","v":""},{"$f":"IF(Inventory!AK130=\"\",\"\",Inventory!AK130)","v":""},{"$f":"IF(Inventory!AL130=\"\",\"\",Inventory!AL130)","v":""},{"$f":"IF(Inventory!AM130=\"\",\"\",Inventory!AM130)","v":""},{"$f":"IF(Inventory!AN130=\"\",\"\",Inventory!AN130)","v":""},{"$f":"IF(Inventory!AO130=\"\",\"\",Inventory!AO130)","v":""},{"$f":"IF(Inventory!AP130=\"\",\"\",Inventory!AP130)","v":""},{"$f":"IF(Inventory!AQ130=\"\",\"\",Inventory!AQ130)","v":""},{"$f":"IF(Inventory!AR130=\"\",\"\",Inventory!AR130)","v":""}]
[null,122,{"$f":"IF(Inventory!C131=\"\",\"\",Inventory!C131)","v":""},{"$f":"IF(Inventory!D131=\"\",\"\",Inventory!D131)","v":""},{"$f":"IF(Inventory!X131=\"\",\"\",Inventory!X131)","v":""},{"$f":"IF(Inventory!Y131=\"\",\"\",Inventory!Y131)","v":""},{"$f":"IF(Inventory!Z131=\"\",\"\",Inventory!Z131)","v":""},{"$f":"IF(Inventory!AB131=\"\",\"\",Inventory!AB131)","v":""},{"$f":"IF(Inventory!AC131=\"\",\"\",Inventory!AC131)","v":""},{"$f":"IF(Inventory!AE131=\"\",\"\",Inventory!AE131)","v":""},{"$f":"IF(Inventory!AF131=\"\",\"\",Inventory!AF131)","v":""},{"$f":"IF(Inventory!AG131=\"\",\"\",Inventory!AG131)","v":""},{"$f":"IF(Inventory!AH131=\"\",\"\",Inventory!AH131)","v":""},{"$f":"IF(Inventory!AI131=\"\",\"\",Inventory!AI131)","v":""},{"$f":"IF(Inventory!AJ131=\"\",\"\",Inventory!AJ131)","v":""},{"$f":"IF(Inventory!AK131=\"\",\"\",Inventory!AK131)","v":""},{"$f":"IF(Inventory!AL131=\"\",\"\",Inventory!AL131)","v":""},{"$f":"IF(Inventory!AM131=\"\",\"\",Inventory!AM131)","v":""},{"$f":"IF(Inventory!AN131=\"\",\"\",Inventory!AN131)","v":""},{"$f":"IF(Inventory!AO131=\"\",\"\",Inventory!AO131)","v":""},{"$f":"IF(Inventory!AP131=\"\",\"\",Inventory!AP131)","v":""},{"$f":"IF(Inventory!AQ131=\"\",\"\",Inventory!AQ131)","v":""},{"$f":"IF(Inventory!AR131=\"\",\"\",Inventory!AR131)","v":""}]
[null,123,{"$f":"IF(Inventory!C132=\"\",\"\",Inventory!C132)","v":""},{"$f":"IF(Inventory!D132=\"\",\"\",Inventory!D132)","v":""},{"$f":"IF(Inventory!X132=\"\",\"\",Inventory!X132)","v":""},{"$f":"IF(Inventory!Y132=\"\",\"\",Inventory!Y132)","v":""},{"$f":"IF(Inventory!Z132=\"\",\"\",Inventory!Z132)","v":""},{"$f":"IF(Inventory!AB132=\"\",\"\",Inventory!AB132)","v":""},{"$f":"IF(Inventory!AC132=\"\",\"\",Inventory!AC132)","v":""},{"$f":"IF(Inventory!AE132=\"\",\"\",Inventory!AE132)","v":""},{"$f":"IF(Inventory!AF132=\"\",\"\",Inventory!AF132)","v":""},{"$f":"IF(Inventory!AG132=\"\",\"\",Inventory!AG132)","v":""},{"$f":"IF(Inventory!AH132=\"\",\"\",Inventory!AH132)","v":""},{"$f":"IF(Inventory!AI132=\"\",\"\",Inventory!AI132)","v":""},{"$f":"IF(Inventory!AJ132=\"\",\"\",Inventory!AJ132)","v":""},{"$f":"IF(Inventory!AK132=\"\",\"\",Inventory!AK132)","v":""},{"$f":"IF(Inventory!AL132=\"\",\"\",Inventory!AL132)","v":""},{"$f":"IF(Inventory!AM132=\"\",\"\",Inventory!AM132)","v":""},{"$f":"IF(Inventory!AN132=\"\",\"\",Inventory!AN132)","v":""},{"$f":"IF(Inventory!AO132=\"\",\"\",Inventory!AO132)","v":""},{"$f":"IF(Inventory!AP132=\"\",\"\",Inventory!AP132)","v":""},{"$f":"IF(Inventory!AQ132=\"\",\"\",Inventory!AQ132)","v":""},{"$f":"IF(Inventory!AR132=\"\",\"\",Inventory!AR132)","v":""}]
[null,124,{"$f":"IF(Inventory!C133=\"\",\"\",Inventory!C133)","v":""},{"$f":"IF(Inventory!D133=\"\",\"\",Inventory!D133)","v":""},{"$f":"IF(Inventory!X133=\"\",\"\",Inventory!X133)","v":""},{"$f":"IF(Inventory!Y133=\"\",\"\",Inventory!Y133)","v":""},{"$f":"IF(Inventory!Z133=\"\",\"\",Inventory!Z133)","v":""},{"$f":"IF(Inventory!AB133=\"\",\"\",Inventory!AB133)","v":""},{"$f":"IF(Inventory!AC133=\"\",\"\",Inventory!AC133)","v":""},{"$f":"IF(Inventory!AE133=\"\",\"\",Inventory!AE133)","v":""},{"$f":"IF(Inventory!AF133=\"\",\"\",Inventory!AF133)","v":""},{"$f":"IF(Inventory!AG133=\"\",\"\",Inventory!AG133)","v":""},{"$f":"IF(Inventory!AH133=\"\",\"\",Inventory!AH133)","v":""},{"$f":"IF(Inventory!AI133=\"\",\"\",Inventory!AI133)","v":""},{"$f":"IF(Inventory!AJ133=\"\",\"\",Inventory!AJ133)","v":""},{"$f":"IF(Inventory!AK133=\"\",\"\",Inventory!AK133)","v":""},{"$f":"IF(Inventory!AL133=\"\",\"\",Inventory!AL133)","v":""},{"$f":"IF(Inventory!AM133=\"\",\"\",Inventory!AM133)","v":""},{"$f":"IF(Inventory!AN133=\"\",\"\",Inventory!AN133)","v":""},{"$f":"IF(Inventory!AO133=\"\",\"\",Inventory!AO133)","v":""},{"$f":"IF(Inventory!AP133=\"\",\"\",Inventory!AP133)","v":""},{"$f":"IF(Inventory!AQ133=\"\",\"\",Inventory!AQ133)","v":""},{"$f":"IF(Inventory!AR133=\"\",\"\",Inventory!AR133)","v":""}]
[null,125,{"$f":"IF(Inventory!C134=\"\",\"\",Inventory!C134)","v":""},{"$f":"IF(Inventory!D134=\"\",\"\",Inventory!D134)","v":""},{"$f":"IF(Inventory!X134=\"\",\"\",Inventory!X134)","v":""},{"$f":"IF(Inventory!Y134=\"\",\"\",Inventory!Y134)","v":""},{"$f":"IF(Inventory!Z134=\"\",\"\",Inventory!Z134)","v":""},{"$f":"IF(Inventory!AB134=\"\",\"\",Inventory!AB134)","v":""},{"$f":"IF(Inventory!AC134=\"\",\"\",Inventory!AC134)","v":""},{"$f":"IF(Inventory!AE134=\"\",\"\",Inventory!AE134)","v":""},{"$f":"IF(Inventory!AF134=\"\",\"\",Inventory!AF134)","v":""},{"$f":"IF(Inventory!AG134=\"\",\"\",Inventory!AG134)","v":""},{"$f":"IF(Inventory!AH134=\"\",\"\",Inventory!AH134)","v":""},{"$f":"IF(Inventory!AI134=\"\",\"\",Inventory!AI134)","v":""},{"$f":"IF(Inventory!AJ134=\"\",\"\",Inventory!AJ134)","v":""},{"$f":"IF(Inventory!AK134=\"\",\"\",Inventory!AK134)","v":""},{"$f":"IF(Inventory!AL134=\"\",\"\",Inventory!AL134)","v":""},{"$f":"IF(Inventory!AM134=\"\",\"\",Inventory!AM134)","v":""},{"$f":"IF(Inventory!AN134=\"\",\"\",Inventory!AN134)","v":""},{"$f":"IF(Inventory!AO134=\"\",\"\",Inventory!AO134)","v":""},{"$f":"IF(Inventory!AP134=\"\",\"\",Inventory!AP134)","v":""},{"$f":"IF(Inventory!AQ134=\"\",\"\",Inventory!AQ134)","v":""},{"$f":"IF(Inventory!AR134=\"\",\"\",Inventory!AR134)","v":""}]
[null,126,{"$f":"IF(Inventory!C135=\"\",\"\",Inventory!C135)","v":""},{"$f":"IF(Inventory!D135=\"\",\"\",Inventory!D135)","v":""},{"$f":"IF(Inventory!X135=\"\",\"\",Inventory!X135)","v":""},{"$f":"IF(Inventory!Y135=\"\",\"\",Inventory!Y135)","v":""},{"$f":"IF(Inventory!Z135=\"\",\"\",Inventory!Z135)","v":""},{"$f":"IF(Inventory!AB135=\"\",\"\",Inventory!AB135)","v":""},{"$f":"IF(Inventory!AC135=\"\",\"\",Inventory!AC135)","v":""},{"$f":"IF(Inventory!AE135=\"\",\"\",Inventory!AE135)","v":""},{"$f":"IF(Inventory!AF135=\"\",\"\",Inventory!AF135)","v":""},{"$f":"IF(Inventory!AG135=\"\",\"\",Inventory!AG135)","v":""},{"$f":"IF(Inventory!AH135=\"\",\"\",Inventory!AH135)","v":""},{"$f":"IF(Inventory!AI135=\"\",\"\",Inventory!AI135)","v":""},{"$f":"IF(Inventory!AJ135=\"\",\"\",Inventory!AJ135)","v":""},{"$f":"IF(Inventory!AK135=\"\",\"\",Inventory!AK135)","v":""},{"$f":"IF(Inventory!AL135=\"\",\"\",Inventory!AL135)","v":""},{"$f":"IF(Inventory!AM135=\"\",\"\",Inventory!AM135)","v":""},{"$f":"IF(Inventory!AN135=\"\",\"\",Inventory!AN135)","v":""},{"$f":"IF(Inventory!AO135=\"\",\"\",Inventory!AO135)","v":""},{"$f":"IF(Inventory!AP135=\"\",\"\",Inventory!AP135)","v":""},{"$f":"IF(Inventory!AQ135=\"\",\"\",Inventory!AQ135)","v":""},{"$f":"IF(Inventory!AR135=\"\",\"\",Inventory!AR135)","v":""}]
[null,127,{"$f":"IF(Inventory!C136=\"\",\"\",Inventory!C136)","v":""},{"$f":"IF(Inventory!D136=\"\",\"\",Inventory!D136)","v":""},{"$f":"IF(Inventory!X136=\"\",\"\",Inventory!X136)","v":""},{"$f":"IF(Inventory!Y136=\"\",\"\",Inventory!Y136)","v":""},{"$f":"IF(Inventory!Z136=\"\",\"\",Inventory!Z136)","v":""},{"$f":"IF(Inventory!AB136=\"\",\"\",Inventory!AB136)","v":""},{"$f":"IF(Inventory!AC136=\"\",\"\",Inventory!AC136)","v":""},{"$f":"IF(Inventory!AE136=\"\",\"\",Inventory!AE136)","v":""},{"$f":"IF(Inventory!AF136=\"\",\"\",Inventory!AF136)","v":""},{"$f":"IF(Inventory!AG136=\"\",\"\",Inventory!AG136)","v":""},{"$f":"IF(Inventory!AH136=\"\",\"\",Inventory!AH136)","v":""},{"$f":"IF(Inventory!AI136=\"\",\"\",Inventory!AI136)","v":""},{"$f":"IF(Inventory!AJ136=\"\",\"\",Inventory!AJ136)","v":""},{"$f":"IF(Inventory!AK136=\"\",\"\",Inventory!AK136)","v":""},{"$f":"IF(Inventory!AL136=\"\",\"\",Inventory!AL136)","v":""},{"$f":"IF(Inventory!AM136=\"\",\"\",Inventory!AM136)","v":""},{"$f":"IF(Inventory!AN136=\"\",\"\",Inventory!AN136)","v":""},{"$f":"IF(Inventory!AO136=\"\",\"\",Inventory!AO136)","v":""},{"$f":"IF(Inventory!AP136=\"\",\"\",Inventory!AP136)","v":""},{"$f":"IF(Inventory!AQ136=\"\",\"\",Inventory!AQ136)","v":""},{"$f":"IF(Inventory!AR136=\"\",\"\",Inventory!AR136)","v":""}]
[null,128,{"$f":"IF(Inventory!C137=\"\",\"\",Inventory!C137)","v":""},{"$f":"IF(Inventory!D137=\"\",\"\",Inventory!D137)","v":""},{"$f":"IF(Inventory!X137=\"\",\"\",Inventory!X137)","v":""},{"$f":"IF(Inventory!Y137=\"\",\"\",Inventory!Y137)","v":""},{"$f":"IF(Inventory!Z137=\"\",\"\",Inventory!Z137)","v":""},{"$f":"IF(Inventory!AB137=\"\",\"\",Inventory!AB137)","v":""},{"$f":"IF(Inventory!AC137=\"\",\"\",Inventory!AC137)","v":""},{"$f":"IF(Inventory!AE137=\"\",\"\",Inventory!AE137)","v":""},{"$f":"IF(Inventory!AF137=\"\",\"\",Inventory!AF137)","v":""},{"$f":"IF(Inventory!AG137=\"\",\"\",Inventory!AG137)","v":""},{"$f":"IF(Inventory!AH137=\"\",\"\",Inventory!AH137)","v":""},{"$f":"IF(Inventory!AI137=\"\",\"\",Inventory!AI137)","v":""},{"$f":"IF(Inventory!AJ137=\"\",\"\",Inventory!AJ137)","v":""},{"$f":"IF(Inventory!AK137=\"\",\"\",Inventory!AK137)","v":""},{"$f":"IF(Inventory!AL137=\"\",\"\",Inventory!AL137)","v":""},{"$f":"IF(Inventory!AM137=\"\",\"\",Inventory!AM137)","v":""},{"$f":"IF(Inventory!AN137=\"\",\"\",Inventory!AN137)","v":""},{"$f":"IF(Inventory!AO137=\"\",\"\",Inventory!AO137)","v":""},{"$f":"IF(Inventory!AP137=\"\",\"\",Inventory!AP137)","v":""},{"$f":"IF(Inventory!AQ137=\"\",\"\",Inventory!AQ137)","v":""},{"$f":"IF(Inventory!AR137=\"\",\"\",Inventory!AR137)","v":""}]
[null,129,{"$f":"IF(Inventory!C138=\"\",\"\",Inventory!C138)","v":""},{"$f":"IF(Inventory!D138=\"\",\"\",Inventory!D138)","v":""},{"$f":"IF(Inventory!X138=\"\",\"\",Inventory!X138)","v":""},{"$f":"IF(Inventory!Y138=\"\",\"\",Inventory!Y138)","v":""},{"$f":"IF(Inventory!Z138=\"\",\"\",Inventory!Z138)","v":""},{"$f":"IF(Inventory!AB138=\"\",\"\",Inventory!AB138)","v":""},{"$f":"IF(Inventory!AC138=\"\",\"\",Inventory!AC138)","v":""},{"$f":"IF(Inventory!AE138=\"\",\"\",Inventory!AE138)","v":""},{"$f":"IF(Inventory!AF138=\"\",\"\",Inventory!AF138)","v":""},{"$f":"IF(Inventory!AG138=\"\",\"\",Inventory!AG138)","v":""},{"$f":"IF(Inventory!AH138=\"\",\"\",Inventory!AH138)","v":""},{"$f":"IF(Inventory!AI138=\"\",\"\",Inventory!AI138)","v":""},{"$f":"IF(Inventory!AJ138=\"\",\"\",Inventory!AJ138)","v":""},{"$f":"IF(Inventory!AK138=\"\",\"\",Inventory!AK138)","v":""},{"$f":"IF(Inventory!AL138=\"\",\"\",Inventory!AL138)","v":""},{"$f":"IF(Inventory!AM138=\"\",\"\",Inventory!AM138)","v":""},{"$f":"IF(Inventory!AN138=\"\",\"\",Inventory!AN138)","v":""},{"$f":"IF(Inventory!AO138=\"\",\"\",Inventory!AO138)","v":""},{"$f":"IF(Inventory!AP138=\"\",\"\",Inventory!AP138)","v":""},{"$f":"IF(Inventory!AQ138=\"\",\"\",Inventory!AQ138)","v":""},{"$f":"IF(Inventory!AR138=\"\",\"\",Inventory!AR138)","v":""}]
[null,130,{"$f":"IF(Inventory!C139=\"\",\"\",Inventory!C139)","v":""},{"$f":"IF(Inventory!D139=\"\",\"\",Inventory!D139)","v":""},{"$f":"IF(Inventory!X139=\"\",\"\",Inventory!X139)","v":""},{"$f":"IF(Inventory!Y139=\"\",\"\",Inventory!Y139)","v":""},{"$f":"IF(Inventory!Z139=\"\",\"\",Inventory!Z139)","v":""},{"$f":"IF(Inventory!AB139=\"\",\"\",Inventory!AB139)","v":""},{"$f":"IF(Inventory!AC139=\"\",\"\",Inventory!AC139)","v":""},{"$f":"IF(Inventory!AE139=\"\",\"\",Inventory!AE139)","v":""},{"$f":"IF(Inventory!AF139=\"\",\"\",Inventory!AF139)","v":""},{"$f":"IF(Inventory!AG139=\"\",\"\",Inventory!AG139)","v":""},{"$f":"IF(Inventory!AH139=\"\",\"\",Inventory!AH139)","v":""},{"$f":"IF(Inventory!AI139=\"\",\"\",Inventory!AI139)","v":""},{"$f":"IF(Inventory!AJ139=\"\",\"\",Inventory!AJ139)","v":""},{"$f":"IF(Inventory!AK139=\"\",\"\",Inventory!AK139)","v":""},{"$f":"IF(Inventory!AL139=\"\",\"\",Inventory!AL139)","v":""},{"$f":"IF(Inventory!AM139=\"\",\"\",Inventory!AM139)","v":""},{"$f":"IF(Inventory!AN139=\"\",\"\",Inventory!AN139)","v":""},{"$f":"IF(Inventory!AO139=\"\",\"\",Inventory!AO139)","v":""},{"$f":"IF(Inventory!AP139=\"\",\"\",Inventory!AP139)","v":""},{"$f":"IF(Inventory!AQ139=\"\",\"\",Inventory!AQ139)","v":""},{"$f":"IF(Inventory!AR139=\"\",\"\",Inventory!AR139)","v":""}]
[null,131,{"$f":"IF(Inventory!C140=\"\",\"\",Inventory!C140)","v":""},{"$f":"IF(Inventory!D140=\"\",\"\",Inventory!D140)","v":""},{"$f":"IF(Inventory!X140=\"\",\"\",Inventory!X140)","v":""},{"$f":"IF(Inventory!Y140=\"\",\"\",Inventory!Y140)","v":""},{"$f":"IF(Inventory!Z140=\"\",\"\",Inventory!Z140)","v":""},{"$f":"IF(Inventory!AB140=\"\",\"\",Inventory!AB140)","v":""},{"$f":"IF(Inventory!AC140=\"\",\"\",Inventory!AC140)","v":""},{"$f":"IF(Inventory!AE140=\"\",\"\",Inventory!AE140)","v":""},{"$f":"IF(Inventory!AF140=\"\",\"\",Inventory!AF140)","v":""},{"$f":"IF(Inventory!AG140=\"\",\"\",Inventory!AG140)","v":""},{"$f":"IF(Inventory!AH140=\"\",\"\",Inventory!AH140)","v":""},{"$f":"IF(Inventory!AI140=\"\",\"\",Inventory!AI140)","v":""},{"$f":"IF(Inventory!AJ140=\"\",\"\",Inventory!AJ140)","v":""},{"$f":"IF(Inventory!AK140=\"\",\"\",Inventory!AK140)","v":""},{"$f":"IF(Inventory!AL140=\"\",\"\",Inventory!AL140)","v":""},{"$f":"IF(Inventory!AM140=\"\",\"\",Inventory!AM140)","v":""},{"$f":"IF(Inventory!AN140=\"\",\"\",Inventory!AN140)","v":""},{"$f":"IF(Inventory!AO140=\"\",\"\",Inventory!AO140)","v":""},{"$f":"IF(Inventory!AP140=\"\",\"\",Inventory!AP140)","v":""},{"$f":"IF(Inventory!AQ140=\"\",\"\",Inventory!AQ140)","v":""},{"$f":"IF(Inventory!AR140=\"\",\"\",Inventory!AR140)","v":""}]
[null,132,{"$f":"IF(Inventory!C141=\"\",\"\",Inventory!C141)","v":""},{"$f":"IF(Inventory!D141=\"\",\"\",Inventory!D141)","v":""},{"$f":"IF(Inventory!X141=\"\",\"\",Inventory!X141)","v":""},{"$f":"IF(Inventory!Y141=\"\",\"\",Inventory!Y141)","v":""},{"$f":"IF(Inventory!Z141=\"\",\"\",Inventory!Z141)","v":""},{"$f":"IF(Inventory!AB141=\"\",\"\",Inventory!AB141)","v":""},{"$f":"IF(Inventory!AC141=\"\",\"\",Inventory!AC141)","v":""},{"$f":"IF(Inventory!AE141=\"\",\"\",Inventory!AE141)","v":""},{"$f":"IF(Inventory!AF141=\"\",\"\",Inventory!AF141)","v":""},{"$f":"IF(Inventory!AG141=\"\",\"\",Inventory!AG141)","v":""},{"$f":"IF(Inventory!AH141=\"\",\"\",Inventory!AH141)","v":""},{"$f":"IF(Inventory!AI141=\"\",\"\",Inventory!AI141)","v":""},{"$f":"IF(Inventory!AJ141=\"\",\"\",Inventory!AJ141)","v":""},{"$f":"IF(Inventory!AK141=\"\",\"\",Inventory!AK141)","v":""},{"$f":"IF(Inventory!AL141=\"\",\"\",Inventory!AL141)","v":""},{"$f":"IF(Inventory!AM141=\"\",\"\",Inventory!AM141)","v":""},{"$f":"IF(Inventory!AN141=\"\",\"\",Inventory!AN141)","v":""},{"$f":"IF(Inventory!AO141=\"\",\"\",Inventory!AO141)","v":""},{"$f":"IF(Inventory!AP141=\"\",\"\",Inventory!AP141)","v":""},{"$f":"IF(Inventory!AQ141=\"\",\"\",Inventory!AQ141)","v":""},{"$f":"IF(Inventory!AR141=\"\",\"\",Inventory!AR141)","v":""}]
[null,133,{"$f":"IF(Inventory!C142=\"\",\"\",Inventory!C142)","v":""},{"$f":"IF(Inventory!D142=\"\",\"\",Inventory!D142)","v":""},{"$f":"IF(Inventory!X142=\"\",\"\",Inventory!X142)","v":""},{"$f":"IF(Inventory!Y142=\"\",\"\",Inventory!Y142)","v":""},{"$f":"IF(Inventory!Z142=\"\",\"\",Inventory!Z142)","v":""},{"$f":"IF(Inventory!AB142=\"\",\"\",Inventory!AB142)","v":""},{"$f":"IF(Inventory!AC142=\"\",\"\",Inventory!AC142)","v":""},{"$f":"IF(Inventory!AE142=\"\",\"\",Inventory!AE142)","v":""},{"$f":"IF(Inventory!AF142=\"\",\"\",Inventory!AF142)","v":""},{"$f":"IF(Inventory!AG142=\"\",\"\",Inventory!AG142)","v":""},{"$f":"IF(Inventory!AH142=\"\",\"\",Inventory!AH142)","v":""},{"$f":"IF(Inventory!AI142=\"\",\"\",Inventory!AI142)","v":""},{"$f":"IF(Inventory!AJ142=\"\",\"\",Inventory!AJ142)","v":""},{"$f":"IF(Inventory!AK142=\"\",\"\",Inventory!AK142)","v":""},{"$f":"IF(Inventory!AL142=\"\",\"\",Inventory!AL142)","v":""},{"$f":"IF(Inventory!AM142=\"\",\"\",Inventory!AM142)","v":""},{"$f":"IF(Inventory!AN142=\"\",\"\",Inventory!AN142)","v":""},{"$f":"IF(Inventory!AO142=\"\",\"\",Inventory!AO142)","v":""},{"$f":"IF(Inventory!AP142=\"\",\"\",Inventory!AP142)","v":""},{"$f":"IF(Inventory!AQ142=\"\",\"\",Inventory!AQ142)","v":""},{"$f":"IF(Inventory!AR142=\"\",\"\",Inventory!AR142)","v":""}]
[null,134,{"$f":"IF(Inventory!C143=\"\",\"\",Inventory!C143)","v":""},{"$f":"IF(Inventory!D143=\"\",\"\",Inventory!D143)","v":""},{"$f":"IF(Inventory!X143=\"\",\"\",Inventory!X143)","v":""},{"$f":"IF(Inventory!Y143=\"\",\"\",Inventory!Y143)","v":""},{"$f":"IF(Inventory!Z143=\"\",\"\",Inventory!Z143)","v":""},{"$f":"IF(Inventory!AB143=\"\",\"\",Inventory!AB143)","v":""},{"$f":"IF(Inventory!AC143=\"\",\"\",Inventory!AC143)","v":""},{"$f":"IF(Inventory!AE143=\"\",\"\",Inventory!AE143)","v":""},{"$f":"IF(Inventory!AF143=\"\",\"\",Inventory!AF143)","v":""},{"$f":"IF(Inventory!AG143=\"\",\"\",Inventory!AG143)","v":""},{"$f":"IF(Inventory!AH143=\"\",\"\",Inventory!AH143)","v":""},{"$f":"IF(Inventory!AI143=\"\",\"\",Inventory!AI143)","v":""},{"$f":"IF(Inventory!AJ143=\"\",\"\",Inventory!AJ143)","v":""},{"$f":"IF(Inventory!AK143=\"\",\"\",Inventory!AK143)","v":""},{"$f":"IF(Inventory!AL143=\"\",\"\",Inventory!AL143)","v":""},{"$f":"IF(Inventory!AM143=\"\",\"\",Inventory!AM143)","v":""},{"$f":"IF(Inventory!AN143=\"\",\"\",Inventory!AN143)","v":""},{"$f":"IF(Inventory!AO143=\"\",\"\",Inventory!AO143)","v":""},{"$f":"IF(Inventory!AP143=\"\",\"\",Inventory!AP143)","v":""},{"$f":"IF(Inventory!AQ143=\"\",\"\",Inventory!AQ143)","v":""},{"$f":"IF(Inventory!AR143=\"\",\"\",Inventory!AR143)","v":""}]
[null,135,{"$f":"IF(Inventory!C144=\"\",\"\",Inventory!C144)","v":""},{"$f":"IF(Inventory!D144=\"\",\"\",Inventory!D144)","v":""},{"$f":"IF(Inventory!X144=\"\",\"\",Inventory!X144)","v":""},{"$f":"IF(Inventory!Y144=\"\",\"\",Inventory!Y144)","v":""},{"$f":"IF(Inventory!Z144=\"\",\"\",Inventory!Z144)","v":""},{"$f":"IF(Inventory!AB144=\"\",\"\",Inventory!AB144)","v":""},{"$f":"IF(Inventory!AC144=\"\",\"\",Inventory!AC144)","v":""},{"$f":"IF(Inventory!AE144=\"\",\"\",Inventory!AE144)","v":""},{"$f":"IF(Inventory!AF144=\"\",\"\",Inventory!AF144)","v":""},{"$f":"IF(Inventory!AG144=\"\",\"\",Inventory!AG144)","v":""},{"$f":"IF(Inventory!AH144=\"\",\"\",Inventory!AH144)","v":""},{"$f":"IF(Inventory!AI144=\"\",\"\",Inventory!AI144)","v":""},{"$f":"IF(Inventory!AJ144=\"\",\"\",Inventory!AJ144)","v":""},{"$f":"IF(Inventory!AK144=\"\",\"\",Inventory!AK144)","v":""},{"$f":"IF(Inventory!AL144=\"\",\"\",Inventory!AL144)","v":""},{"$f":"IF(Inventory!AM144=\"\",\"\",Inventory!AM144)","v":""},{"$f":"IF(Inventory!AN144=\"\",\"\",Inventory!AN144)","v":""},{"$f":"IF(Inventory!AO144=\"\",\"\",Inventory!AO144)","v":""},{"$f":"IF(Inventory!AP144=\"\",\"\",Inventory!AP144)","v":""},{"$f":"IF(Inventory!AQ144=\"\",\"\",Inventory!AQ144)","v":""},{"$f":"IF(Inventory!AR144=\"\",\"\",Inventory!AR144)","v":""}]
[null,136,{"$f":"IF(Inventory!C145=\"\",\"\",Inventory!C145)","v":""},{"$f":"IF(Inventory!D145=\"\",\"\",Inventory!D145)","v":""},{"$f":"IF(Inventory!X145=\"\",\"\",Inventory!X145)","v":""},{"$f":"IF(Inventory!Y145=\"\",\"\",Inventory!Y145)","v":""},{"$f":"IF(Inventory!Z145=\"\",\"\",Inventory!Z145)","v":""},{"$f":"IF(Inventory!AB145=\"\",\"\",Inventory!AB145)","v":""},{"$f":"IF(Inventory!AC145=\"\",\"\",Inventory!AC145)","v":""},{"$f":"IF(Inventory!AE145=\"\",\"\",Inventory!AE145)","v":""},{"$f":"IF(Inventory!AF145=\"\",\"\",Inventory!AF145)","v":""},{"$f":"IF(Inventory!AG145=\"\",\"\",Inventory!AG145)","v":""},{"$f":"IF(Inventory!AH145=\"\",\"\",Inventory!AH145)","v":""},{"$f":"IF(Inventory!AI145=\"\",\"\",Inventory!AI145)","v":""},{"$f":"IF(Inventory!AJ145=\"\",\"\",Inventory!AJ145)","v":""},{"$f":"IF(Inventory!AK145=\"\",\"\",Inventory!AK145)","v":""},{"$f":"IF(Inventory!AL145=\"\",\"\",Inventory!AL145)","v":""},{"$f":"IF(Inventory!AM145=\"\",\"\",Inventory!AM145)","v":""},{"$f":"IF(Inventory!AN145=\"\",\"\",Inventory!AN145)","v":""},{"$f":"IF(Inventory!AO145=\"\",\"\",Inventory!AO145)","v":""},{"$f":"IF(Inventory!AP145=\"\",\"\",Inventory!AP145)","v":""},{"$f":"IF(Inventory!AQ145=\"\",\"\",Inventory!AQ145)","v":""},{"$f":"IF(Inventory!AR145=\"\",\"\",Inventory!AR145)","v":""}]
[null,137,{"$f":"IF(Inventory!C146=\"\",\"\",Inventory!C146)","v":""},{"$f":"IF(Inventory!D146=\"\",\"\",Inventory!D146)","v":""},{"$f":"IF(Inventory!X146=\"\",\"\",Inventory!X146)","v":""},{"$f":"IF(Inventory!Y146=\"\",\"\",Inventory!Y146)","v":""},{"$f":"IF(Inventory!Z146=\"\",\"\",Inventory!Z146)","v":""},{"$f":"IF(Inventory!AB146=\"\",\"\",Inventory!AB146)","v":""},{"$f":"IF(Inventory!AC146=\"\",\"\",Inventory!AC146)","v":""},{"$f":"IF(Inventory!AE146=\"\",\"\",Inventory!AE146)","v":""},{"$f":"IF(Inventory!AF146=\"\",\"\",Inventory!AF146)","v":""},{"$f":"IF(Inventory!AG146=\"\",\"\",Inventory!AG146)","v":""},{"$f":"IF(Inventory!AH146=\"\",\"\",Inventory!AH146)","v":""},{"$f":"IF(Inventory!AI146=\"\",\"\",Inventory!AI146)","v":""},{"$f":"IF(Inventory!AJ146=\"\",\"\",Inventory!AJ146)","v":""},{"$f":"IF(Inventory!AK146=\"\",\"\",Inventory!AK146)","v":""},{"$f":"IF(Inventory!AL146=\"\",\"\",Inventory!AL146)","v":""},{"$f":"IF(Inventory!AM146=\"\",\"\",Inventory!AM146)","v":""},{"$f":"IF(Inventory!AN146=\"\",\"\",Inventory!AN146)","v":""},{"$f":"IF(Inventory!AO146=\"\",\"\",Inventory!AO146)","v":""},{"$f":"IF(Inventory!AP146=\"\",\"\",Inventory!AP146)","v":""},{"$f":"IF(Inventory!AQ146=\"\",\"\",Inventory!AQ146)","v":""},{"$f":"IF(Inventory!AR146=\"\",\"\",Inventory!AR146)","v":""}]
[null,138,{"$f":"IF(Inventory!C147=\"\",\"\",Inventory!C147)","v":""},{"$f":"IF(Inventory!D147=\"\",\"\",Inventory!D147)","v":""},{"$f":"IF(Inventory!X147=\"\",\"\",Inventory!X147)","v":""},{"$f":"IF(Inventory!Y147=\"\",\"\",Inventory!Y147)","v":""},{"$f":"IF(Inventory!Z147=\"\",\"\",Inventory!Z147)","v":""},{"$f":"IF(Inventory!AB147=\"\",\"\",Inventory!AB147)","v":""},{"$f":"IF(Inventory!AC147=\"\",\"\",Inventory!AC147)","v":""},{"$f":"IF(Inventory!AE147=\"\",\"\",Inventory!AE147)","v":""},{"$f":"IF(Inventory!AF147=\"\",\"\",Inventory!AF147)","v":""},{"$f":"IF(Inventory!AG147=\"\",\"\",Inventory!AG147)","v":""},{"$f":"IF(Inventory!AH147=\"\",\"\",Inventory!AH147)","v":""},{"$f":"IF(Inventory!AI147=\"\",\"\",Inventory!AI147)","v":""},{"$f":"IF(Inventory!AJ147=\"\",\"\",Inventory!AJ147)","v":""},{"$f":"IF(Inventory!AK147=\"\",\"\",Inventory!AK147)","v":""},{"$f":"IF(Inventory!AL147=\"\",\"\",Inventory!AL147)","v":""},{"$f":"IF(Inventory!AM147=\"\",\"\",Inventory!AM147)","v":""},{"$f":"IF(Inventory!AN147=\"\",\"\",Inventory!AN147)","v":""},{"$f":"IF(Inventory!AO147=\"\",\"\",Inventory!AO147)","v":""},{"$f":"IF(Inventory!AP147=\"\",\"\",Inventory!AP147)","v":""},{"$f":"IF(Inventory!AQ147=\"\",\"\",Inventory!AQ147)","v":""},{"$f":"IF(Inventory!AR147=\"\",\"\",Inventory!AR147)","v":""}]
[null,139,{"$f":"IF(Inventory!C148=\"\",\"\",Inventory!C148)","v":""},{"$f":"IF(Inventory!D148=\"\",\"\",Inventory!D148)","v":""},{"$f":"IF(Inventory!X148=\"\",\"\",Inventory!X148)","v":""},{"$f":"IF(Inventory!Y148=\"\",\"\",Inventory!Y148)","v":""},{"$f":"IF(Inventory!Z148=\"\",\"\",Inventory!Z148)","v":""},{"$f":"IF(Inventory!AB148=\"\",\"\",Inventory!AB148)","v":""},{"$f":"IF(Inventory!AC148=\"\",\"\",Inventory!AC148)","v":""},{"$f":"IF(Inventory!AE148=\"\",\"\",Inventory!AE148)","v":""},{"$f":"IF(Inventory!AF148=\"\",\"\",Inventory!AF148)","v":""},{"$f":"IF(Inventory!AG148=\"\",\"\",Inventory!AG148)","v":""},{"$f":"IF(Inventory!AH148=\"\",\"\",Inventory!AH148)","v":""},{"$f":"IF(Inventory!AI148=\"\",\"\",Inventory!AI148)","v":""},{"$f":"IF(Inventory!AJ148=\"\",\"\",Inventory!AJ148)","v":""},{"$f":"IF(Inventory!AK148=\"\",\"\",Inventory!AK148)","v":""},{"$f":"IF(Inventory!AL148=\"\",\"\",Inventory!AL148)","v":""},{"$f":"IF(Inventory!AM148=\"\",\"\",Inventory!AM148)","v":""},{"$f":"IF(Inventory!AN148=\"\",\"\",Inventory!AN148)","v":""},{"$f":"IF(Inventory!AO148=\"\",\"\",Inventory!AO148)","v":""},{"$f":"IF(Inventory!AP148=\"\",\"\",Inventory!AP148)","v":""},{"$f":"IF(Inventory!AQ148=\"\",\"\",Inventory!AQ148)","v":""},{"$f":"IF(Inventory!AR148=\"\",\"\",Inventory!AR148)","v":""}]
[null,140,{"$f":"IF(Inventory!C149=\"\",\"\",Inventory!C149)","v":""},{"$f":"IF(Inventory!D149=\"\",\"\",Inventory!D149)","v":""},{"$f":"IF(Inventory!X149=\"\",\"\",Inventory!X149)","v":""},{"$f":"IF(Inventory!Y149=\"\",\"\",Inventory!Y149)","v":""},{"$f":"IF(Inventory!Z149=\"\",\"\",Inventory!Z149)","v":""},{"$f":"IF(Inventory!AB149=\"\",\"\",Inventory!AB149)","v":""},{"$f":"IF(Inventory!AC149=\"\",\"\",Inventory!AC149)","v":""},{"$f":"IF(Inventory!AE149=\"\",\"\",Inventory!AE149)","v":""},{"$f":"IF(Inventory!AF149=\"\",\"\",Inventory!AF149)","v":""},{"$f":"IF(Inventory!AG149=\"\",\"\",Inventory!AG149)","v":""},{"$f":"IF(Inventory!AH149=\"\",\"\",Inventory!AH149)","v":""},{"$f":"IF(Inventory!AI149=\"\",\"\",Inventory!AI149)","v":""},{"$f":"IF(Inventory!AJ149=\"\",\"\",Inventory!AJ149)","v":""},{"$f":"IF(Inventory!AK149=\"\",\"\",Inventory!AK149)","v":""},{"$f":"IF(Inventory!AL149=\"\",\"\",Inventory!AL149)","v":""},{"$f":"IF(Inventory!AM149=\"\",\"\",Inventory!AM149)","v":""},{"$f":"IF(Inventory!AN149=\"\",\"\",Inventory!AN149)","v":""},{"$f":"IF(Inventory!AO149=\"\",\"\",Inventory!AO149)","v":""},{"$f":"IF(Inventory!AP149=\"\",\"\",Inventory!AP149)","v":""},{"$f":"IF(Inventory!AQ149=\"\",\"\",Inventory!AQ149)","v":""},{"$f":"IF(Inventory!AR149=\"\",\"\",Inventory!AR149)","v":""}]
[null,141,{"$f":"IF(Inventory!C150=\"\",\"\",Inventory!C150)","v":""},{"$f":"IF(Inventory!D150=\"\",\"\",Inventory!D150)","v":""},{"$f":"IF(Inventory!X150=\"\",\"\",Inventory!X150)","v":""},{"$f":"IF(Inventory!Y150=\"\",\"\",Inventory!Y150)","v":""},{"$f":"IF(Inventory!Z150=\"\",\"\",Inventory!Z150)","v":""},{"$f":"IF(Inventory!AB150=\"\",\"\",Inventory!AB150)","v":""},{"$f":"IF(Inventory!AC150=\"\",\"\",Inventory!AC150)","v":""},{"$f":"IF(Inventory!AE150=\"\",\"\",Inventory!AE150)","v":""},{"$f":"IF(Inventory!AF150=\"\",\"\",Inventory!AF150)","v":""},{"$f":"IF(Inventory!AG150=\"\",\"\",Inventory!AG150)","v":""},{"$f":"IF(Inventory!AH150=\"\",\"\",Inventory!AH150)","v":""},{"$f":"IF(Inventory!AI150=\"\",\"\",Inventory!AI150)","v":""},{"$f":"IF(Inventory!AJ150=\"\",\"\",Inventory!AJ150)","v":""},{"$f":"IF(Inventory!AK150=\"\",\"\",Inventory!AK150)","v":""},{"$f":"IF(Inventory!AL150=\"\",\"\",Inventory!AL150)","v":""},{"$f":"IF(Inventory!AM150=\"\",\"\",Inventory!AM150)","v":""},{"$f":"IF(Inventory!AN150=\"\",\"\",Inventory!AN150)","v":""},{"$f":"IF(Inventory!AO150=\"\",\"\",Inventory!AO150)","v":""},{"$f":"IF(Inventory!AP150=\"\",\"\",Inventory!AP150)","v":""},{"$f":"IF(Inventory!AQ150=\"\",\"\",Inventory!AQ150)","v":""},{"$f":"IF(Inventory!AR150=\"\",\"\",Inventory!AR150)","v":""}]
[null,142,{"$f":"IF(Inventory!C151=\"\",\"\",Inventory!C151)","v":""},{"$f":"IF(Inventory!D151=\"\",\"\",Inventory!D151)","v":""},{"$f":"IF(Inventory!X151=\"\",\"\",Inventory!X151)","v":""},{"$f":"IF(Inventory!Y151=\"\",\"\",Inventory!Y151)","v":""},{"$f":"IF(Inventory!Z151=\"\",\"\",Inventory!Z151)","v":""},{"$f":"IF(Inventory!AB151=\"\",\"\",Inventory!AB151)","v":""},{"$f":"IF(Inventory!AC151=\"\",\"\",Inventory!AC151)","v":""},{"$f":"IF(Inventory!AE151=\"\",\"\",Inventory!AE151)","v":""},{"$f":"IF(Inventory!AF151=\"\",\"\",Inventory!AF151)","v":""},{"$f":"IF(Inventory!AG151=\"\",\"\",Inventory!AG151)","v":""},{"$f":"IF(Inventory!AH151=\"\",\"\",Inventory!AH151)","v":""},{"$f":"IF(Inventory!AI151=\"\",\"\",Inventory!AI151)","v":""},{"$f":"IF(Inventory!AJ151=\"\",\"\",Inventory!AJ151)","v":""},{"$f":"IF(Inventory!AK151=\"\",\"\",Inventory!AK151)","v":""},{"$f":"IF(Inventory!AL151=\"\",\"\",Inventory!AL151)","v":""},{"$f":"IF(Inventory!AM151=\"\",\"\",Inventory!AM151)","v":""},{"$f":"IF(Inventory!AN151=\"\",\"\",Inventory!AN151)","v":""},{"$f":"IF(Inventory!AO151=\"\",\"\",Inventory!AO151)","v":""},{"$f":"IF(Inventory!AP151=\"\",\"\",Inventory!AP151)","v":""},{"$f":"IF(Inventory!AQ151=\"\",\"\",Inventory!AQ151)","v":""},{"$f":"IF(Inventory!AR151=\"\",\"\",Inventory!AR151)","v":""}]
[null,143,{"$f":"IF(Inventory!C152=\"\",\"\",Inventory!C152)","v":""},{"$f":"IF(Inventory!D152=\"\",\"\",Inventory!D152)","v":""},{"$f":"IF(Inventory!X152=\"\",\"\",Inventory!X152)","v":""},{"$f":"IF(Inventory!Y152=\"\",\"\",Inventory!Y152)","v":""},{"$f":"IF(Inventory!Z152=\"\",\"\",Inventory!Z152)","v":""},{"$f":"IF(Inventory!AB152=\"\",\"\",Inventory!AB152)","v":""},{"$f":"IF(Inventory!AC152=\"\",\"\",Inventory!AC152)","v":""},{"$f":"IF(Inventory!AE152=\"\",\"\",Inventory!AE152)","v":""},{"$f":"IF(Inventory!AF152=\"\",\"\",Inventory!AF152)","v":""},{"$f":"IF(Inventory!AG152=\"\",\"\",Inventory!AG152)","v":""},{"$f":"IF(Inventory!AH152=\"\",\"\",Inventory!AH152)","v":""},{"$f":"IF(Inventory!AI152=\"\",\"\",Inventory!AI152)","v":""},{"$f":"IF(Inventory!AJ152=\"\",\"\",Inventory!AJ152)","v":""},{"$f":"IF(Inventory!AK152=\"\",\"\",Inventory!AK152)","v":""},{"$f":"IF(Inventory!AL152=\"\",\"\",Inventory!AL152)","v":""},{"$f":"IF(Inventory!AM152=\"\",\"\",Inventory!AM152)","v":""},{"$f":"IF(Inventory!AN152=\"\",\"\",Inventory!AN152)","v":""},{"$f":"IF(Inventory!AO152=\"\",\"\",Inventory!AO152)","v":""},{"$f":"IF(Inventory!AP152=\"\",\"\",Inventory!AP152)","v":""},{"$f":"IF(Inventory!AQ152=\"\",\"\",Inventory!AQ152)","v":""},{"$f":"IF(Inventory!AR152=\"\",\"\",Inventory!AR152)","v":""}]
[null,144,{"$f":"IF(Inventory!C153=\"\",\"\",Inventory!C153)","v":""},{"$f":"IF(Inventory!D153=\"\",\"\",Inventory!D153)","v":""},{"$f":"IF(Inventory!X153=\"\",\"\",Inventory!X153)","v":""},{"$f":"IF(Inventory!Y153=\"\",\"\",Inventory!Y153)","v":""},{"$f":"IF(Inventory!Z153=\"\",\"\",Inventory!Z153)","v":""},{"$f":"IF(Inventory!AB153=\"\",\"\",Inventory!AB153)","v":""},{"$f":"IF(Inventory!AC153=\"\",\"\",Inventory!AC153)","v":""},{"$f":"IF(Inventory!AE153=\"\",\"\",Inventory!AE153)","v":""},{"$f":"IF(Inventory!AF153=\"\",\"\",Inventory!AF153)","v":""},{"$f":"IF(Inventory!AG153=\"\",\"\",Inventory!AG153)","v":""},{"$f":"IF(Inventory!AH153=\"\",\"\",Inventory!AH153)","v":""},{"$f":"IF(Inventory!AI153=\"\",\"\",Inventory!AI153)","v":""},{"$f":"IF(Inventory!AJ153=\"\",\"\",Inventory!AJ153)","v":""},{"$f":"IF(Inventory!AK153=\"\",\"\",Inventory!AK153)","v":""},{"$f":"IF(Inventory!AL153=\"\",\"\",Inventory!AL153)","v":""},{"$f":"IF(Inventory!AM153=\"\",\"\",Inventory!AM153)","v":""},{"$f":"IF(Inventory!AN153=\"\",\"\",Inventory!AN153)","v":""},{"$f":"IF(Inventory!AO153=\"\",\"\",Inventory!AO153)","v":""},{"$f":"IF(Inventory!AP153=\"\",\"\",Inventory!AP153)","v":""},{"$f":"IF(Inventory!AQ153=\"\",\"\",Inventory!AQ153)","v":""},{"$f":"IF(Inventory!AR153=\"\",\"\",Inventory!AR153)","v":""}]
[null,145,{"$f":"IF(Inventory!C154=\"\",\"\",Inventory!C154)","v":""},{"$f":"IF(Inventory!D154=\"\",\"\",Inventory!D154)","v":""},{"$f":"IF(Inventory!X154=\"\",\"\",Inventory!X154)","v":""},{"$f":"IF(Inventory!Y154=\"\",\"\",Inventory!Y154)","v":""},{"$f":"IF(Inventory!Z154=\"\",\"\",Inventory!Z154)","v":""},{"$f":"IF(Inventory!AB154=\"\",\"\",Inventory!AB154)","v":""},{"$f":"IF(Inventory!AC154=\"\",\"\",Inventory!AC154)","v":""},{"$f":"IF(Inventory!AE154=\"\",\"\",Inventory!AE154)","v":""},{"$f":"IF(Inventory!AF154=\"\",\"\",Inventory!AF154)","v":""},{"$f":"IF(Inventory!AG154=\"\",\"\",Inventory!AG154)","v":""},{"$f":"IF(Inventory!AH154=\"\",\"\",Inventory!AH154)","v":""},{"$f":"IF(Inventory!AI154=\"\",\"\",Inventory!AI154)","v":""},{"$f":"IF(Inventory!AJ154=\"\",\"\",Inventory!AJ154)","v":""},{"$f":"IF(Inventory!AK154=\"\",\"\",Inventory!AK154)","v":""},{"$f":"IF(Inventory!AL154=\"\",\"\",Inventory!AL154)","v":""},{"$f":"IF(Inventory!AM154=\"\",\"\",Inventory!AM154)","v":""},{"$f":"IF(Inventory!AN154=\"\",\"\",Inventory!AN154)","v":""},{"$f":"IF(Inventory!AO154=\"\",\"\",Inventory!AO154)","v":""},{"$f":"IF(Inventory!AP154=\"\",\"\",Inventory!AP154)","v":""},{"$f":"IF(Inventory!AQ154=\"\",\"\",Inventory!AQ154)","v":""},{"$f":"IF(Inventory!AR154=\"\",\"\",Inventory!AR154)","v":""}]
[null,146,{"$f":"IF(Inventory!C155=\"\",\"\",Inventory!C155)","v":""},{"$f":"IF(Inventory!D155=\"\",\"\",Inventory!D155)","v":""},{"$f":"IF(Inventory!X155=\"\",\"\",Inventory!X155)","v":""},{"$f":"IF(Inventory!Y155=\"\",\"\",Inventory!Y155)","v":""},{"$f":"IF(Inventory!Z155=\"\",\"\",Inventory!Z155)","v":""},{"$f":"IF(Inventory!AB155=\"\",\"\",Inventory!AB155)","v":""},{"$f":"IF(Inventory!AC155=\"\",\"\",Inventory!AC155)","v":""},{"$f":"IF(Inventory!AE155=\"\",\"\",Inventory!AE155)","v":""},{"$f":"IF(Inventory!AF155=\"\",\"\",Inventory!AF155)","v":""},{"$f":"IF(Inventory!AG155=\"\",\"\",Inventory!AG155)","v":""},{"$f":"IF(Inventory!AH155=\"\",\"\",Inventory!AH155)","v":""},{"$f":"IF(Inventory!AI155=\"\",\"\",Inventory!AI155)","v":""},{"$f":"IF(Inventory!AJ155=\"\",\"\",Inventory!AJ155)","v":""},{"$f":"IF(Inventory!AK155=\"\",\"\",Inventory!AK155)","v":""},{"$f":"IF(Inventory!AL155=\"\",\"\",Inventory!AL155)","v":""},{"$f":"IF(Inventory!AM155=\"\",\"\",Inventory!AM155)","v":""},{"$f":"IF(Inventory!AN155=\"\",\"\",Inventory!AN155)","v":""},{"$f":"IF(Inventory!AO155=\"\",\"\",Inventory!AO155)","v":""},{"$f":"IF(Inventory!AP155=\"\",\"\",Inventory!AP155)","v":""},{"$f":"IF(Inventory!AQ155=\"\",\"\",Inventory!AQ155)","v":""},{"$f":"IF(Inventory!AR155=\"\",\"\",Inventory!AR155)","v":""}]
[null,147,{"$f":"IF(Inventory!C156=\"\",\"\",Inventory!C156)","v":""},{"$f":"IF(Inventory!D156=\"\",\"\",Inventory!D156)","v":""},{"$f":"IF(Inventory!X156=\"\",\"\",Inventory!X156)","v":""},{"$f":"IF(Inventory!Y156=\"\",\"\",Inventory!Y156)","v":""},{"$f":"IF(Inventory!Z156=\"\",\"\",Inventory!Z156)","v":""},{"$f":"IF(Inventory!AB156=\"\",\"\",Inventory!AB156)","v":""},{"$f":"IF(Inventory!AC156=\"\",\"\",Inventory!AC156)","v":""},{"$f":"IF(Inventory!AE156=\"\",\"\",Inventory!AE156)","v":""},{"$f":"IF(Inventory!AF156=\"\",\"\",Inventory!AF156)","v":""},{"$f":"IF(Inventory!AG156=\"\",\"\",Inventory!AG156)","v":""},{"$f":"IF(Inventory!AH156=\"\",\"\",Inventory!AH156)","v":""},{"$f":"IF(Inventory!AI156=\"\",\"\",Inventory!AI156)","v":""},{"$f":"IF(Inventory!AJ156=\"\",\"\",Inventory!AJ156)","v":""},{"$f":"IF(Inventory!AK156=\"\",\"\",Inventory!AK156)","v":""},{"$f":"IF(Inventory!AL156=\"\",\"\",Inventory!AL156)","v":""},{"$f":"IF(Inventory!AM156=\"\",\"\",Inventory!AM156)","v":""},{"$f":"IF(Inventory!AN156=\"\",\"\",Inventory!AN156)","v":""},{"$f":"IF(Inventory!AO156=\"\",\"\",Inventory!AO156)","v":""},{"$f":"IF(Inventory!AP156=\"\",\"\",Inventory!AP156)","v":""},{"$f":"IF(Inventory!AQ156=\"\",\"\",Inventory!AQ156)","v":""},{"$f":"IF(Inventory!AR156=\"\",\"\",Inventory!AR156)","v":""}]
[null,148,{"$f":"IF(Inventory!C157=\"\",\"\",Inventory!C157)","v":""},{"$f":"IF(Inventory!D157=\"\",\"\",Inventory!D157)","v":""},{"$f":"IF(Inventory!X157=\"\",\"\",Inventory!X157)","v":""},{"$f":"IF(Inventory!Y157=\"\",\"\",Inventory!Y157)","v":""},{"$f":"IF(Inventory!Z157=\"\",\"\",Inventory!Z157)","v":""},{"$f":"IF(Inventory!AB157=\"\",\"\",Inventory!AB157)","v":""},{"$f":"IF(Inventory!AC157=\"\",\"\",Inventory!AC157)","v":""},{"$f":"IF(Inventory!AE157=\"\",\"\",Inventory!AE157)","v":""},{"$f":"IF(Inventory!AF157=\"\",\"\",Inventory!AF157)","v":""},{"$f":"IF(Inventory!AG157=\"\",\"\",Inventory!AG157)","v":""},{"$f":"IF(Inventory!AH157=\"\",\"\",Inventory!AH157)","v":""},{"$f":"IF(Inventory!AI157=\"\",\"\",Inventory!AI157)","v":""},{"$f":"IF(Inventory!AJ157=\"\",\"\",Inventory!AJ157)","v":""},{"$f":"IF(Inventory!AK157=\"\",\"\",Inventory!AK157)","v":""},{"$f":"IF(Inventory!AL157=\"\",\"\",Inventory!AL157)","v":""},{"$f":"IF(Inventory!AM157=\"\",\"\",Inventory!AM157)","v":""},{"$f":"IF(Inventory!AN157=\"\",\"\",Inventory!AN157)","v":""},{"$f":"IF(Inventory!AO157=\"\",\"\",Inventory!AO157)","v":""},{"$f":"IF(Inventory!AP157=\"\",\"\",Inventory!AP157)","v":""},{"$f":"IF(Inventory!AQ157=\"\",\"\",Inventory!AQ157)","v":""},{"$f":"IF(Inventory!AR157=\"\",\"\",Inventory!AR157)","v":""}]
[null,149,{"$f":"IF(Inventory!C158=\"\",\"\",Inventory!C158)","v":""},{"$f":"IF(Inventory!D158=\"\",\"\",Inventory!D158)","v":""},{"$f":"IF(Inventory!X158=\"\",\"\",Inventory!X158)","v":""},{"$f":"IF(Inventory!Y158=\"\",\"\",Inventory!Y158)","v":""},{"$f":"IF(Inventory!Z158=\"\",\"\",Inventory!Z158)","v":""},{"$f":"IF(Inventory!AB158=\"\",\"\",Inventory!AB158)","v":""},{"$f":"IF(Inventory!AC158=\"\",\"\",Inventory!AC158)","v":""},{"$f":"IF(Inventory!AE158=\"\",\"\",Inventory!AE158)","v":""},{"$f":"IF(Inventory!AF158=\"\",\"\",Inventory!AF158)","v":""},{"$f":"IF(Inventory!AG158=\"\",\"\",Inventory!AG158)","v":""},{"$f":"IF(Inventory!AH158=\"\",\"\",Inventory!AH158)","v":""},{"$f":"IF(Inventory!AI158=\"\",\"\",Inventory!AI158)","v":""},{"$f":"IF(Inventory!AJ158=\"\",\"\",Inventory!AJ158)","v":""},{"$f":"IF(Inventory!AK158=\"\",\"\",Inventory!AK158)","v":""},{"$f":"IF(Inventory!AL158=\"\",\"\",Inventory!AL158)","v":""},{"$f":"IF(Inventory!AM158=\"\",\"\",Inventory!AM158)","v":""},{"$f":"IF(Inventory!AN158=\"\",\"\",Inventory!AN158)","v":""},{"$f":"IF(Inventory!AO158=\"\",\"\",Inventory!AO158)","v":""},{"$f":"IF(Inventory!AP158=\"\",\"\",Inventory!AP158)","v":""},{"$f":"IF(Inventory!AQ158=\"\",\"\",Inventory!AQ158)","v":""},{"$f":"IF(Inventory!AR158=\"\",\"\",Inventory!AR158)","v":""}]
[null,150,{"$f":"IF(Inventory!C159=\"\",\"\",Inventory!C159)","v":""},{"$f":"IF(Inventory!D159=\"\",\"\",Inventory!D159)","v":""},{"$f":"IF(Inventory!X159=\"\",\"\",Inventory!X159)","v":""},{"$f":"IF(Inventory!Y159=\"\",\"\",Inventory!Y159)","v":""},{"$f":"IF(Inventory!Z159=\"\",\"\",Inventory!Z159)","v":""},{"$f":"IF(Inventory!AB159=\"\",\"\",Inventory!AB159)","v":""},{"$f":"IF(Inventory!AC159=\"\",\"\",Inventory!AC159)","v":""},{"$f":"IF(Inventory!AE159=\"\",\"\",Inventory!AE159)","v":""},{"$f":"IF(Inventory!AF159=\"\",\"\",Inventory!AF159)","v":""},{"$f":"IF(Inventory!AG159=\"\",\"\",Inventory!AG159)","v":""},{"$f":"IF(Inventory!AH159=\"\",\"\",Inventory!AH159)","v":""},{"$f":"IF(Inventory!AI159=\"\",\"\",Inventory!AI159)","v":""},{"$f":"IF(Inventory!AJ159=\"\",\"\",Inventory!AJ159)","v":""},{"$f":"IF(Inventory!AK159=\"\",\"\",Inventory!AK159)","v":""},{"$f":"IF(Inventory!AL159=\"\",\"\",Inventory!AL159)","v":""},{"$f":"IF(Inventory!AM159=\"\",\"\",Inventory!AM159)","v":""},{"$f":"IF(Inventory!AN159=\"\",\"\",Inventory!AN159)","v":""},{"$f":"IF(Inventory!AO159=\"\",\"\",Inventory!AO159)","v":""},{"$f":"IF(Inventory!AP159=\"\",\"\",Inventory!AP159)","v":""},{"$f":"IF(Inventory!AQ159=\"\",\"\",Inventory!AQ159)","v":""},{"$f":"IF(Inventory!AR159=\"\",\"\",Inventory!AR159)","v":""}]
[null,151,{"$f":"IF(Inventory!C160=\"\",\"\",Inventory!C160)","v":""},{"$f":"IF(Inventory!D160=\"\",\"\",Inventory!D160)","v":""},{"$f":"IF(Inventory!X160=\"\",\"\",Inventory!X160)","v":""},{"$f":"IF(Inventory!Y160=\"\",\"\",Inventory!Y160)","v":""},{"$f":"IF(Inventory!Z160=\"\",\"\",Inventory!Z160)","v":""},{"$f":"IF(Inventory!AB160=\"\",\"\",Inventory!AB160)","v":""},{"$f":"IF(Inventory!AC160=\"\",\"\",Inventory!AC160)","v":""},{"$f":"IF(Inventory!AE160=\"\",\"\",Inventory!AE160)","v":""},{"$f":"IF(Inventory!AF160=\"\",\"\",Inventory!AF160)","v":""},{"$f":"IF(Inventory!AG160=\"\",\"\",Inventory!AG160)","v":""},{"$f":"IF(Inventory!AH160=\"\",\"\",Inventory!AH160)","v":""},{"$f":"IF(Inventory!AI160=\"\",\"\",Inventory!AI160)","v":""},{"$f":"IF(Inventory!AJ160=\"\",\"\",Inventory!AJ160)","v":""},{"$f":"IF(Inventory!AK160=\"\",\"\",Inventory!AK160)","v":""},{"$f":"IF(Inventory!AL160=\"\",\"\",Inventory!AL160)","v":""},{"$f":"IF(Inventory!AM160=\"\",\"\",Inventory!AM160)","v":""},{"$f":"IF(Inventory!AN160=\"\",\"\",Inventory!AN160)","v":""},{"$f":"IF(Inventory!AO160=\"\",\"\",Inventory!AO160)","v":""},{"$f":"IF(Inventory!AP160=\"\",\"\",Inventory!AP160)","v":""},{"$f":"IF(Inventory!AQ160=\"\",\"\",Inventory!AQ160)","v":""},{"$f":"IF(Inventory!AR160=\"\",\"\",Inventory!AR160)","v":""}]
[null,152,{"$f":"IF(Inventory!C161=\"\",\"\",Inventory!C161)","v":""},{"$f":"IF(Inventory!D161=\"\",\"\",Inventory!D161)","v":""},{"$f":"IF(Inventory!X161=\"\",\"\",Inventory!X161)","v":""},{"$f":"IF(Inventory!Y161=\"\",\"\",Inventory!Y161)","v":""},{"$f":"IF(Inventory!Z161=\"\",\"\",Inventory!Z161)","v":""},{"$f":"IF(Inventory!AB161=\"\",\"\",Inventory!AB161)","v":""},{"$f":"IF(Inventory!AC161=\"\",\"\",Inventory!AC161)","v":""},{"$f":"IF(Inventory!AE161=\"\",\"\",Inventory!AE161)","v":""},{"$f":"IF(Inventory!AF161=\"\",\"\",Inventory!AF161)","v":""},{"$f":"IF(Inventory!AG161=\"\",\"\",Inventory!AG161)","v":""},{"$f":"IF(Inventory!AH161=\"\",\"\",Inventory!AH161)","v":""},{"$f":"IF(Inventory!AI161=\"\",\"\",Inventory!AI161)","v":""},{"$f":"IF(Inventory!AJ161=\"\",\"\",Inventory!AJ161)","v":""},{"$f":"IF(Inventory!AK161=\"\",\"\",Inventory!AK161)","v":""},{"$f":"IF(Inventory!AL161=\"\",\"\",Inventory!AL161)","v":""},{"$f":"IF(Inventory!AM161=\"\",\"\",Inventory!AM161)","v":""},{"$f":"IF(Inventory!AN161=\"\",\"\",Inventory!AN161)","v":""},{"$f":"IF(Inventory!AO161=\"\",\"\",Inventory!AO161)","v":""},{"$f":"IF(Inventory!AP161=\"\",\"\",Inventory!AP161)","v":""},{"$f":"IF(Inventory!AQ161=\"\",\"\",Inventory!AQ161)","v":""},{"$f":"IF(Inventory!AR161=\"\",\"\",Inventory!AR161)","v":""}]
[null,153,{"$f":"IF(Inventory!C162=\"\",\"\",Inventory!C162)","v":""},{"$f":"IF(Inventory!D162=\"\",\"\",Inventory!D162)","v":""},{"$f":"IF(Inventory!X162=\"\",\"\",Inventory!X162)","v":""},{"$f":"IF(Inventory!Y162=\"\",\"\",Inventory!Y162)","v":""},{"$f":"IF(Inventory!Z162=\"\",\"\",Inventory!Z162)","v":""},{"$f":"IF(Inventory!AB162=\"\",\"\",Inventory!AB162)","v":""},{"$f":"IF(Inventory!AC162=\"\",\"\",Inventory!AC162)","v":""},{"$f":"IF(Inventory!AE162=\"\",\"\",Inventory!AE162)","v":""},{"$f":"IF(Inventory!AF162=\"\",\"\",Inventory!AF162)","v":""},{"$f":"IF(Inventory!AG162=\"\",\"\",Inventory!AG162)","v":""},{"$f":"IF(Inventory!AH162=\"\",\"\",Inventory!AH162)","v":""},{"$f":"IF(Inventory!AI162=\"\",\"\",Inventory!AI162)","v":""},{"$f":"IF(Inventory!AJ162=\"\",\"\",Inventory!AJ162)","v":""},{"$f":"IF(Inventory!AK162=\"\",\"\",Inventory!AK162)","v":""},{"$f":"IF(Inventory!AL162=\"\",\"\",Inventory!AL162)","v":""},{"$f":"IF(Inventory!AM162=\"\",\"\",Inventory!AM162)","v":""},{"$f":"IF(Inventory!AN162=\"\",\"\",Inventory!AN162)","v":""},{"$f":"IF(Inventory!AO162=\"\",\"\",Inventory!AO162)","v":""},{"$f":"IF(Inventory!AP162=\"\",\"\",Inventory!AP162)","v":""},{"$f":"IF(Inventory!AQ162=\"\",\"\",Inventory!AQ162)","v":""},{"$f":"IF(Inventory!AR162=\"\",\"\",Inventory!AR162)","v":""}]
[null,154,{"$f":"IF(Inventory!C163=\"\",\"\",Inventory!C163)","v":""},{"$f":"IF(Inventory!D163=\"\",\"\",Inventory!D163)","v":""},{"$f":"IF(Inventory!X163=\"\",\"\",Inventory!X163)","v":""},{"$f":"IF(Inventory!Y163=\"\",\"\",Inventory!Y163)","v":""},{"$f":"IF(Inventory!Z163=\"\",\"\",Inventory!Z163)","v":""},{"$f":"IF(Inventory!AB163=\"\",\"\",Inventory!AB163)","v":""},{"$f":"IF(Inventory!AC163=\"\",\"\",Inventory!AC163)","v":""},{"$f":"IF(Inventory!AE163=\"\",\"\",Inventory!AE163)","v":""},{"$f":"IF(Inventory!AF163=\"\",\"\",Inventory!AF163)","v":""},{"$f":"IF(Inventory!AG163=\"\",\"\",Inventory!AG163)","v":""},{"$f":"IF(Inventory!AH163=\"\",\"\",Inventory!AH163)","v":""},{"$f":"IF(Inventory!AI163=\"\",\"\",Inventory!AI163)","v":""},{"$f":"IF(Inventory!AJ163=\"\",\"\",Inventory!AJ163)","v":""},{"$f":"IF(Inventory!AK163=\"\",\"\",Inventory!AK163)","v":""},{"$f":"IF(Inventory!AL163=\"\",\"\",Inventory!AL163)","v":""},{"$f":"IF(Inventory!AM163=\"\",\"\",Inventory!AM163)","v":""},{"$f":"IF(Inventory!AN163=\"\",\"\",Inventory!AN163)","v":""},{"$f":"IF(Inventory!AO163=\"\",\"\",Inventory!AO163)","v":""},{"$f":"IF(Inventory!AP163=\"\",\"\",Inventory!AP163)","v":""},{"$f":"IF(Inventory!AQ163=\"\",\"\",Inventory!AQ163)","v":""},{"$f":"IF(Inventory!AR163=\"\",\"\",Inventory!AR163)","v":""}]
[null,155,{"$f":"IF(Inventory!C164=\"\",\"\",Inventory!C164)","v":""},{"$f":"IF(Inventory!D164=\"\",\"\",Inventory!D164)","v":""},{"$f":"IF(Inventory!X164=\"\",\"\",Inventory!X164)","v":""},{"$f":"IF(Inventory!Y164=\"\",\"\",Inventory!Y164)","v":""},{"$f":"IF(Inventory!Z164=\"\",\"\",Inventory!Z164)","v":""},{"$f":"IF(Inventory!AB164=\"\",\"\",Inventory!AB164)","v":""},{"$f":"IF(Inventory!AC164=\"\",\"\",Inventory!AC164)","v":""},{"$f":"IF(Inventory!AE164=\"\",\"\",Inventory!AE164)","v":""},{"$f":"IF(Inventory!AF164=\"\",\"\",Inventory!AF164)","v":""},{"$f":"IF(Inventory!AG164=\"\",\"\",Inventory!AG164)","v":""},{"$f":"IF(Inventory!AH164=\"\",\"\",Inventory!AH164)","v":""},{"$f":"IF(Inventory!AI164=\"\",\"\",Inventory!AI164)","v":""},{"$f":"IF(Inventory!AJ164=\"\",\"\",Inventory!AJ164)","v":""},{"$f":"IF(Inventory!AK164=\"\",\"\",Inventory!AK164)","v":""},{"$f":"IF(Inventory!AL164=\"\",\"\",Inventory!AL164)","v":""},{"$f":"IF(Inventory!AM164=\"\",\"\",Inventory!AM164)","v":""},{"$f":"IF(Inventory!AN164=\"\",\"\",Inventory!AN164)","v":""},{"$f":"IF(Inventory!AO164=\"\",\"\",Inventory!AO164)","v":""},{"$f":"IF(Inventory!AP164=\"\",\"\",Inventory!AP164)","v":""},{"$f":"IF(Inventory!AQ164=\"\",\"\",Inventory!AQ164)","v":""},{"$f":"IF(Inventory!AR164=\"\",\"\",Inventory!AR164)","v":""}]
[null,156,{"$f":"IF(Inventory!C165=\"\",\"\",Inventory!C165)","v":""},{"$f":"IF(Inventory!D165=\"\",\"\",Inventory!D165)","v":""},{"$f":"IF(Inventory!X165=\"\",\"\",Inventory!X165)","v":""},{"$f":"IF(Inventory!Y165=\"\",\"\",Inventory!Y165)","v":""},{"$f":"IF(Inventory!Z165=\"\",\"\",Inventory!Z165)","v":""},{"$f":"IF(Inventory!AB165=\"\",\"\",Inventory!AB165)","v":""},{"$f":"IF(Inventory!AC165=\"\",\"\",Inventory!AC165)","v":""},{"$f":"IF(Inventory!AE165=\"\",\"\",Inventory!AE165)","v":""},{"$f":"IF(Inventory!AF165=\"\",\"\",Inventory!AF165)","v":""},{"$f":"IF(Inventory!AG165=\"\",\"\",Inventory!AG165)","v":""},{"$f":"IF(Inventory!AH165=\"\",\"\",Inventory!AH165)","v":""},{"$f":"IF(Inventory!AI165=\"\",\"\",Inventory!AI165)","v":""},{"$f":"IF(Inventory!AJ165=\"\",\"\",Inventory!AJ165)","v":""},{"$f":"IF(Inventory!AK165=\"\",\"\",Inventory!AK165)","v":""},{"$f":"IF(Inventory!AL165=\"\",\"\",Inventory!AL165)","v":""},{"$f":"IF(Inventory!AM165=\"\",\"\",Inventory!AM165)","v":""},{"$f":"IF(Inventory!AN165=\"\",\"\",Inventory!AN165)","v":""},{"$f":"IF(Inventory!AO165=\"\",\"\",Inventory!AO165)","v":""},{"$f":"IF(Inventory!AP165=\"\",\"\",Inventory!AP165)","v":""},{"$f":"IF(Inventory!AQ165=\"\",\"\",Inventory!AQ165)","v":""},{"$f":"IF(Inventory!AR165=\"\",\"\",Inventory!AR165)","v":""}]
[null,157,{"$f":"IF(Inventory!C166=\"\",\"\",Inventory!C166)","v":""},{"$f":"IF(Inventory!D166=\"\",\"\",Inventory!D166)","v":""},{"$f":"IF(Inventory!X166=\"\",\"\",Inventory!X166)","v":""},{"$f":"IF(Inventory!Y166=\"\",\"\",Inventory!Y166)","v":""},{"$f":"IF(Inventory!Z166=\"\",\"\",Inventory!Z166)","v":""},{"$f":"IF(Inventory!AB166=\"\",\"\",Inventory!AB166)","v":""},{"$f":"IF(Inventory!AC166=\"\",\"\",Inventory!AC166)","v":""},{"$f":"IF(Inventory!AE166=\"\",\"\",Inventory!AE166)","v":""},{"$f":"IF(Inventory!AF166=\"\",\"\",Inventory!AF166)","v":""},{"$f":"IF(Inventory!AG166=\"\",\"\",Inventory!AG166)","v":""},{"$f":"IF(Inventory!AH166=\"\",\"\",Inventory!AH166)","v":""},{"$f":"IF(Inventory!AI166=\"\",\"\",Inventory!AI166)","v":""},{"$f":"IF(Inventory!AJ166=\"\",\"\",Inventory!AJ166)","v":""},{"$f":"IF(Inventory!AK166=\"\",\"\",Inventory!AK166)","v":""},{"$f":"IF(Inventory!AL166=\"\",\"\",Inventory!AL166)","v":""},{"$f":"IF(Inventory!AM166=\"\",\"\",Inventory!AM166)","v":""},{"$f":"IF(Inventory!AN166=\"\",\"\",Inventory!AN166)","v":""},{"$f":"IF(Inventory!AO166=\"\",\"\",Inventory!AO166)","v":""},{"$f":"IF(Inventory!AP166=\"\",\"\",Inventory!AP166)","v":""},{"$f":"IF(Inventory!AQ166=\"\",\"\",Inventory!AQ166)","v":""},{"$f":"IF(Inventory!AR166=\"\",\"\",Inventory!AR166)","v":""}]
[null,158,{"$f":"IF(Inventory!C167=\"\",\"\",Inventory!C167)","v":""},{"$f":"IF(Inventory!D167=\"\",\"\",Inventory!D167)","v":""},{"$f":"IF(Inventory!X167=\"\",\"\",Inventory!X167)","v":""},{"$f":"IF(Inventory!Y167=\"\",\"\",Inventory!Y167)","v":""},{"$f":"IF(Inventory!Z167=\"\",\"\",Inventory!Z167)","v":""},{"$f":"IF(Inventory!AB167=\"\",\"\",Inventory!AB167)","v":""},{"$f":"IF(Inventory!AC167=\"\",\"\",Inventory!AC167)","v":""},{"$f":"IF(Inventory!AE167=\"\",\"\",Inventory!AE167)","v":""},{"$f":"IF(Inventory!AF167=\"\",\"\",Inventory!AF167)","v":""},{"$f":"IF(Inventory!AG167=\"\",\"\",Inventory!AG167)","v":""},{"$f":"IF(Inventory!AH167=\"\",\"\",Inventory!AH167)","v":""},{"$f":"IF(Inventory!AI167=\"\",\"\",Inventory!AI167)","v":""},{"$f":"IF(Inventory!AJ167=\"\",\"\",Inventory!AJ167)","v":""},{"$f":"IF(Inventory!AK167=\"\",\"\",Inventory!AK167)","v":""},{"$f":"IF(Inventory!AL167=\"\",\"\",Inventory!AL167)","v":""},{"$f":"IF(Inventory!AM167=\"\",\"\",Inventory!AM167)","v":""},{"$f":"IF(Inventory!AN167=\"\",\"\",Inventory!AN167)","v":""},{"$f":"IF(Inventory!AO167=\"\",\"\",Inventory!AO167)","v":""},{"$f":"IF(Inventory!AP167=\"\",\"\",Inventory!AP167)","v":""},{"$f":"IF(Inventory!AQ167=\"\",\"\",Inventory!AQ167)","v":""},{"$f":"IF(Inventory!AR167=\"\",\"\",Inventory!AR167)","v":""}]
[null,159,{"$f":"IF(Inventory!C168=\"\",\"\",Inventory!C168)","v":""},{"$f":"IF(Inventory!D168=\"\",\"\",Inventory!D168)","v":""},{"$f":"IF(Inventory!X168=\"\",\"\",Inventory!X168)","v":""},{"$f":"IF(Inventory!Y168=\"\",\"\",Inventory!Y168)","v":""},{"$f":"IF(Inventory!Z168=\"\",\"\",Inventory!Z168)","v":""},{"$f":"IF(Inventory!AB168=\"\",\"\",Inventory!AB168)","v":""},{"$f":"IF(Inventory!AC168=\"\",\"\",Inventory!AC168)","v":""},{"$f":"IF(Inventory!AE168=\"\",\"\",Inventory!AE168)","v":""},{"$f":"IF(Inventory!AF168=\"\",\"\",Inventory!AF168)","v":""},{"$f":"IF(Inventory!AG168=\"\",\"\",Inventory!AG168)","v":""},{"$f":"IF(Inventory!AH168=\"\",\"\",Inventory!AH168)","v":""},{"$f":"IF(Inventory!AI168=\"\",\"\",Inventory!AI168)","v":""},{"$f":"IF(Inventory!AJ168=\"\",\"\",Inventory!AJ168)","v":""},{"$f":"IF(Inventory!AK168=\"\",\"\",Inventory!AK168)","v":""},{"$f":"IF(Inventory!AL168=\"\",\"\",Inventory!AL168)","v":""},{"$f":"IF(Inventory!AM168=\"\",\"\",Inventory!AM168)","v":""},{"$f":"IF(Inventory!AN168=\"\",\"\",Inventory!AN168)","v":""},{"$f":"IF(Inventory!AO168=\"\",\"\",Inventory!AO168)","v":""},{"$f":"IF(Inventory!AP168=\"\",\"\",Inventory!AP168)","v":""},{"$f":"IF(Inventory!AQ168=\"\",\"\",Inventory!AQ168)","v":""},{"$f":"IF(Inventory!AR168=\"\",\"\",Inventory!AR168)","v":""}]
[null,160,{"$f":"IF(Inventory!C169=\"\",\"\",Inventory!C169)","v":""},{"$f":"IF(Inventory!D169=\"\",\"\",Inventory!D169)","v":""},{"$f":"IF(Inventory!X169=\"\",\"\",Inventory!X169)","v":""},{"$f":"IF(Inventory!Y169=\"\",\"\",Inventory!Y169)","v":""},{"$f":"IF(Inventory!Z169=\"\",\"\",Inventory!Z169)","v":""},{"$f":"IF(Inventory!AB169=\"\",\"\",Inventory!AB169)","v":""},{"$f":"IF(Inventory!AC169=\"\",\"\",Inventory!AC169)","v":""},{"$f":"IF(Inventory!AE169=\"\",\"\",Inventory!AE169)","v":""},{"$f":"IF(Inventory!AF169=\"\",\"\",Inventory!AF169)","v":""},{"$f":"IF(Inventory!AG169=\"\",\"\",Inventory!AG169)","v":""},{"$f":"IF(Inventory!AH169=\"\",\"\",Inventory!AH169)","v":""},{"$f":"IF(Inventory!AI169=\"\",\"\",Inventory!AI169)","v":""},{"$f":"IF(Inventory!AJ169=\"\",\"\",Inventory!AJ169)","v":""},{"$f":"IF(Inventory!AK169=\"\",\"\",Inventory!AK169)","v":""},{"$f":"IF(Inventory!AL169=\"\",\"\",Inventory!AL169)","v":""},{"$f":"IF(Inventory!AM169=\"\",\"\",Inventory!AM169)","v":""},{"$f":"IF(Inventory!AN169=\"\",\"\",Inventory!AN169)","v":""},{"$f":"IF(Inventory!AO169=\"\",\"\",Inventory!AO169)","v":""},{"$f":"IF(Inventory!AP169=\"\",\"\",Inventory!AP169)","v":""},{"$f":"IF(Inventory!AQ169=\"\",\"\",Inventory!AQ169)","v":""},{"$f":"IF(Inventory!AR169=\"\",\"\",Inventory!AR169)","v":""}]
[null,161,{"$f":"IF(Inventory!C170=\"\",\"\",Inventory!C170)","v":""},{"$f":"IF(Inventory!D170=\"\",\"\",Inventory!D170)","v":""},{"$f":"IF(Inventory!X170=\"\",\"\",Inventory!X170)","v":""},{"$f":"IF(Inventory!Y170=\"\",\"\",Inventory!Y170)","v":""},{"$f":"IF(Inventory!Z170=\"\",\"\",Inventory!Z170)","v":""},{"$f":"IF(Inventory!AB170=\"\",\"\",Inventory!AB170)","v":""},{"$f":"IF(Inventory!AC170=\"\",\"\",Inventory!AC170)","v":""},{"$f":"IF(Inventory!AE170=\"\",\"\",Inventory!AE170)","v":""},{"$f":"IF(Inventory!AF170=\"\",\"\",Inventory!AF170)","v":""},{"$f":"IF(Inventory!AG170=\"\",\"\",Inventory!AG170)","v":""},{"$f":"IF(Inventory!AH170=\"\",\"\",Inventory!AH170)","v":""},{"$f":"IF(Inventory!AI170=\"\",\"\",Inventory!AI170)","v":""},{"$f":"IF(Inventory!AJ170=\"\",\"\",Inventory!AJ170)","v":""},{"$f":"IF(Inventory!AK170=\"\",\"\",Inventory!AK170)","v":""},{"$f":"IF(Inventory!AL170=\"\",\"\",Inventory!AL170)","v":""},{"$f":"IF(Inventory!AM170=\"\",\"\",Inventory!AM170)","v":""},{"$f":"IF(Inventory!AN170=\"\",\"\",Inventory!AN170)","v":""},{"$f":"IF(Inventory!AO170=\"\",\"\",Inventory!AO170)","v":""},{"$f":"IF(Inventory!AP170=\"\",\"\",Inventory!AP170)","v":""},{"$f":"IF(Inventory!AQ170=\"\",\"\",Inventory!AQ170)","v":""},{"$f":"IF(Inventory!AR170=\"\",\"\",Inventory!AR170)","v":""}]
[null,162,{"$f":"IF(Inventory!C171=\"\",\"\",Inventory!C171)","v":""},{"$f":"IF(Inventory!D171=\"\",\"\",Inventory!D171)","v":""},{"$f":"IF(Inventory!X171=\"\",\"\",Inventory!X171)","v":""},{"$f":"IF(Inventory!Y171=\"\",\"\",Inventory!Y171)","v":""},{"$f":"IF(Inventory!Z171=\"\",\"\",Inventory!Z171)","v":""},{"$f":"IF(Inventory!AB171=\"\",\"\",Inventory!AB171)","v":""},{"$f":"IF(Inventory!AC171=\"\",\"\",Inventory!AC171)","v":""},{"$f":"IF(Inventory!AE171=\"\",\"\",Inventory!AE171)","v":""},{"$f":"IF(Inventory!AF171=\"\",\"\",Inventory!AF171)","v":""},{"$f":"IF(Inventory!AG171=\"\",\"\",Inventory!AG171)","v":""},{"$f":"IF(Inventory!AH171=\"\",\"\",Inventory!AH171)","v":""},{"$f":"IF(Inventory!AI171=\"\",\"\",Inventory!AI171)","v":""},{"$f":"IF(Inventory!AJ171=\"\",\"\",Inventory!AJ171)","v":""},{"$f":"IF(Inventory!AK171=\"\",\"\",Inventory!AK171)","v":""},{"$f":"IF(Inventory!AL171=\"\",\"\",Inventory!AL171)","v":""},{"$f":"IF(Inventory!AM171=\"\",\"\",Inventory!AM171)","v":""},{"$f":"IF(Inventory!AN171=\"\",\"\",Inventory!AN171)","v":""},{"$f":"IF(Inventory!AO171=\"\",\"\",Inventory!AO171)","v":""},{"$f":"IF(Inventory!AP171=\"\",\"\",Inventory!AP171)","v":""},{"$f":"IF(Inventory!AQ171=\"\",\"\",Inventory!AQ171)","v":""},{"$f":"IF(Inventory!AR171=\"\",\"\",Inventory!AR171)","v":""}]
[null,163,{"$f":"IF(Inventory!C172=\"\",\"\",Inventory!C172)","v":""},{"$f":"IF(Inventory!D172=\"\",\"\",Inventory!D172)","v":""},{"$f":"IF(Inventory!X172=\"\",\"\",Inventory!X172)","v":""},{"$f":"IF(Inventory!Y172=\"\",\"\",Inventory!Y172)","v":""},{"$f":"IF(Inventory!Z172=\"\",\"\",Inventory!Z172)","v":""},{"$f":"IF(Inventory!AB172=\"\",\"\",Inventory!AB172)","v":""},{"$f":"IF(Inventory!AC172=\"\",\"\",Inventory!AC172)","v":""},{"$f":"IF(Inventory!AE172=\"\",\"\",Inventory!AE172)","v":""},{"$f":"IF(Inventory!AF172=\"\",\"\",Inventory!AF172)","v":""},{"$f":"IF(Inventory!AG172=\"\",\"\",Inventory!AG172)","v":""},{"$f":"IF(Inventory!AH172=\"\",\"\",Inventory!AH172)","v":""},{"$f":"IF(Inventory!AI172=\"\",\"\",Inventory!AI172)","v":""},{"$f":"IF(Inventory!AJ172=\"\",\"\",Inventory!AJ172)","v":""},{"$f":"IF(Inventory!AK172=\"\",\"\",Inventory!AK172)","v":""},{"$f":"IF(Inventory!AL172=\"\",\"\",Inventory!AL172)","v":""},{"$f":"IF(Inventory!AM172=\"\",\"\",Inventory!AM172)","v":""},{"$f":"IF(Inventory!AN172=\"\",\"\",Inventory!AN172)","v":""},{"$f":"IF(Inventory!AO172=\"\",\"\",Inventory!AO172)","v":""},{"$f":"IF(Inventory!AP172=\"\",\"\",Inventory!AP172)","v":""},{"$f":"IF(Inventory!AQ172=\"\",\"\",Inventory!AQ172)","v":""},{"$f":"IF(Inventory!AR172=\"\",\"\",Inventory!AR172)","v":""}]
[null,164,{"$f":"IF(Inventory!C173=\"\",\"\",Inventory!C173)","v":""},{"$f":"IF(Inventory!D173=\"\",\"\",Inventory!D173)","v":""},{"$f":"IF(Inventory!X173=\"\",\"\",Inventory!X173)","v":""},{"$f":"IF(Inventory!Y173=\"\",\"\",Inventory!Y173)","v":""},{"$f":"IF(Inventory!Z173=\"\",\"\",Inventory!Z173)","v":""},{"$f":"IF(Inventory!AB173=\"\",\"\",Inventory!AB173)","v":""},{"$f":"IF(Inventory!AC173=\"\",\"\",Inventory!AC173)","v":""},{"$f":"IF(Inventory!AE173=\"\",\"\",Inventory!AE173)","v":""},{"$f":"IF(Inventory!AF173=\"\",\"\",Inventory!AF173)","v":""},{"$f":"IF(Inventory!AG173=\"\",\"\",Inventory!AG173)","v":""},{"$f":"IF(Inventory!AH173=\"\",\"\",Inventory!AH173)","v":""},{"$f":"IF(Inventory!AI173=\"\",\"\",Inventory!AI173)","v":""},{"$f":"IF(Inventory!AJ173=\"\",\"\",Inventory!AJ173)","v":""},{"$f":"IF(Inventory!AK173=\"\",\"\",Inventory!AK173)","v":""},{"$f":"IF(Inventory!AL173=\"\",\"\",Inventory!AL173)","v":""},{"$f":"IF(Inventory!AM173=\"\",\"\",Inventory!AM173)","v":""},{"$f":"IF(Inventory!AN173=\"\",\"\",Inventory!AN173)","v":""},{"$f":"IF(Inventory!AO173=\"\",\"\",Inventory!AO173)","v":""},{"$f":"IF(Inventory!AP173=\"\",\"\",Inventory!AP173)","v":""},{"$f":"IF(Inventory!AQ173=\"\",\"\",Inventory!AQ173)","v":""},{"$f":"IF(Inventory!AR173=\"\",\"\",Inventory!AR173)","v":""}]
[null,165,{"$f":"IF(Inventory!C174=\"\",\"\",Inventory!C174)","v":""},{"$f":"IF(Inventory!D174=\"\",\"\",Inventory!D174)","v":""},{"$f":"IF(Inventory!X174=\"\",\"\",Inventory!X174)","v":""},{"$f":"IF(Inventory!Y174=\"\",\"\",Inventory!Y174)","v":""},{"$f":"IF(Inventory!Z174=\"\",\"\",Inventory!Z174)","v":""},{"$f":"IF(Inventory!AB174=\"\",\"\",Inventory!AB174)","v":""},{"$f":"IF(Inventory!AC174=\"\",\"\",Inventory!AC174)","v":""},{"$f":"IF(Inventory!AE174=\"\",\"\",Inventory!AE174)","v":""},{"$f":"IF(Inventory!AF174=\"\",\"\",Inventory!AF174)","v":""},{"$f":"IF(Inventory!AG174=\"\",\"\",Inventory!AG174)","v":""},{"$f":"IF(Inventory!AH174=\"\",\"\",Inventory!AH174)","v":""},{"$f":"IF(Inventory!AI174=\"\",\"\",Inventory!AI174)","v":""},{"$f":"IF(Inventory!AJ174=\"\",\"\",Inventory!AJ174)","v":""},{"$f":"IF(Inventory!AK174=\"\",\"\",Inventory!AK174)","v":""},{"$f":"IF(Inventory!AL174=\"\",\"\",Inventory!AL174)","v":""},{"$f":"IF(Inventory!AM174=\"\",\"\",Inventory!AM174)","v":""},{"$f":"IF(Inventory!AN174=\"\",\"\",Inventory!AN174)","v":""},{"$f":"IF(Inventory!AO174=\"\",\"\",Inventory!AO174)","v":""},{"$f":"IF(Inventory!AP174=\"\",\"\",Inventory!AP174)","v":""},{"$f":"IF(Inventory!AQ174=\"\",\"\",Inventory!AQ174)","v":""},{"$f":"IF(Inventory!AR174=\"\",\"\",Inventory!AR174)","v":""}]
[null,166,{"$f":"IF(Inventory!C175=\"\",\"\",Inventory!C175)","v":""},{"$f":"IF(Inventory!D175=\"\",\"\",Inventory!D175)","v":""},{"$f":"IF(Inventory!X175=\"\",\"\",Inventory!X175)","v":""},{"$f":"IF(Inventory!Y175=\"\",\"\",Inventory!Y175)","v":""},{"$f":"IF(Inventory!Z175=\"\",\"\",Inventory!Z175)","v":""},{"$f":"IF(Inventory!AB175=\"\",\"\",Inventory!AB175)","v":""},{"$f":"IF(Inventory!AC175=\"\",\"\",Inventory!AC175)","v":""},{"$f":"IF(Inventory!AE175=\"\",\"\",Inventory!AE175)","v":""},{"$f":"IF(Inventory!AF175=\"\",\"\",Inventory!AF175)","v":""},{"$f":"IF(Inventory!AG175=\"\",\"\",Inventory!AG175)","v":""},{"$f":"IF(Inventory!AH175=\"\",\"\",Inventory!AH175)","v":""},{"$f":"IF(Inventory!AI175=\"\",\"\",Inventory!AI175)","v":""},{"$f":"IF(Inventory!AJ175=\"\",\"\",Inventory!AJ175)","v":""},{"$f":"IF(Inventory!AK175=\"\",\"\",Inventory!AK175)","v":""},{"$f":"IF(Inventory!AL175=\"\",\"\",Inventory!AL175)","v":""},{"$f":"IF(Inventory!AM175=\"\",\"\",Inventory!AM175)","v":""},{"$f":"IF(Inventory!AN175=\"\",\"\",Inventory!AN175)","v":""},{"$f":"IF(Inventory!AO175=\"\",\"\",Inventory!AO175)","v":""},{"$f":"IF(Inventory!AP175=\"\",\"\",Inventory!AP175)","v":""},{"$f":"IF(Inventory!AQ175=\"\",\"\",Inventory!AQ175)","v":""},{"$f":"IF(Inventory!AR175=\"\",\"\",Inventory!AR175)","v":""}]
[null,167,{"$f":"IF(Inventory!C176=\"\",\"\",Inventory!C176)","v":""},{"$f":"IF(Inventory!D176=\"\",\"\",Inventory!D176)","v":""},{"$f":"IF(Inventory!X176=\"\",\"\",Inventory!X176)","v":""},{"$f":"IF(Inventory!Y176=\"\",\"\",Inventory!Y176)","v":""},{"$f":"IF(Inventory!Z176=\"\",\"\",Inventory!Z176)","v":""},{"$f":"IF(Inventory!AB176=\"\",\"\",Inventory!AB176)","v":""},{"$f":"IF(Inventory!AC176=\"\",\"\",Inventory!AC176)","v":""},{"$f":"IF(Inventory!AE176=\"\",\"\",Inventory!AE176)","v":""},{"$f":"IF(Inventory!AF176=\"\",\"\",Inventory!AF176)","v":""},{"$f":"IF(Inventory!AG176=\"\",\"\",Inventory!AG176)","v":""},{"$f":"IF(Inventory!AH176=\"\",\"\",Inventory!AH176)","v":""},{"$f":"IF(Inventory!AI176=\"\",\"\",Inventory!AI176)","v":""},{"$f":"IF(Inventory!AJ176=\"\",\"\",Inventory!AJ176)","v":""},{"$f":"IF(Inventory!AK176=\"\",\"\",Inventory!AK176)","v":""},{"$f":"IF(Inventory!AL176=\"\",\"\",Inventory!AL176)","v":""},{"$f":"IF(Inventory!AM176=\"\",\"\",Inventory!AM176)","v":""},{"$f":"IF(Inventory!AN176=\"\",\"\",Inventory!AN176)","v":""},{"$f":"IF(Inventory!AO176=\"\",\"\",Inventory!AO176)","v":""},{"$f":"IF(Inventory!AP176=\"\",\"\",Inventory!AP176)","v":""},{"$f":"IF(Inventory!AQ176=\"\",\"\",Inventory!AQ176)","v":""},{"$f":"IF(Inventory!AR176=\"\",\"\",Inventory!AR176)","v":""}]
[null,168,{"$f":"IF(Inventory!C177=\"\",\"\",Inventory!C177)","v":""},{"$f":"IF(Inventory!D177=\"\",\"\",Inventory!D177)","v":""},{"$f":"IF(Inventory!X177=\"\",\"\",Inventory!X177)","v":""},{"$f":"IF(Inventory!Y177=\"\",\"\",Inventory!Y177)","v":""},{"$f":"IF(Inventory!Z177=\"\",\"\",Inventory!Z177)","v":""},{"$f":"IF(Inventory!AB177=\"\",\"\",Inventory!AB177)","v":""},{"$f":"IF(Inventory!AC177=\"\",\"\",Inventory!AC177)","v":""},{"$f":"IF(Inventory!AE177=\"\",\"\",Inventory!AE177)","v":""},{"$f":"IF(Inventory!AF177=\"\",\"\",Inventory!AF177)","v":""},{"$f":"IF(Inventory!AG177=\"\",\"\",Inventory!AG177)","v":""},{"$f":"IF(Inventory!AH177=\"\",\"\",Inventory!AH177)","v":""},{"$f":"IF(Inventory!AI177=\"\",\"\",Inventory!AI177)","v":""},{"$f":"IF(Inventory!AJ177=\"\",\"\",Inventory!AJ177)","v":""},{"$f":"IF(Inventory!AK177=\"\",\"\",Inventory!AK177)","v":""},{"$f":"IF(Inventory!AL177=\"\",\"\",Inventory!AL177)","v":""},{"$f":"IF(Inventory!AM177=\"\",\"\",Inventory!AM177)","v":""},{"$f":"IF(Inventory!AN177=\"\",\"\",Inventory!AN177)","v":""},{"$f":"IF(Inventory!AO177=\"\",\"\",Inventory!AO177)","v":""},{"$f":"IF(Inventory!AP177=\"\",\"\",Inventory!AP177)","v":""},{"$f":"IF(Inventory!AQ177=\"\",\"\",Inventory!AQ177)","v":""},{"$f":"IF(Inventory!AR177=\"\",\"\",Inventory!AR177)","v":""}]
[null,169,{"$f":"IF(Inventory!C178=\"\",\"\",Inventory!C178)","v":""},{"$f":"IF(Inventory!D178=\"\",\"\",Inventory!D178)","v":""},{"$f":"IF(Inventory!X178=\"\",\"\",Inventory!X178)","v":""},{"$f":"IF(Inventory!Y178=\"\",\"\",Inventory!Y178)","v":""},{"$f":"IF(Inventory!Z178=\"\",\"\",Inventory!Z178)","v":""},{"$f":"IF(Inventory!AB178=\"\",\"\",Inventory!AB178)","v":""},{"$f":"IF(Inventory!AC178=\"\",\"\",Inventory!AC178)","v":""},{"$f":"IF(Inventory!AE178=\"\",\"\",Inventory!AE178)","v":""},{"$f":"IF(Inventory!AF178=\"\",\"\",Inventory!AF178)","v":""},{"$f":"IF(Inventory!AG178=\"\",\"\",Inventory!AG178)","v":""},{"$f":"IF(Inventory!AH178=\"\",\"\",Inventory!AH178)","v":""},{"$f":"IF(Inventory!AI178=\"\",\"\",Inventory!AI178)","v":""},{"$f":"IF(Inventory!AJ178=\"\",\"\",Inventory!AJ178)","v":""},{"$f":"IF(Inventory!AK178=\"\",\"\",Inventory!AK178)","v":""},{"$f":"IF(Inventory!AL178=\"\",\"\",Inventory!AL178)","v":""},{"$f":"IF(Inventory!AM178=\"\",\"\",Inventory!AM178)","v":""},{"$f":"IF(Inventory!AN178=\"\",\"\",Inventory!AN178)","v":""},{"$f":"IF(Inventory!AO178=\"\",\"\",Inventory!AO178)","v":""},{"$f":"IF(Inventory!AP178=\"\",\"\",Inventory!AP178)","v":""},{"$f":"IF(Inventory!AQ178=\"\",\"\",Inventory!AQ178)","v":""},{"$f":"IF(Inventory!AR178=\"\",\"\",Inventory!AR178)","v":""}]
[null,170,{"$f":"IF(Inventory!C179=\"\",\"\",Inventory!C179)","v":""},{"$f":"IF(Inventory!D179=\"\",\"\",Inventory!D179)","v":""},{"$f":"IF(Inventory!X179=\"\",\"\",Inventory!X179)","v":""},{"$f":"IF(Inventory!Y179=\"\",\"\",Inventory!Y179)","v":""},{"$f":"IF(Inventory!Z179=\"\",\"\",Inventory!Z179)","v":""},{"$f":"IF(Inventory!AB179=\"\",\"\",Inventory!AB179)","v":""},{"$f":"IF(Inventory!AC179=\"\",\"\",Inventory!AC179)","v":""},{"$f":"IF(Inventory!AE179=\"\",\"\",Inventory!AE179)","v":""},{"$f":"IF(Inventory!AF179=\"\",\"\",Inventory!AF179)","v":""},{"$f":"IF(Inventory!AG179=\"\",\"\",Inventory!AG179)","v":""},{"$f":"IF(Inventory!AH179=\"\",\"\",Inventory!AH179)","v":""},{"$f":"IF(Inventory!AI179=\"\",\"\",Inventory!AI179)","v":""},{"$f":"IF(Inventory!AJ179=\"\",\"\",Inventory!AJ179)","v":""},{"$f":"IF(Inventory!AK179=\"\",\"\",Inventory!AK179)","v":""},{"$f":"IF(Inventory!AL179=\"\",\"\",Inventory!AL179)","v":""},{"$f":"IF(Inventory!AM179=\"\",\"\",Inventory!AM179)","v":""},{"$f":"IF(Inventory!AN179=\"\",\"\",Inventory!AN179)","v":""},{"$f":"IF(Inventory!AO179=\"\",\"\",Inventory!AO179)","v":""},{"$f":"IF(Inventory!AP179=\"\",\"\",Inventory!AP179)","v":""},{"$f":"IF(Inventory!AQ179=\"\",\"\",Inventory!AQ179)","v":""},{"$f":"IF(Inventory!AR179=\"\",\"\",Inventory!AR179)","v":""}]
[null,171,{"$f":"IF(Inventory!C180=\"\",\"\",Inventory!C180)","v":""},{"$f":"IF(Inventory!D180=\"\",\"\",Inventory!D180)","v":""},{"$f":"IF(Inventory!X180=\"\",\"\",Inventory!X180)","v":""},{"$f":"IF(Inventory!Y180=\"\",\"\",Inventory!Y180)","v":""},{"$f":"IF(Inventory!Z180=\"\",\"\",Inventory!Z180)","v":""},{"$f":"IF(Inventory!AB180=\"\",\"\",Inventory!AB180)","v":""},{"$f":"IF(Inventory!AC180=\"\",\"\",Inventory!AC180)","v":""},{"$f":"IF(Inventory!AE180=\"\",\"\",Inventory!AE180)","v":""},{"$f":"IF(Inventory!AF180=\"\",\"\",Inventory!AF180)","v":""},{"$f":"IF(Inventory!AG180=\"\",\"\",Inventory!AG180)","v":""},{"$f":"IF(Inventory!AH180=\"\",\"\",Inventory!AH180)","v":""},{"$f":"IF(Inventory!AI180=\"\",\"\",Inventory!AI180)","v":""},{"$f":"IF(Inventory!AJ180=\"\",\"\",Inventory!AJ180)","v":""},{"$f":"IF(Inventory!AK180=\"\",\"\",Inventory!AK180)","v":""},{"$f":"IF(Inventory!AL180=\"\",\"\",Inventory!AL180)","v":""},{"$f":"IF(Inventory!AM180=\"\",\"\",Inventory!AM180)","v":""},{"$f":"IF(Inventory!AN180=\"\",\"\",Inventory!AN180)","v":""},{"$f":"IF(Inventory!AO180=\"\",\"\",Inventory!AO180)","v":""},{"$f":"IF(Inventory!AP180=\"\",\"\",Inventory!AP180)","v":""},{"$f":"IF(Inventory!AQ180=\"\",\"\",Inventory!AQ180)","v":""},{"$f":"IF(Inventory!AR180=\"\",\"\",Inventory!AR180)","v":""}]
[null,172,{"$f":"IF(Inventory!C181=\"\",\"\",Inventory!C181)","v":""},{"$f":"IF(Inventory!D181=\"\",\"\",Inventory!D181)","v":""},{"$f":"IF(Inventory!X181=\"\",\"\",Inventory!X181)","v":""},{"$f":"IF(Inventory!Y181=\"\",\"\",Inventory!Y181)","v":""},{"$f":"IF(Inventory!Z181=\"\",\"\",Inventory!Z181)","v":""},{"$f":"IF(Inventory!AB181=\"\",\"\",Inventory!AB181)","v":""},{"$f":"IF(Inventory!AC181=\"\",\"\",Inventory!AC181)","v":""},{"$f":"IF(Inventory!AE181=\"\",\"\",Inventory!AE181)","v":""},{"$f":"IF(Inventory!AF181=\"\",\"\",Inventory!AF181)","v":""},{"$f":"IF(Inventory!AG181=\"\",\"\",Inventory!AG181)","v":""},{"$f":"IF(Inventory!AH181=\"\",\"\",Inventory!AH181)","v":""},{"$f":"IF(Inventory!AI181=\"\",\"\",Inventory!AI181)","v":""},{"$f":"IF(Inventory!AJ181=\"\",\"\",Inventory!AJ181)","v":""},{"$f":"IF(Inventory!AK181=\"\",\"\",Inventory!AK181)","v":""},{"$f":"IF(Inventory!AL181=\"\",\"\",Inventory!AL181)","v":""},{"$f":"IF(Inventory!AM181=\"\",\"\",Inventory!AM181)","v":""},{"$f":"IF(Inventory!AN181=\"\",\"\",Inventory!AN181)","v":""},{"$f":"IF(Inventory!AO181=\"\",\"\",Inventory!AO181)","v":""},{"$f":"IF(Inventory!AP181=\"\",\"\",Inventory!AP181)","v":""},{"$f":"IF(Inventory!AQ181=\"\",\"\",Inventory!AQ181)","v":""},{"$f":"IF(Inventory!AR181=\"\",\"\",Inventory!AR181)","v":""}]
[null,173,{"$f":"IF(Inventory!C182=\"\",\"\",Inventory!C182)","v":""},{"$f":"IF(Inventory!D182=\"\",\"\",Inventory!D182)","v":""},{"$f":"IF(Inventory!X182=\"\",\"\",Inventory!X182)","v":""},{"$f":"IF(Inventory!Y182=\"\",\"\",Inventory!Y182)","v":""},{"$f":"IF(Inventory!Z182=\"\",\"\",Inventory!Z182)","v":""},{"$f":"IF(Inventory!AB182=\"\",\"\",Inventory!AB182)","v":""},{"$f":"IF(Inventory!AC182=\"\",\"\",Inventory!AC182)","v":""},{"$f":"IF(Inventory!AE182=\"\",\"\",Inventory!AE182)","v":""},{"$f":"IF(Inventory!AF182=\"\",\"\",Inventory!AF182)","v":""},{"$f":"IF(Inventory!AG182=\"\",\"\",Inventory!AG182)","v":""},{"$f":"IF(Inventory!AH182=\"\",\"\",Inventory!AH182)","v":""},{"$f":"IF(Inventory!AI182=\"\",\"\",Inventory!AI182)","v":""},{"$f":"IF(Inventory!AJ182=\"\",\"\",Inventory!AJ182)","v":""},{"$f":"IF(Inventory!AK182=\"\",\"\",Inventory!AK182)","v":""},{"$f":"IF(Inventory!AL182=\"\",\"\",Inventory!AL182)","v":""},{"$f":"IF(Inventory!AM182=\"\",\"\",Inventory!AM182)","v":""},{"$f":"IF(Inventory!AN182=\"\",\"\",Inventory!AN182)","v":""},{"$f":"IF(Inventory!AO182=\"\",\"\",Inventory!AO182)","v":""},{"$f":"IF(Inventory!AP182=\"\",\"\",Inventory!AP182)","v":""},{"$f":"IF(Inventory!AQ182=\"\",\"\",Inventory!AQ182)","v":""},{"$f":"IF(Inventory!AR182=\"\",\"\",Inventory!AR182)","v":""}]
[null,174,{"$f":"IF(Inventory!C183=\"\",\"\",Inventory!C183)","v":""},{"$f":"IF(Inventory!D183=\"\",\"\",Inventory!D183)","v":""},{"$f":"IF(Inventory!X183=\"\",\"\",Inventory!X183)","v":""},{"$f":"IF(Inventory!Y183=\"\",\"\",Inventory!Y183)","v":""},{"$f":"IF(Inventory!Z183=\"\",\"\",Inventory!Z183)","v":""},{"$f":"IF(Inventory!AB183=\"\",\"\",Inventory!AB183)","v":""},{"$f":"IF(Inventory!AC183=\"\",\"\",Inventory!AC183)","v":""},{"$f":"IF(Inventory!AE183=\"\",\"\",Inventory!AE183)","v":""},{"$f":"IF(Inventory!AF183=\"\",\"\",Inventory!AF183)","v":""},{"$f":"IF(Inventory!AG183=\"\",\"\",Inventory!AG183)","v":""},{"$f":"IF(Inventory!AH183=\"\",\"\",Inventory!AH183)","v":""},{"$f":"IF(Inventory!AI183=\"\",\"\",Inventory!AI183)","v":""},{"$f":"IF(Inventory!AJ183=\"\",\"\",Inventory!AJ183)","v":""},{"$f":"IF(Inventory!AK183=\"\",\"\",Inventory!AK183)","v":""},{"$f":"IF(Inventory!AL183=\"\",\"\",Inventory!AL183)","v":""},{"$f":"IF(Inventory!AM183=\"\",\"\",Inventory!AM183)","v":""},{"$f":"IF(Inventory!AN183=\"\",\"\",Inventory!AN183)","v":""},{"$f":"IF(Inventory!AO183=\"\",\"\",Inventory!AO183)","v":""},{"$f":"IF(Inventory!AP183=\"\",\"\",Inventory!AP183)","v":""},{"$f":"IF(Inventory!AQ183=\"\",\"\",Inventory!AQ183)","v":""},{"$f":"IF(Inventory!AR183=\"\",\"\",Inventory!AR183)","v":""}]
[null,175,{"$f":"IF(Inventory!C184=\"\",\"\",Inventory!C184)","v":""},{"$f":"IF(Inventory!D184=\"\",\"\",Inventory!D184)","v":""},{"$f":"IF(Inventory!X184=\"\",\"\",Inventory!X184)","v":""},{"$f":"IF(Inventory!Y184=\"\",\"\",Inventory!Y184)","v":""},{"$f":"IF(Inventory!Z184=\"\",\"\",Inventory!Z184)","v":""},{"$f":"IF(Inventory!AB184=\"\",\"\",Inventory!AB184)","v":""},{"$f":"IF(Inventory!AC184=\"\",\"\",Inventory!AC184)","v":""},{"$f":"IF(Inventory!AE184=\"\",\"\",Inventory!AE184)","v":""},{"$f":"IF(Inventory!AF184=\"\",\"\",Inventory!AF184)","v":""},{"$f":"IF(Inventory!AG184=\"\",\"\",Inventory!AG184)","v":""},{"$f":"IF(Inventory!AH184=\"\",\"\",Inventory!AH184)","v":""},{"$f":"IF(Inventory!AI184=\"\",\"\",Inventory!AI184)","v":""},{"$f":"IF(Inventory!AJ184=\"\",\"\",Inventory!AJ184)","v":""},{"$f":"IF(Inventory!AK184=\"\",\"\",Inventory!AK184)","v":""},{"$f":"IF(Inventory!AL184=\"\",\"\",Inventory!AL184)","v":""},{"$f":"IF(Inventory!AM184=\"\",\"\",Inventory!AM184)","v":""},{"$f":"IF(Inventory!AN184=\"\",\"\",Inventory!AN184)","v":""},{"$f":"IF(Inventory!AO184=\"\",\"\",Inventory!AO184)","v":""},{"$f":"IF(Inventory!AP184=\"\",\"\",Inventory!AP184)","v":""},{"$f":"IF(Inventory!AQ184=\"\",\"\",Inventory!AQ184)","v":""},{"$f":"IF(Inventory!AR184=\"\",\"\",Inventory!AR184)","v":""}]
[null,176,{"$f":"IF(Inventory!C185=\"\",\"\",Inventory!C185)","v":""},{"$f":"IF(Inventory!D185=\"\",\"\",Inventory!D185)","v":""},{"$f":"IF(Inventory!X185=\"\",\"\",Inventory!X185)","v":""},{"$f":"IF(Inventory!Y185=\"\",\"\",Inventory!Y185)","v":""},{"$f":"IF(Inventory!Z185=\"\",\"\",Inventory!Z185)","v":""},{"$f":"IF(Inventory!AB185=\"\",\"\",Inventory!AB185)","v":""},{"$f":"IF(Inventory!AC185=\"\",\"\",Inventory!AC185)","v":""},{"$f":"IF(Inventory!AE185=\"\",\"\",Inventory!AE185)","v":""},{"$f":"IF(Inventory!AF185=\"\",\"\",Inventory!AF185)","v":""},{"$f":"IF(Inventory!AG185=\"\",\"\",Inventory!AG185)","v":""},{"$f":"IF(Inventory!AH185=\"\",\"\",Inventory!AH185)","v":""},{"$f":"IF(Inventory!AI185=\"\",\"\",Inventory!AI185)","v":""},{"$f":"IF(Inventory!AJ185=\"\",\"\",Inventory!AJ185)","v":""},{"$f":"IF(Inventory!AK185=\"\",\"\",Inventory!AK185)","v":""},{"$f":"IF(Inventory!AL185=\"\",\"\",Inventory!AL185)","v":""},{"$f":"IF(Inventory!AM185=\"\",\"\",Inventory!AM185)","v":""},{"$f":"IF(Inventory!AN185=\"\",\"\",Inventory!AN185)","v":""},{"$f":"IF(Inventory!AO185=\"\",\"\",Inventory!AO185)","v":""},{"$f":"IF(Inventory!AP185=\"\",\"\",Inventory!AP185)","v":""},{"$f":"IF(Inventory!AQ185=\"\",\"\",Inventory!AQ185)","v":""},{"$f":"IF(Inventory!AR185=\"\",\"\",Inventory!AR185)","v":""}]
[null,177,{"$f":"IF(Inventory!C186=\"\",\"\",Inventory!C186)","v":""},{"$f":"IF(Inventory!D186=\"\",\"\",Inventory!D186)","v":""},{"$f":"IF(Inventory!X186=\"\",\"\",Inventory!X186)","v":""},{"$f":"IF(Inventory!Y186=\"\",\"\",Inventory!Y186)","v":""},{"$f":"IF(Inventory!Z186=\"\",\"\",Inventory!Z186)","v":""},{"$f":"IF(Inventory!AB186=\"\",\"\",Inventory!AB186)","v":""},{"$f":"IF(Inventory!AC186=\"\",\"\",Inventory!AC186)","v":""},{"$f":"IF(Inventory!AE186=\"\",\"\",Inventory!AE186)","v":""},{"$f":"IF(Inventory!AF186=\"\",\"\",Inventory!AF186)","v":""},{"$f":"IF(Inventory!AG186=\"\",\"\",Inventory!AG186)","v":""},{"$f":"IF(Inventory!AH186=\"\",\"\",Inventory!AH186)","v":""},{"$f":"IF(Inventory!AI186=\"\",\"\",Inventory!AI186)","v":""},{"$f":"IF(Inventory!AJ186=\"\",\"\",Inventory!AJ186)","v":""},{"$f":"IF(Inventory!AK186=\"\",\"\",Inventory!AK186)","v":""},{"$f":"IF(Inventory!AL186=\"\",\"\",Inventory!AL186)","v":""},{"$f":"IF(Inventory!AM186=\"\",\"\",Inventory!AM186)","v":""},{"$f":"IF(Inventory!AN186=\"\",\"\",Inventory!AN186)","v":""},{"$f":"IF(Inventory!AO186=\"\",\"\",Inventory!AO186)","v":""},{"$f":"IF(Inventory!AP186=\"\",\"\",Inventory!AP186)","v":""},{"$f":"IF(Inventory!AQ186=\"\",\"\",Inventory!AQ186)","v":""},{"$f":"IF(Inventory!AR186=\"\",\"\",Inventory!AR186)","v":""}]
[null,178,{"$f":"IF(Inventory!C187=\"\",\"\",Inventory!C187)","v":""},{"$f":"IF(Inventory!D187=\"\",\"\",Inventory!D187)","v":""},{"$f":"IF(Inventory!X187=\"\",\"\",Inventory!X187)","v":""},{"$f":"IF(Inventory!Y187=\"\",\"\",Inventory!Y187)","v":""},{"$f":"IF(Inventory!Z187=\"\",\"\",Inventory!Z187)","v":""},{"$f":"IF(Inventory!AB187=\"\",\"\",Inventory!AB187)","v":""},{"$f":"IF(Inventory!AC187=\"\",\"\",Inventory!AC187)","v":""},{"$f":"IF(Inventory!AE187=\"\",\"\",Inventory!AE187)","v":""},{"$f":"IF(Inventory!AF187=\"\",\"\",Inventory!AF187)","v":""},{"$f":"IF(Inventory!AG187=\"\",\"\",Inventory!AG187)","v":""},{"$f":"IF(Inventory!AH187=\"\",\"\",Inventory!AH187)","v":""},{"$f":"IF(Inventory!AI187=\"\",\"\",Inventory!AI187)","v":""},{"$f":"IF(Inventory!AJ187=\"\",\"\",Inventory!AJ187)","v":""},{"$f":"IF(Inventory!AK187=\"\",\"\",Inventory!AK187)","v":""},{"$f":"IF(Inventory!AL187=\"\",\"\",Inventory!AL187)","v":""},{"$f":"IF(Inventory!AM187=\"\",\"\",Inventory!AM187)","v":""},{"$f":"IF(Inventory!AN187=\"\",\"\",Inventory!AN187)","v":""},{"$f":"IF(Inventory!AO187=\"\",\"\",Inventory!AO187)","v":""},{"$f":"IF(Inventory!AP187=\"\",\"\",Inventory!AP187)","v":""},{"$f":"IF(Inventory!AQ187=\"\",\"\",Inventory!AQ187)","v":""},{"$f":"IF(Inventory!AR187=\"\",\"\",Inventory!AR187)","v":""}]
[null,179,{"$f":"IF(Inventory!C188=\"\",\"\",Inventory!C188)","v":""},{"$f":"IF(Inventory!D188=\"\",\"\",Inventory!D188)","v":""},{"$f":"IF(Inventory!X188=\"\",\"\",Inventory!X188)","v":""},{"$f":"IF(Inventory!Y188=\"\",\"\",Inventory!Y188)","v":""},{"$f":"IF(Inventory!Z188=\"\",\"\",Inventory!Z188)","v":""},{"$f":"IF(Inventory!AB188=\"\",\"\",Inventory!AB188)","v":""},{"$f":"IF(Inventory!AC188=\"\",\"\",Inventory!AC188)","v":""},{"$f":"IF(Inventory!AE188=\"\",\"\",Inventory!AE188)","v":""},{"$f":"IF(Inventory!AF188=\"\",\"\",Inventory!AF188)","v":""},{"$f":"IF(Inventory!AG188=\"\",\"\",Inventory!AG188)","v":""},{"$f":"IF(Inventory!AH188=\"\",\"\",Inventory!AH188)","v":""},{"$f":"IF(Inventory!AI188=\"\",\"\",Inventory!AI188)","v":""},{"$f":"IF(Inventory!AJ188=\"\",\"\",Inventory!AJ188)","v":""},{"$f":"IF(Inventory!AK188=\"\",\"\",Inventory!AK188)","v":""},{"$f":"IF(Inventory!AL188=\"\",\"\",Inventory!AL188)","v":""},{"$f":"IF(Inventory!AM188=\"\",\"\",Inventory!AM188)","v":""},{"$f":"IF(Inventory!AN188=\"\",\"\",Inventory!AN188)","v":""},{"$f":"IF(Inventory!AO188=\"\",\"\",Inventory!AO188)","v":""},{"$f":"IF(Inventory!AP188=\"\",\"\",Inventory!AP188)","v":""},{"$f":"IF(Inventory!AQ188=\"\",\"\",Inventory!AQ188)","v":""},{"$f":"IF(Inventory!AR188=\"\",\"\",Inventory!AR188)","v":""}]
[null,180,{"$f":"IF(Inventory!C189=\"\",\"\",Inventory!C189)","v":""},{"$f":"IF(Inventory!D189=\"\",\"\",Inventory!D189)","v":""},{"$f":"IF(Inventory!X189=\"\",\"\",Inventory!X189)","v":""},{"$f":"IF(Inventory!Y189=\"\",\"\",Inventory!Y189)","v":""},{"$f":"IF(Inventory!Z189=\"\",\"\",Inventory!Z189)","v":""},{"$f":"IF(Inventory!AB189=\"\",\"\",Inventory!AB189)","v":""},{"$f":"IF(Inventory!AC189=\"\",\"\",Inventory!AC189)","v":""},{"$f":"IF(Inventory!AE189=\"\",\"\",Inventory!AE189)","v":""},{"$f":"IF(Inventory!AF189=\"\",\"\",Inventory!AF189)","v":""},{"$f":"IF(Inventory!AG189=\"\",\"\",Inventory!AG189)","v":""},{"$f":"IF(Inventory!AH189=\"\",\"\",Inventory!AH189)","v":""},{"$f":"IF(Inventory!AI189=\"\",\"\",Inventory!AI189)","v":""},{"$f":"IF(Inventory!AJ189=\"\",\"\",Inventory!AJ189)","v":""},{"$f":"IF(Inventory!AK189=\"\",\"\",Inventory!AK189)","v":""},{"$f":"IF(Inventory!AL189=\"\",\"\",Inventory!AL189)","v":""},{"$f":"IF(Inventory!AM189=\"\",\"\",Inventory!AM189)","v":""},{"$f":"IF(Inventory!AN189=\"\",\"\",Inventory!AN189)","v":""},{"$f":"IF(Inventory!AO189=\"\",\"\",Inventory!AO189)","v":""},{"$f":"IF(Inventory!AP189=\"\",\"\",Inventory!AP189)","v":""},{"$f":"IF(Inventory!AQ189=\"\",\"\",Inventory!AQ189)","v":""},{"$f":"IF(Inventory!AR189=\"\",\"\",Inventory!AR189)","v":""}]
[null,181,{"$f":"IF(Inventory!C190=\"\",\"\",Inventory!C190)","v":""},{"$f":"IF(Inventory!D190=\"\",\"\",Inventory!D190)","v":""},{"$f":"IF(Inventory!X190=\"\",\"\",Inventory!X190)","v":""},{"$f":"IF(Inventory!Y190=\"\",\"\",Inventory!Y190)","v":""},{"$f":"IF(Inventory!Z190=\"\",\"\",Inventory!Z190)","v":""},{"$f":"IF(Inventory!AB190=\"\",\"\",Inventory!AB190)","v":""},{"$f":"IF(Inventory!AC190=\"\",\"\",Inventory!AC190)","v":""},{"$f":"IF(Inventory!AE190=\"\",\"\",Inventory!AE190)","v":""},{"$f":"IF(Inventory!AF190=\"\",\"\",Inventory!AF190)","v":""},{"$f":"IF(Inventory!AG190=\"\",\"\",Inventory!AG190)","v":""},{"$f":"IF(Inventory!AH190=\"\",\"\",Inventory!AH190)","v":""},{"$f":"IF(Inventory!AI190=\"\",\"\",Inventory!AI190)","v":""},{"$f":"IF(Inventory!AJ190=\"\",\"\",Inventory!AJ190)","v":""},{"$f":"IF(Inventory!AK190=\"\",\"\",Inventory!AK190)","v":""},{"$f":"IF(Inventory!AL190=\"\",\"\",Inventory!AL190)","v":""},{"$f":"IF(Inventory!AM190=\"\",\"\",Inventory!AM190)","v":""},{"$f":"IF(Inventory!AN190=\"\",\"\",Inventory!AN190)","v":""},{"$f":"IF(Inventory!AO190=\"\",\"\",Inventory!AO190)","v":""},{"$f":"IF(Inventory!AP190=\"\",\"\",Inventory!AP190)","v":""},{"$f":"IF(Inventory!AQ190=\"\",\"\",Inventory!AQ190)","v":""},{"$f":"IF(Inventory!AR190=\"\",\"\",Inventory!AR190)","v":""}]
[null,182,{"$f":"IF(Inventory!C191=\"\",\"\",Inventory!C191)","v":""},{"$f":"IF(Inventory!D191=\"\",\"\",Inventory!D191)","v":""},{"$f":"IF(Inventory!X191=\"\",\"\",Inventory!X191)","v":""},{"$f":"IF(Inventory!Y191=\"\",\"\",Inventory!Y191)","v":""},{"$f":"IF(Inventory!Z191=\"\",\"\",Inventory!Z191)","v":""},{"$f":"IF(Inventory!AB191=\"\",\"\",Inventory!AB191)","v":""},{"$f":"IF(Inventory!AC191=\"\",\"\",Inventory!AC191)","v":""},{"$f":"IF(Inventory!AE191=\"\",\"\",Inventory!AE191)","v":""},{"$f":"IF(Inventory!AF191=\"\",\"\",Inventory!AF191)","v":""},{"$f":"IF(Inventory!AG191=\"\",\"\",Inventory!AG191)","v":""},{"$f":"IF(Inventory!AH191=\"\",\"\",Inventory!AH191)","v":""},{"$f":"IF(Inventory!AI191=\"\",\"\",Inventory!AI191)","v":""},{"$f":"IF(Inventory!AJ191=\"\",\"\",Inventory!AJ191)","v":""},{"$f":"IF(Inventory!AK191=\"\",\"\",Inventory!AK191)","v":""},{"$f":"IF(Inventory!AL191=\"\",\"\",Inventory!AL191)","v":""},{"$f":"IF(Inventory!AM191=\"\",\"\",Inventory!AM191)","v":""},{"$f":"IF(Inventory!AN191=\"\",\"\",Inventory!AN191)","v":""},{"$f":"IF(Inventory!AO191=\"\",\"\",Inventory!AO191)","v":""},{"$f":"IF(Inventory!AP191=\"\",\"\",Inventory!AP191)","v":""},{"$f":"IF(Inventory!AQ191=\"\",\"\",Inventory!AQ191)","v":""},{"$f":"IF(Inventory!AR191=\"\",\"\",Inventory!AR191)","v":""}]
[null,183,{"$f":"IF(Inventory!C192=\"\",\"\",Inventory!C192)","v":""},{"$f":"IF(Inventory!D192=\"\",\"\",Inventory!D192)","v":""},{"$f":"IF(Inventory!X192=\"\",\"\",Inventory!X192)","v":""},{"$f":"IF(Inventory!Y192=\"\",\"\",Inventory!Y192)","v":""},{"$f":"IF(Inventory!Z192=\"\",\"\",Inventory!Z192)","v":""},{"$f":"IF(Inventory!AB192=\"\",\"\",Inventory!AB192)","v":""},{"$f":"IF(Inventory!AC192=\"\",\"\",Inventory!AC192)","v":""},{"$f":"IF(Inventory!AE192=\"\",\"\",Inventory!AE192)","v":""},{"$f":"IF(Inventory!AF192=\"\",\"\",Inventory!AF192)","v":""},{"$f":"IF(Inventory!AG192=\"\",\"\",Inventory!AG192)","v":""},{"$f":"IF(Inventory!AH192=\"\",\"\",Inventory!AH192)","v":""},{"$f":"IF(Inventory!AI192=\"\",\"\",Inventory!AI192)","v":""},{"$f":"IF(Inventory!AJ192=\"\",\"\",Inventory!AJ192)","v":""},{"$f":"IF(Inventory!AK192=\"\",\"\",Inventory!AK192)","v":""},{"$f":"IF(Inventory!AL192=\"\",\"\",Inventory!AL192)","v":""},{"$f":"IF(Inventory!AM192=\"\",\"\",Inventory!AM192)","v":""},{"$f":"IF(Inventory!AN192=\"\",\"\",Inventory!AN192)","v":""},{"$f":"IF(Inventory!AO192=\"\",\"\",Inventory!AO192)","v":""},{"$f":"IF(Inventory!AP192=\"\",\"\",Inventory!AP192)","v":""},{"$f":"IF(Inventory!AQ192=\"\",\"\",Inventory!AQ192)","v":""},{"$f":"IF(Inventory!AR192=\"\",\"\",Inventory!AR192)","v":""}]
[null,184,{"$f":"IF(Inventory!C193=\"\",\"\",Inventory!C193)","v":""},{"$f":"IF(Inventory!D193=\"\",\"\",Inventory!D193)","v":""},{"$f":"IF(Inventory!X193=\"\",\"\",Inventory!X193)","v":""},{"$f":"IF(Inventory!Y193=\"\",\"\",Inventory!Y193)","v":""},{"$f":"IF(Inventory!Z193=\"\",\"\",Inventory!Z193)","v":""},{"$f":"IF(Inventory!AB193=\"\",\"\",Inventory!AB193)","v":""},{"$f":"IF(Inventory!AC193=\"\",\"\",Inventory!AC193)","v":""},{"$f":"IF(Inventory!AE193=\"\",\"\",Inventory!AE193)","v":""},{"$f":"IF(Inventory!AF193=\"\",\"\",Inventory!AF193)","v":""},{"$f":"IF(Inventory!AG193=\"\",\"\",Inventory!AG193)","v":""},{"$f":"IF(Inventory!AH193=\"\",\"\",Inventory!AH193)","v":""},{"$f":"IF(Inventory!AI193=\"\",\"\",Inventory!AI193)","v":""},{"$f":"IF(Inventory!AJ193=\"\",\"\",Inventory!AJ193)","v":""},{"$f":"IF(Inventory!AK193=\"\",\"\",Inventory!AK193)","v":""},{"$f":"IF(Inventory!AL193=\"\",\"\",Inventory!AL193)","v":""},{"$f":"IF(Inventory!AM193=\"\",\"\",Inventory!AM193)","v":""},{"$f":"IF(Inventory!AN193=\"\",\"\",Inventory!AN193)","v":""},{"$f":"IF(Inventory!AO193=\"\",\"\",Inventory!AO193)","v":""},{"$f":"IF(Inventory!AP193=\"\",\"\",Inventory!AP193)","v":""},{"$f":"IF(Inventory!AQ193=\"\",\"\",Inventory!AQ193)","v":""},{"$f":"IF(Inventory!AR193=\"\",\"\",Inventory!AR193)","v":""}]
[null,185,{"$f":"IF(Inventory!C194=\"\",\"\",Inventory!C194)","v":""},{"$f":"IF(Inventory!D194=\"\",\"\",Inventory!D194)","v":""},{"$f":"IF(Inventory!X194=\"\",\"\",Inventory!X194)","v":""},{"$f":"IF(Inventory!Y194=\"\",\"\",Inventory!Y194)","v":""},{"$f":"IF(Inventory!Z194=\"\",\"\",Inventory!Z194)","v":""},{"$f":"IF(Inventory!AB194=\"\",\"\",Inventory!AB194)","v":""},{"$f":"IF(Inventory!AC194=\"\",\"\",Inventory!AC194)","v":""},{"$f":"IF(Inventory!AE194=\"\",\"\",Inventory!AE194)","v":""},{"$f":"IF(Inventory!AF194=\"\",\"\",Inventory!AF194)","v":""},{"$f":"IF(Inventory!AG194=\"\",\"\",Inventory!AG194)","v":""},{"$f":"IF(Inventory!AH194=\"\",\"\",Inventory!AH194)","v":""},{"$f":"IF(Inventory!AI194=\"\",\"\",Inventory!AI194)","v":""},{"$f":"IF(Inventory!AJ194=\"\",\"\",Inventory!AJ194)","v":""},{"$f":"IF(Inventory!AK194=\"\",\"\",Inventory!AK194)","v":""},{"$f":"IF(Inventory!AL194=\"\",\"\",Inventory!AL194)","v":""},{"$f":"IF(Inventory!AM194=\"\",\"\",Inventory!AM194)","v":""},{"$f":"IF(Inventory!AN194=\"\",\"\",Inventory!AN194)","v":""},{"$f":"IF(Inventory!AO194=\"\",\"\",Inventory!AO194)","v":""},{"$f":"IF(Inventory!AP194=\"\",\"\",Inventory!AP194)","v":""},{"$f":"IF(Inventory!AQ194=\"\",\"\",Inventory!AQ194)","v":""},{"$f":"IF(Inventory!AR194=\"\",\"\",Inventory!AR194)","v":""}]
[null,186,{"$f":"IF(Inventory!C195=\"\",\"\",Inventory!C195)","v":""},{"$f":"IF(Inventory!D195=\"\",\"\",Inventory!D195)","v":""},{"$f":"IF(Inventory!X195=\"\",\"\",Inventory!X195)","v":""},{"$f":"IF(Inventory!Y195=\"\",\"\",Inventory!Y195)","v":""},{"$f":"IF(Inventory!Z195=\"\",\"\",Inventory!Z195)","v":""},{"$f":"IF(Inventory!AB195=\"\",\"\",Inventory!AB195)","v":""},{"$f":"IF(Inventory!AC195=\"\",\"\",Inventory!AC195)","v":""},{"$f":"IF(Inventory!AE195=\"\",\"\",Inventory!AE195)","v":""},{"$f":"IF(Inventory!AF195=\"\",\"\",Inventory!AF195)","v":""},{"$f":"IF(Inventory!AG195=\"\",\"\",Inventory!AG195)","v":""},{"$f":"IF(Inventory!AH195=\"\",\"\",Inventory!AH195)","v":""},{"$f":"IF(Inventory!AI195=\"\",\"\",Inventory!AI195)","v":""},{"$f":"IF(Inventory!AJ195=\"\",\"\",Inventory!AJ195)","v":""},{"$f":"IF(Inventory!AK195=\"\",\"\",Inventory!AK195)","v":""},{"$f":"IF(Inventory!AL195=\"\",\"\",Inventory!AL195)","v":""},{"$f":"IF(Inventory!AM195=\"\",\"\",Inventory!AM195)","v":""},{"$f":"IF(Inventory!AN195=\"\",\"\",Inventory!AN195)","v":""},{"$f":"IF(Inventory!AO195=\"\",\"\",Inventory!AO195)","v":""},{"$f":"IF(Inventory!AP195=\"\",\"\",Inventory!AP195)","v":""},{"$f":"IF(Inventory!AQ195=\"\",\"\",Inventory!AQ195)","v":""},{"$f":"IF(Inventory!AR195=\"\",\"\",Inventory!AR195)","v":""}]
[null,187,{"$f":"IF(Inventory!C196=\"\",\"\",Inventory!C196)","v":""},{"$f":"IF(Inventory!D196=\"\",\"\",Inventory!D196)","v":""},{"$f":"IF(Inventory!X196=\"\",\"\",Inventory!X196)","v":""},{"$f":"IF(Inventory!Y196=\"\",\"\",Inventory!Y196)","v":""},{"$f":"IF(Inventory!Z196=\"\",\"\",Inventory!Z196)","v":""},{"$f":"IF(Inventory!AB196=\"\",\"\",Inventory!AB196)","v":""},{"$f":"IF(Inventory!AC196=\"\",\"\",Inventory!AC196)","v":""},{"$f":"IF(Inventory!AE196=\"\",\"\",Inventory!AE196)","v":""},{"$f":"IF(Inventory!AF196=\"\",\"\",Inventory!AF196)","v":""},{"$f":"IF(Inventory!AG196=\"\",\"\",Inventory!AG196)","v":""},{"$f":"IF(Inventory!AH196=\"\",\"\",Inventory!AH196)","v":""},{"$f":"IF(Inventory!AI196=\"\",\"\",Inventory!AI196)","v":""},{"$f":"IF(Inventory!AJ196=\"\",\"\",Inventory!AJ196)","v":""},{"$f":"IF(Inventory!AK196=\"\",\"\",Inventory!AK196)","v":""},{"$f":"IF(Inventory!AL196=\"\",\"\",Inventory!AL196)","v":""},{"$f":"IF(Inventory!AM196=\"\",\"\",Inventory!AM196)","v":""},{"$f":"IF(Inventory!AN196=\"\",\"\",Inventory!AN196)","v":""},{"$f":"IF(Inventory!AO196=\"\",\"\",Inventory!AO196)","v":""},{"$f":"IF(Inventory!AP196=\"\",\"\",Inventory!AP196)","v":""},{"$f":"IF(Inventory!AQ196=\"\",\"\",Inventory!AQ196)","v":""},{"$f":"IF(Inventory!AR196=\"\",\"\",Inventory!AR196)","v":""}]
[null,188,{"$f":"IF(Inventory!C197=\"\",\"\",Inventory!C197)","v":""},{"$f":"IF(Inventory!D197=\"\",\"\",Inventory!D197)","v":""},{"$f":"IF(Inventory!X197=\"\",\"\",Inventory!X197)","v":""},{"$f":"IF(Inventory!Y197=\"\",\"\",Inventory!Y197)","v":""},{"$f":"IF(Inventory!Z197=\"\",\"\",Inventory!Z197)","v":""},{"$f":"IF(Inventory!AB197=\"\",\"\",Inventory!AB197)","v":""},{"$f":"IF(Inventory!AC197=\"\",\"\",Inventory!AC197)","v":""},{"$f":"IF(Inventory!AE197=\"\",\"\",Inventory!AE197)","v":""},{"$f":"IF(Inventory!AF197=\"\",\"\",Inventory!AF197)","v":""},{"$f":"IF(Inventory!AG197=\"\",\"\",Inventory!AG197)","v":""},{"$f":"IF(Inventory!AH197=\"\",\"\",Inventory!AH197)","v":""},{"$f":"IF(Inventory!AI197=\"\",\"\",Inventory!AI197)","v":""},{"$f":"IF(Inventory!AJ197=\"\",\"\",Inventory!AJ197)","v":""},{"$f":"IF(Inventory!AK197=\"\",\"\",Inventory!AK197)","v":""},{"$f":"IF(Inventory!AL197=\"\",\"\",Inventory!AL197)","v":""},{"$f":"IF(Inventory!AM197=\"\",\"\",Inventory!AM197)","v":""},{"$f":"IF(Inventory!AN197=\"\",\"\",Inventory!AN197)","v":""},{"$f":"IF(Inventory!AO197=\"\",\"\",Inventory!AO197)","v":""},{"$f":"IF(Inventory!AP197=\"\",\"\",Inventory!AP197)","v":""},{"$f":"IF(Inventory!AQ197=\"\",\"\",Inventory!AQ197)","v":""},{"$f":"IF(Inventory!AR197=\"\",\"\",Inventory!AR197)","v":""}]
[null,189,{"$f":"IF(Inventory!C198=\"\",\"\",Inventory!C198)","v":""},{"$f":"IF(Inventory!D198=\"\",\"\",Inventory!D198)","v":""},{"$f":"IF(Inventory!X198=\"\",\"\",Inventory!X198)","v":""},{"$f":"IF(Inventory!Y198=\"\",\"\",Inventory!Y198)","v":""},{"$f":"IF(Inventory!Z198=\"\",\"\",Inventory!Z198)","v":""},{"$f":"IF(Inventory!AB198=\"\",\"\",Inventory!AB198)","v":""},{"$f":"IF(Inventory!AC198=\"\",\"\",Inventory!AC198)","v":""},{"$f":"IF(Inventory!AE198=\"\",\"\",Inventory!AE198)","v":""},{"$f":"IF(Inventory!AF198=\"\",\"\",Inventory!AF198)","v":""},{"$f":"IF(Inventory!AG198=\"\",\"\",Inventory!AG198)","v":""},{"$f":"IF(Inventory!AH198=\"\",\"\",Inventory!AH198)","v":""},{"$f":"IF(Inventory!AI198=\"\",\"\",Inventory!AI198)","v":""},{"$f":"IF(Inventory!AJ198=\"\",\"\",Inventory!AJ198)","v":""},{"$f":"IF(Inventory!AK198=\"\",\"\",Inventory!AK198)","v":""},{"$f":"IF(Inventory!AL198=\"\",\"\",Inventory!AL198)","v":""},{"$f":"IF(Inventory!AM198=\"\",\"\",Inventory!AM198)","v":""},{"$f":"IF(Inventory!AN198=\"\",\"\",Inventory!AN198)","v":""},{"$f":"IF(Inventory!AO198=\"\",\"\",Inventory!AO198)","v":""},{"$f":"IF(Inventory!AP198=\"\",\"\",Inventory!AP198)","v":""},{"$f":"IF(Inventory!AQ198=\"\",\"\",Inventory!AQ198)","v":""},{"$f":"IF(Inventory!AR198=\"\",\"\",Inventory!AR198)","v":""}]
[null,190,{"$f":"IF(Inventory!C199=\"\",\"\",Inventory!C199)","v":""},{"$f":"IF(Inventory!D199=\"\",\"\",Inventory!D199)","v":""},{"$f":"IF(Inventory!X199=\"\",\"\",Inventory!X199)","v":""},{"$f":"IF(Inventory!Y199=\"\",\"\",Inventory!Y199)","v":""},{"$f":"IF(Inventory!Z199=\"\",\"\",Inventory!Z199)","v":""},{"$f":"IF(Inventory!AB199=\"\",\"\",Inventory!AB199)","v":""},{"$f":"IF(Inventory!AC199=\"\",\"\",Inventory!AC199)","v":""},{"$f":"IF(Inventory!AE199=\"\",\"\",Inventory!AE199)","v":""},{"$f":"IF(Inventory!AF199=\"\",\"\",Inventory!AF199)","v":""},{"$f":"IF(Inventory!AG199=\"\",\"\",Inventory!AG199)","v":""},{"$f":"IF(Inventory!AH199=\"\",\"\",Inventory!AH199)","v":""},{"$f":"IF(Inventory!AI199=\"\",\"\",Inventory!AI199)","v":""},{"$f":"IF(Inventory!AJ199=\"\",\"\",Inventory!AJ199)","v":""},{"$f":"IF(Inventory!AK199=\"\",\"\",Inventory!AK199)","v":""},{"$f":"IF(Inventory!AL199=\"\",\"\",Inventory!AL199)","v":""},{"$f":"IF(Inventory!AM199=\"\",\"\",Inventory!AM199)","v":""},{"$f":"IF(Inventory!AN199=\"\",\"\",Inventory!AN199)","v":""},{"$f":"IF(Inventory!AO199=\"\",\"\",Inventory!AO199)","v":""},{"$f":"IF(Inventory!AP199=\"\",\"\",Inventory!AP199)","v":""},{"$f":"IF(Inventory!AQ199=\"\",\"\",Inventory!AQ199)","v":""},{"$f":"IF(Inventory!AR199=\"\",\"\",Inventory!AR199)","v":""}]
[null,191,{"$f":"IF(Inventory!C200=\"\",\"\",Inventory!C200)","v":""},{"$f":"IF(Inventory!D200=\"\",\"\",Inventory!D200)","v":""},{"$f":"IF(Inventory!X200=\"\",\"\",Inventory!X200)","v":""},{"$f":"IF(Inventory!Y200=\"\",\"\",Inventory!Y200)","v":""},{"$f":"IF(Inventory!Z200=\"\",\"\",Inventory!Z200)","v":""},{"$f":"IF(Inventory!AB200=\"\",\"\",Inventory!AB200)","v":""},{"$f":"IF(Inventory!AC200=\"\",\"\",Inventory!AC200)","v":""},{"$f":"IF(Inventory!AE200=\"\",\"\",Inventory!AE200)","v":""},{"$f":"IF(Inventory!AF200=\"\",\"\",Inventory!AF200)","v":""},{"$f":"IF(Inventory!AG200=\"\",\"\",Inventory!AG200)","v":""},{"$f":"IF(Inventory!AH200=\"\",\"\",Inventory!AH200)","v":""},{"$f":"IF(Inventory!AI200=\"\",\"\",Inventory!AI200)","v":""},{"$f":"IF(Inventory!AJ200=\"\",\"\",Inventory!AJ200)","v":""},{"$f":"IF(Inventory!AK200=\"\",\"\",Inventory!AK200)","v":""},{"$f":"IF(Inventory!AL200=\"\",\"\",Inventory!AL200)","v":""},{"$f":"IF(Inventory!AM200=\"\",\"\",Inventory!AM200)","v":""},{"$f":"IF(Inventory!AN200=\"\",\"\",Inventory!AN200)","v":""},{"$f":"IF(Inventory!AO200=\"\",\"\",Inventory!AO200)","v":""},{"$f":"IF(Inventory!AP200=\"\",\"\",Inventory!AP200)","v":""},{"$f":"IF(Inventory!AQ200=\"\",\"\",Inventory!AQ200)","v":""},{"$f":"IF(Inventory!AR200=\"\",\"\",Inventory!AR200)","v":""}]
[null,192,{"$f":"IF(Inventory!C201=\"\",\"\",Inventory!C201)","v":""},{"$f":"IF(Inventory!D201=\"\",\"\",Inventory!D201)","v":""},{"$f":"IF(Inventory!X201=\"\",\"\",Inventory!X201)","v":""},{"$f":"IF(Inventory!Y201=\"\",\"\",Inventory!Y201)","v":""},{"$f":"IF(Inventory!Z201=\"\",\"\",Inventory!Z201)","v":""},{"$f":"IF(Inventory!AB201=\"\",\"\",Inventory!AB201)","v":""},{"$f":"IF(Inventory!AC201=\"\",\"\",Inventory!AC201)","v":""},{"$f":"IF(Inventory!AE201=\"\",\"\",Inventory!AE201)","v":""},{"$f":"IF(Inventory!AF201=\"\",\"\",Inventory!AF201)","v":""},{"$f":"IF(Inventory!AG201=\"\",\"\",Inventory!AG201)","v":""},{"$f":"IF(Inventory!AH201=\"\",\"\",Inventory!AH201)","v":""},{"$f":"IF(Inventory!AI201=\"\",\"\",Inventory!AI201)","v":""},{"$f":"IF(Inventory!AJ201=\"\",\"\",Inventory!AJ201)","v":""},{"$f":"IF(Inventory!AK201=\"\",\"\",Inventory!AK201)","v":""},{"$f":"IF(Inventory!AL201=\"\",\"\",Inventory!AL201)","v":""},{"$f":"IF(Inventory!AM201=\"\",\"\",Inventory!AM201)","v":""},{"$f":"IF(Inventory!AN201=\"\",\"\",Inventory!AN201)","v":""},{"$f":"IF(Inventory!AO201=\"\",\"\",Inventory!AO201)","v":""},{"$f":"IF(Inventory!AP201=\"\",\"\",Inventory!AP201)","v":""},{"$f":"IF(Inventory!AQ201=\"\",\"\",Inventory!AQ201)","v":""},{"$f":"IF(Inventory!AR201=\"\",\"\",Inventory!AR201)","v":""}]
[null,193,{"$f":"IF(Inventory!C202=\"\",\"\",Inventory!C202)","v":""},{"$f":"IF(Inventory!D202=\"\",\"\",Inventory!D202)","v":""},{"$f":"IF(Inventory!X202=\"\",\"\",Inventory!X202)","v":""},{"$f":"IF(Inventory!Y202=\"\",\"\",Inventory!Y202)","v":""},{"$f":"IF(Inventory!Z202=\"\",\"\",Inventory!Z202)","v":""},{"$f":"IF(Inventory!AB202=\"\",\"\",Inventory!AB202)","v":""},{"$f":"IF(Inventory!AC202=\"\",\"\",Inventory!AC202)","v":""},{"$f":"IF(Inventory!AE202=\"\",\"\",Inventory!AE202)","v":""},{"$f":"IF(Inventory!AF202=\"\",\"\",Inventory!AF202)","v":""},{"$f":"IF(Inventory!AG202=\"\",\"\",Inventory!AG202)","v":""},{"$f":"IF(Inventory!AH202=\"\",\"\",Inventory!AH202)","v":""},{"$f":"IF(Inventory!AI202=\"\",\"\",Inventory!AI202)","v":""},{"$f":"IF(Inventory!AJ202=\"\",\"\",Inventory!AJ202)","v":""},{"$f":"IF(Inventory!AK202=\"\",\"\",Inventory!AK202)","v":""},{"$f":"IF(Inventory!AL202=\"\",\"\",Inventory!AL202)","v":""},{"$f":"IF(Inventory!AM202=\"\",\"\",Inventory!AM202)","v":""},{"$f":"IF(Inventory!AN202=\"\",\"\",Inventory!AN202)","v":""},{"$f":"IF(Inventory!AO202=\"\",\"\",Inventory!AO202)","v":""},{"$f":"IF(Inventory!AP202=\"\",\"\",Inventory!AP202)","v":""},{"$f":"IF(Inventory!AQ202=\"\",\"\",Inventory!AQ202)","v":""},{"$f":"IF(Inventory!AR202=\"\",\"\",Inventory!AR202)","v":""}]
[null,194,{"$f":"IF(Inventory!C203=\"\",\"\",Inventory!C203)","v":""},{"$f":"IF(Inventory!D203=\"\",\"\",Inventory!D203)","v":""},{"$f":"IF(Inventory!X203=\"\",\"\",Inventory!X203)","v":""},{"$f":"IF(Inventory!Y203=\"\",\"\",Inventory!Y203)","v":""},{"$f":"IF(Inventory!Z203=\"\",\"\",Inventory!Z203)","v":""},{"$f":"IF(Inventory!AB203=\"\",\"\",Inventory!AB203)","v":""},{"$f":"IF(Inventory!AC203=\"\",\"\",Inventory!AC203)","v":""},{"$f":"IF(Inventory!AE203=\"\",\"\",Inventory!AE203)","v":""},{"$f":"IF(Inventory!AF203=\"\",\"\",Inventory!AF203)","v":""},{"$f":"IF(Inventory!AG203=\"\",\"\",Inventory!AG203)","v":""},{"$f":"IF(Inventory!AH203=\"\",\"\",Inventory!AH203)","v":""},{"$f":"IF(Inventory!AI203=\"\",\"\",Inventory!AI203)","v":""},{"$f":"IF(Inventory!AJ203=\"\",\"\",Inventory!AJ203)","v":""},{"$f":"IF(Inventory!AK203=\"\",\"\",Inventory!AK203)","v":""},{"$f":"IF(Inventory!AL203=\"\",\"\",Inventory!AL203)","v":""},{"$f":"IF(Inventory!AM203=\"\",\"\",Inventory!AM203)","v":""},{"$f":"IF(Inventory!AN203=\"\",\"\",Inventory!AN203)","v":""},{"$f":"IF(Inventory!AO203=\"\",\"\",Inventory!AO203)","v":""},{"$f":"IF(Inventory!AP203=\"\",\"\",Inventory!AP203)","v":""},{"$f":"IF(Inventory!AQ203=\"\",\"\",Inventory!AQ203)","v":""},{"$f":"IF(Inventory!AR203=\"\",\"\",Inventory!AR203)","v":""}]
[null,195,{"$f":"IF(Inventory!C204=\"\",\"\",Inventory!C204)","v":""},{"$f":"IF(Inventory!D204=\"\",\"\",Inventory!D204)","v":""},{"$f":"IF(Inventory!X204=\"\",\"\",Inventory!X204)","v":""},{"$f":"IF(Inventory!Y204=\"\",\"\",Inventory!Y204)","v":""},{"$f":"IF(Inventory!Z204=\"\",\"\",Inventory!Z204)","v":""},{"$f":"IF(Inventory!AB204=\"\",\"\",Inventory!AB204)","v":""},{"$f":"IF(Inventory!AC204=\"\",\"\",Inventory!AC204)","v":""},{"$f":"IF(Inventory!AE204=\"\",\"\",Inventory!AE204)","v":""},{"$f":"IF(Inventory!AF204=\"\",\"\",Inventory!AF204)","v":""},{"$f":"IF(Inventory!AG204=\"\",\"\",Inventory!AG204)","v":""},{"$f":"IF(Inventory!AH204=\"\",\"\",Inventory!AH204)","v":""},{"$f":"IF(Inventory!AI204=\"\",\"\",Inventory!AI204)","v":""},{"$f":"IF(Inventory!AJ204=\"\",\"\",Inventory!AJ204)","v":""},{"$f":"IF(Inventory!AK204=\"\",\"\",Inventory!AK204)","v":""},{"$f":"IF(Inventory!AL204=\"\",\"\",Inventory!AL204)","v":""},{"$f":"IF(Inventory!AM204=\"\",\"\",Inventory!AM204)","v":""},{"$f":"IF(Inventory!AN204=\"\",\"\",Inventory!AN204)","v":""},{"$f":"IF(Inventory!AO204=\"\",\"\",Inventory!AO204)","v":""},{"$f":"IF(Inventory!AP204=\"\",\"\",Inventory!AP204)","v":""},{"$f":"IF(Inventory!AQ204=\"\",\"\",Inventory!AQ204)","v":""},{"$f":"IF(Inventory!AR204=\"\",\"\",Inventory!AR204)","v":""}]
[null,196,{"$f":"IF(Inventory!C205=\"\",\"\",Inventory!C205)","v":""},{"$f":"IF(Inventory!D205=\"\",\"\",Inventory!D205)","v":""},{"$f":"IF(Inventory!X205=\"\",\"\",Inventory!X205)","v":""},{"$f":"IF(Inventory!Y205=\"\",\"\",Inventory!Y205)","v":""},{"$f":"IF(Inventory!Z205=\"\",\"\",Inventory!Z205)","v":""},{"$f":"IF(Inventory!AB205=\"\",\"\",Inventory!AB205)","v":""},{"$f":"IF(Inventory!AC205=\"\",\"\",Inventory!AC205)","v":""},{"$f":"IF(Inventory!AE205=\"\",\"\",Inventory!AE205)","v":""},{"$f":"IF(Inventory!AF205=\"\",\"\",Inventory!AF205)","v":""},{"$f":"IF(Inventory!AG205=\"\",\"\",Inventory!AG205)","v":""},{"$f":"IF(Inventory!AH205=\"\",\"\",Inventory!AH205)","v":""},{"$f":"IF(Inventory!AI205=\"\",\"\",Inventory!AI205)","v":""},{"$f":"IF(Inventory!AJ205=\"\",\"\",Inventory!AJ205)","v":""},{"$f":"IF(Inventory!AK205=\"\",\"\",Inventory!AK205)","v":""},{"$f":"IF(Inventory!AL205=\"\",\"\",Inventory!AL205)","v":""},{"$f":"IF(Inventory!AM205=\"\",\"\",Inventory!AM205)","v":""},{"$f":"IF(Inventory!AN205=\"\",\"\",Inventory!AN205)","v":""},{"$f":"IF(Inventory!AO205=\"\",\"\",Inventory!AO205)","v":""},{"$f":"IF(Inventory!AP205=\"\",\"\",Inventory!AP205)","v":""},{"$f":"IF(Inventory!AQ205=\"\",\"\",Inventory!AQ205)","v":""},{"$f":"IF(Inventory!AR205=\"\",\"\",Inventory!AR205)","v":""}]
[null,197,{"$f":"IF(Inventory!C206=\"\",\"\",Inventory!C206)","v":""},{"$f":"IF(Inventory!D206=\"\",\"\",Inventory!D206)","v":""},{"$f":"IF(Inventory!X206=\"\",\"\",Inventory!X206)","v":""},{"$f":"IF(Inventory!Y206=\"\",\"\",Inventory!Y206)","v":""},{"$f":"IF(Inventory!Z206=\"\",\"\",Inventory!Z206)","v":""},{"$f":"IF(Inventory!AB206=\"\",\"\",Inventory!AB206)","v":""},{"$f":"IF(Inventory!AC206=\"\",\"\",Inventory!AC206)","v":""},{"$f":"IF(Inventory!AE206=\"\",\"\",Inventory!AE206)","v":""},{"$f":"IF(Inventory!AF206=\"\",\"\",Inventory!AF206)","v":""},{"$f":"IF(Inventory!AG206=\"\",\"\",Inventory!AG206)","v":""},{"$f":"IF(Inventory!AH206=\"\",\"\",Inventory!AH206)","v":""},{"$f":"IF(Inventory!AI206=\"\",\"\",Inventory!AI206)","v":""},{"$f":"IF(Inventory!AJ206=\"\",\"\",Inventory!AJ206)","v":""},{"$f":"IF(Inventory!AK206=\"\",\"\",Inventory!AK206)","v":""},{"$f":"IF(Inventory!AL206=\"\",\"\",Inventory!AL206)","v":""},{"$f":"IF(Inventory!AM206=\"\",\"\",Inventory!AM206)","v":""},{"$f":"IF(Inventory!AN206=\"\",\"\",Inventory!AN206)","v":""},{"$f":"IF(Inventory!AO206=\"\",\"\",Inventory!AO206)","v":""},{"$f":"IF(Inventory!AP206=\"\",\"\",Inventory!AP206)","v":""},{"$f":"IF(Inventory!AQ206=\"\",\"\",Inventory!AQ206)","v":""},{"$f":"IF(Inventory!AR206=\"\",\"\",Inventory!AR206)","v":""}]
[null,198,{"$f":"IF(Inventory!C207=\"\",\"\",Inventory!C207)","v":""},{"$f":"IF(Inventory!D207=\"\",\"\",Inventory!D207)","v":""},{"$f":"IF(Inventory!X207=\"\",\"\",Inventory!X207)","v":""},{"$f":"IF(Inventory!Y207=\"\",\"\",Inventory!Y207)","v":""},{"$f":"IF(Inventory!Z207=\"\",\"\",Inventory!Z207)","v":""},{"$f":"IF(Inventory!AB207=\"\",\"\",Inventory!AB207)","v":""},{"$f":"IF(Inventory!AC207=\"\",\"\",Inventory!AC207)","v":""},{"$f":"IF(Inventory!AE207=\"\",\"\",Inventory!AE207)","v":""},{"$f":"IF(Inventory!AF207=\"\",\"\",Inventory!AF207)","v":""},{"$f":"IF(Inventory!AG207=\"\",\"\",Inventory!AG207)","v":""},{"$f":"IF(Inventory!AH207=\"\",\"\",Inventory!AH207)","v":""},{"$f":"IF(Inventory!AI207=\"\",\"\",Inventory!AI207)","v":""},{"$f":"IF(Inventory!AJ207=\"\",\"\",Inventory!AJ207)","v":""},{"$f":"IF(Inventory!AK207=\"\",\"\",Inventory!AK207)","v":""},{"$f":"IF(Inventory!AL207=\"\",\"\",Inventory!AL207)","v":""},{"$f":"IF(Inventory!AM207=\"\",\"\",Inventory!AM207)","v":""},{"$f":"IF(Inventory!AN207=\"\",\"\",Inventory!AN207)","v":""},{"$f":"IF(Inventory!AO207=\"\",\"\",Inventory!AO207)","v":""},{"$f":"IF(Inventory!AP207=\"\",\"\",Inventory!AP207)","v":""},{"$f":"IF(Inventory!AQ207=\"\",\"\",Inventory!AQ207)","v":""},{"$f":"IF(Inventory!AR207=\"\",\"\",Inventory!AR207)","v":""}]
[null,199,{"$f":"IF(Inventory!C208=\"\",\"\",Inventory!C208)","v":""},{"$f":"IF(Inventory!D208=\"\",\"\",Inventory!D208)","v":""},{"$f":"IF(Inventory!X208=\"\",\"\",Inventory!X208)","v":""},{"$f":"IF(Inventory!Y208=\"\",\"\",Inventory!Y208)","v":""},{"$f":"IF(Inventory!Z208=\"\",\"\",Inventory!Z208)","v":""},{"$f":"IF(Inventory!AB208=\"\",\"\",Inventory!AB208)","v":""},{"$f":"IF(Inventory!AC208=\"\",\"\",Inventory!AC208)","v":""},{"$f":"IF(Inventory!AE208=\"\",\"\",Inventory!AE208)","v":""},{"$f":"IF(Inventory!AF208=\"\",\"\",Inventory!AF208)","v":""},{"$f":"IF(Inventory!AG208=\"\",\"\",Inventory!AG208)","v":""},{"$f":"IF(Inventory!AH208=\"\",\"\",Inventory!AH208)","v":""},{"$f":"IF(Inventory!AI208=\"\",\"\",Inventory!AI208)","v":""},{"$f":"IF(Inventory!AJ208=\"\",\"\",Inventory!AJ208)","v":""},{"$f":"IF(Inventory!AK208=\"\",\"\",Inventory!AK208)","v":""},{"$f":"IF(Inventory!AL208=\"\",\"\",Inventory!AL208)","v":""},{"$f":"IF(Inventory!AM208=\"\",\"\",Inventory!AM208)","v":""},{"$f":"IF(Inventory!AN208=\"\",\"\",Inventory!AN208)","v":""},{"$f":"IF(Inventory!AO208=\"\",\"\",Inventory!AO208)","v":""},{"$f":"IF(Inventory!AP208=\"\",\"\",Inventory!AP208)","v":""},{"$f":"IF(Inventory!AQ208=\"\",\"\",Inventory!AQ208)","v":""},{"$f":"IF(Inventory!AR208=\"\",\"\",Inventory!AR208)","v":""}]
[null,200,{"$f":"IF(Inventory!C209=\"\",\"\",Inventory!C209)","v":""},{"$f":"IF(Inventory!D209=\"\",\"\",Inventory!D209)","v":""},{"$f":"IF(Inventory!X209=\"\",\"\",Inventory!X209)","v":""},{"$f":"IF(Inventory!Y209=\"\",\"\",Inventory!Y209)","v":""},{"$f":"IF(Inventory!Z209=\"\",\"\",Inventory!Z209)","v":""},{"$f":"IF(Inventory!AB209=\"\",\"\",Inventory!AB209)","v":""},{"$f":"IF(Inventory!AC209=\"\",\"\",Inventory!AC209)","v":""},{"$f":"IF(Inventory!AE209=\"\",\"\",Inventory!AE209)","v":""},{"$f":"IF(Inventory!AF209=\"\",\"\",Inventory!AF209)","v":""},{"$f":"IF(Inventory!AG209=\"\",\"\",Inventory!AG209)","v":""},{"$f":"IF(Inventory!AH209=\"\",\"\",Inventory!AH209)","v":""},{"$f":"IF(Inventory!AI209=\"\",\"\",Inventory!AI209)","v":""},{"$f":"IF(Inventory!AJ209=\"\",\"\",Inventory!AJ209)","v":""},{"$f":"IF(Inventory!AK209=\"\",\"\",Inventory!AK209)","v":""},{"$f":"IF(Inventory!AL209=\"\",\"\",Inventory!AL209)","v":""},{"$f":"IF(Inventory!AM209=\"\",\"\",Inventory!AM209)","v":""},{"$f":"IF(Inventory!AN209=\"\",\"\",Inventory!AN209)","v":""},{"$f":"IF(Inventory!AO209=\"\",\"\",Inventory!AO209)","v":""},{"$f":"IF(Inventory!AP209=\"\",\"\",Inventory!AP209)","v":""},{"$f":"IF(Inventory!AQ209=\"\",\"\",Inventory!AQ209)","v":""},{"$f":"IF(Inventory!AR209=\"\",\"\",Inventory!AR209)","v":""}]
[null,201,{"$f":"IF(Inventory!C210=\"\",\"\",Inventory!C210)","v":""},{"$f":"IF(Inventory!D210=\"\",\"\",Inventory!D210)","v":""},{"$f":"IF(Inventory!X210=\"\",\"\",Inventory!X210)","v":""},{"$f":"IF(Inventory!Y210=\"\",\"\",Inventory!Y210)","v":""},{"$f":"IF(Inventory!Z210=\"\",\"\",Inventory!Z210)","v":""},{"$f":"IF(Inventory!AB210=\"\",\"\",Inventory!AB210)","v":""},{"$f":"IF(Inventory!AC210=\"\",\"\",Inventory!AC210)","v":""},{"$f":"IF(Inventory!AE210=\"\",\"\",Inventory!AE210)","v":""},{"$f":"IF(Inventory!AF210=\"\",\"\",Inventory!AF210)","v":""},{"$f":"IF(Inventory!AG210=\"\",\"\",Inventory!AG210)","v":""},{"$f":"IF(Inventory!AH210=\"\",\"\",Inventory!AH210)","v":""},{"$f":"IF(Inventory!AI210=\"\",\"\",Inventory!AI210)","v":""},{"$f":"IF(Inventory!AJ210=\"\",\"\",Inventory!AJ210)","v":""},{"$f":"IF(Inventory!AK210=\"\",\"\",Inventory!AK210)","v":""},{"$f":"IF(Inventory!AL210=\"\",\"\",Inventory!AL210)","v":""},{"$f":"IF(Inventory!AM210=\"\",\"\",Inventory!AM210)","v":""},{"$f":"IF(Inventory!AN210=\"\",\"\",Inventory!AN210)","v":""},{"$f":"IF(Inventory!AO210=\"\",\"\",Inventory!AO210)","v":""},{"$f":"IF(Inventory!AP210=\"\",\"\",Inventory!AP210)","v":""},{"$f":"IF(Inventory!AQ210=\"\",\"\",Inventory!AQ210)","v":""},{"$f":"IF(Inventory!AR210=\"\",\"\",Inventory!AR210)","v":""}]
[null,202,{"$f":"IF(Inventory!C211=\"\",\"\",Inventory!C211)","v":""},{"$f":"IF(Inventory!D211=\"\",\"\",Inventory!D211)","v":""},{"$f":"IF(Inventory!X211=\"\",\"\",Inventory!X211)","v":""},{"$f":"IF(Inventory!Y211=\"\",\"\",Inventory!Y211)","v":""},{"$f":"IF(Inventory!Z211=\"\",\"\",Inventory!Z211)","v":""},{"$f":"IF(Inventory!AB211=\"\",\"\",Inventory!AB211)","v":""},{"$f":"IF(Inventory!AC211=\"\",\"\",Inventory!AC211)","v":""},{"$f":"IF(Inventory!AE211=\"\",\"\",Inventory!AE211)","v":""},{"$f":"IF(Inventory!AF211=\"\",\"\",Inventory!AF211)","v":""},{"$f":"IF(Inventory!AG211=\"\",\"\",Inventory!AG211)","v":""},{"$f":"IF(Inventory!AH211=\"\",\"\",Inventory!AH211)","v":""},{"$f":"IF(Inventory!AI211=\"\",\"\",Inventory!AI211)","v":""},{"$f":"IF(Inventory!AJ211=\"\",\"\",Inventory!AJ211)","v":""},{"$f":"IF(Inventory!AK211=\"\",\"\",Inventory!AK211)","v":""},{"$f":"IF(Inventory!AL211=\"\",\"\",Inventory!AL211)","v":""},{"$f":"IF(Inventory!AM211=\"\",\"\",Inventory!AM211)","v":""},{"$f":"IF(Inventory!AN211=\"\",\"\",Inventory!AN211)","v":""},{"$f":"IF(Inventory!AO211=\"\",\"\",Inventory!AO211)","v":""},{"$f":"IF(Inventory!AP211=\"\",\"\",Inventory!AP211)","v":""},{"$f":"IF(Inventory!AQ211=\"\",\"\",Inventory!AQ211)","v":""},{"$f":"IF(Inventory!AR211=\"\",\"\",Inventory!AR211)","v":""}]
[null,203,{"$f":"IF(Inventory!C212=\"\",\"\",Inventory!C212)","v":""},{"$f":"IF(Inventory!D212=\"\",\"\",Inventory!D212)","v":""},{"$f":"IF(Inventory!X212=\"\",\"\",Inventory!X212)","v":""},{"$f":"IF(Inventory!Y212=\"\",\"\",Inventory!Y212)","v":""},{"$f":"IF(Inventory!Z212=\"\",\"\",Inventory!Z212)","v":""},{"$f":"IF(Inventory!AB212=\"\",\"\",Inventory!AB212)","v":""},{"$f":"IF(Inventory!AC212=\"\",\"\",Inventory!AC212)","v":""},{"$f":"IF(Inventory!AE212=\"\",\"\",Inventory!AE212)","v":""},{"$f":"IF(Inventory!AF212=\"\",\"\",Inventory!AF212)","v":""},{"$f":"IF(Inventory!AG212=\"\",\"\",Inventory!AG212)","v":""},{"$f":"IF(Inventory!AH212=\"\",\"\",Inventory!AH212)","v":""},{"$f":"IF(Inventory!AI212=\"\",\"\",Inventory!AI212)","v":""},{"$f":"IF(Inventory!AJ212=\"\",\"\",Inventory!AJ212)","v":""},{"$f":"IF(Inventory!AK212=\"\",\"\",Inventory!AK212)","v":""},{"$f":"IF(Inventory!AL212=\"\",\"\",Inventory!AL212)","v":""},{"$f":"IF(Inventory!AM212=\"\",\"\",Inventory!AM212)","v":""},{"$f":"IF(Inventory!AN212=\"\",\"\",Inventory!AN212)","v":""},{"$f":"IF(Inventory!AO212=\"\",\"\",Inventory!AO212)","v":""},{"$f":"IF(Inventory!AP212=\"\",\"\",Inventory!AP212)","v":""},{"$f":"IF(Inventory!AQ212=\"\",\"\",Inventory!AQ212)","v":""},{"$f":"IF(Inventory!AR212=\"\",\"\",Inventory!AR212)","v":""}]
[null,204,{"$f":"IF(Inventory!C213=\"\",\"\",Inventory!C213)","v":""},{"$f":"IF(Inventory!D213=\"\",\"\",Inventory!D213)","v":""},{"$f":"IF(Inventory!X213=\"\",\"\",Inventory!X213)","v":""},{"$f":"IF(Inventory!Y213=\"\",\"\",Inventory!Y213)","v":""},{"$f":"IF(Inventory!Z213=\"\",\"\",Inventory!Z213)","v":""},{"$f":"IF(Inventory!AB213=\"\",\"\",Inventory!AB213)","v":""},{"$f":"IF(Inventory!AC213=\"\",\"\",Inventory!AC213)","v":""},{"$f":"IF(Inventory!AE213=\"\",\"\",Inventory!AE213)","v":""},{"$f":"IF(Inventory!AF213=\"\",\"\",Inventory!AF213)","v":""},{"$f":"IF(Inventory!AG213=\"\",\"\",Inventory!AG213)","v":""},{"$f":"IF(Inventory!AH213=\"\",\"\",Inventory!AH213)","v":""},{"$f":"IF(Inventory!AI213=\"\",\"\",Inventory!AI213)","v":""},{"$f":"IF(Inventory!AJ213=\"\",\"\",Inventory!AJ213)","v":""},{"$f":"IF(Inventory!AK213=\"\",\"\",Inventory!AK213)","v":""},{"$f":"IF(Inventory!AL213=\"\",\"\",Inventory!AL213)","v":""},{"$f":"IF(Inventory!AM213=\"\",\"\",Inventory!AM213)","v":""},{"$f":"IF(Inventory!AN213=\"\",\"\",Inventory!AN213)","v":""},{"$f":"IF(Inventory!AO213=\"\",\"\",Inventory!AO213)","v":""},{"$f":"IF(Inventory!AP213=\"\",\"\",Inventory!AP213)","v":""},{"$f":"IF(Inventory!AQ213=\"\",\"\",Inventory!AQ213)","v":""},{"$f":"IF(Inventory!AR213=\"\",\"\",Inventory!AR213)","v":""}]
[null,205,{"$f":"IF(Inventory!C214=\"\",\"\",Inventory!C214)","v":""},{"$f":"IF(Inventory!D214=\"\",\"\",Inventory!D214)","v":""},{"$f":"IF(Inventory!X214=\"\",\"\",Inventory!X214)","v":""},{"$f":"IF(Inventory!Y214=\"\",\"\",Inventory!Y214)","v":""},{"$f":"IF(Inventory!Z214=\"\",\"\",Inventory!Z214)","v":""},{"$f":"IF(Inventory!AB214=\"\",\"\",Inventory!AB214)","v":""},{"$f":"IF(Inventory!AC214=\"\",\"\",Inventory!AC214)","v":""},{"$f":"IF(Inventory!AE214=\"\",\"\",Inventory!AE214)","v":""},{"$f":"IF(Inventory!AF214=\"\",\"\",Inventory!AF214)","v":""},{"$f":"IF(Inventory!AG214=\"\",\"\",Inventory!AG214)","v":""},{"$f":"IF(Inventory!AH214=\"\",\"\",Inventory!AH214)","v":""},{"$f":"IF(Inventory!AI214=\"\",\"\",Inventory!AI214)","v":""},{"$f":"IF(Inventory!AJ214=\"\",\"\",Inventory!AJ214)","v":""},{"$f":"IF(Inventory!AK214=\"\",\"\",Inventory!AK214)","v":""},{"$f":"IF(Inventory!AL214=\"\",\"\",Inventory!AL214)","v":""},{"$f":"IF(Inventory!AM214=\"\",\"\",Inventory!AM214)","v":""},{"$f":"IF(Inventory!AN214=\"\",\"\",Inventory!AN214)","v":""},{"$f":"IF(Inventory!AO214=\"\",\"\",Inventory!AO214)","v":""},{"$f":"IF(Inventory!AP214=\"\",\"\",Inventory!AP214)","v":""},{"$f":"IF(Inventory!AQ214=\"\",\"\",Inventory!AQ214)","v":""},{"$f":"IF(Inventory!AR214=\"\",\"\",Inventory!AR214)","v":""}]
[null,206,{"$f":"IF(Inventory!C215=\"\",\"\",Inventory!C215)","v":""},{"$f":"IF(Inventory!D215=\"\",\"\",Inventory!D215)","v":""},{"$f":"IF(Inventory!X215=\"\",\"\",Inventory!X215)","v":""},{"$f":"IF(Inventory!Y215=\"\",\"\",Inventory!Y215)","v":""},{"$f":"IF(Inventory!Z215=\"\",\"\",Inventory!Z215)","v":""},{"$f":"IF(Inventory!AB215=\"\",\"\",Inventory!AB215)","v":""},{"$f":"IF(Inventory!AC215=\"\",\"\",Inventory!AC215)","v":""},{"$f":"IF(Inventory!AE215=\"\",\"\",Inventory!AE215)","v":""},{"$f":"IF(Inventory!AF215=\"\",\"\",Inventory!AF215)","v":""},{"$f":"IF(Inventory!AG215=\"\",\"\",Inventory!AG215)","v":""},{"$f":"IF(Inventory!AH215=\"\",\"\",Inventory!AH215)","v":""},{"$f":"IF(Inventory!AI215=\"\",\"\",Inventory!AI215)","v":""},{"$f":"IF(Inventory!AJ215=\"\",\"\",Inventory!AJ215)","v":""},{"$f":"IF(Inventory!AK215=\"\",\"\",Inventory!AK215)","v":""},{"$f":"IF(Inventory!AL215=\"\",\"\",Inventory!AL215)","v":""},{"$f":"IF(Inventory!AM215=\"\",\"\",Inventory!AM215)","v":""},{"$f":"IF(Inventory!AN215=\"\",\"\",Inventory!AN215)","v":""},{"$f":"IF(Inventory!AO215=\"\",\"\",Inventory!AO215)","v":""},{"$f":"IF(Inventory!AP215=\"\",\"\",Inventory!AP215)","v":""},{"$f":"IF(Inventory!AQ215=\"\",\"\",Inventory!AQ215)","v":""},{"$f":"IF(Inventory!AR215=\"\",\"\",Inventory!AR215)","v":""}]
[null,207,{"$f":"IF(Inventory!C216=\"\",\"\",Inventory!C216)","v":""},{"$f":"IF(Inventory!D216=\"\",\"\",Inventory!D216)","v":""},{"$f":"IF(Inventory!X216=\"\",\"\",Inventory!X216)","v":""},{"$f":"IF(Inventory!Y216=\"\",\"\",Inventory!Y216)","v":""},{"$f":"IF(Inventory!Z216=\"\",\"\",Inventory!Z216)","v":""},{"$f":"IF(Inventory!AB216=\"\",\"\",Inventory!AB216)","v":""},{"$f":"IF(Inventory!AC216=\"\",\"\",Inventory!AC216)","v":""},{"$f":"IF(Inventory!AE216=\"\",\"\",Inventory!AE216)","v":""},{"$f":"IF(Inventory!AF216=\"\",\"\",Inventory!AF216)","v":""},{"$f":"IF(Inventory!AG216=\"\",\"\",Inventory!AG216)","v":""},{"$f":"IF(Inventory!AH216=\"\",\"\",Inventory!AH216)","v":""},{"$f":"IF(Inventory!AI216=\"\",\"\",Inventory!AI216)","v":""},{"$f":"IF(Inventory!AJ216=\"\",\"\",Inventory!AJ216)","v":""},{"$f":"IF(Inventory!AK216=\"\",\"\",Inventory!AK216)","v":""},{"$f":"IF(Inventory!AL216=\"\",\"\",Inventory!AL216)","v":""},{"$f":"IF(Inventory!AM216=\"\",\"\",Inventory!AM216)","v":""},{"$f":"IF(Inventory!AN216=\"\",\"\",Inventory!AN216)","v":""},{"$f":"IF(Inventory!AO216=\"\",\"\",Inventory!AO216)","v":""},{"$f":"IF(Inventory!AP216=\"\",\"\",Inventory!AP216)","v":""},{"$f":"IF(Inventory!AQ216=\"\",\"\",Inventory!AQ216)","v":""},{"$f":"IF(Inventory!AR216=\"\",\"\",Inventory!AR216)","v":""}]
[null,208,{"$f":"IF(Inventory!C217=\"\",\"\",Inventory!C217)","v":""},{"$f":"IF(Inventory!D217=\"\",\"\",Inventory!D217)","v":""},{"$f":"IF(Inventory!X217=\"\",\"\",Inventory!X217)","v":""},{"$f":"IF(Inventory!Y217=\"\",\"\",Inventory!Y217)","v":""},{"$f":"IF(Inventory!Z217=\"\",\"\",Inventory!Z217)","v":""},{"$f":"IF(Inventory!AB217=\"\",\"\",Inventory!AB217)","v":""},{"$f":"IF(Inventory!AC217=\"\",\"\",Inventory!AC217)","v":""},{"$f":"IF(Inventory!AE217=\"\",\"\",Inventory!AE217)","v":""},{"$f":"IF(Inventory!AF217=\"\",\"\",Inventory!AF217)","v":""},{"$f":"IF(Inventory!AG217=\"\",\"\",Inventory!AG217)","v":""},{"$f":"IF(Inventory!AH217=\"\",\"\",Inventory!AH217)","v":""},{"$f":"IF(Inventory!AI217=\"\",\"\",Inventory!AI217)","v":""},{"$f":"IF(Inventory!AJ217=\"\",\"\",Inventory!AJ217)","v":""},{"$f":"IF(Inventory!AK217=\"\",\"\",Inventory!AK217)","v":""},{"$f":"IF(Inventory!AL217=\"\",\"\",Inventory!AL217)","v":""},{"$f":"IF(Inventory!AM217=\"\",\"\",Inventory!AM217)","v":""},{"$f":"IF(Inventory!AN217=\"\",\"\",Inventory!AN217)","v":""},{"$f":"IF(Inventory!AO217=\"\",\"\",Inventory!AO217)","v":""},{"$f":"IF(Inventory!AP217=\"\",\"\",Inventory!AP217)","v":""},{"$f":"IF(Inventory!AQ217=\"\",\"\",Inventory!AQ217)","v":""},{"$f":"IF(Inventory!AR217=\"\",\"\",Inventory!AR217)","v":""}]
[null,209,{"$f":"IF(Inventory!C218=\"\",\"\",Inventory!C218)","v":""},{"$f":"IF(Inventory!D218=\"\",\"\",Inventory!D218)","v":""},{"$f":"IF(Inventory!X218=\"\",\"\",Inventory!X218)","v":""},{"$f":"IF(Inventory!Y218=\"\",\"\",Inventory!Y218)","v":""},{"$f":"IF(Inventory!Z218=\"\",\"\",Inventory!Z218)","v":""},{"$f":"IF(Inventory!AB218=\"\",\"\",Inventory!AB218)","v":""},{"$f":"IF(Inventory!AC218=\"\",\"\",Inventory!AC218)","v":""},{"$f":"IF(Inventory!AE218=\"\",\"\",Inventory!AE218)","v":""},{"$f":"IF(Inventory!AF218=\"\",\"\",Inventory!AF218)","v":""},{"$f":"IF(Inventory!AG218=\"\",\"\",Inventory!AG218)","v":""},{"$f":"IF(Inventory!AH218=\"\",\"\",Inventory!AH218)","v":""},{"$f":"IF(Inventory!AI218=\"\",\"\",Inventory!AI218)","v":""},{"$f":"IF(Inventory!AJ218=\"\",\"\",Inventory!AJ218)","v":""},{"$f":"IF(Inventory!AK218=\"\",\"\",Inventory!AK218)","v":""},{"$f":"IF(Inventory!AL218=\"\",\"\",Inventory!AL218)","v":""},{"$f":"IF(Inventory!AM218=\"\",\"\",Inventory!AM218)","v":""},{"$f":"IF(Inventory!AN218=\"\",\"\",Inventory!AN218)","v":""},{"$f":"IF(Inventory!AO218=\"\",\"\",Inventory!AO218)","v":""},{"$f":"IF(Inventory!AP218=\"\",\"\",Inventory!AP218)","v":""},{"$f":"IF(Inventory!AQ218=\"\",\"\",Inventory!AQ218)","v":""},{"$f":"IF(Inventory!AR218=\"\",\"\",Inventory!AR218)","v":""}]
[null,210,{"$f":"IF(Inventory!C219=\"\",\"\",Inventory!C219)","v":""},{"$f":"IF(Inventory!D219=\"\",\"\",Inventory!D219)","v":""},{"$f":"IF(Inventory!X219=\"\",\"\",Inventory!X219)","v":""},{"$f":"IF(Inventory!Y219=\"\",\"\",Inventory!Y219)","v":""},{"$f":"IF(Inventory!Z219=\"\",\"\",Inventory!Z219)","v":""},{"$f":"IF(Inventory!AB219=\"\",\"\",Inventory!AB219)","v":""},{"$f":"IF(Inventory!AC219=\"\",\"\",Inventory!AC219)","v":""},{"$f":"IF(Inventory!AE219=\"\",\"\",Inventory!AE219)","v":""},{"$f":"IF(Inventory!AF219=\"\",\"\",Inventory!AF219)","v":""},{"$f":"IF(Inventory!AG219=\"\",\"\",Inventory!AG219)","v":""},{"$f":"IF(Inventory!AH219=\"\",\"\",Inventory!AH219)","v":""},{"$f":"IF(Inventory!AI219=\"\",\"\",Inventory!AI219)","v":""},{"$f":"IF(Inventory!AJ219=\"\",\"\",Inventory!AJ219)","v":""},{"$f":"IF(Inventory!AK219=\"\",\"\",Inventory!AK219)","v":""},{"$f":"IF(Inventory!AL219=\"\",\"\",Inventory!AL219)","v":""},{"$f":"IF(Inventory!AM219=\"\",\"\",Inventory!AM219)","v":""},{"$f":"IF(Inventory!AN219=\"\",\"\",Inventory!AN219)","v":""},{"$f":"IF(Inventory!AO219=\"\",\"\",Inventory!AO219)","v":""},{"$f":"IF(Inventory!AP219=\"\",\"\",Inventory!AP219)","v":""},{"$f":"IF(Inventory!AQ219=\"\",\"\",Inventory!AQ219)","v":""},{"$f":"IF(Inventory!AR219=\"\",\"\",Inventory!AR219)","v":""}]
[null,211,{"$f":"IF(Inventory!C220=\"\",\"\",Inventory!C220)","v":""},{"$f":"IF(Inventory!D220=\"\",\"\",Inventory!D220)","v":""},{"$f":"IF(Inventory!X220=\"\",\"\",Inventory!X220)","v":""},{"$f":"IF(Inventory!Y220=\"\",\"\",Inventory!Y220)","v":""},{"$f":"IF(Inventory!Z220=\"\",\"\",Inventory!Z220)","v":""},{"$f":"IF(Inventory!AB220=\"\",\"\",Inventory!AB220)","v":""},{"$f":"IF(Inventory!AC220=\"\",\"\",Inventory!AC220)","v":""},{"$f":"IF(Inventory!AE220=\"\",\"\",Inventory!AE220)","v":""},{"$f":"IF(Inventory!AF220=\"\",\"\",Inventory!AF220)","v":""},{"$f":"IF(Inventory!AG220=\"\",\"\",Inventory!AG220)","v":""},{"$f":"IF(Inventory!AH220=\"\",\"\",Inventory!AH220)","v":""},{"$f":"IF(Inventory!AI220=\"\",\"\",Inventory!AI220)","v":""},{"$f":"IF(Inventory!AJ220=\"\",\"\",Inventory!AJ220)","v":""},{"$f":"IF(Inventory!AK220=\"\",\"\",Inventory!AK220)","v":""},{"$f":"IF(Inventory!AL220=\"\",\"\",Inventory!AL220)","v":""},{"$f":"IF(Inventory!AM220=\"\",\"\",Inventory!AM220)","v":""},{"$f":"IF(Inventory!AN220=\"\",\"\",Inventory!AN220)","v":""},{"$f":"IF(Inventory!AO220=\"\",\"\",Inventory!AO220)","v":""},{"$f":"IF(Inventory!AP220=\"\",\"\",Inventory!AP220)","v":""},{"$f":"IF(Inventory!AQ220=\"\",\"\",Inventory!AQ220)","v":""},{"$f":"IF(Inventory!AR220=\"\",\"\",Inventory!AR220)","v":""}]
[null,212,{"$f":"IF(Inventory!C221=\"\",\"\",Inventory!C221)","v":""},{"$f":"IF(Inventory!D221=\"\",\"\",Inventory!D221)","v":""},{"$f":"IF(Inventory!X221=\"\",\"\",Inventory!X221)","v":""},{"$f":"IF(Inventory!Y221=\"\",\"\",Inventory!Y221)","v":""},{"$f":"IF(Inventory!Z221=\"\",\"\",Inventory!Z221)","v":""},{"$f":"IF(Inventory!AB221=\"\",\"\",Inventory!AB221)","v":""},{"$f":"IF(Inventory!AC221=\"\",\"\",Inventory!AC221)","v":""},{"$f":"IF(Inventory!AE221=\"\",\"\",Inventory!AE221)","v":""},{"$f":"IF(Inventory!AF221=\"\",\"\",Inventory!AF221)","v":""},{"$f":"IF(Inventory!AG221=\"\",\"\",Inventory!AG221)","v":""},{"$f":"IF(Inventory!AH221=\"\",\"\",Inventory!AH221)","v":""},{"$f":"IF(Inventory!AI221=\"\",\"\",Inventory!AI221)","v":""},{"$f":"IF(Inventory!AJ221=\"\",\"\",Inventory!AJ221)","v":""},{"$f":"IF(Inventory!AK221=\"\",\"\",Inventory!AK221)","v":""},{"$f":"IF(Inventory!AL221=\"\",\"\",Inventory!AL221)","v":""},{"$f":"IF(Inventory!AM221=\"\",\"\",Inventory!AM221)","v":""},{"$f":"IF(Inventory!AN221=\"\",\"\",Inventory!AN221)","v":""},{"$f":"IF(Inventory!AO221=\"\",\"\",Inventory!AO221)","v":""},{"$f":"IF(Inventory!AP221=\"\",\"\",Inventory!AP221)","v":""},{"$f":"IF(Inventory!AQ221=\"\",\"\",Inventory!AQ221)","v":""},{"$f":"IF(Inventory!AR221=\"\",\"\",Inventory!AR221)","v":""}]
[null,213,{"$f":"IF(Inventory!C222=\"\",\"\",Inventory!C222)","v":""},{"$f":"IF(Inventory!D222=\"\",\"\",Inventory!D222)","v":""},{"$f":"IF(Inventory!X222=\"\",\"\",Inventory!X222)","v":""},{"$f":"IF(Inventory!Y222=\"\",\"\",Inventory!Y222)","v":""},{"$f":"IF(Inventory!Z222=\"\",\"\",Inventory!Z222)","v":""},{"$f":"IF(Inventory!AB222=\"\",\"\",Inventory!AB222)","v":""},{"$f":"IF(Inventory!AC222=\"\",\"\",Inventory!AC222)","v":""},{"$f":"IF(Inventory!AE222=\"\",\"\",Inventory!AE222)","v":""},{"$f":"IF(Inventory!AF222=\"\",\"\",Inventory!AF222)","v":""},{"$f":"IF(Inventory!AG222=\"\",\"\",Inventory!AG222)","v":""},{"$f":"IF(Inventory!AH222=\"\",\"\",Inventory!AH222)","v":""},{"$f":"IF(Inventory!AI222=\"\",\"\",Inventory!AI222)","v":""},{"$f":"IF(Inventory!AJ222=\"\",\"\",Inventory!AJ222)","v":""},{"$f":"IF(Inventory!AK222=\"\",\"\",Inventory!AK222)","v":""},{"$f":"IF(Inventory!AL222=\"\",\"\",Inventory!AL222)","v":""},{"$f":"IF(Inventory!AM222=\"\",\"\",Inventory!AM222)","v":""},{"$f":"IF(Inventory!AN222=\"\",\"\",Inventory!AN222)","v":""},{"$f":"IF(Inventory!AO222=\"\",\"\",Inventory!AO222)","v":""},{"$f":"IF(Inventory!AP222=\"\",\"\",Inventory!AP222)","v":""},{"$f":"IF(Inventory!AQ222=\"\",\"\",Inventory!AQ222)","v":""},{"$f":"IF(Inventory!AR222=\"\",\"\",Inventory!AR222)","v":""}]
[null,214,{"$f":"IF(Inventory!C223=\"\",\"\",Inventory!C223)","v":""},{"$f":"IF(Inventory!D223=\"\",\"\",Inventory!D223)","v":""},{"$f":"IF(Inventory!X223=\"\",\"\",Inventory!X223)","v":""},{"$f":"IF(Inventory!Y223=\"\",\"\",Inventory!Y223)","v":""},{"$f":"IF(Inventory!Z223=\"\",\"\",Inventory!Z223)","v":""},{"$f":"IF(Inventory!AB223=\"\",\"\",Inventory!AB223)","v":""},{"$f":"IF(Inventory!AC223=\"\",\"\",Inventory!AC223)","v":""},{"$f":"IF(Inventory!AE223=\"\",\"\",Inventory!AE223)","v":""},{"$f":"IF(Inventory!AF223=\"\",\"\",Inventory!AF223)","v":""},{"$f":"IF(Inventory!AG223=\"\",\"\",Inventory!AG223)","v":""},{"$f":"IF(Inventory!AH223=\"\",\"\",Inventory!AH223)","v":""},{"$f":"IF(Inventory!AI223=\"\",\"\",Inventory!AI223)","v":""},{"$f":"IF(Inventory!AJ223=\"\",\"\",Inventory!AJ223)","v":""},{"$f":"IF(Inventory!AK223=\"\",\"\",Inventory!AK223)","v":""},{"$f":"IF(Inventory!AL223=\"\",\"\",Inventory!AL223)","v":""},{"$f":"IF(Inventory!AM223=\"\",\"\",Inventory!AM223)","v":""},{"$f":"IF(Inventory!AN223=\"\",\"\",Inventory!AN223)","v":""},{"$f":"IF(Inventory!AO223=\"\",\"\",Inventory!AO223)","v":""},{"$f":"IF(Inventory!AP223=\"\",\"\",Inventory!AP223)","v":""},{"$f":"IF(Inventory!AQ223=\"\",\"\",Inventory!AQ223)","v":""},{"$f":"IF(Inventory!AR223=\"\",\"\",Inventory!AR223)","v":""}]
[null,215,{"$f":"IF(Inventory!C224=\"\",\"\",Inventory!C224)","v":""},{"$f":"IF(Inventory!D224=\"\",\"\",Inventory!D224)","v":""},{"$f":"IF(Inventory!X224=\"\",\"\",Inventory!X224)","v":""},{"$f":"IF(Inventory!Y224=\"\",\"\",Inventory!Y224)","v":""},{"$f":"IF(Inventory!Z224=\"\",\"\",Inventory!Z224)","v":""},{"$f":"IF(Inventory!AB224=\"\",\"\",Inventory!AB224)","v":""},{"$f":"IF(Inventory!AC224=\"\",\"\",Inventory!AC224)","v":""},{"$f":"IF(Inventory!AE224=\"\",\"\",Inventory!AE224)","v":""},{"$f":"IF(Inventory!AF224=\"\",\"\",Inventory!AF224)","v":""},{"$f":"IF(Inventory!AG224=\"\",\"\",Inventory!AG224)","v":""},{"$f":"IF(Inventory!AH224=\"\",\"\",Inventory!AH224)","v":""},{"$f":"IF(Inventory!AI224=\"\",\"\",Inventory!AI224)","v":""},{"$f":"IF(Inventory!AJ224=\"\",\"\",Inventory!AJ224)","v":""},{"$f":"IF(Inventory!AK224=\"\",\"\",Inventory!AK224)","v":""},{"$f":"IF(Inventory!AL224=\"\",\"\",Inventory!AL224)","v":""},{"$f":"IF(Inventory!AM224=\"\",\"\",Inventory!AM224)","v":""},{"$f":"IF(Inventory!AN224=\"\",\"\",Inventory!AN224)","v":""},{"$f":"IF(Inventory!AO224=\"\",\"\",Inventory!AO224)","v":""},{"$f":"IF(Inventory!AP224=\"\",\"\",Inventory!AP224)","v":""},{"$f":"IF(Inventory!AQ224=\"\",\"\",Inventory!AQ224)","v":""},{"$f":"IF(Inventory!AR224=\"\",\"\",Inventory!AR224)","v":""}]
[null,216,{"$f":"IF(Inventory!C225=\"\",\"\",Inventory!C225)","v":""},{"$f":"IF(Inventory!D225=\"\",\"\",Inventory!D225)","v":""},{"$f":"IF(Inventory!X225=\"\",\"\",Inventory!X225)","v":""},{"$f":"IF(Inventory!Y225=\"\",\"\",Inventory!Y225)","v":""},{"$f":"IF(Inventory!Z225=\"\",\"\",Inventory!Z225)","v":""},{"$f":"IF(Inventory!AB225=\"\",\"\",Inventory!AB225)","v":""},{"$f":"IF(Inventory!AC225=\"\",\"\",Inventory!AC225)","v":""},{"$f":"IF(Inventory!AE225=\"\",\"\",Inventory!AE225)","v":""},{"$f":"IF(Inventory!AF225=\"\",\"\",Inventory!AF225)","v":""},{"$f":"IF(Inventory!AG225=\"\",\"\",Inventory!AG225)","v":""},{"$f":"IF(Inventory!AH225=\"\",\"\",Inventory!AH225)","v":""},{"$f":"IF(Inventory!AI225=\"\",\"\",Inventory!AI225)","v":""},{"$f":"IF(Inventory!AJ225=\"\",\"\",Inventory!AJ225)","v":""},{"$f":"IF(Inventory!AK225=\"\",\"\",Inventory!AK225)","v":""},{"$f":"IF(Inventory!AL225=\"\",\"\",Inventory!AL225)","v":""},{"$f":"IF(Inventory!AM225=\"\",\"\",Inventory!AM225)","v":""},{"$f":"IF(Inventory!AN225=\"\",\"\",Inventory!AN225)","v":""},{"$f":"IF(Inventory!AO225=\"\",\"\",Inventory!AO225)","v":""},{"$f":"IF(Inventory!AP225=\"\",\"\",Inventory!AP225)","v":""},{"$f":"IF(Inventory!AQ225=\"\",\"\",Inventory!AQ225)","v":""},{"$f":"IF(Inventory!AR225=\"\",\"\",Inventory!AR225)","v":""}]
[null,217,{"$f":"IF(Inventory!C226=\"\",\"\",Inventory!C226)","v":""},{"$f":"IF(Inventory!D226=\"\",\"\",Inventory!D226)","v":""},{"$f":"IF(Inventory!X226=\"\",\"\",Inventory!X226)","v":""},{"$f":"IF(Inventory!Y226=\"\",\"\",Inventory!Y226)","v":""},{"$f":"IF(Inventory!Z226=\"\",\"\",Inventory!Z226)","v":""},{"$f":"IF(Inventory!AB226=\"\",\"\",Inventory!AB226)","v":""},{"$f":"IF(Inventory!AC226=\"\",\"\",Inventory!AC226)","v":""},{"$f":"IF(Inventory!AE226=\"\",\"\",Inventory!AE226)","v":""},{"$f":"IF(Inventory!AF226=\"\",\"\",Inventory!AF226)","v":""},{"$f":"IF(Inventory!AG226=\"\",\"\",Inventory!AG226)","v":""},{"$f":"IF(Inventory!AH226=\"\",\"\",Inventory!AH226)","v":""},{"$f":"IF(Inventory!AI226=\"\",\"\",Inventory!AI226)","v":""},{"$f":"IF(Inventory!AJ226=\"\",\"\",Inventory!AJ226)","v":""},{"$f":"IF(Inventory!AK226=\"\",\"\",Inventory!AK226)","v":""},{"$f":"IF(Inventory!AL226=\"\",\"\",Inventory!AL226)","v":""},{"$f":"IF(Inventory!AM226=\"\",\"\",Inventory!AM226)","v":""},{"$f":"IF(Inventory!AN226=\"\",\"\",Inventory!AN226)","v":""},{"$f":"IF(Inventory!AO226=\"\",\"\",Inventory!AO226)","v":""},{"$f":"IF(Inventory!AP226=\"\",\"\",Inventory!AP226)","v":""},{"$f":"IF(Inventory!AQ226=\"\",\"\",Inventory!AQ226)","v":""},{"$f":"IF(Inventory!AR226=\"\",\"\",Inventory!AR226)","v":""}]
[null,218,{"$f":"IF(Inventory!C227=\"\",\"\",Inventory!C227)","v":""},{"$f":"IF(Inventory!D227=\"\",\"\",Inventory!D227)","v":""},{"$f":"IF(Inventory!X227=\"\",\"\",Inventory!X227)","v":""},{"$f":"IF(Inventory!Y227=\"\",\"\",Inventory!Y227)","v":""},{"$f":"IF(Inventory!Z227=\"\",\"\",Inventory!Z227)","v":""},{"$f":"IF(Inventory!AB227=\"\",\"\",Inventory!AB227)","v":""},{"$f":"IF(Inventory!AC227=\"\",\"\",Inventory!AC227)","v":""},{"$f":"IF(Inventory!AE227=\"\",\"\",Inventory!AE227)","v":""},{"$f":"IF(Inventory!AF227=\"\",\"\",Inventory!AF227)","v":""},{"$f":"IF(Inventory!AG227=\"\",\"\",Inventory!AG227)","v":""},{"$f":"IF(Inventory!AH227=\"\",\"\",Inventory!AH227)","v":""},{"$f":"IF(Inventory!AI227=\"\",\"\",Inventory!AI227)","v":""},{"$f":"IF(Inventory!AJ227=\"\",\"\",Inventory!AJ227)","v":""},{"$f":"IF(Inventory!AK227=\"\",\"\",Inventory!AK227)","v":""},{"$f":"IF(Inventory!AL227=\"\",\"\",Inventory!AL227)","v":""},{"$f":"IF(Inventory!AM227=\"\",\"\",Inventory!AM227)","v":""},{"$f":"IF(Inventory!AN227=\"\",\"\",Inventory!AN227)","v":""},{"$f":"IF(Inventory!AO227=\"\",\"\",Inventory!AO227)","v":""},{"$f":"IF(Inventory!AP227=\"\",\"\",Inventory!AP227)","v":""},{"$f":"IF(Inventory!AQ227=\"\",\"\",Inventory!AQ227)","v":""},{"$f":"IF(Inventory!AR227=\"\",\"\",Inventory!AR227)","v":""}]
[null,219,{"$f":"IF(Inventory!C228=\"\",\"\",Inventory!C228)","v":""},{"$f":"IF(Inventory!D228=\"\",\"\",Inventory!D228)","v":""},{"$f":"IF(Inventory!X228=\"\",\"\",Inventory!X228)","v":""},{"$f":"IF(Inventory!Y228=\"\",\"\",Inventory!Y228)","v":""},{"$f":"IF(Inventory!Z228=\"\",\"\",Inventory!Z228)","v":""},{"$f":"IF(Inventory!AB228=\"\",\"\",Inventory!AB228)","v":""},{"$f":"IF(Inventory!AC228=\"\",\"\",Inventory!AC228)","v":""},{"$f":"IF(Inventory!AE228=\"\",\"\",Inventory!AE228)","v":""},{"$f":"IF(Inventory!AF228=\"\",\"\",Inventory!AF228)","v":""},{"$f":"IF(Inventory!AG228=\"\",\"\",Inventory!AG228)","v":""},{"$f":"IF(Inventory!AH228=\"\",\"\",Inventory!AH228)","v":""},{"$f":"IF(Inventory!AI228=\"\",\"\",Inventory!AI228)","v":""},{"$f":"IF(Inventory!AJ228=\"\",\"\",Inventory!AJ228)","v":""},{"$f":"IF(Inventory!AK228=\"\",\"\",Inventory!AK228)","v":""},{"$f":"IF(Inventory!AL228=\"\",\"\",Inventory!AL228)","v":""},{"$f":"IF(Inventory!AM228=\"\",\"\",Inventory!AM228)","v":""},{"$f":"IF(Inventory!AN228=\"\",\"\",Inventory!AN228)","v":""},{"$f":"IF(Inventory!AO228=\"\",\"\",Inventory!AO228)","v":""},{"$f":"IF(Inventory!AP228=\"\",\"\",Inventory!AP228)","v":""},{"$f":"IF(Inventory!AQ228=\"\",\"\",Inventory!AQ228)","v":""},{"$f":"IF(Inventory!AR228=\"\",\"\",Inventory!AR228)","v":""}]
[null,220,{"$f":"IF(Inventory!C229=\"\",\"\",Inventory!C229)","v":""},{"$f":"IF(Inventory!D229=\"\",\"\",Inventory!D229)","v":""},{"$f":"IF(Inventory!X229=\"\",\"\",Inventory!X229)","v":""},{"$f":"IF(Inventory!Y229=\"\",\"\",Inventory!Y229)","v":""},{"$f":"IF(Inventory!Z229=\"\",\"\",Inventory!Z229)","v":""},{"$f":"IF(Inventory!AB229=\"\",\"\",Inventory!AB229)","v":""},{"$f":"IF(Inventory!AC229=\"\",\"\",Inventory!AC229)","v":""},{"$f":"IF(Inventory!AE229=\"\",\"\",Inventory!AE229)","v":""},{"$f":"IF(Inventory!AF229=\"\",\"\",Inventory!AF229)","v":""},{"$f":"IF(Inventory!AG229=\"\",\"\",Inventory!AG229)","v":""},{"$f":"IF(Inventory!AH229=\"\",\"\",Inventory!AH229)","v":""},{"$f":"IF(Inventory!AI229=\"\",\"\",Inventory!AI229)","v":""},{"$f":"IF(Inventory!AJ229=\"\",\"\",Inventory!AJ229)","v":""},{"$f":"IF(Inventory!AK229=\"\",\"\",Inventory!AK229)","v":""},{"$f":"IF(Inventory!AL229=\"\",\"\",Inventory!AL229)","v":""},{"$f":"IF(Inventory!AM229=\"\",\"\",Inventory!AM229)","v":""},{"$f":"IF(Inventory!AN229=\"\",\"\",Inventory!AN229)","v":""},{"$f":"IF(Inventory!AO229=\"\",\"\",Inventory!AO229)","v":""},{"$f":"IF(Inventory!AP229=\"\",\"\",Inventory!AP229)","v":""},{"$f":"IF(Inventory!AQ229=\"\",\"\",Inventory!AQ229)","v":""},{"$f":"IF(Inventory!AR229=\"\",\"\",Inventory!AR229)","v":""}]
[null,221,{"$f":"IF(Inventory!C230=\"\",\"\",Inventory!C230)","v":""},{"$f":"IF(Inventory!D230=\"\",\"\",Inventory!D230)","v":""},{"$f":"IF(Inventory!X230=\"\",\"\",Inventory!X230)","v":""},{"$f":"IF(Inventory!Y230=\"\",\"\",Inventory!Y230)","v":""},{"$f":"IF(Inventory!Z230=\"\",\"\",Inventory!Z230)","v":""},{"$f":"IF(Inventory!AB230=\"\",\"\",Inventory!AB230)","v":""},{"$f":"IF(Inventory!AC230=\"\",\"\",Inventory!AC230)","v":""},{"$f":"IF(Inventory!AE230=\"\",\"\",Inventory!AE230)","v":""},{"$f":"IF(Inventory!AF230=\"\",\"\",Inventory!AF230)","v":""},{"$f":"IF(Inventory!AG230=\"\",\"\",Inventory!AG230)","v":""},{"$f":"IF(Inventory!AH230=\"\",\"\",Inventory!AH230)","v":""},{"$f":"IF(Inventory!AI230=\"\",\"\",Inventory!AI230)","v":""},{"$f":"IF(Inventory!AJ230=\"\",\"\",Inventory!AJ230)","v":""},{"$f":"IF(Inventory!AK230=\"\",\"\",Inventory!AK230)","v":""},{"$f":"IF(Inventory!AL230=\"\",\"\",Inventory!AL230)","v":""},{"$f":"IF(Inventory!AM230=\"\",\"\",Inventory!AM230)","v":""},{"$f":"IF(Inventory!AN230=\"\",\"\",Inventory!AN230)","v":""},{"$f":"IF(Inventory!AO230=\"\",\"\",Inventory!AO230)","v":""},{"$f":"IF(Inventory!AP230=\"\",\"\",Inventory!AP230)","v":""},{"$f":"IF(Inventory!AQ230=\"\",\"\",Inventory!AQ230)","v":""},{"$f":"IF(Inventory!AR230=\"\",\"\",Inventory!AR230)","v":""}]
[null,222,{"$f":"IF(Inventory!C231=\"\",\"\",Inventory!C231)","v":""},{"$f":"IF(Inventory!D231=\"\",\"\",Inventory!D231)","v":""},{"$f":"IF(Inventory!X231=\"\",\"\",Inventory!X231)","v":""},{"$f":"IF(Inventory!Y231=\"\",\"\",Inventory!Y231)","v":""},{"$f":"IF(Inventory!Z231=\"\",\"\",Inventory!Z231)","v":""},{"$f":"IF(Inventory!AB231=\"\",\"\",Inventory!AB231)","v":""},{"$f":"IF(Inventory!AC231=\"\",\"\",Inventory!AC231)","v":""},{"$f":"IF(Inventory!AE231=\"\",\"\",Inventory!AE231)","v":""},{"$f":"IF(Inventory!AF231=\"\",\"\",Inventory!AF231)","v":""},{"$f":"IF(Inventory!AG231=\"\",\"\",Inventory!AG231)","v":""},{"$f":"IF(Inventory!AH231=\"\",\"\",Inventory!AH231)","v":""},{"$f":"IF(Inventory!AI231=\"\",\"\",Inventory!AI231)","v":""},{"$f":"IF(Inventory!AJ231=\"\",\"\",Inventory!AJ231)","v":""},{"$f":"IF(Inventory!AK231=\"\",\"\",Inventory!AK231)","v":""},{"$f":"IF(Inventory!AL231=\"\",\"\",Inventory!AL231)","v":""},{"$f":"IF(Inventory!AM231=\"\",\"\",Inventory!AM231)","v":""},{"$f":"IF(Inventory!AN231=\"\",\"\",Inventory!AN231)","v":""},{"$f":"IF(Inventory!AO231=\"\",\"\",Inventory!AO231)","v":""},{"$f":"IF(Inventory!AP231=\"\",\"\",Inventory!AP231)","v":""},{"$f":"IF(Inventory!AQ231=\"\",\"\",Inventory!AQ231)","v":""},{"$f":"IF(Inventory!AR231=\"\",\"\",Inventory!AR231)","v":""}]
[null,223,{"$f":"IF(Inventory!C232=\"\",\"\",Inventory!C232)","v":""},{"$f":"IF(Inventory!D232=\"\",\"\",Inventory!D232)","v":""},{"$f":"IF(Inventory!X232=\"\",\"\",Inventory!X232)","v":""},{"$f":"IF(Inventory!Y232=\"\",\"\",Inventory!Y232)","v":""},{"$f":"IF(Inventory!Z232=\"\",\"\",Inventory!Z232)","v":""},{"$f":"IF(Inventory!AB232=\"\",\"\",Inventory!AB232)","v":""},{"$f":"IF(Inventory!AC232=\"\",\"\",Inventory!AC232)","v":""},{"$f":"IF(Inventory!AE232=\"\",\"\",Inventory!AE232)","v":""},{"$f":"IF(Inventory!AF232=\"\",\"\",Inventory!AF232)","v":""},{"$f":"IF(Inventory!AG232=\"\",\"\",Inventory!AG232)","v":""},{"$f":"IF(Inventory!AH232=\"\",\"\",Inventory!AH232)","v":""},{"$f":"IF(Inventory!AI232=\"\",\"\",Inventory!AI232)","v":""},{"$f":"IF(Inventory!AJ232=\"\",\"\",Inventory!AJ232)","v":""},{"$f":"IF(Inventory!AK232=\"\",\"\",Inventory!AK232)","v":""},{"$f":"IF(Inventory!AL232=\"\",\"\",Inventory!AL232)","v":""},{"$f":"IF(Inventory!AM232=\"\",\"\",Inventory!AM232)","v":""},{"$f":"IF(Inventory!AN232=\"\",\"\",Inventory!AN232)","v":""},{"$f":"IF(Inventory!AO232=\"\",\"\",Inventory!AO232)","v":""},{"$f":"IF(Inventory!AP232=\"\",\"\",Inventory!AP232)","v":""},{"$f":"IF(Inventory!AQ232=\"\",\"\",Inventory!AQ232)","v":""},{"$f":"IF(Inventory!AR232=\"\",\"\",Inventory!AR232)","v":""}]
[null,224,{"$f":"IF(Inventory!C233=\"\",\"\",Inventory!C233)","v":""},{"$f":"IF(Inventory!D233=\"\",\"\",Inventory!D233)","v":""},{"$f":"IF(Inventory!X233=\"\",\"\",Inventory!X233)","v":""},{"$f":"IF(Inventory!Y233=\"\",\"\",Inventory!Y233)","v":""},{"$f":"IF(Inventory!Z233=\"\",\"\",Inventory!Z233)","v":""},{"$f":"IF(Inventory!AB233=\"\",\"\",Inventory!AB233)","v":""},{"$f":"IF(Inventory!AC233=\"\",\"\",Inventory!AC233)","v":""},{"$f":"IF(Inventory!AE233=\"\",\"\",Inventory!AE233)","v":""},{"$f":"IF(Inventory!AF233=\"\",\"\",Inventory!AF233)","v":""},{"$f":"IF(Inventory!AG233=\"\",\"\",Inventory!AG233)","v":""},{"$f":"IF(Inventory!AH233=\"\",\"\",Inventory!AH233)","v":""},{"$f":"IF(Inventory!AI233=\"\",\"\",Inventory!AI233)","v":""},{"$f":"IF(Inventory!AJ233=\"\",\"\",Inventory!AJ233)","v":""},{"$f":"IF(Inventory!AK233=\"\",\"\",Inventory!AK233)","v":""},{"$f":"IF(Inventory!AL233=\"\",\"\",Inventory!AL233)","v":""},{"$f":"IF(Inventory!AM233=\"\",\"\",Inventory!AM233)","v":""},{"$f":"IF(Inventory!AN233=\"\",\"\",Inventory!AN233)","v":""},{"$f":"IF(Inventory!AO233=\"\",\"\",Inventory!AO233)","v":""},{"$f":"IF(Inventory!AP233=\"\",\"\",Inventory!AP233)","v":""},{"$f":"IF(Inventory!AQ233=\"\",\"\",Inventory!AQ233)","v":""},{"$f":"IF(Inventory!AR233=\"\",\"\",Inventory!AR233)","v":""}]
[null,225,{"$f":"IF(Inventory!C234=\"\",\"\",Inventory!C234)","v":""},{"$f":"IF(Inventory!D234=\"\",\"\",Inventory!D234)","v":""},{"$f":"IF(Inventory!X234=\"\",\"\",Inventory!X234)","v":""},{"$f":"IF(Inventory!Y234=\"\",\"\",Inventory!Y234)","v":""},{"$f":"IF(Inventory!Z234=\"\",\"\",Inventory!Z234)","v":""},{"$f":"IF(Inventory!AB234=\"\",\"\",Inventory!AB234)","v":""},{"$f":"IF(Inventory!AC234=\"\",\"\",Inventory!AC234)","v":""},{"$f":"IF(Inventory!AE234=\"\",\"\",Inventory!AE234)","v":""},{"$f":"IF(Inventory!AF234=\"\",\"\",Inventory!AF234)","v":""},{"$f":"IF(Inventory!AG234=\"\",\"\",Inventory!AG234)","v":""},{"$f":"IF(Inventory!AH234=\"\",\"\",Inventory!AH234)","v":""},{"$f":"IF(Inventory!AI234=\"\",\"\",Inventory!AI234)","v":""},{"$f":"IF(Inventory!AJ234=\"\",\"\",Inventory!AJ234)","v":""},{"$f":"IF(Inventory!AK234=\"\",\"\",Inventory!AK234)","v":""},{"$f":"IF(Inventory!AL234=\"\",\"\",Inventory!AL234)","v":""},{"$f":"IF(Inventory!AM234=\"\",\"\",Inventory!AM234)","v":""},{"$f":"IF(Inventory!AN234=\"\",\"\",Inventory!AN234)","v":""},{"$f":"IF(Inventory!AO234=\"\",\"\",Inventory!AO234)","v":""},{"$f":"IF(Inventory!AP234=\"\",\"\",Inventory!AP234)","v":""},{"$f":"IF(Inventory!AQ234=\"\",\"\",Inventory!AQ234)","v":""},{"$f":"IF(Inventory!AR234=\"\",\"\",Inventory!AR234)","v":""}]
[null,226,{"$f":"IF(Inventory!C235=\"\",\"\",Inventory!C235)","v":""},{"$f":"IF(Inventory!D235=\"\",\"\",Inventory!D235)","v":""},{"$f":"IF(Inventory!X235=\"\",\"\",Inventory!X235)","v":""},{"$f":"IF(Inventory!Y235=\"\",\"\",Inventory!Y235)","v":""},{"$f":"IF(Inventory!Z235=\"\",\"\",Inventory!Z235)","v":""},{"$f":"IF(Inventory!AB235=\"\",\"\",Inventory!AB235)","v":""},{"$f":"IF(Inventory!AC235=\"\",\"\",Inventory!AC235)","v":""},{"$f":"IF(Inventory!AE235=\"\",\"\",Inventory!AE235)","v":""},{"$f":"IF(Inventory!AF235=\"\",\"\",Inventory!AF235)","v":""},{"$f":"IF(Inventory!AG235=\"\",\"\",Inventory!AG235)","v":""},{"$f":"IF(Inventory!AH235=\"\",\"\",Inventory!AH235)","v":""},{"$f":"IF(Inventory!AI235=\"\",\"\",Inventory!AI235)","v":""},{"$f":"IF(Inventory!AJ235=\"\",\"\",Inventory!AJ235)","v":""},{"$f":"IF(Inventory!AK235=\"\",\"\",Inventory!AK235)","v":""},{"$f":"IF(Inventory!AL235=\"\",\"\",Inventory!AL235)","v":""},{"$f":"IF(Inventory!AM235=\"\",\"\",Inventory!AM235)","v":""},{"$f":"IF(Inventory!AN235=\"\",\"\",Inventory!AN235)","v":""},{"$f":"IF(Inventory!AO235=\"\",\"\",Inventory!AO235)","v":""},{"$f":"IF(Inventory!AP235=\"\",\"\",Inventory!AP235)","v":""},{"$f":"IF(Inventory!AQ235=\"\",\"\",Inventory!AQ235)","v":""},{"$f":"IF(Inventory!AR235=\"\",\"\",Inventory!AR235)","v":""}]
[null,227,{"$f":"IF(Inventory!C236=\"\",\"\",Inventory!C236)","v":""},{"$f":"IF(Inventory!D236=\"\",\"\",Inventory!D236)","v":""},{"$f":"IF(Inventory!X236=\"\",\"\",Inventory!X236)","v":""},{"$f":"IF(Inventory!Y236=\"\",\"\",Inventory!Y236)","v":""},{"$f":"IF(Inventory!Z236=\"\",\"\",Inventory!Z236)","v":""},{"$f":"IF(Inventory!AB236=\"\",\"\",Inventory!AB236)","v":""},{"$f":"IF(Inventory!AC236=\"\",\"\",Inventory!AC236)","v":""},{"$f":"IF(Inventory!AE236=\"\",\"\",Inventory!AE236)","v":""},{"$f":"IF(Inventory!AF236=\"\",\"\",Inventory!AF236)","v":""},{"$f":"IF(Inventory!AG236=\"\",\"\",Inventory!AG236)","v":""},{"$f":"IF(Inventory!AH236=\"\",\"\",Inventory!AH236)","v":""},{"$f":"IF(Inventory!AI236=\"\",\"\",Inventory!AI236)","v":""},{"$f":"IF(Inventory!AJ236=\"\",\"\",Inventory!AJ236)","v":""},{"$f":"IF(Inventory!AK236=\"\",\"\",Inventory!AK236)","v":""},{"$f":"IF(Inventory!AL236=\"\",\"\",Inventory!AL236)","v":""},{"$f":"IF(Inventory!AM236=\"\",\"\",Inventory!AM236)","v":""},{"$f":"IF(Inventory!AN236=\"\",\"\",Inventory!AN236)","v":""},{"$f":"IF(Inventory!AO236=\"\",\"\",Inventory!AO236)","v":""},{"$f":"IF(Inventory!AP236=\"\",\"\",Inventory!AP236)","v":""},{"$f":"IF(Inventory!AQ236=\"\",\"\",Inventory!AQ236)","v":""},{"$f":"IF(Inventory!AR236=\"\",\"\",Inventory!AR236)","v":""}]
[null,228,{"$f":"IF(Inventory!C237=\"\",\"\",Inventory!C237)","v":""},{"$f":"IF(Inventory!D237=\"\",\"\",Inventory!D237)","v":""},{"$f":"IF(Inventory!X237=\"\",\"\",Inventory!X237)","v":""},{"$f":"IF(Inventory!Y237=\"\",\"\",Inventory!Y237)","v":""},{"$f":"IF(Inventory!Z237=\"\",\"\",Inventory!Z237)","v":""},{"$f":"IF(Inventory!AB237=\"\",\"\",Inventory!AB237)","v":""},{"$f":"IF(Inventory!AC237=\"\",\"\",Inventory!AC237)","v":""},{"$f":"IF(Inventory!AE237=\"\",\"\",Inventory!AE237)","v":""},{"$f":"IF(Inventory!AF237=\"\",\"\",Inventory!AF237)","v":""},{"$f":"IF(Inventory!AG237=\"\",\"\",Inventory!AG237)","v":""},{"$f":"IF(Inventory!AH237=\"\",\"\",Inventory!AH237)","v":""},{"$f":"IF(Inventory!AI237=\"\",\"\",Inventory!AI237)","v":""},{"$f":"IF(Inventory!AJ237=\"\",\"\",Inventory!AJ237)","v":""},{"$f":"IF(Inventory!AK237=\"\",\"\",Inventory!AK237)","v":""},{"$f":"IF(Inventory!AL237=\"\",\"\",Inventory!AL237)","v":""},{"$f":"IF(Inventory!AM237=\"\",\"\",Inventory!AM237)","v":""},{"$f":"IF(Inventory!AN237=\"\",\"\",Inventory!AN237)","v":""},{"$f":"IF(Inventory!AO237=\"\",\"\",Inventory!AO237)","v":""},{"$f":"IF(Inventory!AP237=\"\",\"\",Inventory!AP237)","v":""},{"$f":"IF(Inventory!AQ237=\"\",\"\",Inventory!AQ237)","v":""},{"$f":"IF(Inventory!AR237=\"\",\"\",Inventory!AR237)","v":""}]
[null,229,{"$f":"IF(Inventory!C238=\"\",\"\",Inventory!C238)","v":""},{"$f":"IF(Inventory!D238=\"\",\"\",Inventory!D238)","v":""},{"$f":"IF(Inventory!X238=\"\",\"\",Inventory!X238)","v":""},{"$f":"IF(Inventory!Y238=\"\",\"\",Inventory!Y238)","v":""},{"$f":"IF(Inventory!Z238=\"\",\"\",Inventory!Z238)","v":""},{"$f":"IF(Inventory!AB238=\"\",\"\",Inventory!AB238)","v":""},{"$f":"IF(Inventory!AC238=\"\",\"\",Inventory!AC238)","v":""},{"$f":"IF(Inventory!AE238=\"\",\"\",Inventory!AE238)","v":""},{"$f":"IF(Inventory!AF238=\"\",\"\",Inventory!AF238)","v":""},{"$f":"IF(Inventory!AG238=\"\",\"\",Inventory!AG238)","v":""},{"$f":"IF(Inventory!AH238=\"\",\"\",Inventory!AH238)","v":""},{"$f":"IF(Inventory!AI238=\"\",\"\",Inventory!AI238)","v":""},{"$f":"IF(Inventory!AJ238=\"\",\"\",Inventory!AJ238)","v":""},{"$f":"IF(Inventory!AK238=\"\",\"\",Inventory!AK238)","v":""},{"$f":"IF(Inventory!AL238=\"\",\"\",Inventory!AL238)","v":""},{"$f":"IF(Inventory!AM238=\"\",\"\",Inventory!AM238)","v":""},{"$f":"IF(Inventory!AN238=\"\",\"\",Inventory!AN238)","v":""},{"$f":"IF(Inventory!AO238=\"\",\"\",Inventory!AO238)","v":""},{"$f":"IF(Inventory!AP238=\"\",\"\",Inventory!AP238)","v":""},{"$f":"IF(Inventory!AQ238=\"\",\"\",Inventory!AQ238)","v":""},{"$f":"IF(Inventory!AR238=\"\",\"\",Inventory!AR238)","v":""}]
[null,230,{"$f":"IF(Inventory!C239=\"\",\"\",Inventory!C239)","v":""},{"$f":"IF(Inventory!D239=\"\",\"\",Inventory!D239)","v":""},{"$f":"IF(Inventory!X239=\"\",\"\",Inventory!X239)","v":""},{"$f":"IF(Inventory!Y239=\"\",\"\",Inventory!Y239)","v":""},{"$f":"IF(Inventory!Z239=\"\",\"\",Inventory!Z239)","v":""},{"$f":"IF(Inventory!AB239=\"\",\"\",Inventory!AB239)","v":""},{"$f":"IF(Inventory!AC239=\"\",\"\",Inventory!AC239)","v":""},{"$f":"IF(Inventory!AE239=\"\",\"\",Inventory!AE239)","v":""},{"$f":"IF(Inventory!AF239=\"\",\"\",Inventory!AF239)","v":""},{"$f":"IF(Inventory!AG239=\"\",\"\",Inventory!AG239)","v":""},{"$f":"IF(Inventory!AH239=\"\",\"\",Inventory!AH239)","v":""},{"$f":"IF(Inventory!AI239=\"\",\"\",Inventory!AI239)","v":""},{"$f":"IF(Inventory!AJ239=\"\",\"\",Inventory!AJ239)","v":""},{"$f":"IF(Inventory!AK239=\"\",\"\",Inventory!AK239)","v":""},{"$f":"IF(Inventory!AL239=\"\",\"\",Inventory!AL239)","v":""},{"$f":"IF(Inventory!AM239=\"\",\"\",Inventory!AM239)","v":""},{"$f":"IF(Inventory!AN239=\"\",\"\",Inventory!AN239)","v":""},{"$f":"IF(Inventory!AO239=\"\",\"\",Inventory!AO239)","v":""},{"$f":"IF(Inventory!AP239=\"\",\"\",Inventory!AP239)","v":""},{"$f":"IF(Inventory!AQ239=\"\",\"\",Inventory!AQ239)","v":""},{"$f":"IF(Inventory!AR239=\"\",\"\",Inventory!AR239)","v":""}]
[null,231,{"$f":"IF(Inventory!C240=\"\",\"\",Inventory!C240)","v":""},{"$f":"IF(Inventory!D240=\"\",\"\",Inventory!D240)","v":""},{"$f":"IF(Inventory!X240=\"\",\"\",Inventory!X240)","v":""},{"$f":"IF(Inventory!Y240=\"\",\"\",Inventory!Y240)","v":""},{"$f":"IF(Inventory!Z240=\"\",\"\",Inventory!Z240)","v":""},{"$f":"IF(Inventory!AB240=\"\",\"\",Inventory!AB240)","v":""},{"$f":"IF(Inventory!AC240=\"\",\"\",Inventory!AC240)","v":""},{"$f":"IF(Inventory!AE240=\"\",\"\",Inventory!AE240)","v":""},{"$f":"IF(Inventory!AF240=\"\",\"\",Inventory!AF240)","v":""},{"$f":"IF(Inventory!AG240=\"\",\"\",Inventory!AG240)","v":""},{"$f":"IF(Inventory!AH240=\"\",\"\",Inventory!AH240)","v":""},{"$f":"IF(Inventory!AI240=\"\",\"\",Inventory!AI240)","v":""},{"$f":"IF(Inventory!AJ240=\"\",\"\",Inventory!AJ240)","v":""},{"$f":"IF(Inventory!AK240=\"\",\"\",Inventory!AK240)","v":""},{"$f":"IF(Inventory!AL240=\"\",\"\",Inventory!AL240)","v":""},{"$f":"IF(Inventory!AM240=\"\",\"\",Inventory!AM240)","v":""},{"$f":"IF(Inventory!AN240=\"\",\"\",Inventory!AN240)","v":""},{"$f":"IF(Inventory!AO240=\"\",\"\",Inventory!AO240)","v":""},{"$f":"IF(Inventory!AP240=\"\",\"\",Inventory!AP240)","v":""},{"$f":"IF(Inventory!AQ240=\"\",\"\",Inventory!AQ240)","v":""},{"$f":"IF(Inventory!AR240=\"\",\"\",Inventory!AR240)","v":""}]
[null,232,{"$f":"IF(Inventory!C241=\"\",\"\",Inventory!C241)","v":""},{"$f":"IF(Inventory!D241=\"\",\"\",Inventory!D241)","v":""},{"$f":"IF(Inventory!X241=\"\",\"\",Inventory!X241)","v":""},{"$f":"IF(Inventory!Y241=\"\",\"\",Inventory!Y241)","v":""},{"$f":"IF(Inventory!Z241=\"\",\"\",Inventory!Z241)","v":""},{"$f":"IF(Inventory!AB241=\"\",\"\",Inventory!AB241)","v":""},{"$f":"IF(Inventory!AC241=\"\",\"\",Inventory!AC241)","v":""},{"$f":"IF(Inventory!AE241=\"\",\"\",Inventory!AE241)","v":""},{"$f":"IF(Inventory!AF241=\"\",\"\",Inventory!AF241)","v":""},{"$f":"IF(Inventory!AG241=\"\",\"\",Inventory!AG241)","v":""},{"$f":"IF(Inventory!AH241=\"\",\"\",Inventory!AH241)","v":""},{"$f":"IF(Inventory!AI241=\"\",\"\",Inventory!AI241)","v":""},{"$f":"IF(Inventory!AJ241=\"\",\"\",Inventory!AJ241)","v":""},{"$f":"IF(Inventory!AK241=\"\",\"\",Inventory!AK241)","v":""},{"$f":"IF(Inventory!AL241=\"\",\"\",Inventory!AL241)","v":""},{"$f":"IF(Inventory!AM241=\"\",\"\",Inventory!AM241)","v":""},{"$f":"IF(Inventory!AN241=\"\",\"\",Inventory!AN241)","v":""},{"$f":"IF(Inventory!AO241=\"\",\"\",Inventory!AO241)","v":""},{"$f":"IF(Inventory!AP241=\"\",\"\",Inventory!AP241)","v":""},{"$f":"IF(Inventory!AQ241=\"\",\"\",Inventory!AQ241)","v":""},{"$f":"IF(Inventory!AR241=\"\",\"\",Inventory!AR241)","v":""}]
[null,233,{"$f":"IF(Inventory!C242=\"\",\"\",Inventory!C242)","v":""},{"$f":"IF(Inventory!D242=\"\",\"\",Inventory!D242)","v":""},{"$f":"IF(Inventory!X242=\"\",\"\",Inventory!X242)","v":""},{"$f":"IF(Inventory!Y242=\"\",\"\",Inventory!Y242)","v":""},{"$f":"IF(Inventory!Z242=\"\",\"\",Inventory!Z242)","v":""},{"$f":"IF(Inventory!AB242=\"\",\"\",Inventory!AB242)","v":""},{"$f":"IF(Inventory!AC242=\"\",\"\",Inventory!AC242)","v":""},{"$f":"IF(Inventory!AE242=\"\",\"\",Inventory!AE242)","v":""},{"$f":"IF(Inventory!AF242=\"\",\"\",Inventory!AF242)","v":""},{"$f":"IF(Inventory!AG242=\"\",\"\",Inventory!AG242)","v":""},{"$f":"IF(Inventory!AH242=\"\",\"\",Inventory!AH242)","v":""},{"$f":"IF(Inventory!AI242=\"\",\"\",Inventory!AI242)","v":""},{"$f":"IF(Inventory!AJ242=\"\",\"\",Inventory!AJ242)","v":""},{"$f":"IF(Inventory!AK242=\"\",\"\",Inventory!AK242)","v":""},{"$f":"IF(Inventory!AL242=\"\",\"\",Inventory!AL242)","v":""},{"$f":"IF(Inventory!AM242=\"\",\"\",Inventory!AM242)","v":""},{"$f":"IF(Inventory!AN242=\"\",\"\",Inventory!AN242)","v":""},{"$f":"IF(Inventory!AO242=\"\",\"\",Inventory!AO242)","v":""},{"$f":"IF(Inventory!AP242=\"\",\"\",Inventory!AP242)","v":""},{"$f":"IF(Inventory!AQ242=\"\",\"\",Inventory!AQ242)","v":""},{"$f":"IF(Inventory!AR242=\"\",\"\",Inventory!AR242)","v":""}]
[null,234,{"$f":"IF(Inventory!C243=\"\",\"\",Inventory!C243)","v":""},{"$f":"IF(Inventory!D243=\"\",\"\",Inventory!D243)","v":""},{"$f":"IF(Inventory!X243=\"\",\"\",Inventory!X243)","v":""},{"$f":"IF(Inventory!Y243=\"\",\"\",Inventory!Y243)","v":""},{"$f":"IF(Inventory!Z243=\"\",\"\",Inventory!Z243)","v":""},{"$f":"IF(Inventory!AB243=\"\",\"\",Inventory!AB243)","v":""},{"$f":"IF(Inventory!AC243=\"\",\"\",Inventory!AC243)","v":""},{"$f":"IF(Inventory!AE243=\"\",\"\",Inventory!AE243)","v":""},{"$f":"IF(Inventory!AF243=\"\",\"\",Inventory!AF243)","v":""},{"$f":"IF(Inventory!AG243=\"\",\"\",Inventory!AG243)","v":""},{"$f":"IF(Inventory!AH243=\"\",\"\",Inventory!AH243)","v":""},{"$f":"IF(Inventory!AI243=\"\",\"\",Inventory!AI243)","v":""},{"$f":"IF(Inventory!AJ243=\"\",\"\",Inventory!AJ243)","v":""},{"$f":"IF(Inventory!AK243=\"\",\"\",Inventory!AK243)","v":""},{"$f":"IF(Inventory!AL243=\"\",\"\",Inventory!AL243)","v":""},{"$f":"IF(Inventory!AM243=\"\",\"\",Inventory!AM243)","v":""},{"$f":"IF(Inventory!AN243=\"\",\"\",Inventory!AN243)","v":""},{"$f":"IF(Inventory!AO243=\"\",\"\",Inventory!AO243)","v":""},{"$f":"IF(Inventory!AP243=\"\",\"\",Inventory!AP243)","v":""},{"$f":"IF(Inventory!AQ243=\"\",\"\",Inventory!AQ243)","v":""},{"$f":"IF(Inventory!AR243=\"\",\"\",Inventory!AR243)","v":""}]
[null,235,{"$f":"IF(Inventory!C244=\"\",\"\",Inventory!C244)","v":""},{"$f":"IF(Inventory!D244=\"\",\"\",Inventory!D244)","v":""},{"$f":"IF(Inventory!X244=\"\",\"\",Inventory!X244)","v":""},{"$f":"IF(Inventory!Y244=\"\",\"\",Inventory!Y244)","v":""},{"$f":"IF(Inventory!Z244=\"\",\"\",Inventory!Z244)","v":""},{"$f":"IF(Inventory!AB244=\"\",\"\",Inventory!AB244)","v":""},{"$f":"IF(Inventory!AC244=\"\",\"\",Inventory!AC244)","v":""},{"$f":"IF(Inventory!AE244=\"\",\"\",Inventory!AE244)","v":""},{"$f":"IF(Inventory!AF244=\"\",\"\",Inventory!AF244)","v":""},{"$f":"IF(Inventory!AG244=\"\",\"\",Inventory!AG244)","v":""},{"$f":"IF(Inventory!AH244=\"\",\"\",Inventory!AH244)","v":""},{"$f":"IF(Inventory!AI244=\"\",\"\",Inventory!AI244)","v":""},{"$f":"IF(Inventory!AJ244=\"\",\"\",Inventory!AJ244)","v":""},{"$f":"IF(Inventory!AK244=\"\",\"\",Inventory!AK244)","v":""},{"$f":"IF(Inventory!AL244=\"\",\"\",Inventory!AL244)","v":""},{"$f":"IF(Inventory!AM244=\"\",\"\",Inventory!AM244)","v":""},{"$f":"IF(Inventory!AN244=\"\",\"\",Inventory!AN244)","v":""},{"$f":"IF(Inventory!AO244=\"\",\"\",Inventory!AO244)","v":""},{"$f":"IF(Inventory!AP244=\"\",\"\",Inventory!AP244)","v":""},{"$f":"IF(Inventory!AQ244=\"\",\"\",Inventory!AQ244)","v":""},{"$f":"IF(Inventory!AR244=\"\",\"\",Inventory!AR244)","v":""}]
[null,236,{"$f":"IF(Inventory!C245=\"\",\"\",Inventory!C245)","v":""},{"$f":"IF(Inventory!D245=\"\",\"\",Inventory!D245)","v":""},{"$f":"IF(Inventory!X245=\"\",\"\",Inventory!X245)","v":""},{"$f":"IF(Inventory!Y245=\"\",\"\",Inventory!Y245)","v":""},{"$f":"IF(Inventory!Z245=\"\",\"\",Inventory!Z245)","v":""},{"$f":"IF(Inventory!AB245=\"\",\"\",Inventory!AB245)","v":""},{"$f":"IF(Inventory!AC245=\"\",\"\",Inventory!AC245)","v":""},{"$f":"IF(Inventory!AE245=\"\",\"\",Inventory!AE245)","v":""},{"$f":"IF(Inventory!AF245=\"\",\"\",Inventory!AF245)","v":""},{"$f":"IF(Inventory!AG245=\"\",\"\",Inventory!AG245)","v":""},{"$f":"IF(Inventory!AH245=\"\",\"\",Inventory!AH245)","v":""},{"$f":"IF(Inventory!AI245=\"\",\"\",Inventory!AI245)","v":""},{"$f":"IF(Inventory!AJ245=\"\",\"\",Inventory!AJ245)","v":""},{"$f":"IF(Inventory!AK245=\"\",\"\",Inventory!AK245)","v":""},{"$f":"IF(Inventory!AL245=\"\",\"\",Inventory!AL245)","v":""},{"$f":"IF(Inventory!AM245=\"\",\"\",Inventory!AM245)","v":""},{"$f":"IF(Inventory!AN245=\"\",\"\",Inventory!AN245)","v":""},{"$f":"IF(Inventory!AO245=\"\",\"\",Inventory!AO245)","v":""},{"$f":"IF(Inventory!AP245=\"\",\"\",Inventory!AP245)","v":""},{"$f":"IF(Inventory!AQ245=\"\",\"\",Inventory!AQ245)","v":""},{"$f":"IF(Inventory!AR245=\"\",\"\",Inventory!AR245)","v":""}]
[null,237,{"$f":"IF(Inventory!C246=\"\",\"\",Inventory!C246)","v":""},{"$f":"IF(Inventory!D246=\"\",\"\",Inventory!D246)","v":""},{"$f":"IF(Inventory!X246=\"\",\"\",Inventory!X246)","v":""},{"$f":"IF(Inventory!Y246=\"\",\"\",Inventory!Y246)","v":""},{"$f":"IF(Inventory!Z246=\"\",\"\",Inventory!Z246)","v":""},{"$f":"IF(Inventory!AB246=\"\",\"\",Inventory!AB246)","v":""},{"$f":"IF(Inventory!AC246=\"\",\"\",Inventory!AC246)","v":""},{"$f":"IF(Inventory!AE246=\"\",\"\",Inventory!AE246)","v":""},{"$f":"IF(Inventory!AF246=\"\",\"\",Inventory!AF246)","v":""},{"$f":"IF(Inventory!AG246=\"\",\"\",Inventory!AG246)","v":""},{"$f":"IF(Inventory!AH246=\"\",\"\",Inventory!AH246)","v":""},{"$f":"IF(Inventory!AI246=\"\",\"\",Inventory!AI246)","v":""},{"$f":"IF(Inventory!AJ246=\"\",\"\",Inventory!AJ246)","v":""},{"$f":"IF(Inventory!AK246=\"\",\"\",Inventory!AK246)","v":""},{"$f":"IF(Inventory!AL246=\"\",\"\",Inventory!AL246)","v":""},{"$f":"IF(Inventory!AM246=\"\",\"\",Inventory!AM246)","v":""},{"$f":"IF(Inventory!AN246=\"\",\"\",Inventory!AN246)","v":""},{"$f":"IF(Inventory!AO246=\"\",\"\",Inventory!AO246)","v":""},{"$f":"IF(Inventory!AP246=\"\",\"\",Inventory!AP246)","v":""},{"$f":"IF(Inventory!AQ246=\"\",\"\",Inventory!AQ246)","v":""},{"$f":"IF(Inventory!AR246=\"\",\"\",Inventory!AR246)","v":""}]
[null,238,{"$f":"IF(Inventory!C247=\"\",\"\",Inventory!C247)","v":""},{"$f":"IF(Inventory!D247=\"\",\"\",Inventory!D247)","v":""},{"$f":"IF(Inventory!X247=\"\",\"\",Inventory!X247)","v":""},{"$f":"IF(Inventory!Y247=\"\",\"\",Inventory!Y247)","v":""},{"$f":"IF(Inventory!Z247=\"\",\"\",Inventory!Z247)","v":""},{"$f":"IF(Inventory!AB247=\"\",\"\",Inventory!AB247)","v":""},{"$f":"IF(Inventory!AC247=\"\",\"\",Inventory!AC247)","v":""},{"$f":"IF(Inventory!AE247=\"\",\"\",Inventory!AE247)","v":""},{"$f":"IF(Inventory!AF247=\"\",\"\",Inventory!AF247)","v":""},{"$f":"IF(Inventory!AG247=\"\",\"\",Inventory!AG247)","v":""},{"$f":"IF(Inventory!AH247=\"\",\"\",Inventory!AH247)","v":""},{"$f":"IF(Inventory!AI247=\"\",\"\",Inventory!AI247)","v":""},{"$f":"IF(Inventory!AJ247=\"\",\"\",Inventory!AJ247)","v":""},{"$f":"IF(Inventory!AK247=\"\",\"\",Inventory!AK247)","v":""},{"$f":"IF(Inventory!AL247=\"\",\"\",Inventory!AL247)","v":""},{"$f":"IF(Inventory!AM247=\"\",\"\",Inventory!AM247)","v":""},{"$f":"IF(Inventory!AN247=\"\",\"\",Inventory!AN247)","v":""},{"$f":"IF(Inventory!AO247=\"\",\"\",Inventory!AO247)","v":""},{"$f":"IF(Inventory!AP247=\"\",\"\",Inventory!AP247)","v":""},{"$f":"IF(Inventory!AQ247=\"\",\"\",Inventory!AQ247)","v":""},{"$f":"IF(Inventory!AR247=\"\",\"\",Inventory!AR247)","v":""}]
[null,239,{"$f":"IF(Inventory!C248=\"\",\"\",Inventory!C248)","v":""},{"$f":"IF(Inventory!D248=\"\",\"\",Inventory!D248)","v":""},{"$f":"IF(Inventory!X248=\"\",\"\",Inventory!X248)","v":""},{"$f":"IF(Inventory!Y248=\"\",\"\",Inventory!Y248)","v":""},{"$f":"IF(Inventory!Z248=\"\",\"\",Inventory!Z248)","v":""},{"$f":"IF(Inventory!AB248=\"\",\"\",Inventory!AB248)","v":""},{"$f":"IF(Inventory!AC248=\"\",\"\",Inventory!AC248)","v":""},{"$f":"IF(Inventory!AE248=\"\",\"\",Inventory!AE248)","v":""},{"$f":"IF(Inventory!AF248=\"\",\"\",Inventory!AF248)","v":""},{"$f":"IF(Inventory!AG248=\"\",\"\",Inventory!AG248)","v":""},{"$f":"IF(Inventory!AH248=\"\",\"\",Inventory!AH248)","v":""},{"$f":"IF(Inventory!AI248=\"\",\"\",Inventory!AI248)","v":""},{"$f":"IF(Inventory!AJ248=\"\",\"\",Inventory!AJ248)","v":""},{"$f":"IF(Inventory!AK248=\"\",\"\",Inventory!AK248)","v":""},{"$f":"IF(Inventory!AL248=\"\",\"\",Inventory!AL248)","v":""},{"$f":"IF(Inventory!AM248=\"\",\"\",Inventory!AM248)","v":""},{"$f":"IF(Inventory!AN248=\"\",\"\",Inventory!AN248)","v":""},{"$f":"IF(Inventory!AO248=\"\",\"\",Inventory!AO248)","v":""},{"$f":"IF(Inventory!AP248=\"\",\"\",Inventory!AP248)","v":""},{"$f":"IF(Inventory!AQ248=\"\",\"\",Inventory!AQ248)","v":""},{"$f":"IF(Inventory!AR248=\"\",\"\",Inventory!AR248)","v":""}]
[null,240,{"$f":"IF(Inventory!C249=\"\",\"\",Inventory!C249)","v":""},{"$f":"IF(Inventory!D249=\"\",\"\",Inventory!D249)","v":""},{"$f":"IF(Inventory!X249=\"\",\"\",Inventory!X249)","v":""},{"$f":"IF(Inventory!Y249=\"\",\"\",Inventory!Y249)","v":""},{"$f":"IF(Inventory!Z249=\"\",\"\",Inventory!Z249)","v":""},{"$f":"IF(Inventory!AB249=\"\",\"\",Inventory!AB249)","v":""},{"$f":"IF(Inventory!AC249=\"\",\"\",Inventory!AC249)","v":""},{"$f":"IF(Inventory!AE249=\"\",\"\",Inventory!AE249)","v":""},{"$f":"IF(Inventory!AF249=\"\",\"\",Inventory!AF249)","v":""},{"$f":"IF(Inventory!AG249=\"\",\"\",Inventory!AG249)","v":""},{"$f":"IF(Inventory!AH249=\"\",\"\",Inventory!AH249)","v":""},{"$f":"IF(Inventory!AI249=\"\",\"\",Inventory!AI249)","v":""},{"$f":"IF(Inventory!AJ249=\"\",\"\",Inventory!AJ249)","v":""},{"$f":"IF(Inventory!AK249=\"\",\"\",Inventory!AK249)","v":""},{"$f":"IF(Inventory!AL249=\"\",\"\",Inventory!AL249)","v":""},{"$f":"IF(Inventory!AM249=\"\",\"\",Inventory!AM249)","v":""},{"$f":"IF(Inventory!AN249=\"\",\"\",Inventory!AN249)","v":""},{"$f":"IF(Inventory!AO249=\"\",\"\",Inventory!AO249)","v":""},{"$f":"IF(Inventory!AP249=\"\",\"\",Inventory!AP249)","v":""},{"$f":"IF(Inventory!AQ249=\"\",\"\",Inventory!AQ249)","v":""},{"$f":"IF(Inventory!AR249=\"\",\"\",Inventory!AR249)","v":""}]
[null,241,{"$f":"IF(Inventory!C250=\"\",\"\",Inventory!C250)","v":""},{"$f":"IF(Inventory!D250=\"\",\"\",Inventory!D250)","v":""},{"$f":"IF(Inventory!X250=\"\",\"\",Inventory!X250)","v":""},{"$f":"IF(Inventory!Y250=\"\",\"\",Inventory!Y250)","v":""},{"$f":"IF(Inventory!Z250=\"\",\"\",Inventory!Z250)","v":""},{"$f":"IF(Inventory!AB250=\"\",\"\",Inventory!AB250)","v":""},{"$f":"IF(Inventory!AC250=\"\",\"\",Inventory!AC250)","v":""},{"$f":"IF(Inventory!AE250=\"\",\"\",Inventory!AE250)","v":""},{"$f":"IF(Inventory!AF250=\"\",\"\",Inventory!AF250)","v":""},{"$f":"IF(Inventory!AG250=\"\",\"\",Inventory!AG250)","v":""},{"$f":"IF(Inventory!AH250=\"\",\"\",Inventory!AH250)","v":""},{"$f":"IF(Inventory!AI250=\"\",\"\",Inventory!AI250)","v":""},{"$f":"IF(Inventory!AJ250=\"\",\"\",Inventory!AJ250)","v":""},{"$f":"IF(Inventory!AK250=\"\",\"\",Inventory!AK250)","v":""},{"$f":"IF(Inventory!AL250=\"\",\"\",Inventory!AL250)","v":""},{"$f":"IF(Inventory!AM250=\"\",\"\",Inventory!AM250)","v":""},{"$f":"IF(Inventory!AN250=\"\",\"\",Inventory!AN250)","v":""},{"$f":"IF(Inventory!AO250=\"\",\"\",Inventory!AO250)","v":""},{"$f":"IF(Inventory!AP250=\"\",\"\",Inventory!AP250)","v":""},{"$f":"IF(Inventory!AQ250=\"\",\"\",Inventory!AQ250)","v":""},{"$f":"IF(Inventory!AR250=\"\",\"\",Inventory!AR250)","v":""}]
[null,242,{"$f":"IF(Inventory!C251=\"\",\"\",Inventory!C251)","v":""},{"$f":"IF(Inventory!D251=\"\",\"\",Inventory!D251)","v":""},{"$f":"IF(Inventory!X251=\"\",\"\",Inventory!X251)","v":""},{"$f":"IF(Inventory!Y251=\"\",\"\",Inventory!Y251)","v":""},{"$f":"IF(Inventory!Z251=\"\",\"\",Inventory!Z251)","v":""},{"$f":"IF(Inventory!AB251=\"\",\"\",Inventory!AB251)","v":""},{"$f":"IF(Inventory!AC251=\"\",\"\",Inventory!AC251)","v":""},{"$f":"IF(Inventory!AE251=\"\",\"\",Inventory!AE251)","v":""},{"$f":"IF(Inventory!AF251=\"\",\"\",Inventory!AF251)","v":""},{"$f":"IF(Inventory!AG251=\"\",\"\",Inventory!AG251)","v":""},{"$f":"IF(Inventory!AH251=\"\",\"\",Inventory!AH251)","v":""},{"$f":"IF(Inventory!AI251=\"\",\"\",Inventory!AI251)","v":""},{"$f":"IF(Inventory!AJ251=\"\",\"\",Inventory!AJ251)","v":""},{"$f":"IF(Inventory!AK251=\"\",\"\",Inventory!AK251)","v":""},{"$f":"IF(Inventory!AL251=\"\",\"\",Inventory!AL251)","v":""},{"$f":"IF(Inventory!AM251=\"\",\"\",Inventory!AM251)","v":""},{"$f":"IF(Inventory!AN251=\"\",\"\",Inventory!AN251)","v":""},{"$f":"IF(Inventory!AO251=\"\",\"\",Inventory!AO251)","v":""},{"$f":"IF(Inventory!AP251=\"\",\"\",Inventory!AP251)","v":""},{"$f":"IF(Inventory!AQ251=\"\",\"\",Inventory!AQ251)","v":""},{"$f":"IF(Inventory!AR251=\"\",\"\",Inventory!AR251)","v":""}]
[null,243,{"$f":"IF(Inventory!C252=\"\",\"\",Inventory!C252)","v":""},{"$f":"IF(Inventory!D252=\"\",\"\",Inventory!D252)","v":""},{"$f":"IF(Inventory!X252=\"\",\"\",Inventory!X252)","v":""},{"$f":"IF(Inventory!Y252=\"\",\"\",Inventory!Y252)","v":""},{"$f":"IF(Inventory!Z252=\"\",\"\",Inventory!Z252)","v":""},{"$f":"IF(Inventory!AB252=\"\",\"\",Inventory!AB252)","v":""},{"$f":"IF(Inventory!AC252=\"\",\"\",Inventory!AC252)","v":""},{"$f":"IF(Inventory!AE252=\"\",\"\",Inventory!AE252)","v":""},{"$f":"IF(Inventory!AF252=\"\",\"\",Inventory!AF252)","v":""},{"$f":"IF(Inventory!AG252=\"\",\"\",Inventory!AG252)","v":""},{"$f":"IF(Inventory!AH252=\"\",\"\",Inventory!AH252)","v":""},{"$f":"IF(Inventory!AI252=\"\",\"\",Inventory!AI252)","v":""},{"$f":"IF(Inventory!AJ252=\"\",\"\",Inventory!AJ252)","v":""},{"$f":"IF(Inventory!AK252=\"\",\"\",Inventory!AK252)","v":""},{"$f":"IF(Inventory!AL252=\"\",\"\",Inventory!AL252)","v":""},{"$f":"IF(Inventory!AM252=\"\",\"\",Inventory!AM252)","v":""},{"$f":"IF(Inventory!AN252=\"\",\"\",Inventory!AN252)","v":""},{"$f":"IF(Inventory!AO252=\"\",\"\",Inventory!AO252)","v":""},{"$f":"IF(Inventory!AP252=\"\",\"\",Inventory!AP252)","v":""},{"$f":"IF(Inventory!AQ252=\"\",\"\",Inventory!AQ252)","v":""},{"$f":"IF(Inventory!AR252=\"\",\"\",Inventory!AR252)","v":""}]
[null,244,{"$f":"IF(Inventory!C253=\"\",\"\",Inventory!C253)","v":""},{"$f":"IF(Inventory!D253=\"\",\"\",Inventory!D253)","v":""},{"$f":"IF(Inventory!X253=\"\",\"\",Inventory!X253)","v":""},{"$f":"IF(Inventory!Y253=\"\",\"\",Inventory!Y253)","v":""},{"$f":"IF(Inventory!Z253=\"\",\"\",Inventory!Z253)","v":""},{"$f":"IF(Inventory!AB253=\"\",\"\",Inventory!AB253)","v":""},{"$f":"IF(Inventory!AC253=\"\",\"\",Inventory!AC253)","v":""},{"$f":"IF(Inventory!AE253=\"\",\"\",Inventory!AE253)","v":""},{"$f":"IF(Inventory!AF253=\"\",\"\",Inventory!AF253)","v":""},{"$f":"IF(Inventory!AG253=\"\",\"\",Inventory!AG253)","v":""},{"$f":"IF(Inventory!AH253=\"\",\"\",Inventory!AH253)","v":""},{"$f":"IF(Inventory!AI253=\"\",\"\",Inventory!AI253)","v":""},{"$f":"IF(Inventory!AJ253=\"\",\"\",Inventory!AJ253)","v":""},{"$f":"IF(Inventory!AK253=\"\",\"\",Inventory!AK253)","v":""},{"$f":"IF(Inventory!AL253=\"\",\"\",Inventory!AL253)","v":""},{"$f":"IF(Inventory!AM253=\"\",\"\",Inventory!AM253)","v":""},{"$f":"IF(Inventory!AN253=\"\",\"\",Inventory!AN253)","v":""},{"$f":"IF(Inventory!AO253=\"\",\"\",Inventory!AO253)","v":""},{"$f":"IF(Inventory!AP253=\"\",\"\",Inventory!AP253)","v":""},{"$f":"IF(Inventory!AQ253=\"\",\"\",Inventory!AQ253)","v":""},{"$f":"IF(Inventory!AR253=\"\",\"\",Inventory!AR253)","v":""}]
[null,245,{"$f":"IF(Inventory!C254=\"\",\"\",Inventory!C254)","v":""},{"$f":"IF(Inventory!D254=\"\",\"\",Inventory!D254)","v":""},{"$f":"IF(Inventory!X254=\"\",\"\",Inventory!X254)","v":""},{"$f":"IF(Inventory!Y254=\"\",\"\",Inventory!Y254)","v":""},{"$f":"IF(Inventory!Z254=\"\",\"\",Inventory!Z254)","v":""},{"$f":"IF(Inventory!AB254=\"\",\"\",Inventory!AB254)","v":""},{"$f":"IF(Inventory!AC254=\"\",\"\",Inventory!AC254)","v":""},{"$f":"IF(Inventory!AE254=\"\",\"\",Inventory!AE254)","v":""},{"$f":"IF(Inventory!AF254=\"\",\"\",Inventory!AF254)","v":""},{"$f":"IF(Inventory!AG254=\"\",\"\",Inventory!AG254)","v":""},{"$f":"IF(Inventory!AH254=\"\",\"\",Inventory!AH254)","v":""},{"$f":"IF(Inventory!AI254=\"\",\"\",Inventory!AI254)","v":""},{"$f":"IF(Inventory!AJ254=\"\",\"\",Inventory!AJ254)","v":""},{"$f":"IF(Inventory!AK254=\"\",\"\",Inventory!AK254)","v":""},{"$f":"IF(Inventory!AL254=\"\",\"\",Inventory!AL254)","v":""},{"$f":"IF(Inventory!AM254=\"\",\"\",Inventory!AM254)","v":""},{"$f":"IF(Inventory!AN254=\"\",\"\",Inventory!AN254)","v":""},{"$f":"IF(Inventory!AO254=\"\",\"\",Inventory!AO254)","v":""},{"$f":"IF(Inventory!AP254=\"\",\"\",Inventory!AP254)","v":""},{"$f":"IF(Inventory!AQ254=\"\",\"\",Inventory!AQ254)","v":""},{"$f":"IF(Inventory!AR254=\"\",\"\",Inventory!AR254)","v":""}]
[null,246,{"$f":"IF(Inventory!C255=\"\",\"\",Inventory!C255)","v":""},{"$f":"IF(Inventory!D255=\"\",\"\",Inventory!D255)","v":""},{"$f":"IF(Inventory!X255=\"\",\"\",Inventory!X255)","v":""},{"$f":"IF(Inventory!Y255=\"\",\"\",Inventory!Y255)","v":""},{"$f":"IF(Inventory!Z255=\"\",\"\",Inventory!Z255)","v":""},{"$f":"IF(Inventory!AB255=\"\",\"\",Inventory!AB255)","v":""},{"$f":"IF(Inventory!AC255=\"\",\"\",Inventory!AC255)","v":""},{"$f":"IF(Inventory!AE255=\"\",\"\",Inventory!AE255)","v":""},{"$f":"IF(Inventory!AF255=\"\",\"\",Inventory!AF255)","v":""},{"$f":"IF(Inventory!AG255=\"\",\"\",Inventory!AG255)","v":""},{"$f":"IF(Inventory!AH255=\"\",\"\",Inventory!AH255)","v":""},{"$f":"IF(Inventory!AI255=\"\",\"\",Inventory!AI255)","v":""},{"$f":"IF(Inventory!AJ255=\"\",\"\",Inventory!AJ255)","v":""},{"$f":"IF(Inventory!AK255=\"\",\"\",Inventory!AK255)","v":""},{"$f":"IF(Inventory!AL255=\"\",\"\",Inventory!AL255)","v":""},{"$f":"IF(Inventory!AM255=\"\",\"\",Inventory!AM255)","v":""},{"$f":"IF(Inventory!AN255=\"\",\"\",Inventory!AN255)","v":""},{"$f":"IF(Inventory!AO255=\"\",\"\",Inventory!AO255)","v":""},{"$f":"IF(Inventory!AP255=\"\",\"\",Inventory!AP255)","v":""},{"$f":"IF(Inventory!AQ255=\"\",\"\",Inventory!AQ255)","v":""},{"$f":"IF(Inventory!AR255=\"\",\"\",Inventory!AR255)","v":""}]
[null,247,{"$f":"IF(Inventory!C256=\"\",\"\",Inventory!C256)","v":""},{"$f":"IF(Inventory!D256=\"\",\"\",Inventory!D256)","v":""},{"$f":"IF(Inventory!X256=\"\",\"\",Inventory!X256)","v":""},{"$f":"IF(Inventory!Y256=\"\",\"\",Inventory!Y256)","v":""},{"$f":"IF(Inventory!Z256=\"\",\"\",Inventory!Z256)","v":""},{"$f":"IF(Inventory!AB256=\"\",\"\",Inventory!AB256)","v":""},{"$f":"IF(Inventory!AC256=\"\",\"\",Inventory!AC256)","v":""},{"$f":"IF(Inventory!AE256=\"\",\"\",Inventory!AE256)","v":""},{"$f":"IF(Inventory!AF256=\"\",\"\",Inventory!AF256)","v":""},{"$f":"IF(Inventory!AG256=\"\",\"\",Inventory!AG256)","v":""},{"$f":"IF(Inventory!AH256=\"\",\"\",Inventory!AH256)","v":""},{"$f":"IF(Inventory!AI256=\"\",\"\",Inventory!AI256)","v":""},{"$f":"IF(Inventory!AJ256=\"\",\"\",Inventory!AJ256)","v":""},{"$f":"IF(Inventory!AK256=\"\",\"\",Inventory!AK256)","v":""},{"$f":"IF(Inventory!AL256=\"\",\"\",Inventory!AL256)","v":""},{"$f":"IF(Inventory!AM256=\"\",\"\",Inventory!AM256)","v":""},{"$f":"IF(Inventory!AN256=\"\",\"\",Inventory!AN256)","v":""},{"$f":"IF(Inventory!AO256=\"\",\"\",Inventory!AO256)","v":""},{"$f":"IF(Inventory!AP256=\"\",\"\",Inventory!AP256)","v":""},{"$f":"IF(Inventory!AQ256=\"\",\"\",Inventory!AQ256)","v":""},{"$f":"IF(Inventory!AR256=\"\",\"\",Inventory!AR256)","v":""}]
[null,248,{"$f":"IF(Inventory!C257=\"\",\"\",Inventory!C257)","v":""},{"$f":"IF(Inventory!D257=\"\",\"\",Inventory!D257)","v":""},{"$f":"IF(Inventory!X257=\"\",\"\",Inventory!X257)","v":""},{"$f":"IF(Inventory!Y257=\"\",\"\",Inventory!Y257)","v":""},{"$f":"IF(Inventory!Z257=\"\",\"\",Inventory!Z257)","v":""},{"$f":"IF(Inventory!AB257=\"\",\"\",Inventory!AB257)","v":""},{"$f":"IF(Inventory!AC257=\"\",\"\",Inventory!AC257)","v":""},{"$f":"IF(Inventory!AE257=\"\",\"\",Inventory!AE257)","v":""},{"$f":"IF(Inventory!AF257=\"\",\"\",Inventory!AF257)","v":""},{"$f":"IF(Inventory!AG257=\"\",\"\",Inventory!AG257)","v":""},{"$f":"IF(Inventory!AH257=\"\",\"\",Inventory!AH257)","v":""},{"$f":"IF(Inventory!AI257=\"\",\"\",Inventory!AI257)","v":""},{"$f":"IF(Inventory!AJ257=\"\",\"\",Inventory!AJ257)","v":""},{"$f":"IF(Inventory!AK257=\"\",\"\",Inventory!AK257)","v":""},{"$f":"IF(Inventory!AL257=\"\",\"\",Inventory!AL257)","v":""},{"$f":"IF(Inventory!AM257=\"\",\"\",Inventory!AM257)","v":""},{"$f":"IF(Inventory!AN257=\"\",\"\",Inventory!AN257)","v":""},{"$f":"IF(Inventory!AO257=\"\",\"\",Inventory!AO257)","v":""},{"$f":"IF(Inventory!AP257=\"\",\"\",Inventory!AP257)","v":""},{"$f":"IF(Inventory!AQ257=\"\",\"\",Inventory!AQ257)","v":""},{"$f":"IF(Inventory!AR257=\"\",\"\",Inventory!AR257)","v":""}]
[null,249,{"$f":"IF(Inventory!C258=\"\",\"\",Inventory!C258)","v":""},{"$f":"IF(Inventory!D258=\"\",\"\",Inventory!D258)","v":""},{"$f":"IF(Inventory!X258=\"\",\"\",Inventory!X258)","v":""},{"$f":"IF(Inventory!Y258=\"\",\"\",Inventory!Y258)","v":""},{"$f":"IF(Inventory!Z258=\"\",\"\",Inventory!Z258)","v":""},{"$f":"IF(Inventory!AB258=\"\",\"\",Inventory!AB258)","v":""},{"$f":"IF(Inventory!AC258=\"\",\"\",Inventory!AC258)","v":""},{"$f":"IF(Inventory!AE258=\"\",\"\",Inventory!AE258)","v":""},{"$f":"IF(Inventory!AF258=\"\",\"\",Inventory!AF258)","v":""},{"$f":"IF(Inventory!AG258=\"\",\"\",Inventory!AG258)","v":""},{"$f":"IF(Inventory!AH258=\"\",\"\",Inventory!AH258)","v":""},{"$f":"IF(Inventory!AI258=\"\",\"\",Inventory!AI258)","v":""},{"$f":"IF(Inventory!AJ258=\"\",\"\",Inventory!AJ258)","v":""},{"$f":"IF(Inventory!AK258=\"\",\"\",Inventory!AK258)","v":""},{"$f":"IF(Inventory!AL258=\"\",\"\",Inventory!AL258)","v":""},{"$f":"IF(Inventory!AM258=\"\",\"\",Inventory!AM258)","v":""},{"$f":"IF(Inventory!AN258=\"\",\"\",Inventory!AN258)","v":""},{"$f":"IF(Inventory!AO258=\"\",\"\",Inventory!AO258)","v":""},{"$f":"IF(Inventory!AP258=\"\",\"\",Inventory!AP258)","v":""},{"$f":"IF(Inventory!AQ258=\"\",\"\",Inventory!AQ258)","v":""},{"$f":"IF(Inventory!AR258=\"\",\"\",Inventory!AR258)","v":""}]
[null,250,{"$f":"IF(Inventory!C259=\"\",\"\",Inventory!C259)","v":""},{"$f":"IF(Inventory!D259=\"\",\"\",Inventory!D259)","v":""},{"$f":"IF(Inventory!X259=\"\",\"\",Inventory!X259)","v":""},{"$f":"IF(Inventory!Y259=\"\",\"\",Inventory!Y259)","v":""},{"$f":"IF(Inventory!Z259=\"\",\"\",Inventory!Z259)","v":""},{"$f":"IF(Inventory!AB259=\"\",\"\",Inventory!AB259)","v":""},{"$f":"IF(Inventory!AC259=\"\",\"\",Inventory!AC259)","v":""},{"$f":"IF(Inventory!AE259=\"\",\"\",Inventory!AE259)","v":""},{"$f":"IF(Inventory!AF259=\"\",\"\",Inventory!AF259)","v":""},{"$f":"IF(Inventory!AG259=\"\",\"\",Inventory!AG259)","v":""},{"$f":"IF(Inventory!AH259=\"\",\"\",Inventory!AH259)","v":""},{"$f":"IF(Inventory!AI259=\"\",\"\",Inventory!AI259)","v":""},{"$f":"IF(Inventory!AJ259=\"\",\"\",Inventory!AJ259)","v":""},{"$f":"IF(Inventory!AK259=\"\",\"\",Inventory!AK259)","v":""},{"$f":"IF(Inventory!AL259=\"\",\"\",Inventory!AL259)","v":""},{"$f":"IF(Inventory!AM259=\"\",\"\",Inventory!AM259)","v":""},{"$f":"IF(Inventory!AN259=\"\",\"\",Inventory!AN259)","v":""},{"$f":"IF(Inventory!AO259=\"\",\"\",Inventory!AO259)","v":""},{"$f":"IF(Inventory!AP259=\"\",\"\",Inventory!AP259)","v":""},{"$f":"IF(Inventory!AQ259=\"\",\"\",Inventory!AQ259)","v":""},{"$f":"IF(Inventory!AR259=\"\",\"\",Inventory!AR259)","v":""}]

{"sheet":"Factor Tables","index":8,"n_rows":105,"n_cols":25,"rows_kept":105,"cut":false,"hidden":false,"merged":[[2,14,2,24],[23,2,23,12],[23,14,23,24],[44,2,44,12],[44,14,44,24],[44,13,45,13],[2,1,3,1],[2,13,3,13],[65,1,66,1],[44,1,45,1],[2,2,2,12],[65,2,65,12],[65,13,66,13],[86,1,87,1],[86,2,86,12],[86,13,87,13],[86,14,86,24],[23,1,24,1],[23,13,24,13],[65,14,65,24]]}
[]
[null,"Deemed Savings Coefficients",null,null,null,null,null,null,null,null,null,null,null,null,null,null,null,null,null,null,null,null,null,null,"Weather Zone 3: New Orleans"]
[null,"Building Type","Demand Factors",null,null,null,null,null,null,null,null,null,null,"Building Type","Equivalent Full-Load Hours"]
[null,null,"Air Cooled\nChiller","Water Cooled\nChiller","DX AC","DX HP Clg","DX HP Htg","VRF AC","VRF HP Clg","VRF HP Htg","PTAC","PTHP Clg","PTHP Htg",null,"Air Cooled\nChiller","Water Cooled\nChiller","DX AC","DX HP Clg","DX HP Htg","VRF AC","VRF HP Clg","VRF HP Htg","PTAC","PTHP Clg","PTHP Htg"]
[null,"Assembly",0.82,0.82,0.82,0.82,0,0.82,0.82,0,0.82,0.82,0,"Assembly",2641,2641,2641,2641,324,2641,2641,324,2641,2641,324]
[null,"Lodging",0.77,0.77,0.77,0.77,0,0.77,0.77,0,0.77,0.77,0,"Lodging",1880,1880,1880,1880,437,1880,1880,437,1880,1880,437]
[null,"Medical (Clinic)",0.85,0.85,0.85,0.85,0,0.85,0.85,0,0.85,0.85,0,"Medical (Clinic)",1793,1793,1793,1793,408,1793,1793,408,1793,1793,408]
[null,"Office (Large > 30k SqFt)",0.84,0.84,0.84,0.84,0,0.84,0.84,0,0.84,0.84,0,"Office (Large > 30k SqFt)",2264,2264,2264,2264,465,2264,2264,465,2264,2264,465]
[null,"Office (Small <= 30k SqFt)",0.84,0.84,0.84,0.84,0,0.84,0.84,0,0.84,0.84,0,"Office (Small <= 30k SqFt)",2275,2275,2275,2275,115,2275,2275,115,2275,2275,115]
[null,"Religious Worship",0.82,0.82,0.82,0.82,0,0.82,0.82,0,0.82,0.82,0,"Religious Worship",2356,2356,2356,2356,303,2356,2356,303,2356,2356,303]
[null,"Restaurant (Full Service)",0.85,0.85,0.85,0.85,0,0.85,0.85,0,0.85,0.85,0,"Restaurant (Full Service)",2547,2547,2547,2547,76,2547,2547,76,2547,2547,76]
[null,"Restaurant (Quick Service)",0.78,0.78,0.78,0.78,0,0.78,0.78,0,0.78,0.78,0,"Restaurant (Quick Service)",1988,1988,1988,1988,124,1988,1988,124,1988,1988,124]
[null,"Retail (All Other)",0.88,0.88,0.88,0.88,0,0.88,0.88,0,0.88,0.88,0,"Retail (All Other)",2127,2127,2127,2127,494,2127,2127,494,2127,2127,494]
[null,"Retail (Supermarket)",0.9,0.9,0.9,0.9,0,0.9,0.9,0,0.9,0.9,0,"Retail (Supermarket)",1758,1758,1758,1758,366,1758,1758,366,1758,1758,366]
[null,"School (Primary/Secondary)",0.71,0.71,0.71,0.71,0,0.71,0.71,0,0.71,0.71,0,"School (Primary/Secondary)",2067,2067,2067,2067,309,2067,2067,309,2067,2067,309]
[null,"School (University/College)",0.84,0.84,0.84,0.84,0,0.84,0.84,0,0.84,0.84,0,"School (University/College)",1740,1740,1740,1740,526,1740,1740,526,1740,1740,526]
[null,"Custom - Type 1",{"$f":"'Custom Bldg'!$E$5","v":0},{"$f":"'Custom Bldg'!$G$5","v":0},{"$f":"'Custom Bldg'!$I$5","v":0},{"$f":"'Custom Bldg'!$I$5","v":0},0,{"$f":"'Custom Bldg'!$L$5","v":0},{"$f":"'Custom Bldg'!$L$5","v":0},0,{"$f":"'Custom Bldg'!$O$5","v":0},{"$f":"'Custom Bldg'!$O$5","v":0},0,"Custom - Type 1",{"$f":"'Custom Bldg'!$F$5","v":0},{"$f":"'Custom Bldg'!$H$5","v":0},{"$f":"'Custom Bldg'!$J$5","v":0},{"$f":"'Custom Bldg'!$J$5","v":0},{"$f":"'Custom Bldg'!$K$5","v":0},{"$f":"'Custom Bldg'!$M$5","v":0},{"$f":"'Custom Bldg'!$M$5","v":0},{"$f":"'Custom Bldg'!$N$5","v":0},{"$f":"'Custom Bldg'!$P$5","v":0},{"$f":"'Custom Bldg'!$P$5","v":0},{"$f":"'Custom Bldg'!$Q$5","v":0}]
[null,"Custom - Type 2",{"$f":"'Custom Bldg'!$E$6","v":0},{"$f":"'Custom Bldg'!$G$6","v":0},{"$f":"'Custom Bldg'!$I$6","v":0},{"$f":"'Custom Bldg'!$I$6","v":0},0,{"$f":"'Custom Bldg'!$L$6","v":0},{"$f":"'Custom Bldg'!$L$6","v":0},0,{"$f":"'Custom Bldg'!$O$6","v":0},{"$f":"'Custom Bldg'!$O$6","v":0},0,"Custom - Type 2",{"$f":"'Custom Bldg'!$F$6","v":0},{"$f":"'Custom Bldg'!$H$6","v":0},{"$f":"'Custom Bldg'!$J$6","v":0},{"$f":"'Custom Bldg'!$J$6","v":0},{"$f":"'Custom Bldg'!$K$6","v":0},{"$f":"'Custom Bldg'!$M$6","v":0},{"$f":"'Custom Bldg'!$M$6","v":0},{"$f":"'Custom Bldg'!$N$6","v":0},{"$f":"'Custom Bldg'!$P$6","v":0},{"$f":"'Custom Bldg'!$P$6","v":0},{"$f":"'Custom Bldg'!$Q$6","v":0}]
[null,"Custom - Type 3",{"$f":"'Custom Bldg'!$E$7","v":0},{"$f":"'Custom Bldg'!$G$7","v":0},{"$f":"'Custom Bldg'!$I$7","v":0},{"$f":"'Custom Bldg'!$I$7","v":0},0,{"$f":"'Custom Bldg'!$L$7","v":0},{"$f":"'Custom Bldg'!$L$7","v":0},0,{"$f":"'Custom Bldg'!$O$7","v":0},{"$f":"'Custom Bldg'!$O$7","v":0},0,"Custom - Type 3",{"$f":"'Custom Bldg'!$F$7","v":0},{"$f":"'Custom Bldg'!$H$7","v":0},{"$f":"'Custom Bldg'!$J$7","v":0},{"$f":"'Custom Bldg'!$J$7","v":0},{"$f":"'Custom Bldg'!$K$7","v":0},{"$f":"'Custom Bldg'!$M$7","v":0},{"$f":"'Custom Bldg'!$M$7","v":0},{"$f":"'Custom Bldg'!$N$7","v":0},{"$f":"'Custom Bldg'!$P$7","v":0},{"$f":"'Custom Bldg'!$P$7","v":0},{"$f":"'Custom Bldg'!$Q$7","v":0}]
[null,"Custom - Type 4",{"$f":"'Custom Bldg'!$E$8","v":0},{"$f":"'Custom Bldg'!$G$8","v":0},{"$f":"'Custom Bldg'!$I$8","v":0},{"$f":"'Custom Bldg'!$I$8","v":0},0,{"$f":"'Custom Bldg'!$L$8","v":0},{"$f":"'Custom Bldg'!$L$8","v":0},0,{"$f":"'Custom Bldg'!$O$8","v":0},{"$f":"'Custom Bldg'!$O$8","v":0},0,"Custom - Type 4",{"$f":"'Custom Bldg'!$F$8","v":0},{"$f":"'Custom Bldg'!$H$8","v":0},{"$f":"'Custom Bldg'!$J$8","v":0},{"$f":"'Custom Bldg'!$J$8","v":0},{"$f":"'Custom Bldg'!$K$8","v":0},{"$f":"'Custom Bldg'!$M$8","v":0},{"$f":"'Custom Bldg'!$M$8","v":0},{"$f":"'Custom Bldg'!$N$8","v":0},{"$f":"'Custom Bldg'!$P$8","v":0},{"$f":"'Custom Bldg'!$P$8","v":0},{"$f":"'Custom Bldg'!$Q$8","v":0}]
[null,"Custom - Type 5",{"$f":"'Custom Bldg'!$E$9","v":0},{"$f":"'Custom Bldg'!$G$9","v":0},{"$f":"'Custom Bldg'!$I$9","v":0},{"$f":"'Custom Bldg'!$I$9","v":0},0,{"$f":"'Custom Bldg'!$L$9","v":0},{"$f":"'Custom Bldg'!$L$9","v":0},0,{"$f":"'Custom Bldg'!$O$9","v":0},{"$f":"'Custom Bldg'!$O$9","v":0},0,"Custom - Type 5",{"$f":"'Custom Bldg'!$F$9","v":0},{"$f":"'Custom Bldg'!$H$9","v":0},{"$f":"'Custom Bldg'!$J$9","v":0},{"$f":"'Custom Bldg'!$J$9","v":0},{"$f":"'Custom Bldg'!$K$9","v":0},{"$f":"'Custom Bldg'!$M$9","v":0},{"$f":"'Custom Bldg'!$M$9","v":0},{"$f":"'Custom Bldg'!$N$9","v":0},{"$f":"'Custom Bldg'!$P$9","v":0},{"$f":"'Custom Bldg'!$P$9","v":0},{"$f":"'Custom Bldg'!$Q$9","v":0}]
[]
[null,"Deemed Savings Coefficients",null,null,null,null,null,null,null,null,null,null,null,null,null,null,null,null,null,null,null,null,null,null,"Weather Zone 4: Baton Rouge"]
[null,"Building Type","Demand Factors",null,null,null,null,null,null,null,null,null,null,"Building Type","Equivalent Full-Load Hours"]
[null,null,"Air Cooled\nChiller","Water Cooled\nChiller","DX AC","DX HP Clg","DX HP Htg","VRF AC","VRF HP Clg","VRF HP Htg","PTAC","PTHP Clg","PTHP Htg",null,"Air Cooled\nChiller","Water Cooled\nChiller","DX AC","DX HP Clg","DX HP Htg","VRF AC","VRF HP Clg","VRF HP Htg","PTAC","PTHP Clg","PTHP Htg"]
[null,"Assembly",0.82,0.82,0.82,0.82,0,0.82,0.82,0,0.82,0.82,0,"Assembly",2485,2485,2485,2485,420,2485,2485,420,2485,2485,420]
[null,"Lodging",0.77,0.77,0.77,0.77,0,0.77,0.77,0,0.77,0.77,0,"Lodging",1451,1451,1451,1451,590,1451,1451,590,1451,1451,590]
[null,"Medical (Clinic)",0.85,0.85,0.85,0.85,0,0.85,0.85,0,0.85,0.85,0,"Medical (Clinic)",1568,1568,1568,1568,497,1568,1568,497,1568,1568,497]
[null,"Office (Large > 30k SqFt)",0.84,0.84,0.84,0.84,0,0.84,0.84,0,0.84,0.84,0,"Office (Large > 30k SqFt)",2239,2239,2239,2239,714,2239,2239,714,2239,2239,714]
[null,"Office (Small <= 30k SqFt)",0.84,0.84,0.84,0.84,0,0.84,0.84,0,0.84,0.84,0,"Office (Small <= 30k SqFt)",1622,1622,1622,1622,157,1622,1622,157,1622,1622,157]
[null,"Religious Worship",0.82,0.82,0.82,0.82,0,0.82,0.82,0,0.82,0.82,0,"Religious Worship",2217,2217,2217,2217,392,2217,2217,392,2217,2217,392]
[null,"Restaurant (Full Service)",0.85,0.85,0.85,0.85,0,0.85,0.85,0,0.85,0.85,0,"Restaurant (Full Service)",2328,2328,2328,2328,108,2328,2328,108,2328,2328,108]
[null,"Restaurant (Quick Service)",0.78,0.78,0.78,0.78,0,0.78,0.78,0,0.78,0.78,0,"Restaurant (Quick Service)",1788,1788,1788,1788,177,1788,1788,177,1788,1788,177]
[null,"Retail (All Other)",0.88,0.88,0.88,0.88,0,0.88,0.88,0,0.88,0.88,0,"Retail (All Other)",1529,1529,1529,1529,667,1529,1529,667,1529,1529,667]
[null,"Retail (Supermarket)",0.9,0.9,0.9,0.9,0,0.9,0.9,0,0.9,0.9,0,"Retail (Supermarket)",1646,1646,1646,1646,426,1646,1646,426,1646,1646,426]
[null,"School (Primary/Secondary)",0.71,0.71,0.71,0.71,0,0.71,0.71,0,0.71,0.71,0,"School (Primary/Secondary)",1369,1369,1369,1369,400,1369,1369,400,1369,1369,400]
[null,"School (University/College)",0.84,0.84,0.84,0.84,0,0.84,0.84,0,0.84,0.84,0,"School (University/College)",1817,1817,1817,1817,569,1817,1817,569,1817,1817,569]
[null,"Custom - Type 1",{"$f":"'Custom Bldg'!$E$5","v":0},{"$f":"'Custom Bldg'!$G$5","v":0},{"$f":"'Custom Bldg'!$I$5","v":0},{"$f":"'Custom Bldg'!$I$5","v":0},0,{"$f":"'Custom Bldg'!$L$5","v":0},{"$f":"'Custom Bldg'!$L$5","v":0},0,{"$f":"'Custom Bldg'!$O$5","v":0},{"$f":"'Custom Bldg'!$O$5","v":0},0,"Custom - Type 1",{"$f":"'Custom Bldg'!$F$5","v":0},{"$f":"'Custom Bldg'!$H$5","v":0},{"$f":"'Custom Bldg'!$J$5","v":0},{"$f":"'Custom Bldg'!$J$5","v":0},{"$f":"'Custom Bldg'!$K$5","v":0},{"$f":"'Custom Bldg'!$M$5","v":0},{"$f":"'Custom Bldg'!$M$5","v":0},{"$f":"'Custom Bldg'!$N$5","v":0},{"$f":"'Custom Bldg'!$P$5","v":0},{"$f":"'Custom Bldg'!$P$5","v":0},{"$f":"'Custom Bldg'!$Q$5","v":0}]
[null,"Custom - Type 2",{"$f":"'Custom Bldg'!$E$6","v":0},{"$f":"'Custom Bldg'!$G$6","v":0},{"$f":"'Custom Bldg'!$I$6","v":0},{"$f":"'Custom Bldg'!$I$6","v":0},0,{"$f":"'Custom Bldg'!$L$6","v":0},{"$f":"'Custom Bldg'!$L$6","v":0},0,{"$f":"'Custom Bldg'!$O$6","v":0},{"$f":"'Custom Bldg'!$O$6","v":0},0,"Custom - Type 2",{"$f":"'Custom Bldg'!$F$6","v":0},{"$f":"'Custom Bldg'!$H$6","v":0},{"$f":"'Custom Bldg'!$J$6","v":0},{"$f":"'Custom Bldg'!$J$6","v":0},{"$f":"'Custom Bldg'!$K$6","v":0},{"$f":"'Custom Bldg'!$M$6","v":0},{"$f":"'Custom Bldg'!$M$6","v":0},{"$f":"'Custom Bldg'!$N$6","v":0},{"$f":"'Custom Bldg'!$P$6","v":0},{"$f":"'Custom Bldg'!$P$6","v":0},{"$f":"'Custom Bldg'!$Q$6","v":0}]
[null,"Custom - Type 3",{"$f":"'Custom Bldg'!$E$7","v":0},{"$f":"'Custom Bldg'!$G$7","v":0},{"$f":"'Custom Bldg'!$I$7","v":0},{"$f":"'Custom Bldg'!$I$7","v":0},0,{"$f":"'Custom Bldg'!$L$7","v":0},{"$f":"'Custom Bldg'!$L$7","v":0},0,{"$f":"'Custom Bldg'!$O$7","v":0},{"$f":"'Custom Bldg'!$O$7","v":0},0,"Custom - Type 3",{"$f":"'Custom Bldg'!$F$7","v":0},{"$f":"'Custom Bldg'!$H$7","v":0},{"$f":"'Custom Bldg'!$J$7","v":0},{"$f":"'Custom Bldg'!$J$7","v":0},{"$f":"'Custom Bldg'!$K$7","v":0},{"$f":"'Custom Bldg'!$M$7","v":0},{"$f":"'Custom Bldg'!$M$7","v":0},{"$f":"'Custom Bldg'!$N$7","v":0},{"$f":"'Custom Bldg'!$P$7","v":0},{"$f":"'Custom Bldg'!$P$7","v":0},{"$f":"'Custom Bldg'!$Q$7","v":0}]
[null,"Custom - Type 4",{"$f":"'Custom Bldg'!$E$8","v":0},{"$f":"'Custom Bldg'!$G$8","v":0},{"$f":"'Custom Bldg'!$I$8","v":0},{"$f":"'Custom Bldg'!$I$8","v":0},0,{"$f":"'Custom Bldg'!$L$8","v":0},{"$f":"'Custom Bldg'!$L$8","v":0},0,{"$f":"'Custom Bldg'!$O$8","v":0},{"$f":"'Custom Bldg'!$O$8","v":0},0,"Custom - Type 4",{"$f":"'Custom Bldg'!$F$8","v":0},{"$f":"'Custom Bldg'!$H$8","v":0},{"$f":"'Custom Bldg'!$J$8","v":0},{"$f":"'Custom Bldg'!$J$8","v":0},{"$f":"'Custom Bldg'!$K$8","v":0},{"$f":"'Custom Bldg'!$M$8","v":0},{"$f":"'Custom Bldg'!$M$8","v":0},{"$f":"'Custom Bldg'!$N$8","v":0},{"$f":"'Custom Bldg'!$P$8","v":0},{"$f":"'Custom Bldg'!$P$8","v":0},{"$f":"'Custom Bldg'!$Q$8","v":0}]
[null,"Custom - Type 5",{"$f":"'Custom Bldg'!$E$9","v":0},{"$f":"'Custom Bldg'!$G$9","v":0},{"$f":"'Custom Bldg'!$I$9","v":0},{"$f":"'Custom Bldg'!$I$9","v":0},0,{"$f":"'Custom Bldg'!$L$9","v":0},{"$f":"'Custom Bldg'!$L$9","v":0},0,{"$f":"'Custom Bldg'!$O$9","v":0},{"$f":"'Custom Bldg'!$O$9","v":0},0,"Custom - Type 5",{"$f":"'Custom Bldg'!$F$9","v":0},{"$f":"'Custom Bldg'!$H$9","v":0},{"$f":"'Custom Bldg'!$J$9","v":0},{"$f":"'Custom Bldg'!$J$9","v":0},{"$f":"'Custom Bldg'!$K$9","v":0},{"$f":"'Custom Bldg'!$M$9","v":0},{"$f":"'Custom Bldg'!$M$9","v":0},{"$f":"'Custom Bldg'!$N$9","v":0},{"$f":"'Custom Bldg'!$P$9","v":0},{"$f":"'Custom Bldg'!$P$9","v":0},{"$f":"'Custom Bldg'!$Q$9","v":0}]
[]
[null,"Deemed Savings Coefficients",null,null,null,null,null,null,null,null,null,null,null,null,null,null,null,null,null,null,null,null,null,null,"Weather Zone 5: Alexandria"]
[null,"Building Type","Demand Factors",null,null,null,null,null,null,null,null,null,null,"Building Type","Equivalent Full-Load Hours"]
[null,null,"Air Cooled\nChiller","Water Cooled\nChiller","DX AC","DX HP Clg","DX HP Htg","VRF AC","VRF HP Clg","VRF HP Htg","PTAC","PTHP Clg","PTHP Htg",null,"Air Cooled\nChiller","Water Cooled\nChiller","DX AC","DX HP Clg","DX HP Htg","VRF AC","VRF HP Clg","VRF HP Htg","PTAC","PTHP Clg","PTHP Htg"]
[null,"Assembly",0.82,0.82,0.82,0.82,0,0.82,0.82,0,0.82,0.82,0,"Assembly",2294,2294,2294,2294,503,2294,2294,503,2294,2294,503]
[null,"Lodging",0.77,0.77,0.77,0.77,0,0.77,0.77,0,0.77,0.77,0,"Lodging",1336,1336,1336,1336,590,1336,1336,590,1336,1336,590]
[null,"Medical (Clinic)",0.85,0.85,0.85,0.85,0,0.85,0.85,0,0.85,0.85,0,"Medical (Clinic)",1463,1463,1463,1463,637,1463,1463,637,1463,1463,637]
[null,"Office (Large > 30k SqFt)",0.84,0.84,0.84,0.84,0,0.84,0.84,0,0.84,0.84,0,"Office (Large > 30k SqFt)",2295,2295,2295,2295,750,2295,2295,750,2295,2295,750]
[null,"Office (Small <= 30k SqFt)",0.84,0.84,0.84,0.84,0,0.84,0.84,0,0.84,0.84,0,"Office (Small <= 30k SqFt)",2189,2189,2189,2189,180,2189,2189,180,2189,2189,180]
[null,"Religious Worship",0.82,0.82,0.82,0.82,0,0.82,0.82,0,0.82,0.82,0,"Religious Worship",2046,2046,2046,2046,470,2046,2046,470,2046,2046,470]
[null,"Restaurant (Full Service)",0.85,0.85,0.85,0.85,0,0.85,0.85,0,0.85,0.85,0,"Restaurant (Full Service)",2174,2174,2174,2174,121,2174,2174,121,2174,2174,121]
[null,"Restaurant (Quick Service)",0.78,0.78,0.78,0.78,0,0.78,0.78,0,0.78,0.78,0,"Restaurant (Quick Service)",1680,1680,1680,1680,178,1680,1680,178,1680,1680,178]
[null,"Retail (All Other)",0.88,0.88,0.88,0.88,0,0.88,0.88,0,0.88,0.88,0,"Retail (All Other)",1455,1455,1455,1455,667,1455,1455,667,1455,1455,667]
[null,"Retail (Supermarket)",0.9,0.9,0.9,0.9,0,0.9,0.9,0,0.9,0.9,0,"Retail (Supermarket)",1618,1618,1618,1618,510,1618,1618,510,1618,1618,510]
[null,"School (Primary/Secondary)",0.71,0.71,0.71,0.71,0,0.71,0.71,0,0.71,0.71,0,"School (Primary/Secondary)",1342,1342,1342,1342,489,1342,1342,489,1342,1342,489]
[null,"School (University/College)",0.84,0.84,0.84,0.84,0,0.84,0.84,0,0.84,0.84,0,"School (University/College)",1515,1515,1515,1515,609,1515,1515,609,1515,1515,609]
[null,"Custom - Type 1",{"$f":"'Custom Bldg'!$E$5","v":0},{"$f":"'Custom Bldg'!$G$5","v":0},{"$f":"'Custom Bldg'!$I$5","v":0},{"$f":"'Custom Bldg'!$I$5","v":0},0,{"$f":"'Custom Bldg'!$L$5","v":0},{"$f":"'Custom Bldg'!$L$5","v":0},0,{"$f":"'Custom Bldg'!$O$5","v":0},{"$f":"'Custom Bldg'!$O$5","v":0},0,"Custom - Type 1",{"$f":"'Custom Bldg'!$F$5","v":0},{"$f":"'Custom Bldg'!$H$5","v":0},{"$f":"'Custom Bldg'!$J$5","v":0},{"$f":"'Custom Bldg'!$J$5","v":0},{"$f":"'Custom Bldg'!$K$5","v":0},{"$f":"'Custom Bldg'!$M$5","v":0},{"$f":"'Custom Bldg'!$M$5","v":0},{"$f":"'Custom Bldg'!$N$5","v":0},{"$f":"'Custom Bldg'!$P$5","v":0},{"$f":"'Custom Bldg'!$P$5","v":0},{"$f":"'Custom Bldg'!$Q$5","v":0}]
[null,"Custom - Type 2",{"$f":"'Custom Bldg'!$E$6","v":0},{"$f":"'Custom Bldg'!$G$6","v":0},{"$f":"'Custom Bldg'!$I$6","v":0},{"$f":"'Custom Bldg'!$I$6","v":0},0,{"$f":"'Custom Bldg'!$L$6","v":0},{"$f":"'Custom Bldg'!$L$6","v":0},0,{"$f":"'Custom Bldg'!$O$6","v":0},{"$f":"'Custom Bldg'!$O$6","v":0},0,"Custom - Type 2",{"$f":"'Custom Bldg'!$F$6","v":0},{"$f":"'Custom Bldg'!$H$6","v":0},{"$f":"'Custom Bldg'!$J$6","v":0},{"$f":"'Custom Bldg'!$J$6","v":0},{"$f":"'Custom Bldg'!$K$6","v":0},{"$f":"'Custom Bldg'!$M$6","v":0},{"$f":"'Custom Bldg'!$M$6","v":0},{"$f":"'Custom Bldg'!$N$6","v":0},{"$f":"'Custom Bldg'!$P$6","v":0},{"$f":"'Custom Bldg'!$P$6","v":0},{"$f":"'Custom Bldg'!$Q$6","v":0}]
[null,"Custom - Type 3",{"$f":"'Custom Bldg'!$E$7","v":0},{"$f":"'Custom Bldg'!$G$7","v":0},{"$f":"'Custom Bldg'!$I$7","v":0},{"$f":"'Custom Bldg'!$I$7","v":0},0,{"$f":"'Custom Bldg'!$L$7","v":0},{"$f":"'Custom Bldg'!$L$7","v":0},0,{"$f":"'Custom Bldg'!$O$7","v":0},{"$f":"'Custom Bldg'!$O$7","v":0},0,"Custom - Type 3",{"$f":"'Custom Bldg'!$F$7","v":0},{"$f":"'Custom Bldg'!$H$7","v":0},{"$f":"'Custom Bldg'!$J$7","v":0},{"$f":"'Custom Bldg'!$J$7","v":0},{"$f":"'Custom Bldg'!$K$7","v":0},{"$f":"'Custom Bldg'!$M$7","v":0},{"$f":"'Custom Bldg'!$M$7","v":0},{"$f":"'Custom Bldg'!$N$7","v":0},{"$f":"'Custom Bldg'!$P$7","v":0},{"$f":"'Custom Bldg'!$P$7","v":0},{"$f":"'Custom Bldg'!$Q$7","v":0}]
[null,"Custom - Type 4",{"$f":"'Custom Bldg'!$E$8","v":0},{"$f":"'Custom Bldg'!$G$8","v":0},{"$f":"'Custom Bldg'!$I$8","v":0},{"$f":"'Custom Bldg'!$I$8","v":0},0,{"$f":"'Custom Bldg'!$L$8","v":0},{"$f":"'Custom Bldg'!$L$8","v":0},0,{"$f":"'Custom Bldg'!$O$8","v":0},{"$f":"'Custom Bldg'!$O$8","v":0},0,"Custom - Type 4",{"$f":"'Custom Bldg'!$F$8","v":0},{"$f":"'Custom Bldg'!$H$8","v":0},{"$f":"'Custom Bldg'!$J$8","v":0},{"$f":"'Custom Bldg'!$J$8","v":0},{"$f":"'Custom Bldg'!$K$8","v":0},{"$f":"'Custom Bldg'!$M$8","v":0},{"$f":"'Custom Bldg'!$M$8","v":0},{"$f":"'Custom Bldg'!$N$8","v":0},{"$f":"'Custom Bldg'!$P$8","v":0},{"$f":"'Custom Bldg'!$P$8","v":0},{"$f":"'Custom Bldg'!$Q$8","v":0}]
[null,"Custom - Type 5",{"$f":"'Custom Bldg'!$E$9","v":0},{"$f":"'Custom Bldg'!$G$9","v":0},{"$f":"'Custom Bldg'!$I$9","v":0},{"$f":"'Custom Bldg'!$I$9","v":0},0,{"$f":"'Custom Bldg'!$L$9","v":0},{"$f":"'Custom Bldg'!$L$9","v":0},0,{"$f":"'Custom Bldg'!$O$9","v":0},{"$f":"'Custom Bldg'!$O$9","v":0},0,"Custom - Type 5",{"$f":"'Custom Bldg'!$F$9","v":0},{"$f":"'Custom Bldg'!$H$9","v":0},{"$f":"'Custom Bldg'!$J$9","v":0},{"$f":"'Custom Bldg'!$J$9","v":0},{"$f":"'Custom Bldg'!$K$9","v":0},{"$f":"'Custom Bldg'!$M$9","v":0},{"$f":"'Custom Bldg'!$M$9","v":0},{"$f":"'Custom Bldg'!$N$9","v":0},{"$f":"'Custom Bldg'!$P$9","v":0},{"$f":"'Custom Bldg'!$P$9","v":0},{"$f":"'Custom Bldg'!$Q$9","v":0}]
[]
[null,"Deemed Savings Coefficients",null,null,null,null,null,null,null,null,null,null,null,null,null,null,null,null,null,null,null,null,null,null,"Weather Zone 6: Shreveport"]
[null,"Building Type","Demand Factors",null,null,null,null,null,null,null,null,null,null,"Building Type","Equivalent Full-Load Hours"]
[null,null,"Air Cooled\nChiller","Water Cooled\nChiller","DX AC","DX HP Clg","DX HP Htg","VRF AC","VRF HP Clg","VRF HP Htg","PTAC","PTHP Clg","PTHP Htg",null,"Air Cooled\nChiller","Water Cooled\nChiller","DX AC","DX HP Clg","DX HP Htg","VRF AC","VRF HP Clg","VRF HP Htg","PTAC","PTHP Clg","PTHP Htg"]
[null,"Assembly",0.82,0.82,0.82,0.82,0,0.82,0.82,0,0.82,0.82,0,"Assembly",2262,2262,2262,2262,560,2262,2262,560,2262,2262,560]
[null,"Lodging",0.77,0.77,0.77,0.77,0,0.77,0.77,0,0.77,0.77,0,"Lodging",1358,1358,1358,1358,711,1358,1358,711,1358,1358,711]
[null,"Medical (Clinic)",0.85,0.85,0.85,0.85,0,0.85,0.85,0,0.85,0.85,0,"Medical (Clinic)",1539,1539,1539,1539,626,1539,1539,626,1539,1539,626]
[null,"Office (Large > 30k SqFt)",0.84,0.84,0.84,0.84,0,0.84,0.84,0,0.84,0.84,0,"Office (Large > 30k SqFt)",2168,2168,2168,2168,828,2168,2168,828,2168,2168,828]
[null,"Office (Small <= 30k SqFt)",0.84,0.84,0.84,0.84,0,0.84,0.84,0,0.84,0.84,0,"Office (Small <= 30k SqFt)",2015,2015,2015,2015,358,2015,2015,358,2015,2015,358]
[null,"Religious Worship",0.82,0.82,0.82,0.82,0,0.82,0.82,0,0.82,0.82,0,"Religious Worship",2017,2017,2017,2017,524,2017,2017,524,2017,2017,524]
[null,"Restaurant (Full Service)",0.85,0.85,0.85,0.85,0,0.85,0.85,0,0.85,0.85,0,"Restaurant (Full Service)",2185,2185,2185,2185,186,2185,2185,186,2185,2185,186]
[null,"Restaurant (Quick Service)",0.78,0.78,0.78,0.78,0,0.78,0.78,0,0.78,0.78,0,"Restaurant (Quick Service)",1706,1706,1706,1706,297,1706,1706,297,1706,1706,297]
[null,"Retail (All Other)",0.88,0.88,0.88,0.88,0,0.88,0.88,0,0.88,0.88,0,"Retail (All Other)",1453,1453,1453,1453,804,1453,1453,804,1453,1453,804]
[null,"Retail (Supermarket)",0.9,0.9,0.9,0.9,0,0.9,0.9,0,0.9,0.9,0,"Retail (Supermarket)",1596,1596,1596,1596,710,1596,1596,710,1596,1596,710]
[null,"School (Primary/Secondary)",0.71,0.71,0.71,0.71,0,0.71,0.71,0,0.71,0.71,0,"School (Primary/Secondary)",1402,1402,1402,1402,722,1402,1402,722,1402,1402,722]
[null,"School (University/College)",0.84,0.84,0.84,0.84,0,0.84,0.84,0,0.84,0.84,0,"School (University/College)",1516,1516,1516,1516,662,1516,1516,662,1516,1516,662]
[null,"Custom - Type 1",{"$f":"'Custom Bldg'!$E$5","v":0},{"$f":"'Custom Bldg'!$G$5","v":0},{"$f":"'Custom Bldg'!$I$5","v":0},{"$f":"'Custom Bldg'!$I$5","v":0},0,{"$f":"'Custom Bldg'!$L$5","v":0},{"$f":"'Custom Bldg'!$L$5","v":0},0,{"$f":"'Custom Bldg'!$O$5","v":0},{"$f":"'Custom Bldg'!$O$5","v":0},0,"Custom - Type 1",{"$f":"'Custom Bldg'!$F$5","v":0},{"$f":"'Custom Bldg'!$H$5","v":0},{"$f":"'Custom Bldg'!$J$5","v":0},{"$f":"'Custom Bldg'!$J$5","v":0},{"$f":"'Custom Bldg'!$K$5","v":0},{"$f":"'Custom Bldg'!$M$5","v":0},{"$f":"'Custom Bldg'!$M$5","v":0},{"$f":"'Custom Bldg'!$N$5","v":0},{"$f":"'Custom Bldg'!$P$5","v":0},{"$f":"'Custom Bldg'!$P$5","v":0},{"$f":"'Custom Bldg'!$Q$5","v":0}]
[null,"Custom - Type 2",{"$f":"'Custom Bldg'!$E$6","v":0},{"$f":"'Custom Bldg'!$G$6","v":0},{"$f":"'Custom Bldg'!$I$6","v":0},{"$f":"'Custom Bldg'!$I$6","v":0},0,{"$f":"'Custom Bldg'!$L$6","v":0},{"$f":"'Custom Bldg'!$L$6","v":0},0,{"$f":"'Custom Bldg'!$O$6","v":0},{"$f":"'Custom Bldg'!$O$6","v":0},0,"Custom - Type 2",{"$f":"'Custom Bldg'!$F$6","v":0},{"$f":"'Custom Bldg'!$H$6","v":0},{"$f":"'Custom Bldg'!$J$6","v":0},{"$f":"'Custom Bldg'!$J$6","v":0},{"$f":"'Custom Bldg'!$K$6","v":0},{"$f":"'Custom Bldg'!$M$6","v":0},{"$f":"'Custom Bldg'!$M$6","v":0},{"$f":"'Custom Bldg'!$N$6","v":0},{"$f":"'Custom Bldg'!$P$6","v":0},{"$f":"'Custom Bldg'!$P$6","v":0},{"$f":"'Custom Bldg'!$Q$6","v":0}]
[null,"Custom - Type 3",{"$f":"'Custom Bldg'!$E$7","v":0},{"$f":"'Custom Bldg'!$G$7","v":0},{"$f":"'Custom Bldg'!$I$7","v":0},{"$f":"'Custom Bldg'!$I$7","v":0},0,{"$f":"'Custom Bldg'!$L$7","v":0},{"$f":"'Custom Bldg'!$L$7","v":0},0,{"$f":"'Custom Bldg'!$O$7","v":0},{"$f":"'Custom Bldg'!$O$7","v":0},0,"Custom - Type 3",{"$f":"'Custom Bldg'!$F$7","v":0},{"$f":"'Custom Bldg'!$H$7","v":0},{"$f":"'Custom Bldg'!$J$7","v":0},{"$f":"'Custom Bldg'!$J$7","v":0},{"$f":"'Custom Bldg'!$K$7","v":0},{"$f":"'Custom Bldg'!$M$7","v":0},{"$f":"'Custom Bldg'!$M$7","v":0},{"$f":"'Custom Bldg'!$N$7","v":0},{"$f":"'Custom Bldg'!$P$7","v":0},{"$f":"'Custom Bldg'!$P$7","v":0},{"$f":"'Custom Bldg'!$Q$7","v":0}]
[null,"Custom - Type 4",{"$f":"'Custom Bldg'!$E$8","v":0},{"$f":"'Custom Bldg'!$G$8","v":0},{"$f":"'Custom Bldg'!$I$8","v":0},{"$f":"'Custom Bldg'!$I$8","v":0},0,{"$f":"'Custom Bldg'!$L$8","v":0},{"$f":"'Custom Bldg'!$L$8","v":0},0,{"$f":"'Custom Bldg'!$O$8","v":0},{"$f":"'Custom Bldg'!$O$8","v":0},0,"Custom - Type 4",{"$f":"'Custom Bldg'!$F$8","v":0},{"$f":"'Custom Bldg'!$H$8","v":0},{"$f":"'Custom Bldg'!$J$8","v":0},{"$f":"'Custom Bldg'!$J$8","v":0},{"$f":"'Custom Bldg'!$K$8","v":0},{"$f":"'Custom Bldg'!$M$8","v":0},{"$f":"'Custom Bldg'!$M$8","v":0},{"$f":"'Custom Bldg'!$N$8","v":0},{"$f":"'Custom Bldg'!$P$8","v":0},{"$f":"'Custom Bldg'!$P$8","v":0},{"$f":"'Custom Bldg'!$Q$8","v":0}]
[null,"Custom - Type 5",{"$f":"'Custom Bldg'!$E$9","v":0},{"$f":"'Custom Bldg'!$G$9","v":0},{"$f":"'Custom Bldg'!$I$9","v":0},{"$f":"'Custom Bldg'!$I$9","v":0},0,{"$f":"'Custom Bldg'!$L$9","v":0},{"$f":"'Custom Bldg'!$L$9","v":0},0,{"$f":"'Custom Bldg'!$O$9","v":0},{"$f":"'Custom Bldg'!$O$9","v":0},0,"Custom - Type 5",{"$f":"'Custom Bldg'!$F$9","v":0},{"$f":"'Custom Bldg'!$H$9","v":0},{"$f":"'Custom Bldg'!$J$9","v":0},{"$f":"'Custom Bldg'!$J$9","v":0},{"$f":"'Custom Bldg'!$K$9","v":0},{"$f":"'Custom Bldg'!$M$9","v":0},{"$f":"'Custom Bldg'!$M$9","v":0},{"$f":"'Custom Bldg'!$N$9","v":0},{"$f":"'Custom Bldg'!$P$9","v":0},{"$f":"'Custom Bldg'!$P$9","v":0},{"$f":"'Custom Bldg'!$Q$9","v":0}]
[]
[null,"Deemed Savings Coefficients",null,null,null,null,null,null,null,null,null,null,null,null,null,null,null,null,null,null,null,null,null,null,{"$f":"'Project Info'!$C10","v":""}]
[null,"Building Type","Demand Factors",null,null,null,null,null,null,null,null,null,null,"Building Type","Equivalent Full-Load Hours"]
[null,null,"Air Cooled\nChiller","Water Cooled\nChiller","DX AC","DX HP Clg","DX HP Htg","VRF AC","VRF HP Clg","VRF HP Htg","PTAC","PTHP Clg","PTHP Htg",null,"Air Cooled\nChiller","Water Cooled\nChiller","DX AC","DX HP Clg","DX HP Htg","VRF AC","VRF HP Clg","VRF HP Htg","PTAC","PTHP Clg","PTHP Htg"]
[null,"Assembly",{"$f":"IF($Y$86=\"Weather Zone 3: New Orleans\",C5,IF($Y$86=\"Weather Zone 4: Baton Rouge\",C26, IF($Y$86=\"Weather Zone 5: Alexandria\",C47, IF($Y$86=\"Weather Zone 6: Shreveport\",C68,0))))","v":0},0,0,0,0,0,0,0,0,0,0,"Assembly",{"$f":"IF($Y$86=\"Weather Zone 3: New Orleans\",O5,IF($Y$86=\"Weather Zone 4: Baton Rouge\",O26, IF($Y$86=\"Weather Zone 5: Alexandria\",O47, IF($Y$86=\"Weather Zone 6: Shreveport\",O68,0))))","v":0},0,0,0,0,0,0,0,0,0,0]
[null,"Lodging",{"$f":"IF($Y$86=\"Weather Zone 3: New Orleans\",C6,IF($Y$86=\"Weather Zone 4: Baton Rouge\",C27, IF($Y$86=\"Weather Zone 5: Alexandria\",C48, IF($Y$86=\"Weather Zone 6: Shreveport\",C69,0))))","v":0},0,0,0,0,0,0,0,0,0,0,"Lodging",{"$f":"IF($Y$86=\"Weather Zone 3: New Orleans\",O6,IF($Y$86=\"Weather Zone 4: Baton Rouge\",O27, IF($Y$86=\"Weather Zone 5: Alexandria\",O48, IF($Y$86=\"Weather Zone 6: Shreveport\",O69,0))))","v":0},0,0,0,0,0,0,0,0,0,0]
[null,"Medical (Clinic)",{"$f":"IF($Y$86=\"Weather Zone 3: New Orleans\",C7,IF($Y$86=\"Weather Zone 4: Baton Rouge\",C28, IF($Y$86=\"Weather Zone 5: Alexandria\",C49, IF($Y$86=\"Weather Zone 6: Shreveport\",C70,0))))","v":0},0,0,0,0,0,0,0,0,0,0,"Medical (Clinic)",{"$f":"IF($Y$86=\"Weather Zone 3: New Orleans\",O7,IF($Y$86=\"Weather Zone 4: Baton Rouge\",O28, IF($Y$86=\"Weather Zone 5: Alexandria\",O49, IF($Y$86=\"Weather Zone 6: Shreveport\",O70,0))))","v":0},0,0,0,0,0,0,0,0,0,0]
[null,"Office (Large > 30k SqFt)",{"$f":"IF($Y$86=\"Weather Zone 3: New Orleans\",C8,IF($Y$86=\"Weather Zone 4: Baton Rouge\",C29, IF($Y$86=\"Weather Zone 5: Alexandria\",C50, IF($Y$86=\"Weather Zone 6: Shreveport\",C71,0))))","v":0},0,0,0,0,0,0,0,0,0,0,"Office (Large > 30k SqFt)",{"$f":"IF($Y$86=\"Weather Zone 3: New Orleans\",O8,IF($Y$86=\"Weather Zone 4: Baton Rouge\",O29, IF($Y$86=\"Weather Zone 5: Alexandria\",O50, IF($Y$86=\"Weather Zone 6: Shreveport\",O71,0))))","v":0},0,0,0,0,0,0,0,0,0,0]
[null,"Office (Small <= 30k SqFt)",{"$f":"IF($Y$86=\"Weather Zone 3: New Orleans\",C9,IF($Y$86=\"Weather Zone 4: Baton Rouge\",C30, IF($Y$86=\"Weather Zone 5: Alexandria\",C51, IF($Y$86=\"Weather Zone 6: Shreveport\",C72,0))))","v":0},0,0,0,0,0,0,0,0,0,0,"Office (Small <= 30k SqFt)",{"$f":"IF($Y$86=\"Weather Zone 3: New Orleans\",O9,IF($Y$86=\"Weather Zone 4: Baton Rouge\",O30, IF($Y$86=\"Weather Zone 5: Alexandria\",O51, IF($Y$86=\"Weather Zone 6: Shreveport\",O72,0))))","v":0},0,0,0,0,0,0,0,0,0,0]
[null,"Religious Worship",{"$f":"IF($Y$86=\"Weather Zone 3: New Orleans\",C10,IF($Y$86=\"Weather Zone 4: Baton Rouge\",C31, IF($Y$86=\"Weather Zone 5: Alexandria\",C52, IF($Y$86=\"Weather Zone 6: Shreveport\",C73,0))))","v":0},0,0,0,0,0,0,0,0,0,0,"Religious Worship",{"$f":"IF($Y$86=\"Weather Zone 3: New Orleans\",O10,IF($Y$86=\"Weather Zone 4: Baton Rouge\",O31, IF($Y$86=\"Weather Zone 5: Alexandria\",O52, IF($Y$86=\"Weather Zone 6: Shreveport\",O73,0))))","v":0},0,0,0,0,0,0,0,0,0,0]
[null,"Restaurant (Full Service)",{"$f":"IF($Y$86=\"Weather Zone 3: New Orleans\",C11,IF($Y$86=\"Weather Zone 4: Baton Rouge\",C32, IF($Y$86=\"Weather Zone 5: Alexandria\",C53, IF($Y$86=\"Weather Zone 6: Shreveport\",C74,0))))","v":0},0,0,0,0,0,0,0,0,0,0,"Restaurant (Full Service)",{"$f":"IF($Y$86=\"Weather Zone 3: New Orleans\",O11,IF($Y$86=\"Weather Zone 4: Baton Rouge\",O32, IF($Y$86=\"Weather Zone 5: Alexandria\",O53, IF($Y$86=\"Weather Zone 6: Shreveport\",O74,0))))","v":0},0,0,0,0,{"$f":"IF($Y$86=\"Weather Zone 3: New Orleans\",T11,IF($Y$86=\"Weather Zone 4: Baton Rouge\",T32, IF($Y$86=\"Weather Zone 5: Alexandria\",T53, IF($Y$86=\"Weather Zone 6: Shreveport\",T74,0))))","v":0},0,0,{"$f":"IF($Y$86=\"Weather Zone 3: New Orleans\",W11,IF($Y$86=\"Weather Zone 4: Baton Rouge\",W32, IF($Y$86=\"Weather Zone 5: Alexandria\",W53, IF($Y$86=\"Weather Zone 6: Shreveport\",W74,0))))","v":0},0,0]
[null,"Restaurant (Quick Service)",{"$f":"IF($Y$86=\"Weather Zone 3: New Orleans\",C12,IF($Y$86=\"Weather Zone 4: Baton Rouge\",C33, IF($Y$86=\"Weather Zone 5: Alexandria\",C54, IF($Y$86=\"Weather Zone 6: Shreveport\",C75,0))))","v":0},0,0,0,0,{"$f":"IF($Y$86=\"Weather Zone 3: New Orleans\",H12,IF($Y$86=\"Weather Zone 4: Baton Rouge\",H33, IF($Y$86=\"Weather Zone 5: Alexandria\",H54, IF($Y$86=\"Weather Zone 6: Shreveport\",H75,0))))","v":0},0,0,{"$f":"IF($Y$86=\"Weather Zone 3: New Orleans\",K12,IF($Y$86=\"Weather Zone 4: Baton Rouge\",K33, IF($Y$86=\"Weather Zone 5: Alexandria\",K54, IF($Y$86=\"Weather Zone 6: Shreveport\",K75,0))))","v":0},0,0,"Restaurant (Quick Service)",0,0,0,0,0,{"$f":"IF($Y$86=\"Weather Zone 3: New Orleans\",T12,IF($Y$86=\"Weather Zone 4: Baton Rouge\",T33, IF($Y$86=\"Weather Zone 5: Alexandria\",T54, IF($Y$86=\"Weather Zone 6: Shreveport\",T75,0))))","v":0},0,0,0,0,0]
[null,"Retail (All Other)",0,0,0,0,0,{"$f":"IF($Y$86=\"Weather Zone 3: New Orleans\",H13,IF($Y$86=\"Weather Zone 4: Baton Rouge\",H34, IF($Y$86=\"Weather Zone 5: Alexandria\",H55, IF($Y$86=\"Weather Zone 6: Shreveport\",H76,0))))","v":0},0,0,0,0,0,"Retail (All Other)",0,0,0,0,0,{"$f":"IF($Y$86=\"Weather Zone 3: New Orleans\",T13,IF($Y$86=\"Weather Zone 4: Baton Rouge\",T34, IF($Y$86=\"Weather Zone 5: Alexandria\",T55, IF($Y$86=\"Weather Zone 6: Shreveport\",T76,0))))","v":0},0,0,0,0,0]
[null,"Retail (Supermarket)",0,0,0,0,0,{"$f":"IF($Y$86=\"Weather Zone 3: New Orleans\",H14,IF($Y$86=\"Weather Zone 4: Baton Rouge\",H35, IF($Y$86=\"Weather Zone 5: Alexandria\",H56, IF($Y$86=\"Weather Zone 6: Shreveport\",H77,0))))","v":0},0,0,0,0,0,"Retail (Supermarket)",0,0,0,0,0,{"$f":"IF($Y$86=\"Weather Zone 3: New Orleans\",T14,IF($Y$86=\"Weather Zone 4: Baton Rouge\",T35, IF($Y$86=\"Weather Zone 5: Alexandria\",T56, IF($Y$86=\"Weather Zone 6: Shreveport\",T77,0))))","v":0},0,0,0,0,0]
[null,"School (Primary/Secondary)",0,0,0,0,0,{"$f":"IF($Y$86=\"Weather Zone 3: New Orleans\",H15,IF($Y$86=\"Weather Zone 4: Baton Rouge\",H36, IF($Y$86=\"Weather Zone 5: Alexandria\",H57, IF($Y$86=\"Weather Zone 6: Shreveport\",H78,0))))","v":0},0,0,0,0,0,"School (Primary/Secondary)",0,0,0,0,0,{"$f":"IF($Y$86=\"Weather Zone 3: New Orleans\",T15,IF($Y$86=\"Weather Zone 4: Baton Rouge\",T36, IF($Y$86=\"Weather Zone 5: Alexandria\",T57, IF($Y$86=\"Weather Zone 6: Shreveport\",T78,0))))","v":0},0,0,0,0,0]
[null,"School (University/College)",0,0,0,0,0,{"$f":"IF($Y$86=\"Weather Zone 3: New Orleans\",H16,IF($Y$86=\"Weather Zone 4: Baton Rouge\",H37, IF($Y$86=\"Weather Zone 5: Alexandria\",H58, IF($Y$86=\"Weather Zone 6: Shreveport\",H79,0))))","v":0},0,0,0,0,0,"School (University/College)",0,0,0,0,0,{"$f":"IF($Y$86=\"Weather Zone 3: New Orleans\",T16,IF($Y$86=\"Weather Zone 4: Baton Rouge\",T37, IF($Y$86=\"Weather Zone 5: Alexandria\",T58, IF($Y$86=\"Weather Zone 6: Shreveport\",T79,0))))","v":0},0,0,0,0,0]
[null,{"$f":"CONCATENATE(\"Custom - \",'Custom Bldg'!$C$5)","v":"Custom - Type 1"},0,0,0,0,0,{"$f":"IF($Y$86=\"Weather Zone 3: New Orleans\",H17,IF($Y$86=\"Weather Zone 4: Baton Rouge\",H38, IF($Y$86=\"Weather Zone 5: Alexandria\",H59, IF($Y$86=\"Weather Zone 6: Shreveport\",H80,0))))","v":0},0,0,0,0,0,"Custom - Type 1",0,0,0,0,0,{"$f":"IF($Y$86=\"Weather Zone 3: New Orleans\",T17,IF($Y$86=\"Weather Zone 4: Baton Rouge\",T38, IF($Y$86=\"Weather Zone 5: Alexandria\",T59, IF($Y$86=\"Weather Zone 6: Shreveport\",T80,0))))","v":0},0,0,0,0,0]
[null,{"$f":"CONCATENATE(\"Custom - \",'Custom Bldg'!$C$6)","v":"Custom - Type 2"},0,0,0,0,0,{"$f":"IF($Y$86=\"Weather Zone 3: New Orleans\",H18,IF($Y$86=\"Weather Zone 4: Baton Rouge\",H39, IF($Y$86=\"Weather Zone 5: Alexandria\",H60, IF($Y$86=\"Weather Zone 6: Shreveport\",H81,0))))","v":0},0,0,0,0,0,"Custom - Type 2",0,0,0,0,0,{"$f":"IF($Y$86=\"Weather Zone 3: New Orleans\",T18,IF($Y$86=\"Weather Zone 4: Baton Rouge\",T39, IF($Y$86=\"Weather Zone 5: Alexandria\",T60, IF($Y$86=\"Weather Zone 6: Shreveport\",T81,0))))","v":0},0,0,0,0,0]
[null,{"$f":"CONCATENATE(\"Custom - \",'Custom Bldg'!$C$7)","v":"Custom - Type 3"},0,0,0,0,0,{"$f":"IF($Y$86=\"Weather Zone 3: New Orleans\",H19,IF($Y$86=\"Weather Zone 4: Baton Rouge\",H40, IF($Y$86=\"Weather Zone 5: Alexandria\",H61, IF($Y$86=\"Weather Zone 6: Shreveport\",H82,0))))","v":0},0,0,0,0,0,"Custom - Type 3",0,0,0,0,0,{"$f":"IF($Y$86=\"Weather Zone 3: New Orleans\",T19,IF($Y$86=\"Weather Zone 4: Baton Rouge\",T40, IF($Y$86=\"Weather Zone 5: Alexandria\",T61, IF($Y$86=\"Weather Zone 6: Shreveport\",T82,0))))","v":0},0,0,0,0,0]
[null,{"$f":"CONCATENATE(\"Custom - \",'Custom Bldg'!$C$8)","v":"Custom - Type 4"},0,0,0,0,0,{"$f":"IF($Y$86=\"Weather Zone 3: New Orleans\",H20,IF($Y$86=\"Weather Zone 4: Baton Rouge\",H41, IF($Y$86=\"Weather Zone 5: Alexandria\",H62, IF($Y$86=\"Weather Zone 6: Shreveport\",H83,0))))","v":0},0,0,0,0,0,"Custom - Type 4",0,0,0,0,0,{"$f":"IF($Y$86=\"Weather Zone 3: New Orleans\",T20,IF($Y$86=\"Weather Zone 4: Baton Rouge\",T41, IF($Y$86=\"Weather Zone 5: Alexandria\",T62, IF($Y$86=\"Weather Zone 6: Shreveport\",T83,0))))","v":0},0,0,0,0,0]
[null,{"$f":"CONCATENATE(\"Custom - \",'Custom Bldg'!$C$9)","v":"Custom - Type 5"},0,0,0,0,0,{"$f":"IF($Y$86=\"Weather Zone 3: New Orleans\",H21,IF($Y$86=\"Weather Zone 4: Baton Rouge\",H42, IF($Y$86=\"Weather Zone 5: Alexandria\",H63, IF($Y$86=\"Weather Zone 6: Shreveport\",H84,0))))","v":0},0,0,0,0,0,"Custom - Type 5",0,0,0,0,0,{"$f":"IF($Y$86=\"Weather Zone 3: New Orleans\",T21,IF($Y$86=\"Weather Zone 4: Baton Rouge\",T42, IF($Y$86=\"Weather Zone 5: Alexandria\",T63, IF($Y$86=\"Weather Zone 6: Shreveport\",T84,0))))","v":0},0,0,0,0,0]

{"sheet":"EEA","index":9,"n_rows":91,"n_cols":13,"rows_kept":91,"cut":false,"hidden":false,"merged":[[71,7,71,9],[88,1,88,5],[90,1,90,5],[22,1,22,5],[24,1,24,5],[26,1,26,2],[26,4,26,5],[31,1,31,2],[31,4,31,5],[35,1,35,5],[69,1,69,5],[70,1,70,5],[15,1,15,5],[1,1,1,5],[2,1,2,5],[3,1,3,5],[5,1,5,5],[6,1,6,5],[7,1,7,5],[8,1,8,5],[10,1,10,5],[11,1,11,5],[12,1,12,5],[13,1,13,5]]}
[]
[null,"Energy Efficiency Assessment"]
[null,{"$f":"IF('Project Info'!$C$6=\"\",\"Please Select Utility…\",'Project Info'!$C$6)","v":"Please Select Utility…"}]
[null,{"$f":"IF('Project Info'!$C$12=\"\",\"Please Select Program Type…\",'Project Info'!$C$12)","v":"Please Select Program Type…"}]
[]
[null,{"$f":"IF('Project Info'!$C$14=\"\",\"Prepared for: [Project Name]\",CONCATENATE(\"Prepared for: \",'Project Info'!$C$14))","v":"Prepared for: [Project Name]"}]
[null,"Contact Name:"]
[null,"Contact Phone:"]
[null,"Contact Email:"]
[]
[]
[]
[]
[]
[]
[null,{"$f":"TODAY()","v":"2026-01-29"}]
[]
[null,"Rate:"]
[null,0,"$/kW"]
[null,0,"$/kWh"]
[]
[null,"Project Description:"]
[null,"Please enter the project description summarizing the specific measures recommended and why.\nSuggested length = 5 sentences."]
[]
[null,"This tool is made available with no warranties, whether expressed or implied. The participating utility assumes no legal liability or responsibility for the accuracy, completeness, or usefullness of the contents of this Energy Efficiency Assessment. These calculations are based on the rates and estimated operating hours displayed above. These calculations are not exact and should only be used to assist in formulating a decision about whether or not to pursue the proposed energy efficiency project."]
[]
[null,"Estimated Project Cost",null,null,"Energy Savings"]
[null,"Est. Project Cost",0,null,"Est. kW Savings",{"$f":"Summary!$E$12","v":0}]
[null,"Est. Utility Incentive",{"$f":"Summary!$G$12","v":0},null,"Est. kWh Savings",{"$f":"Summary!$F$12","v":0}]
[null,"Est. Project Cost after Incentive",{"$f":"$C$28-$C$29","v":0},null,"Est. Annual Energy Savings ($)",{"$f":"($B$19*$F$28)+($B$20*$F$29)","v":0}]
[]
[null,"Payback & Return on Investment",null,null,"Cost of Waiting"]
[null,"Simple Payback (years)",{"$f":"IFERROR($C$30/$F$30,0)","v":0},null,"Monthly",{"$f":"$F$34/12","v":0}]
[null,"Return on Investment",{"$f":"IFERROR(1/$C$33,0)","v":0},null,"Annually",{"$f":"$F$30","v":0}]
[]
[null,"The following values are based on estimated operating hours from the TX TRM and an estimated utility rate"]
[null,null,"Totals:",null,null,"Totals:"]
[null,"Est. Demand Reduction (kW) :",{"$f":"$F$28","v":0},null,"Est. Total Year 1 Cash Flow :",{"$f":"$J$44","v":0}]
[null,"Est. Energy Reduction (kWh) :",{"$f":"$F$29","v":0},null,"Est. Total Year 5 Cash Flow :",{"$f":"$J$45","v":0}]
[null,"Est. Annual Energy Savings ($) :",{"$f":"$F$30","v":0},null,"Est. Total Year 10 Cash Flow :",{"$f":"$J$46","v":0}]
[null,"Est. Project Cost :",{"$f":"$C$28","v":0},null,"Est. Total Year 15 Cash Flow :",{"$f":"$J$47","v":0}]
[null,"Est. Program Incentive :",{"$f":"$C$29","v":0}]
[]
[null,null,null,null,null,null,null,"Year 1",{"$f":"$F$30","v":0},{"$f":"$I44-$C$30","v":0}]
[null,null,null,null,null,null,null,"Year 5",{"$f":"$I$44*5","v":0},{"$f":"$I45-$C$30","v":0}]
[null,null,null,null,null,null,null,"Year 10",{"$f":"$I$44*10","v":0},{"$f":"$I46-$C$30","v":0}]
[null,null,null,null,null,null,null,"Year 15",{"$f":"$I$44*15","v":0},{"$f":"$I47-$C$30","v":0}]
[]
[]
[]
[]
[]
[]
[]
[]
[]
[]
[]
[]
[]
[]
[]
[]
[]
[]
[]
[]
[]
[]
[null,"Annual Carbon Impact"]
[null,"Your energy efficiency opportunity's estimated energy savings is roughly equivalent to the following annual carbon dioxide emissions reduction. Source: https://www.epa.gov/energy/greenhouse-gas-equivalencies-calculator."]
[null,null,null,null,null,null,null,"CO2 Equivalency Type",null,null,"kWh","CO2 (Tons)","Equivalency"]
[null,null,null,null,null,null,null,"Acres of Forest               ",null,null,{"$f":"$F$29","v":0},{"$f":"$K73*0.000703","v":0},{"$f":"$L73/1.06","v":0}]
[null,null,null,null,null,null,null,"Recycled Tons of Waste               ",null,null,{"$f":"$F$29","v":0},{"$f":"$K74*0.000703","v":0},{"$f":"$L74/3.15","v":0}]
[null,null,null,null,null,null,null,"Passenger Vehicles               ",null,null,{"$f":"$F$29","v":0},{"$f":"$K75*0.000703","v":0},{"$f":"$L75/4.73","v":0}]
[null,null,null,null,null,null,null,"Homes Worth of Electricity               ",null,null,{"$f":"$F$29","v":0},{"$f":"$K76*0.000703","v":0},{"$f":"$L76/6.772","v":0}]
[null,null,null,null,null,null,null,"Tanker Trucks of Gas               ",null,null,{"$f":"$F$29","v":0},{"$f":"$K77*0.000703","v":0},{"$f":"$L77/75.54","v":0}]
[]
[null,null,null,null,null,null,null,"Source: https://19january2017snapshot.epa.gov/energy/greenhouse-gases-equivalencies-calculator-calculations-and-references_.html"]
[]
[]
[]
[]
[]
[]
[]
[]
[]
[null,"NOTES"]
[]
[null,"There are no additional notes for this project."]

{"sheet":"Baselines","index":10,"n_rows":541,"n_cols":106,"rows_kept":541,"cut":false,"hidden":true,"merged":[[521,63,530,63],[531,63,540,63],[2,19,7,19],[8,19,13,19],[14,19,19,19],[20,19,25,19],[26,19,31,19],[36,19,40,19],[41,19,45,19],[46,19,50,19],[505,63,512,63],[513,63,520,63]]}
[]
[null,"Application","A",null,"System Type","B",null,"Installed\nSplit/\nPackaged?","C",null,"Chiller\nPath","D",null,"Chiller\nComp. Type","E",null,"VRF Heat\nRecovery?","F",null,"Capacity\nRange","Capacity\nMin\n(Tons)","Capacity\nMax\n(Tons)","G",null,"Line\nItem #","A","B","C","D","E","F","CAP\n(Tons)",{"$f":"760000/12000","v":63.333333333333336},{"$f":"240000/12000","v":20},{"$f":"135000/12000","v":11.25},{"$f":"65000/12000","v":5.416666666666667},{"$f":"45000/12000","v":3.75},0,600,300,150,75,0,"PTAC/\nPTHP","G","Config.\nID #","PTAC?","PTHP?","Std.\nSize?","Cooling\nCapacity\n(Btu/hr)","Capped\nCooling\nCapacity","Cooling\nBaseline\nη","Rating\nType","Cooling\nBaseline\nη","Rating\nType","Heating\nCapacity\n(Btu/hr)","Capped\nHeating\nCapacity","Heating\nBaseline\nη","Rating\nType","ER?","Manf.\nYear","Year\nLookup","Baseline\nSplit/\nPackaged","Cent.\nChiller?","Lookup\nCode","Capacity\nLookup #","Cooling\nBaseline\nη, FL","Rating\nType","Cooling\nBaseline\nη, PL","Rating\nType","Cooling\nBaseline\nη, FL","Cooling\nBaseline\nη, PL","Rating\nType","Heating\nBaseline\nη","Rating\nType","Heating\nBaseline\nη","Rating\nType","Other?","Cooling\nBaseline\nη, FL","Cooling\nBaseline\nη, PL","Rating\nType","Heating\nBaseline\nη","Rating\nType","Cooling\nBaseline\nη, FL","Cooling\nBaseline\nη, PL","Rating\nType","Heating\nBaseline\nη","Rating\nType",null,"Config.\nID #","Cooling\nBaseline\nη, FL","Rating\nType","Cooling\nBaseline\nη, PL","Rating\nType","Cooling\nBaseline\nη, FL","Cooling\nBaseline\nη, PL","Rating\nType","Heating\nBaseline\nη","Rating\nType","Heating\nBaseline\nη","Rating\nType","System Type","S/P","Chlr ","A/B","max Capacity"]
[null,null,"a",null,null,"a",null,null,"a",null,null,"a",null,null,"a",null,null,"a",null,"DX AC\nAir Cooled",0,3.75,1,null,1,{"$f":"IF(Inventory!$C10=\"\",\"a\",VLOOKUP(Inventory!$C10,$B$3:$C$6,2,FALSE))","v":"a"},{"$f":"IF(AND($Z3=\"b\",Inventory!$I10=\"\"),\"a\",IF(AND($Z3=\"b\",Inventory!$I10<>\"\"),VLOOKUP(Inventory!$I10,$E$3:$F$12,2,FALSE),IF(AND(OR($Z3=\"c\",$Z3=\"d\"),Inventory!$AB10=\"\"),\"a\",IF(AND(OR($Z3=\"c\",$Z3=\"d\"),Inventory!$AB10<>\"\"),VLOOKUP(Inventory!$AB10,$E$3:$F$12,2,FALSE),\"a\"))))","v":"a"},{"$f":"IF(OR(AND($AA3<>\"b\",$AA3<>\"c\"),$AF3=0,$AF3>=(65000/12000),Inventory!$AC10=\"\"),\"a\",VLOOKUP(Inventory!$AC10,$H$3:$I$5,2,FALSE))","v":"a"},{"$f":"IF(AND(AA3<>\"I\",AA3<>\"j\"),\"a\",IF(AND(OR(Z3=\"b\",Z3=\"c\",Z3=\"d\"),Inventory!AD10=\"\"),\"a\",IF(AND(OR(Z3=\"b\",Z3=\"c\",Z3=\"d\"),Inventory!AD10<>\"\"),VLOOKUP(Inventory!AD10,$K$3:$L$5,2,FALSE),\"a\")))","v":"a"},{"$f":"IF(AND($AA3<>\"i\",$AA3<>\"j\"),\"a\",IF(AND($Z3=\"b\",Inventory!$L10=\"\"),\"a\",IF(AND($Z3=\"b\",Inventory!$L10<>\"\"),VLOOKUP(Inventory!$L10,$N$3:$O$6,2,FALSE),IF(AND(OR($Z3=\"c\",$Z3=\"d\"),Inventory!$AE10=\"\"),\"a\",IF(AND(OR($Z3=\"c\",$Z3=\"d\"),Inventory!$AE10<>\"\"),VLOOKUP(Inventory!$AE10,$N$3:$O$6,2,FALSE),\"a\")))))","v":"a"},{"$f":"IF(OR(AND($AA3<>\"e\",$AA3<>\"f\"),$AF3=0,Inventory!$AG10=\"\"),\"a\",VLOOKUP(Inventory!$AG10,$Q$3:$R$5,2,FALSE))","v":"a"},{"$f":"IF(OR(Inventory!C10=\"New Construction\",Inventory!C10=\"Replace-on-Burnout\"),Inventory!AT10,IF(Inventory!C10=\"Early Retirement\",Inventory!AS10,0))","v":0},{"$f":"IF(AND($AA3<>\"b\",$AA3<>\"c\",$AA3<>\"d\",$AA3<>\"e\",$AA3<>\"f\"),\"\",IF(AND($AF3>=$AG$2,$AA3=\"b\"),6,IF(AND($AF3>=$AG$2,$AA3=\"c\"),12,IF(AND($AF3>=$AG$2,$AA3=\"d\"),18,IF(AND($AF3>=$AG$2,$AA3=\"e\"),24,IF(AND($AF3>=$AG$2,$AA3=\"f\"),30,0))))))","v":""},{"$f":"IF(OR(AND($AA3<>\"b\",$AA3<>\"c\",$AA3<>\"d\",$AA3<>\"e\",$AA3<>\"f\"),$AG3<>0),\"\",IF(AND($AF3>=$AH$2,$AA3=\"b\"),5,IF(AND($AF3>=$AH$2,$AA3=\"c\"),11,IF(AND($AF3>=$AH$2,$AA3=\"d\"),17,IF(AND($AF3>=$AH$2,$AA3=\"e\"),23,IF(AND($AF3>=$AH$2,$AA3=\"f\"),29,0))))))","v":""},{"$f":"IF(OR(AND($AA3<>\"b\",$AA3<>\"c\",$AA3<>\"d\",$AA3<>\"e\",$AA3<>\"f\"),$AH3<>0),\"\",IF(AND($AF3>=$AI$2,$AA3=\"b\"),4,IF(AND($AF3>=$AI$2,$AA3=\"c\"),10,IF(AND($AF3>=$AI$2,$AA3=\"d\"),16,IF(AND($AF3>=$AI$2,$AA3=\"e\"),22,IF(AND($AF3>=$AI$2,$AA3=\"f\"),28,0))))))","v":""},{"$f":"IF(OR(AND($AA3<>\"b\",$AA3<>\"c\",$AA3<>\"d\",$AA3<>\"e\",$AA3<>\"f\"),$AI3<>0),\"\",IF(AND($AF3>=$AJ$2,$AA3=\"b\"),3,IF(AND($AF3>=$AJ$2,$AA3=\"c\"),9,IF(AND($AF3>=$AJ$2,$AA3=\"d\"),15,IF(AND($AF3>=$AJ$2,$AA3=\"e\"),21,IF(AND($AF3>=$AJ$2,$AA3=\"f\"),27,0))))))","v":""},{"$f":"IF(OR(AND($AA3<>\"b\",$AA3<>\"c\",$AA3<>\"d\",$AA3<>\"e\",$AA3<>\"f\"),$AJ3<>0),\"\",IF(AND($AF3>=$AK$2,$AA3=\"b\"),2,IF(AND($AF3>=$AK$2,$AA3=\"c\"),8,IF(AND($AF3>=$AK$2,$AA3=\"d\"),14,IF(AND($AF3>=$AK$2,$AA3=\"e\"),20,IF(AND($AF3>=$AK$2,$AA3=\"f\"),26,0))))))","v":""},{"$f":"IF(OR(AND($AA3<>\"b\",$AA3<>\"c\",$AA3<>\"d\",$AA3<>\"e\",$AA3<>\"f\"),$AK3<>0),\"\",IF(AND($AF3>=$AL$2,$AA3=\"b\"),1,IF(AND($AF3>=$AL$2,$AA3=\"c\"),7,IF(AND($AF3>=$AL$2,$AA3=\"d\"),13,IF(AND($AF3>=$AL$2,$AA3=\"e\"),19,IF(AND($AF3>=$AL$2,$AA3=\"f\"),25,0))))))","v":""},{"$f":"IF(AND($AA3<>\"i\",$AA3<>\"j\"),\"\",IF(AND($AF3>=$AM$2,$AA3=\"i\"),39,IF(AND($AF3>=$AM$2,$AA3=\"j\",$AD3=\"b\"),44,IF(AND($AF3>=$AM$2,$AA3=\"j\",$AD3<>\"b\"),49,0))))","v":""},{"$f":"IF(OR(AND($AA3<>\"i\",$AA3<>\"j\"),$AM3<>0),\"\",IF(AND($AF3>=$AN$2,$AA3=\"i\"),38,IF(AND($AF3>=$AN$2,$AA3=\"j\",$AD3=\"b\"),43,IF(AND($AF3>=$AN$2,$AA3=\"j\",$AD3<>\"b\"),48,0))))","v":""},{"$f":"IF(OR(AND($AA3<>\"i\",$AA3<>\"j\"),$AN3<>0),\"\",IF(AND($AF3>=$AO$2,$AA3=\"i\"),37,IF(AND($AF3>=$AO$2,$AA3=\"j\",$AD3=\"b\"),42,IF(AND($AF3>=$AO$2,$AA3=\"j\",$AD3<>\"b\"),47,0))))","v":""},{"$f":"IF(OR(AND($AA3<>\"i\",$AA3<>\"j\"),$AO3<>0),\"\",IF(AND($AF3>=$AP$2,$AA3=\"i\"),36,IF(AND($AF3>=$AP$2,$AA3=\"j\",$AD3=\"b\"),41,IF(AND($AF3>=$AP$2,$AA3=\"j\",$AD3<>\"b\"),46,0))))","v":""},{"$f":"IF(OR(AND($AA3<>\"i\",$AA3<>\"j\"),$AP3<>0),\"\",IF(AND($AF3>=$AQ$2,$AA3=\"i\"),35,IF(AND($AF3>=$AQ$2,$AA3=\"j\",$AD3=\"b\"),40,IF(AND($AF3>=$AQ$2,$AA3=\"j\",$AD3<>\"b\"),45,0))))","v":""},{"$f":"IF(AND($AA3<>\"g\",$AA3<>\"h\"),\"\",IF(AND($Z3=\"d\",$AA3=\"g\"),31,IF(AND($Z3=\"c\",$AA3=\"g\"),32,IF(AND($Z3=\"d\",$AA3=\"h\"),33,IF(AND($Z3=\"c\",$AA3=\"h\"),34,\"\")))))","v":""},{"$f":"SUM($AG3:$AR3)","v":0},{"$f":"CONCATENATE($Z3,$AA3,$AB3,$AC3,$AD3,$AE3,$AS3)","v":"aaaaaa0"},{"$f":"IF($AA3=\"g\",\"Yes\",\"No\")","v":"No"},{"$f":"IF($AA3=\"h\",\"Yes\",\"No\")","v":"No"},{"$f":"IF($Z3=\"a\",0,IF($Z3=\"b\",Inventory!$M10,Inventory!$AH10))","v":0},{"$f":"IF(OR($Z3=\"a\",AND($AU3=\"No\",$AV3=\"No\")),0,IF(AND($Z3=\"b\",Inventory!$O10=\"Btu/hr\"),Inventory!$N10,IF(AND($Z3=\"b\",Inventory!$O10=\"Tons\"),Inventory!$N10*12000,IF(AND(OR($Z3=\"c\",$Z3=\"d\"),Inventory!$AJ10=\"Btu/hr\"),Inventory!$AI10,IF(AND(OR($Z3=\"c\",$Z3=\"d\"),Inventory!$AJ10=\"Tons\"),Inventory!$AI10*12000,0)))))","v":0},{"$f":"IF(AX3=0,0,IF($AX3<7000,7000,IF($AX3>15000,15000,$AX3)))","v":0},{"$f":"IF(OR($Z3=\"a\",AND($AU3=\"No\",$AV3=\"No\"),$AX3=0),0,IF(AND($Z3<>\"b\",$AU3=\"Yes\",$AW3=\"Yes\"),14-(0.3*$AY3/1000),IF(AND($Z3<>\"b\",$AU3=\"Yes\",$AW3=\"No\"),10.9-(0.213*$AY3/1000),IF(AND($Z3=\"b\",$AU3=\"Yes\"),10.9-(0.213*$AY3/1000),IF(AND($Z3<>\"b\",$AV3=\"Yes\",$AW3=\"Yes\"),14-(0.3*$AY3/1000),IF(AND($Z3<>\"b\",$AV3=\"Yes\",$AW3=\"No\"),10.8-(0.213*$AY3/1000),IF(AND($Z3=\"b\",$AV3=\"Yes\"),10.8-(0.213*$AY3/1000),0)))))))","v":0},"EER",{"$f":"IFERROR(12/$AZ3,0)","v":0},"kW/ton",{"$f":"IF(OR($Z3=\"a\",$AV3=\"No\"),0,IF(AND($Z3=\"b\",Inventory!$Q10=\"Btu/hr\"),Inventory!$P10,IF(AND($Z3=\"b\",Inventory!$Q10=\"Tons\"),Inventory!$P10*12000,IF(AND(OR($Z3=\"c\",$Z3=\"d\"),Inventory!$AL10=\"Btu/hr\"),Inventory!$AK10,IF(AND(OR($Z3=\"c\",$Z3=\"d\"),Inventory!$AL10=\"Tons\"),Inventory!$AK10*12000,0)))))","v":0},{"$f":"IF(BD3=0,0,IF($BD3<7000,7000,IF($BD3>15000,15000,$BD3)))","v":0},{"$f":"IF(OR($Z3=\"a\",$AV3=\"No\",$BD3=0),0,IF(AND($Z3<>\"b\",$AV3=\"Yes\",$AW3=\"Yes\"),3.7-(0.052*$BE3/1000),IF(AND($Z3<>\"b\",$AV3=\"Yes\",$AW3=\"No\"),2.9-(0.026*$BE3/1000),IF(AND($Z3=\"b\",$AV3=\"Yes\"),2.9-(0.026*$BE3/1000),0))))","v":0},"COP",{"$f":"IF($Z3=\"b\",\"Yes\",\"No\")","v":"No"},{"$f":"IF(OR(Inventory!$J10=\"\",$BH3=\"No\"),\"-\",Inventory!$J10)","v":"-"},{"$f":"IFERROR(VLOOKUP($BI3,'Early Retirement'!$B$6:$C$32,2,FALSE),\"-\")","v":"-"},{"$f":"IF(OR($Z3<>\"b\",AND($AA3<>\"b\",$AA3<>\"c\")),\"n\",IF(AND($AS3<>1,$AS3<>2,$AS3<>7,$AS3<>8),\"n\",IF(Inventory!$K10=\"Split\",\"s\",IF(Inventory!$K10=\"Packaged\",\"p\",\"n\"))))","v":"n"},{"$f":"IF(AND($AA3<>\"i\",$AA3<>\"j\"),\"n\",IF(Inventory!$L10=\"Centrifugal\",\"c\",\"n\"))","v":"n"},{"$f":"IF(OR($BH3=\"No\",$AA3=\"a\"),\"-\",CONCATENATE($AS3,$BK3,$BL3))","v":"-"},{"$f":"IFERROR(VLOOKUP($BM3,$BM$506:$BN$541,2,FALSE),\"-\")","v":"-"},{"$f":"IFERROR(INDEX('Early Retirement'!$C$4:$AC$32,$BJ3,$BN3),0)","v":0},{"$f":"IFERROR(HLOOKUP($BN3,'Early Retirement'!$D$4:$AC$5,2,FALSE),0)","v":0},{"$f":"IFERROR(INDEX('Early Retirement'!$AE$4:$BE$32,$BJ3,$BN3),0)","v":0},{"$f":"IFERROR(HLOOKUP($BN3,'Early Retirement'!$AF$4:$BE$5,2,FALSE),0)","v":0},{"$f":"IF(LEFT($BP3,3)=\"EER\",12/$BO3,IF($BP3=\"kW/ton\",$BO3,0))","v":0},{"$f":"IF(OR(LEFT($BR3,4)=\"SEER\",$BR3=\"IEER\",$BR3=\"IPLV (EER)\"),12/$BQ3,IF($BR3=\"IPLV (kW/ton)\",$BQ3,0))","v":0},"kW/ton",{"$f":"IFERROR(INDEX('Early Retirement'!$BG$4:$CG$32,$BJ3,$BN3),0)","v":0},{"$f":"IFERROR(HLOOKUP($BN3,'Early Retirement'!$BH$4:$CH$5,2,FALSE),0)","v":0},{"$f":"IF(LEFT($BW3,4)=\"HSPF\",$BV3/3.412,IF($BW3=\"COP\",$BV3,0))","v":0},"COP",{"$f":"IF(AND($AU3=\"No\",$AV3=\"No\",$BH3=\"No\"),\"Yes\",\"No\")","v":"Yes"},{"$f":"IF($BZ3=\"Yes\",IFERROR(VLOOKUP($AT3,$CL:$CS,6,FALSE),0),0)","v":0},{"$f":"IF($BZ3=\"Yes\",IFERROR(VLOOKUP($AT3,$CL:$CS,7,FALSE),0),0)","v":0},"kW/ton",{"$f":"IF($BZ3=\"Yes\",IFERROR(VLOOKUP($AT3,$CL:$CW,11,FALSE),0),0)","v":0},"COP",{"$f":"MAX($BB3,$BS3,$CA3)","v":0},{"$f":"MAX($BB3,$BT3,$CB3)","v":0},"kW/ton",{"$f":"MAX($BF3,$BX3,$CD3)","v":0},"COP",null,"cbbaaa1",11.7,"EER2",14.3,"SEER2",{"$f":"12/$CM3","v":1.0256410256410258},{"$f":"12/$CO3","v":0.83916083916083917},"kW/ton",null,null,null,null,{"$f":"_xlfn.XLOOKUP(MID(CL3,2,1),$F$3:$F$12,$E$3:$E$12)","v":"DX AC Air Cooled"},{"$f":"_xlfn.XLOOKUP(MID(CL3,3,1),$I$3:$I$5,$H$3:$H$5)","v":"Split"},{"$f":"_xlfn.XLOOKUP(MID(CL3,5,1),$O$3:$O$6,ChillerCompType)","v":0},{"$f":"_xlfn.XLOOKUP(MID(CL3,4,1),$L$3:$L$5,$K$3:$K$5)","v":0},{"$f":"_xlfn.XLOOKUP(_xlfn.NUMBERVALUE(RIGHT(CL3,IF(LEN(CL3)=7,1,2))),$W$3:$W$51,$V$3:$V$51)","v":3.75}]
[null,"Early Retirement","b",null,"DX AC Air Cooled","b",null,"Split","b",null,"A","b",null,"Centrifugal","b",null,"Yes","b",null,null,3.75,5.416666666666667,2,null,2,{"$f":"IF(Inventory!$C11=\"\",\"a\",VLOOKUP(Inventory!$C11,$B$3:$C$6,2,FALSE))","v":"a"},{"$f":"IF(AND($Z4=\"b\",Inventory!$I11=\"\"),\"a\",IF(AND($Z4=\"b\",Inventory!$I11<>\"\"),VLOOKUP(Inventory!$I11,$E$3:$F$12,2,FALSE),IF(AND(OR($Z4=\"c\",$Z4=\"d\"),Inventory!$AB11=\"\"),\"a\",IF(AND(OR($Z4=\"c\",$Z4=\"d\"),Inventory!$AB11<>\"\"),VLOOKUP(Inventory!$AB11,$E$3:$F$12,2,FALSE),\"a\"))))","v":"a"},{"$f":"IF(OR(AND($AA4<>\"b\",$AA4<>\"c\"),$AF4=0,$AF4>=(65000/12000),Inventory!$AC11=\"\"),\"a\",VLOOKUP(Inventory!$AC11,$H$3:$I$5,2,FALSE))","v":"a"},{"$f":"IF(AND(AA4<>\"I\",AA4<>\"j\"),\"a\",IF(AND(OR(Z4=\"b\",Z4=\"c\",Z4=\"d\"),Inventory!AD11=\"\"),\"a\",IF(AND(OR(Z4=\"b\",Z4=\"c\",Z4=\"d\"),Inventory!AD11<>\"\"),VLOOKUP(Inventory!AD11,$K$3:$L$5,2,FALSE),\"a\")))","v":"a"},{"$f":"IF(AND($AA4<>\"i\",$AA4<>\"j\"),\"a\",IF(AND($Z4=\"b\",Inventory!$L11=\"\"),\"a\",IF(AND($Z4=\"b\",Inventory!$L11<>\"\"),VLOOKUP(Inventory!$L11,$N$3:$O$6,2,FALSE),IF(AND(OR($Z4=\"c\",$Z4=\"d\"),Inventory!$AE11=\"\"),\"a\",IF(AND(OR($Z4=\"c\",$Z4=\"d\"),Inventory!$AE11<>\"\"),VLOOKUP(Inventory!$AE11,$N$3:$O$6,2,FALSE),\"a\")))))","v":"a"},{"$f":"IF(OR(AND($AA4<>\"e\",$AA4<>\"f\"),$AF4=0,Inventory!$AG11=\"\"),\"a\",VLOOKUP(Inventory!$AG11,$Q$3:$R$5,2,FALSE))","v":"a"},{"$f":"IF(OR(Inventory!C11=\"New Construction\",Inventory!C11=\"Replace-on-Burnout\"),Inventory!AT11,IF(Inventory!C11=\"Early Retirement\",Inventory!AS11,0))","v":0},{"$f":"IF(AND($AA4<>\"b\",$AA4<>\"c\",$AA4<>\"d\",$AA4<>\"e\",$AA4<>\"f\"),\"\",IF(AND($AF4>=$AG$2,$AA4=\"b\"),6,IF(AND($AF4>=$AG$2,$AA4=\"c\"),12,IF(AND($AF4>=$AG$2,$AA4=\"d\"),18,IF(AND($AF4>=$AG$2,$AA4=\"e\"),24,IF(AND($AF4>=$AG$2,$AA4=\"f\"),30,0))))))","v":""},{"$f":"IF(OR(AND($AA4<>\"b\",$AA4<>\"c\",$AA4<>\"d\",$AA4<>\"e\",$AA4<>\"f\"),$AG4<>0),\"\",IF(AND($AF4>=$AH$2,$AA4=\"b\"),5,IF(AND($AF4>=$AH$2,$AA4=\"c\"),11,IF(AND($AF4>=$AH$2,$AA4=\"d\"),17,IF(AND($AF4>=$AH$2,$AA4=\"e\"),23,IF(AND($AF4>=$AH$2,$AA4=\"f\"),29,0))))))","v":""},{"$f":"IF(OR(AND($AA4<>\"b\",$AA4<>\"c\",$AA4<>\"d\",$AA4<>\"e\",$AA4<>\"f\"),$AH4<>0),\"\",IF(AND($AF4>=$AI$2,$AA4=\"b\"),4,IF(AND($AF4>=$AI$2,$AA4=\"c\"),10,IF(AND($AF4>=$AI$2,$AA4=\"d\"),16,IF(AND($AF4>=$AI$2,$AA4=\"e\"),22,IF(AND($AF4>=$AI$2,$AA4=\"f\"),28,0))))))","v":""},{"$f":"IF(OR(AND($AA4<>\"b\",$AA4<>\"c\",$AA4<>\"d\",$AA4<>\"e\",$AA4<>\"f\"),$AI4<>0),\"\",IF(AND($AF4>=$AJ$2,$AA4=\"b\"),3,IF(AND($AF4>=$AJ$2,$AA4=\"c\"),9,IF(AND($AF4>=$AJ$2,$AA4=\"d\"),15,IF(AND($AF4>=$AJ$2,$AA4=\"e\"),21,IF(AND($AF4>=$AJ$2,$AA4=\"f\"),27,0))))))","v":""},{"$f":"IF(OR(AND($AA4<>\"b\",$AA4<>\"c\",$AA4<>\"d\",$AA4<>\"e\",$AA4<>\"f\"),$AJ4<>0),\"\",IF(AND($AF4>=$AK$2,$AA4=\"b\"),2,IF(AND($AF4>=$AK$2,$AA4=\"c\"),8,IF(AND($AF4>=$AK$2,$AA4=\"d\"),14,IF(AND($AF4>=$AK$2,$AA4=\"e\"),20,IF(AND($AF4>=$AK$2,$AA4=\"f\"),26,0))))))","v":""},{"$f":"IF(OR(AND($AA4<>\"b\",$AA4<>\"c\",$AA4<>\"d\",$AA4<>\"e\",$AA4<>\"f\"),$AK4<>0),\"\",IF(AND($AF4>=$AL$2,$AA4=\"b\"),1,IF(AND($AF4>=$AL$2,$AA4=\"c\"),7,IF(AND($AF4>=$AL$2,$AA4=\"d\"),13,IF(AND($AF4>=$AL$2,$AA4=\"e\"),19,IF(AND($AF4>=$AL$2,$AA4=\"f\"),25,0))))))","v":""},{"$f":"IF(AND($AA4<>\"i\",$AA4<>\"j\"),\"\",IF(AND($AF4>=$AM$2,$AA4=\"i\"),39,IF(AND($AF4>=$AM$2,$AA4=\"j\",$AD4=\"b\"),44,IF(AND($AF4>=$AM$2,$AA4=\"j\",$AD4<>\"b\"),49,0))))","v":""},{"$f":"IF(OR(AND($AA4<>\"i\",$AA4<>\"j\"),$AM4<>0),\"\",IF(AND($AF4>=$AN$2,$AA4=\"i\"),38,IF(AND($AF4>=$AN$2,$AA4=\"j\",$AD4=\"b\"),43,IF(AND($AF4>=$AN$2,$AA4=\"j\",$AD4<>\"b\"),48,0))))","v":""},{"$f":"IF(OR(AND($AA4<>\"i\",$AA4<>\"j\"),$AN4<>0),\"\",IF(AND($AF4>=$AO$2,$AA4=\"i\"),37,IF(AND($AF4>=$AO$2,$AA4=\"j\",$AD4=\"b\"),42,IF(AND($AF4>=$AO$2,$AA4=\"j\",$AD4<>\"b\"),47,0))))","v":""},{"$f":"IF(OR(AND($AA4<>\"i\",$AA4<>\"j\"),$AO4<>0),\"\",IF(AND($AF4>=$AP$2,$AA4=\"i\"),36,IF(AND($AF4>=$AP$2,$AA4=\"j\",$AD4=\"b\"),41,IF(AND($AF4>=$AP$2,$AA4=\"j\",$AD4<>\"b\"),46,0))))","v":""},{"$f":"IF(OR(AND($AA4<>\"i\",$AA4<>\"j\"),$AP4<>0),\"\",IF(AND($AF4>=$AQ$2,$AA4=\"i\"),35,IF(AND($AF4>=$AQ$2,$AA4=\"j\",$AD4=\"b\"),40,IF(AND($AF4>=$AQ$2,$AA4=\"j\",$AD4<>\"b\"),45,0))))","v":""},{"$f":"IF(AND($AA4<>\"g\",$AA4<>\"h\"),\"\",IF(AND($Z4=\"d\",$AA4=\"g\"),31,IF(AND($Z4=\"c\",$AA4=\"g\"),32,IF(AND($Z4=\"d\",$AA4=\"h\"),33,IF(AND($Z4=\"c\",$AA4=\"h\"),34,\"\")))))","v":""},{"$f":"SUM($AG4:$AR4)","v":0},{"$f":"CONCATENATE($Z4,$AA4,$AB4,$AC4,$AD4,$AE4,$AS4)","v":"aaaaaa0"},{"$f":"IF($AA4=\"g\",\"Yes\",\"No\")","v":"No"},{"$f":"IF($AA4=\"h\",\"Yes\",\"No\")","v":"No"},{"$f":"IF($Z4=\"a\",0,IF($Z4=\"b\",Inventory!$M11,Inventory!$AH11))","v":0},{"$f":"IF(OR($Z4=\"a\",AND($AU4=\"No\",$AV4=\"No\")),0,IF(AND($Z4=\"b\",Inventory!$O11=\"Btu/hr\"),Inventory!$N11,IF(AND($Z4=\"b\",Inventory!$O11=\"Tons\"),Inventory!$N11*12000,IF(AND(OR($Z4=\"c\",$Z4=\"d\"),Inventory!$AJ11=\"Btu/hr\"),Inventory!$AI11,IF(AND(OR($Z4=\"c\",$Z4=\"d\"),Inventory!$AJ11=\"Tons\"),Inventory!$AI11*12000,0)))))","v":0},{"$f":"IF(AX4=0,0,IF($AX4<7000,7000,IF($AX4>15000,15000,$AX4)))","v":0},{"$f":"IF(OR($Z4=\"a\",AND($AU4=\"No\",$AV4=\"No\"),$AX4=0),0,IF(AND($Z4<>\"b\",$AU4=\"Yes\",$AW4=\"Yes\"),14-(0.3*$AY4/1000),IF(AND($Z4<>\"b\",$AU4=\"Yes\",$AW4=\"No\"),10.9-(0.213*$AY4/1000),IF(AND($Z4=\"b\",$AU4=\"Yes\"),10.9-(0.213*$AY4/1000),IF(AND($Z4<>\"b\",$AV4=\"Yes\",$AW4=\"Yes\"),14-(0.3*$AY4/1000),IF(AND($Z4<>\"b\",$AV4=\"Yes\",$AW4=\"No\"),10.8-(0.213*$AY4/1000),IF(AND($Z4=\"b\",$AV4=\"Yes\"),10.8-(0.213*$AY4/1000),0)))))))","v":0},"EER",0,"kW/ton",{"$f":"IF(OR($Z4=\"a\",$AV4=\"No\"),0,IF(AND($Z4=\"b\",Inventory!$Q11=\"Btu/hr\"),Inventory!$P11,IF(AND($Z4=\"b\",Inventory!$Q11=\"Tons\"),Inventory!$P11*12000,IF(AND(OR($Z4=\"c\",$Z4=\"d\"),Inventory!$AL11=\"Btu/hr\"),Inventory!$AK11,IF(AND(OR($Z4=\"c\",$Z4=\"d\"),Inventory!$AL11=\"Tons\"),Inventory!$AK11*12000,0)))))","v":0},{"$f":"IF(BD4=0,0,IF($BD4<7000,7000,IF($BD4>15000,15000,$BD4)))","v":0},{"$f":"IF(OR($Z4=\"a\",$AV4=\"No\",$BD4=0),0,IF(AND($Z4<>\"b\",$AV4=\"Yes\",$AW4=\"Yes\"),3.7-(0.052*$BE4/1000),IF(AND($Z4<>\"b\",$AV4=\"Yes\",$AW4=\"No\"),2.9-(0.026*$BE4/1000),IF(AND($Z4=\"b\",$AV4=\"Yes\"),2.9-(0.026*$BE4/1000),0))))","v":0},"COP","No",{"$f":"IF(OR(Inventory!$J11=\"\",$BH4=\"No\"),\"-\",Inventory!$J11)","v":"-"},{"$f":"IFERROR(VLOOKUP($BI4,'Early Retirement'!$B$6:$C$32,2,FALSE),\"-\")","v":"-"},{"$f":"IF(OR($Z4<>\"b\",AND($AA4<>\"b\",$AA4<>\"c\")),\"n\",IF(AND($AS4<>1,$AS4<>2,$AS4<>7,$AS4<>8),\"n\",IF(Inventory!$K11=\"Split\",\"s\",IF(Inventory!$K11=\"Packaged\",\"p\",\"n\"))))","v":"n"},{"$f":"IF(AND($AA4<>\"i\",$AA4<>\"j\"),\"n\",IF(Inventory!$L11=\"Centrifugal\",\"c\",\"n\"))","v":"n"},{"$f":"IF(OR($BH4=\"No\",$AA4=\"a\"),\"-\",CONCATENATE($AS4,$BK4,$BL4))","v":"-"},"-",{"$f":"IFERROR(INDEX('Early Retirement'!$C$4:$AC$32,$BJ4,$BN4),0)","v":0},{"$f":"IFERROR(HLOOKUP($BN4,'Early Retirement'!$D$4:$AC$5,2,FALSE),0)","v":0},{"$f":"IFERROR(INDEX('Early Retirement'!$AE$4:$BE$32,$BJ4,$BN4),0)","v":0},{"$f":"IFERROR(HLOOKUP($BN4,'Early Retirement'!$AF$4:$BE$5,2,FALSE),0)","v":0},{"$f":"IF(LEFT($BP4,3)=\"EER\",12/$BO4,IF($BP4=\"kW/ton\",$BO4,0))","v":0},{"$f":"IF(OR(LEFT($BR4,4)=\"SEER\",$BR4=\"IEER\",$BR4=\"IPLV (EER)\"),12/$BQ4,IF($BR4=\"IPLV (kW/ton)\",$BQ4,0))","v":0},"kW/ton",{"$f":"IFERROR(INDEX('Early Retirement'!$BG$4:$CG$32,$BJ4,$BN4),0)","v":0},{"$f":"IFERROR(HLOOKUP($BN4,'Early Retirement'!$BH$4:$CH$5,2,FALSE),0)","v":0},{"$f":"IF(LEFT($BW4,4)=\"HSPF\",$BV4/3.412,IF($BW4=\"COP\",$BV4,0))","v":0},"COP",{"$f":"IF(AND($AU4=\"No\",$AV4=\"No\",$BH4=\"No\"),\"Yes\",\"No\")","v":"Yes"},0,0,"kW/ton",0,"COP",{"$f":"MAX($BB4,$BS4,$CA4)","v":0},{"$f":"MAX($BB4,$BT4,$CB4)","v":0},"kW/ton",{"$f":"MAX($BF4,$BX4,$CD4)","v":0},"COP",null,"cbbaaa2",11.2,"EER2",13.8,"SEER2",1.0714285714285714,0.86956521739130432,"kW/ton",null,null,null,null,{"$f":"_xlfn.XLOOKUP(MID(CL4,2,1),$F$3:$F$12,$E$3:$E$12)","v":"DX AC Air Cooled"},{"$f":"_xlfn.XLOOKUP(MID(CL4,3,1),$I$3:$I$5,$H$3:$H$5)","v":"Split"},0,{"$f":"_xlfn.XLOOKUP(MID(CL4,4,1),$L$3:$L$5,$K$3:$K$5)","v":0},{"$f":"_xlfn.XLOOKUP(_xlfn.NUMBERVALUE(RIGHT(CL4,IF(LEN(CL4)=7,1,2))),$W$3:$W$51,$V$3:$V$51)","v":5.416666666666667}]
[null,"Replace-on-Burnout","c",null,"DX HP Air Cooled","c",null,"Packaged","c",null,"B","c",null,"Screw","c",null,"No","c",null,null,5.416666666666667,11.25,3,null,3,{"$f":"IF(Inventory!$C12=\"\",\"a\",VLOOKUP(Inventory!$C12,$B$3:$C$6,2,FALSE))","v":"a"},{"$f":"IF(AND($Z5=\"b\",Inventory!$I12=\"\"),\"a\",IF(AND($Z5=\"b\",Inventory!$I12<>\"\"),VLOOKUP(Inventory!$I12,$E$3:$F$12,2,FALSE),IF(AND(OR($Z5=\"c\",$Z5=\"d\"),Inventory!$AB12=\"\"),\"a\",IF(AND(OR($Z5=\"c\",$Z5=\"d\"),Inventory!$AB12<>\"\"),VLOOKUP(Inventory!$AB12,$E$3:$F$12,2,FALSE),\"a\"))))","v":"a"},{"$f":"IF(OR(AND($AA5<>\"b\",$AA5<>\"c\"),$AF5=0,$AF5>=(65000/12000),Inventory!$AC12=\"\"),\"a\",VLOOKUP(Inventory!$AC12,$H$3:$I$5,2,FALSE))","v":"a"},{"$f":"IF(AND(AA5<>\"I\",AA5<>\"j\"),\"a\",IF(AND(OR(Z5=\"b\",Z5=\"c\",Z5=\"d\"),Inventory!AD12=\"\"),\"a\",IF(AND(OR(Z5=\"b\",Z5=\"c\",Z5=\"d\"),Inventory!AD12<>\"\"),VLOOKUP(Inventory!AD12,$K$3:$L$5,2,FALSE),\"a\")))","v":"a"},{"$f":"IF(AND($AA5<>\"i\",$AA5<>\"j\"),\"a\",IF(AND($Z5=\"b\",Inventory!$L12=\"\"),\"a\",IF(AND($Z5=\"b\",Inventory!$L12<>\"\"),VLOOKUP(Inventory!$L12,$N$3:$O$6,2,FALSE),IF(AND(OR($Z5=\"c\",$Z5=\"d\"),Inventory!$AE12=\"\"),\"a\",IF(AND(OR($Z5=\"c\",$Z5=\"d\"),Inventory!$AE12<>\"\"),VLOOKUP(Inventory!$AE12,$N$3:$O$6,2,FALSE),\"a\")))))","v":"a"},{"$f":"IF(OR(AND($AA5<>\"e\",$AA5<>\"f\"),$AF5=0,Inventory!$AG12=\"\"),\"a\",VLOOKUP(Inventory!$AG12,$Q$3:$R$5,2,FALSE))","v":"a"},{"$f":"IF(OR(Inventory!C12=\"New Construction\",Inventory!C12=\"Replace-on-Burnout\"),Inventory!AT12,IF(Inventory!C12=\"Early Retirement\",Inventory!AS12,0))","v":0},"","","","","","","","","","","","",0,"aaaaaa0","No","No",{"$f":"IF($Z5=\"a\",0,IF($Z5=\"b\",Inventory!$M12,Inventory!$AH12))","v":0},{"$f":"IF(OR($Z5=\"a\",AND($AU5=\"No\",$AV5=\"No\")),0,IF(AND($Z5=\"b\",Inventory!$O12=\"Btu/hr\"),Inventory!$N12,IF(AND($Z5=\"b\",Inventory!$O12=\"Tons\"),Inventory!$N12*12000,IF(AND(OR($Z5=\"c\",$Z5=\"d\"),Inventory!$AJ12=\"Btu/hr\"),Inventory!$AI12,IF(AND(OR($Z5=\"c\",$Z5=\"d\"),Inventory!$AJ12=\"Tons\"),Inventory!$AI12*12000,0)))))","v":0},0,0,"EER",0,"kW/ton",{"$f":"IF(OR($Z5=\"a\",$AV5=\"No\"),0,IF(AND($Z5=\"b\",Inventory!$Q12=\"Btu/hr\"),Inventory!$P12,IF(AND($Z5=\"b\",Inventory!$Q12=\"Tons\"),Inventory!$P12*12000,IF(AND(OR($Z5=\"c\",$Z5=\"d\"),Inventory!$AL12=\"Btu/hr\"),Inventory!$AK12,IF(AND(OR($Z5=\"c\",$Z5=\"d\"),Inventory!$AL12=\"Tons\"),Inventory!$AK12*12000,0)))))","v":0},0,0,"COP","No",{"$f":"IF(OR(Inventory!$J12=\"\",$BH5=\"No\"),\"-\",Inventory!$J12)","v":"-"},{"$f":"IFERROR(VLOOKUP($BI5,'Early Retirement'!$B$6:$C$32,2,FALSE),\"-\")","v":"-"},{"$f":"IF(OR($Z5<>\"b\",AND($AA5<>\"b\",$AA5<>\"c\")),\"n\",IF(AND($AS5<>1,$AS5<>2,$AS5<>7,$AS5<>8),\"n\",IF(Inventory!$K12=\"Split\",\"s\",IF(Inventory!$K12=\"Packaged\",\"p\",\"n\"))))","v":"n"},{"$f":"IF(AND($AA5<>\"i\",$AA5<>\"j\"),\"n\",IF(Inventory!$L12=\"Centrifugal\",\"c\",\"n\"))","v":"n"},"-","-",{"$f":"IFERROR(INDEX('Early Retirement'!$C$4:$AC$32,$BJ5,$BN5),0)","v":0},{"$f":"IFERROR(HLOOKUP($BN5,'Early Retirement'!$D$4:$AC$5,2,FALSE),0)","v":0},{"$f":"IFERROR(INDEX('Early Retirement'!$AE$4:$BE$32,$BJ5,$BN5),0)","v":0},{"$f":"IFERROR(HLOOKUP($BN5,'Early Retirement'!$AF$4:$BE$5,2,FALSE),0)","v":0},0,0,"kW/ton",{"$f":"IFERROR(INDEX('Early Retirement'!$BG$4:$CG$32,$BJ5,$BN5),0)","v":0},{"$f":"IFERROR(HLOOKUP($BN5,'Early Retirement'!$BH$4:$CH$5,2,FALSE),0)","v":0},0,"COP","Yes",0,0,"kW/ton",0,"COP",0,0,"kW/ton",0,"COP",null,"cbcaaa1",10.6,"EER2",13.4,"SEER2",{"$f":"12/$CM5","v":1.1320754716981132},{"$f":"12/$CO5","v":0.89552238805970152},"kW/ton",null,null,null,null,"DX AC Air Cooled","Packaged",0,0,3.75]
[null,"New Construction","d",null,"VRF AC Air Cooled","d",null,null,null,null,null,null,null,"Scroll","d",null,null,null,null,null,11.25,20,4,null,4,{"$f":"IF(Inventory!$C13=\"\",\"a\",VLOOKUP(Inventory!$C13,$B$3:$C$6,2,FALSE))","v":"a"},{"$f":"IF(AND($Z6=\"b\",Inventory!$I13=\"\"),\"a\",IF(AND($Z6=\"b\",Inventory!$I13<>\"\"),VLOOKUP(Inventory!$I13,$E$3:$F$12,2,FALSE),IF(AND(OR($Z6=\"c\",$Z6=\"d\"),Inventory!$AB13=\"\"),\"a\",IF(AND(OR($Z6=\"c\",$Z6=\"d\"),Inventory!$AB13<>\"\"),VLOOKUP(Inventory!$AB13,$E$3:$F$12,2,FALSE),\"a\"))))","v":"a"},{"$f":"IF(OR(AND($AA6<>\"b\",$AA6<>\"c\"),$AF6=0,$AF6>=(65000/12000),Inventory!$AC13=\"\"),\"a\",VLOOKUP(Inventory!$AC13,$H$3:$I$5,2,FALSE))","v":"a"},{"$f":"IF(AND(AA6<>\"I\",AA6<>\"j\"),\"a\",IF(AND(OR(Z6=\"b\",Z6=\"c\",Z6=\"d\"),Inventory!AD13=\"\"),\"a\",IF(AND(OR(Z6=\"b\",Z6=\"c\",Z6=\"d\"),Inventory!AD13<>\"\"),VLOOKUP(Inventory!AD13,$K$3:$L$5,2,FALSE),\"a\")))","v":"a"},{"$f":"IF(AND($AA6<>\"i\",$AA6<>\"j\"),\"a\",IF(AND($Z6=\"b\",Inventory!$L13=\"\"),\"a\",IF(AND($Z6=\"b\",Inventory!$L13<>\"\"),VLOOKUP(Inventory!$L13,$N$3:$O$6,2,FALSE),IF(AND(OR($Z6=\"c\",$Z6=\"d\"),Inventory!$AE13=\"\"),\"a\",IF(AND(OR($Z6=\"c\",$Z6=\"d\"),Inventory!$AE13<>\"\"),VLOOKUP(Inventory!$AE13,$N$3:$O$6,2,FALSE),\"a\")))))","v":"a"},{"$f":"IF(OR(AND($AA6<>\"e\",$AA6<>\"f\"),$AF6=0,Inventory!$AG13=\"\"),\"a\",VLOOKUP(Inventory!$AG13,$Q$3:$R$5,2,FALSE))","v":"a"},{"$f":"IF(OR(Inventory!C13=\"New Construction\",Inventory!C13=\"Replace-on-Burnout\"),Inventory!AT13,IF(Inventory!C13=\"Early Retirement\",Inventory!AS13,0))","v":0},"","","","","","","","","","","","",0,"aaaaaa0","No","No",{"$f":"IF($Z6=\"a\",0,IF($Z6=\"b\",Inventory!$M13,Inventory!$AH13))","v":0},{"$f":"IF(OR($Z6=\"a\",AND($AU6=\"No\",$AV6=\"No\")),0,IF(AND($Z6=\"b\",Inventory!$O13=\"Btu/hr\"),Inventory!$N13,IF(AND($Z6=\"b\",Inventory!$O13=\"Tons\"),Inventory!$N13*12000,IF(AND(OR($Z6=\"c\",$Z6=\"d\"),Inventory!$AJ13=\"Btu/hr\"),Inventory!$AI13,IF(AND(OR($Z6=\"c\",$Z6=\"d\"),Inventory!$AJ13=\"Tons\"),Inventory!$AI13*12000,0)))))","v":0},0,0,"EER",0,"kW/ton",{"$f":"IF(OR($Z6=\"a\",$AV6=\"No\"),0,IF(AND($Z6=\"b\",Inventory!$Q13=\"Btu/hr\"),Inventory!$P13,IF(AND($Z6=\"b\",Inventory!$Q13=\"Tons\"),Inventory!$P13*12000,IF(AND(OR($Z6=\"c\",$Z6=\"d\"),Inventory!$AL13=\"Btu/hr\"),Inventory!$AK13,IF(AND(OR($Z6=\"c\",$Z6=\"d\"),Inventory!$AL13=\"Tons\"),Inventory!$AK13*12000,0)))))","v":0},0,0,"COP","No",{"$f":"IF(OR(Inventory!$J13=\"\",$BH6=\"No\"),\"-\",Inventory!$J13)","v":"-"},{"$f":"IFERROR(VLOOKUP($BI6,'Early Retirement'!$B$6:$C$32,2,FALSE),\"-\")","v":"-"},{"$f":"IF(OR($Z6<>\"b\",AND($AA6<>\"b\",$AA6<>\"c\")),\"n\",IF(AND($AS6<>1,$AS6<>2,$AS6<>7,$AS6<>8),\"n\",IF(Inventory!$K13=\"Split\",\"s\",IF(Inventory!$K13=\"Packaged\",\"p\",\"n\"))))","v":"n"},{"$f":"IF(AND($AA6<>\"i\",$AA6<>\"j\"),\"n\",IF(Inventory!$L13=\"Centrifugal\",\"c\",\"n\"))","v":"n"},"-","-",{"$f":"IFERROR(INDEX('Early Retirement'!$C$4:$AC$32,$BJ6,$BN6),0)","v":0},{"$f":"IFERROR(HLOOKUP($BN6,'Early Retirement'!$D$4:$AC$5,2,FALSE),0)","v":0},{"$f":"IFERROR(INDEX('Early Retirement'!$AE$4:$BE$32,$BJ6,$BN6),0)","v":0},{"$f":"IFERROR(HLOOKUP($BN6,'Early Retirement'!$AF$4:$BE$5,2,FALSE),0)","v":0},0,0,"kW/ton",{"$f":"IFERROR(INDEX('Early Retirement'!$BG$4:$CG$32,$BJ6,$BN6),0)","v":0},{"$f":"IFERROR(HLOOKUP($BN6,'Early Retirement'!$BH$4:$CH$5,2,FALSE),0)","v":0},0,"COP","Yes",0,0,"kW/ton",0,"COP",0,0,"kW/ton",0,"COP",null,"cbcaaa2",10.6,"EER2",13.4,"SEER2",1.1320754716981132,0.89552238805970152,"kW/ton",null,null,null,null,"DX AC Air Cooled","Packaged",0,0,5.416666666666667]
[null,null,null,null,"VRF HP Air Cooled","e",null,null,null,null,null,null,null,null,null,null,null,null,null,null,20,63.333333333333336,5,null,5,{"$f":"IF(Inventory!$C14=\"\",\"a\",VLOOKUP(Inventory!$C14,$B$3:$C$6,2,FALSE))","v":"a"},{"$f":"IF(AND($Z7=\"b\",Inventory!$I14=\"\"),\"a\",IF(AND($Z7=\"b\",Inventory!$I14<>\"\"),VLOOKUP(Inventory!$I14,$E$3:$F$12,2,FALSE),IF(AND(OR($Z7=\"c\",$Z7=\"d\"),Inventory!$AB14=\"\"),\"a\",IF(AND(OR($Z7=\"c\",$Z7=\"d\"),Inventory!$AB14<>\"\"),VLOOKUP(Inventory!$AB14,$E$3:$F$12,2,FALSE),\"a\"))))","v":"a"},{"$f":"IF(OR(AND($AA7<>\"b\",$AA7<>\"c\"),$AF7=0,$AF7>=(65000/12000),Inventory!$AC14=\"\"),\"a\",VLOOKUP(Inventory!$AC14,$H$3:$I$5,2,FALSE))","v":"a"},{"$f":"IF(AND(AA7<>\"I\",AA7<>\"j\"),\"a\",IF(AND(OR(Z7=\"b\",Z7=\"c\",Z7=\"d\"),Inventory!AD14=\"\"),\"a\",IF(AND(OR(Z7=\"b\",Z7=\"c\",Z7=\"d\"),Inventory!AD14<>\"\"),VLOOKUP(Inventory!AD14,$K$3:$L$5,2,FALSE),\"a\")))","v":"a"},{"$f":"IF(AND($AA7<>\"i\",$AA7<>\"j\"),\"a\",IF(AND($Z7=\"b\",Inventory!$L14=\"\"),\"a\",IF(AND($Z7=\"b\",Inventory!$L14<>\"\"),VLOOKUP(Inventory!$L14,$N$3:$O$6,2,FALSE),IF(AND(OR($Z7=\"c\",$Z7=\"d\"),Inventory!$AE14=\"\"),\"a\",IF(AND(OR($Z7=\"c\",$Z7=\"d\"),Inventory!$AE14<>\"\"),VLOOKUP(Inventory!$AE14,$N$3:$O$6,2,FALSE),\"a\")))))","v":"a"},{"$f":"IF(OR(AND($AA7<>\"e\",$AA7<>\"f\"),$AF7=0,Inventory!$AG14=\"\"),\"a\",VLOOKUP(Inventory!$AG14,$Q$3:$R$5,2,FALSE))","v":"a"},{"$f":"IF(OR(Inventory!C14=\"New Construction\",Inventory!C14=\"Replace-on-Burnout\"),Inventory!AT14,IF(Inventory!C14=\"Early Retirement\",Inventory!AS14,0))","v":0},"","","","","","","","","","","","",0,"aaaaaa0","No","No",{"$f":"IF($Z7=\"a\",0,IF($Z7=\"b\",Inventory!$M14,Inventory!$AH14))","v":0},{"$f":"IF(OR($Z7=\"a\",AND($AU7=\"No\",$AV7=\"No\")),0,IF(AND($Z7=\"b\",Inventory!$O14=\"Btu/hr\"),Inventory!$N14,IF(AND($Z7=\"b\",Inventory!$O14=\"Tons\"),Inventory!$N14*12000,IF(AND(OR($Z7=\"c\",$Z7=\"d\"),Inventory!$AJ14=\"Btu/hr\"),Inventory!$AI14,IF(AND(OR($Z7=\"c\",$Z7=\"d\"),Inventory!$AJ14=\"Tons\"),Inventory!$AI14*12000,0)))))","v":0},0,0,"EER",0,"kW/ton",{"$f":"IF(OR($Z7=\"a\",$AV7=\"No\"),0,IF(AND($Z7=\"b\",Inventory!$Q14=\"Btu/hr\"),Inventory!$P14,IF(AND($Z7=\"b\",Inventory!$Q14=\"Tons\"),Inventory!$P14*12000,IF(AND(OR($Z7=\"c\",$Z7=\"d\"),Inventory!$AL14=\"Btu/hr\"),Inventory!$AK14,IF(AND(OR($Z7=\"c\",$Z7=\"d\"),Inventory!$AL14=\"Tons\"),Inventory!$AK14*12000,0)))))","v":0},0,0,"COP","No",{"$f":"IF(OR(Inventory!$J14=\"\",$BH7=\"No\"),\"-\",Inventory!$J14)","v":"-"},{"$f":"IFERROR(VLOOKUP($BI7,'Early Retirement'!$B$6:$C$32,2,FALSE),\"-\")","v":"-"},{"$f":"IF(OR($Z7<>\"b\",AND($AA7<>\"b\",$AA7<>\"c\")),\"n\",IF(AND($AS7<>1,$AS7<>2,$AS7<>7,$AS7<>8),\"n\",IF(Inventory!$K14=\"Split\",\"s\",IF(Inventory!$K14=\"Packaged\",\"p\",\"n\"))))","v":"n"},{"$f":"IF(AND($AA7<>\"i\",$AA7<>\"j\"),\"n\",IF(Inventory!$L14=\"Centrifugal\",\"c\",\"n\"))","v":"n"},"-","-",{"$f":"IFERROR(INDEX('Early Retirement'!$C$4:$AC$32,$BJ7,$BN7),0)","v":0},{"$f":"IFERROR(HLOOKUP($BN7,'Early Retirement'!$D$4:$AC$5,2,FALSE),0)","v":0},{"$f":"IFERROR(INDEX('Early Retirement'!$AE$4:$BE$32,$BJ7,$BN7),0)","v":0},{"$f":"IFERROR(HLOOKUP($BN7,'Early Retirement'!$AF$4:$BE$5,2,FALSE),0)","v":0},0,0,"kW/ton",{"$f":"IFERROR(INDEX('Early Retirement'!$BG$4:$CG$32,$BJ7,$BN7),0)","v":0},{"$f":"IFERROR(HLOOKUP($BN7,'Early Retirement'!$BH$4:$CH$5,2,FALSE),0)","v":0},0,"COP","Yes",0,0,"kW/ton",0,"COP",0,0,"kW/ton",0,"COP",null,"cbaaaa3",11,"EER",14.6,"IEER",1.0909090909090908,0.82191780821917815,"kW/ton",null,null,null,null,"DX AC Air Cooled",0,0,0,11.25]
[null,null,"a",null,"VRF HP Water Cooled","f",null,null,null,null,null,null,null,null,null,null,null,null,null,null,63.333333333333336,null,6,null,6,{"$f":"IF(Inventory!$C15=\"\",\"a\",VLOOKUP(Inventory!$C15,$B$3:$C$6,2,FALSE))","v":"a"},{"$f":"IF(AND($Z8=\"b\",Inventory!$I15=\"\"),\"a\",IF(AND($Z8=\"b\",Inventory!$I15<>\"\"),VLOOKUP(Inventory!$I15,$E$3:$F$12,2,FALSE),IF(AND(OR($Z8=\"c\",$Z8=\"d\"),Inventory!$AB15=\"\"),\"a\",IF(AND(OR($Z8=\"c\",$Z8=\"d\"),Inventory!$AB15<>\"\"),VLOOKUP(Inventory!$AB15,$E$3:$F$12,2,FALSE),\"a\"))))","v":"a"},{"$f":"IF(OR(AND($AA8<>\"b\",$AA8<>\"c\"),$AF8=0,$AF8>=(65000/12000),Inventory!$AC15=\"\"),\"a\",VLOOKUP(Inventory!$AC15,$H$3:$I$5,2,FALSE))","v":"a"},{"$f":"IF(AND(AA8<>\"I\",AA8<>\"j\"),\"a\",IF(AND(OR(Z8=\"b\",Z8=\"c\",Z8=\"d\"),Inventory!AD15=\"\"),\"a\",IF(AND(OR(Z8=\"b\",Z8=\"c\",Z8=\"d\"),Inventory!AD15<>\"\"),VLOOKUP(Inventory!AD15,$K$3:$L$5,2,FALSE),\"a\")))","v":"a"},{"$f":"IF(AND($AA8<>\"i\",$AA8<>\"j\"),\"a\",IF(AND($Z8=\"b\",Inventory!$L15=\"\"),\"a\",IF(AND($Z8=\"b\",Inventory!$L15<>\"\"),VLOOKUP(Inventory!$L15,$N$3:$O$6,2,FALSE),IF(AND(OR($Z8=\"c\",$Z8=\"d\"),Inventory!$AE15=\"\"),\"a\",IF(AND(OR($Z8=\"c\",$Z8=\"d\"),Inventory!$AE15<>\"\"),VLOOKUP(Inventory!$AE15,$N$3:$O$6,2,FALSE),\"a\")))))","v":"a"},{"$f":"IF(OR(AND($AA8<>\"e\",$AA8<>\"f\"),$AF8=0,Inventory!$AG15=\"\"),\"a\",VLOOKUP(Inventory!$AG15,$Q$3:$R$5,2,FALSE))","v":"a"},{"$f":"IF(OR(Inventory!C15=\"New Construction\",Inventory!C15=\"Replace-on-Burnout\"),Inventory!AT15,IF(Inventory!C15=\"Early Retirement\",Inventory!AS15,0))","v":0},"","","","","","","","","","","","",0,"aaaaaa0","No","No",{"$f":"IF($Z8=\"a\",0,IF($Z8=\"b\",Inventory!$M15,Inventory!$AH15))","v":0},{"$f":"IF(OR($Z8=\"a\",AND($AU8=\"No\",$AV8=\"No\")),0,IF(AND($Z8=\"b\",Inventory!$O15=\"Btu/hr\"),Inventory!$N15,IF(AND($Z8=\"b\",Inventory!$O15=\"Tons\"),Inventory!$N15*12000,IF(AND(OR($Z8=\"c\",$Z8=\"d\"),Inventory!$AJ15=\"Btu/hr\"),Inventory!$AI15,IF(AND(OR($Z8=\"c\",$Z8=\"d\"),Inventory!$AJ15=\"Tons\"),Inventory!$AI15*12000,0)))))","v":0},0,0,"EER",0,"kW/ton",{"$f":"IF(OR($Z8=\"a\",$AV8=\"No\"),0,IF(AND($Z8=\"b\",Inventory!$Q15=\"Btu/hr\"),Inventory!$P15,IF(AND($Z8=\"b\",Inventory!$Q15=\"Tons\"),Inventory!$P15*12000,IF(AND(OR($Z8=\"c\",$Z8=\"d\"),Inventory!$AL15=\"Btu/hr\"),Inventory!$AK15,IF(AND(OR($Z8=\"c\",$Z8=\"d\"),Inventory!$AL15=\"Tons\"),Inventory!$AK15*12000,0)))))","v":0},0,0,"COP","No",{"$f":"IF(OR(Inventory!$J15=\"\",$BH8=\"No\"),\"-\",Inventory!$J15)","v":"-"},{"$f":"IFERROR(VLOOKUP($BI8,'Early Retirement'!$B$6:$C$32,2,FALSE),\"-\")","v":"-"},{"$f":"IF(OR($Z8<>\"b\",AND($AA8<>\"b\",$AA8<>\"c\")),\"n\",IF(AND($AS8<>1,$AS8<>2,$AS8<>7,$AS8<>8),\"n\",IF(Inventory!$K15=\"Split\",\"s\",IF(Inventory!$K15=\"Packaged\",\"p\",\"n\"))))","v":"n"},{"$f":"IF(AND($AA8<>\"i\",$AA8<>\"j\"),\"n\",IF(Inventory!$L15=\"Centrifugal\",\"c\",\"n\"))","v":"n"},"-","-",{"$f":"IFERROR(INDEX('Early Retirement'!$C$4:$AC$32,$BJ8,$BN8),0)","v":0},{"$f":"IFERROR(HLOOKUP($BN8,'Early Retirement'!$D$4:$AC$5,2,FALSE),0)","v":0},{"$f":"IFERROR(INDEX('Early Retirement'!$AE$4:$BE$32,$BJ8,$BN8),0)","v":0},{"$f":"IFERROR(HLOOKUP($BN8,'Early Retirement'!$AF$4:$BE$5,2,FALSE),0)","v":0},0,0,"kW/ton",{"$f":"IFERROR(INDEX('Early Retirement'!$BG$4:$CG$32,$BJ8,$BN8),0)","v":0},{"$f":"IFERROR(HLOOKUP($BN8,'Early Retirement'!$BH$4:$CH$5,2,FALSE),0)","v":0},0,"COP","Yes",0,0,"kW/ton",0,"COP",0,0,"kW/ton",0,"COP",null,"cbaaaa4",10.8,"EER",14,"IEER",1.1111111111111109,0.8571428571428571,"kW/ton",null,null,null,null,"DX AC Air Cooled",0,0,0,20]
[null,"Early Retirement","c",null,"PTAC","g",null,null,null,null,null,null,null,null,null,null,null,null,null,"DX HP\nAir Cooled",0,3.75,7,null,7,{"$f":"IF(Inventory!$C16=\"\",\"a\",VLOOKUP(Inventory!$C16,$B$3:$C$6,2,FALSE))","v":"a"},{"$f":"IF(AND($Z9=\"b\",Inventory!$I16=\"\"),\"a\",IF(AND($Z9=\"b\",Inventory!$I16<>\"\"),VLOOKUP(Inventory!$I16,$E$3:$F$12,2,FALSE),IF(AND(OR($Z9=\"c\",$Z9=\"d\"),Inventory!$AB16=\"\"),\"a\",IF(AND(OR($Z9=\"c\",$Z9=\"d\"),Inventory!$AB16<>\"\"),VLOOKUP(Inventory!$AB16,$E$3:$F$12,2,FALSE),\"a\"))))","v":"a"},{"$f":"IF(OR(AND($AA9<>\"b\",$AA9<>\"c\"),$AF9=0,$AF9>=(65000/12000),Inventory!$AC16=\"\"),\"a\",VLOOKUP(Inventory!$AC16,$H$3:$I$5,2,FALSE))","v":"a"},{"$f":"IF(AND(AA9<>\"I\",AA9<>\"j\"),\"a\",IF(AND(OR(Z9=\"b\",Z9=\"c\",Z9=\"d\"),Inventory!AD16=\"\"),\"a\",IF(AND(OR(Z9=\"b\",Z9=\"c\",Z9=\"d\"),Inventory!AD16<>\"\"),VLOOKUP(Inventory!AD16,$K$3:$L$5,2,FALSE),\"a\")))","v":"a"},{"$f":"IF(AND($AA9<>\"i\",$AA9<>\"j\"),\"a\",IF(AND($Z9=\"b\",Inventory!$L16=\"\"),\"a\",IF(AND($Z9=\"b\",Inventory!$L16<>\"\"),VLOOKUP(Inventory!$L16,$N$3:$O$6,2,FALSE),IF(AND(OR($Z9=\"c\",$Z9=\"d\"),Inventory!$AE16=\"\"),\"a\",IF(AND(OR($Z9=\"c\",$Z9=\"d\"),Inventory!$AE16<>\"\"),VLOOKUP(Inventory!$AE16,$N$3:$O$6,2,FALSE),\"a\")))))","v":"a"},{"$f":"IF(OR(AND($AA9<>\"e\",$AA9<>\"f\"),$AF9=0,Inventory!$AG16=\"\"),\"a\",VLOOKUP(Inventory!$AG16,$Q$3:$R$5,2,FALSE))","v":"a"},{"$f":"IF(OR(Inventory!C16=\"New Construction\",Inventory!C16=\"Replace-on-Burnout\"),Inventory!AT16,IF(Inventory!C16=\"Early Retirement\",Inventory!AS16,0))","v":0},"","","","","","","","","","","","",0,"aaaaaa0","No","No",{"$f":"IF($Z9=\"a\",0,IF($Z9=\"b\",Inventory!$M16,Inventory!$AH16))","v":0},{"$f":"IF(OR($Z9=\"a\",AND($AU9=\"No\",$AV9=\"No\")),0,IF(AND($Z9=\"b\",Inventory!$O16=\"Btu/hr\"),Inventory!$N16,IF(AND($Z9=\"b\",Inventory!$O16=\"Tons\"),Inventory!$N16*12000,IF(AND(OR($Z9=\"c\",$Z9=\"d\"),Inventory!$AJ16=\"Btu/hr\"),Inventory!$AI16,IF(AND(OR($Z9=\"c\",$Z9=\"d\"),Inventory!$AJ16=\"Tons\"),Inventory!$AI16*12000,0)))))","v":0},0,0,"EER",0,"kW/ton",{"$f":"IF(OR($Z9=\"a\",$AV9=\"No\"),0,IF(AND($Z9=\"b\",Inventory!$Q16=\"Btu/hr\"),Inventory!$P16,IF(AND($Z9=\"b\",Inventory!$Q16=\"Tons\"),Inventory!$P16*12000,IF(AND(OR($Z9=\"c\",$Z9=\"d\"),Inventory!$AL16=\"Btu/hr\"),Inventory!$AK16,IF(AND(OR($Z9=\"c\",$Z9=\"d\"),Inventory!$AL16=\"Tons\"),Inventory!$AK16*12000,0)))))","v":0},0,0,"COP","No",{"$f":"IF(OR(Inventory!$J16=\"\",$BH9=\"No\"),\"-\",Inventory!$J16)","v":"-"},{"$f":"IFERROR(VLOOKUP($BI9,'Early Retirement'!$B$6:$C$32,2,FALSE),\"-\")","v":"-"},{"$f":"IF(OR($Z9<>\"b\",AND($AA9<>\"b\",$AA9<>\"c\")),\"n\",IF(AND($AS9<>1,$AS9<>2,$AS9<>7,$AS9<>8),\"n\",IF(Inventory!$K16=\"Split\",\"s\",IF(Inventory!$K16=\"Packaged\",\"p\",\"n\"))))","v":"n"},{"$f":"IF(AND($AA9<>\"i\",$AA9<>\"j\"),\"n\",IF(Inventory!$L16=\"Centrifugal\",\"c\",\"n\"))","v":"n"},"-","-",{"$f":"IFERROR(INDEX('Early Retirement'!$C$4:$AC$32,$BJ9,$BN9),0)","v":0},{"$f":"IFERROR(HLOOKUP($BN9,'Early Retirement'!$D$4:$AC$5,2,FALSE),0)","v":0},{"$f":"IFERROR(INDEX('Early Retirement'!$AE$4:$BE$32,$BJ9,$BN9),0)","v":0},{"$f":"IFERROR(HLOOKUP($BN9,'Early Retirement'!$AF$4:$BE$5,2,FALSE),0)","v":0},0,0,"kW/ton",{"$f":"IFERROR(INDEX('Early Retirement'!$BG$4:$CG$32,$BJ9,$BN9),0)","v":0},{"$f":"IFERROR(HLOOKUP($BN9,'Early Retirement'!$BH$4:$CH$5,2,FALSE),0)","v":0},0,"COP","Yes",0,0,"kW/ton",0,"COP",0,0,"kW/ton",0,"COP",null,"cbaaaa5",9.8000000000000007,"EER",13,"IEER",1.2244897959183672,0.92307692307692313,"kW/ton",null,null,null,null,"DX AC Air Cooled",0,0,0,63.333333333333336]
[null,"Replace-on-Burnout","c",null,"PTHP","h",null,null,null,null,null,null,null,null,null,null,null,null,null,null,3.75,5.416666666666667,8,null,8,{"$f":"IF(Inventory!$C17=\"\",\"a\",VLOOKUP(Inventory!$C17,$B$3:$C$6,2,FALSE))","v":"a"},{"$f":"IF(AND($Z10=\"b\",Inventory!$I17=\"\"),\"a\",IF(AND($Z10=\"b\",Inventory!$I17<>\"\"),VLOOKUP(Inventory!$I17,$E$3:$F$12,2,FALSE),IF(AND(OR($Z10=\"c\",$Z10=\"d\"),Inventory!$AB17=\"\"),\"a\",IF(AND(OR($Z10=\"c\",$Z10=\"d\"),Inventory!$AB17<>\"\"),VLOOKUP(Inventory!$AB17,$E$3:$F$12,2,FALSE),\"a\"))))","v":"a"},{"$f":"IF(OR(AND($AA10<>\"b\",$AA10<>\"c\"),$AF10=0,$AF10>=(65000/12000),Inventory!$AC17=\"\"),\"a\",VLOOKUP(Inventory!$AC17,$H$3:$I$5,2,FALSE))","v":"a"},{"$f":"IF(AND(AA10<>\"I\",AA10<>\"j\"),\"a\",IF(AND(OR(Z10=\"b\",Z10=\"c\",Z10=\"d\"),Inventory!AD17=\"\"),\"a\",IF(AND(OR(Z10=\"b\",Z10=\"c\",Z10=\"d\"),Inventory!AD17<>\"\"),VLOOKUP(Inventory!AD17,$K$3:$L$5,2,FALSE),\"a\")))","v":"a"},{"$f":"IF(AND($AA10<>\"i\",$AA10<>\"j\"),\"a\",IF(AND($Z10=\"b\",Inventory!$L17=\"\"),\"a\",IF(AND($Z10=\"b\",Inventory!$L17<>\"\"),VLOOKUP(Inventory!$L17,$N$3:$O$6,2,FALSE),IF(AND(OR($Z10=\"c\",$Z10=\"d\"),Inventory!$AE17=\"\"),\"a\",IF(AND(OR($Z10=\"c\",$Z10=\"d\"),Inventory!$AE17<>\"\"),VLOOKUP(Inventory!$AE17,$N$3:$O$6,2,FALSE),\"a\")))))","v":"a"},{"$f":"IF(OR(AND($AA10<>\"e\",$AA10<>\"f\"),$AF10=0,Inventory!$AG17=\"\"),\"a\",VLOOKUP(Inventory!$AG17,$Q$3:$R$5,2,FALSE))","v":"a"},{"$f":"IF(OR(Inventory!C17=\"New Construction\",Inventory!C17=\"Replace-on-Burnout\"),Inventory!AT17,IF(Inventory!C17=\"Early Retirement\",Inventory!AS17,0))","v":0},"","","","","","","","","","","","",0,"aaaaaa0","No","No",{"$f":"IF($Z10=\"a\",0,IF($Z10=\"b\",Inventory!$M17,Inventory!$AH17))","v":0},{"$f":"IF(OR($Z10=\"a\",AND($AU10=\"No\",$AV10=\"No\")),0,IF(AND($Z10=\"b\",Inventory!$O17=\"Btu/hr\"),Inventory!$N17,IF(AND($Z10=\"b\",Inventory!$O17=\"Tons\"),Inventory!$N17*12000,IF(AND(OR($Z10=\"c\",$Z10=\"d\"),Inventory!$AJ17=\"Btu/hr\"),Inventory!$AI17,IF(AND(OR($Z10=\"c\",$Z10=\"d\"),Inventory!$AJ17=\"Tons\"),Inventory!$AI17*12000,0)))))","v":0},0,0,"EER",0,"kW/ton",{"$f":"IF(OR($Z10=\"a\",$AV10=\"No\"),0,IF(AND($Z10=\"b\",Inventory!$Q17=\"Btu/hr\"),Inventory!$P17,IF(AND($Z10=\"b\",Inventory!$Q17=\"Tons\"),Inventory!$P17*12000,IF(AND(OR($Z10=\"c\",$Z10=\"d\"),Inventory!$AL17=\"Btu/hr\"),Inventory!$AK17,IF(AND(OR($Z10=\"c\",$Z10=\"d\"),Inventory!$AL17=\"Tons\"),Inventory!$AK17*12000,0)))))","v":0},0,0,"COP","No",{"$f":"IF(OR(Inventory!$J17=\"\",$BH10=\"No\"),\"-\",Inventory!$J17)","v":"-"},{"$f":"IFERROR(VLOOKUP($BI10,'Early Retirement'!$B$6:$C$32,2,FALSE),\"-\")","v":"-"},{"$f":"IF(OR($Z10<>\"b\",AND($AA10<>\"b\",$AA10<>\"c\")),\"n\",IF(AND($AS10<>1,$AS10<>2,$AS10<>7,$AS10<>8),\"n\",IF(Inventory!$K17=\"Split\",\"s\",IF(Inventory!$K17=\"Packaged\",\"p\",\"n\"))))","v":"n"},{"$f":"IF(AND($AA10<>\"i\",$AA10<>\"j\"),\"n\",IF(Inventory!$L17=\"Centrifugal\",\"c\",\"n\"))","v":"n"},"-","-",{"$f":"IFERROR(INDEX('Early Retirement'!$C$4:$AC$32,$BJ10,$BN10),0)","v":0},{"$f":"IFERROR(HLOOKUP($BN10,'Early Retirement'!$D$4:$AC$5,2,FALSE),0)","v":0},{"$f":"IFERROR(INDEX('Early Retirement'!$AE$4:$BE$32,$BJ10,$BN10),0)","v":0},{"$f":"IFERROR(HLOOKUP($BN10,'Early Retirement'!$AF$4:$BE$5,2,FALSE),0)","v":0},0,0,"kW/ton",{"$f":"IFERROR(INDEX('Early Retirement'!$BG$4:$CG$32,$BJ10,$BN10),0)","v":0},{"$f":"IFERROR(HLOOKUP($BN10,'Early Retirement'!$BH$4:$CH$5,2,FALSE),0)","v":0},0,"COP","Yes",0,0,"kW/ton",0,"COP",0,0,"kW/ton",0,"COP",null,"cbaaaa6",9.5,"EER",11,"IEER",1.263157894736842,1.0909090909090908,"kW/ton",null,null,null,null,"DX AC Air Cooled",0,0,0,0]
[null,"New Construction","d",null,"Air Cooled Chiller","i",null,null,null,null,null,null,null,null,null,null,null,null,null,null,5.416666666666667,11.25,9,null,9,{"$f":"IF(Inventory!$C18=\"\",\"a\",VLOOKUP(Inventory!$C18,$B$3:$C$6,2,FALSE))","v":"a"},{"$f":"IF(AND($Z11=\"b\",Inventory!$I18=\"\"),\"a\",IF(AND($Z11=\"b\",Inventory!$I18<>\"\"),VLOOKUP(Inventory!$I18,$E$3:$F$12,2,FALSE),IF(AND(OR($Z11=\"c\",$Z11=\"d\"),Inventory!$AB18=\"\"),\"a\",IF(AND(OR($Z11=\"c\",$Z11=\"d\"),Inventory!$AB18<>\"\"),VLOOKUP(Inventory!$AB18,$E$3:$F$12,2,FALSE),\"a\"))))","v":"a"},{"$f":"IF(OR(AND($AA11<>\"b\",$AA11<>\"c\"),$AF11=0,$AF11>=(65000/12000),Inventory!$AC18=\"\"),\"a\",VLOOKUP(Inventory!$AC18,$H$3:$I$5,2,FALSE))","v":"a"},{"$f":"IF(AND(AA11<>\"I\",AA11<>\"j\"),\"a\",IF(AND(OR(Z11=\"b\",Z11=\"c\",Z11=\"d\"),Inventory!AD18=\"\"),\"a\",IF(AND(OR(Z11=\"b\",Z11=\"c\",Z11=\"d\"),Inventory!AD18<>\"\"),VLOOKUP(Inventory!AD18,$K$3:$L$5,2,FALSE),\"a\")))","v":"a"},{"$f":"IF(AND($AA11<>\"i\",$AA11<>\"j\"),\"a\",IF(AND($Z11=\"b\",Inventory!$L18=\"\"),\"a\",IF(AND($Z11=\"b\",Inventory!$L18<>\"\"),VLOOKUP(Inventory!$L18,$N$3:$O$6,2,FALSE),IF(AND(OR($Z11=\"c\",$Z11=\"d\"),Inventory!$AE18=\"\"),\"a\",IF(AND(OR($Z11=\"c\",$Z11=\"d\"),Inventory!$AE18<>\"\"),VLOOKUP(Inventory!$AE18,$N$3:$O$6,2,FALSE),\"a\")))))","v":"a"},{"$f":"IF(OR(AND($AA11<>\"e\",$AA11<>\"f\"),$AF11=0,Inventory!$AG18=\"\"),\"a\",VLOOKUP(Inventory!$AG18,$Q$3:$R$5,2,FALSE))","v":"a"},{"$f":"IF(OR(Inventory!C18=\"New Construction\",Inventory!C18=\"Replace-on-Burnout\"),Inventory!AT18,IF(Inventory!C18=\"Early Retirement\",Inventory!AS18,0))","v":0},"","","","","","","","","","","","",0,"aaaaaa0","No","No",{"$f":"IF($Z11=\"a\",0,IF($Z11=\"b\",Inventory!$M18,Inventory!$AH18))","v":0},{"$f":"IF(OR($Z11=\"a\",AND($AU11=\"No\",$AV11=\"No\")),0,IF(AND($Z11=\"b\",Inventory!$O18=\"Btu/hr\"),Inventory!$N18,IF(AND($Z11=\"b\",Inventory!$O18=\"Tons\"),Inventory!$N18*12000,IF(AND(OR($Z11=\"c\",$Z11=\"d\"),Inventory!$AJ18=\"Btu/hr\"),Inventory!$AI18,IF(AND(OR($Z11=\"c\",$Z11=\"d\"),Inventory!$AJ18=\"Tons\"),Inventory!$AI18*12000,0)))))","v":0},0,0,"EER",0,"kW/ton",{"$f":"IF(OR($Z11=\"a\",$AV11=\"No\"),0,IF(AND($Z11=\"b\",Inventory!$Q18=\"Btu/hr\"),Inventory!$P18,IF(AND($Z11=\"b\",Inventory!$Q18=\"Tons\"),Inventory!$P18*12000,IF(AND(OR($Z11=\"c\",$Z11=\"d\"),Inventory!$AL18=\"Btu/hr\"),Inventory!$AK18,IF(AND(OR($Z11=\"c\",$Z11=\"d\"),Inventory!$AL18=\"Tons\"),Inventory!$AK18*12000,0)))))","v":0},0,0,"COP","No",{"$f":"IF(OR(Inventory!$J18=\"\",$BH11=\"No\"),\"-\",Inventory!$J18)","v":"-"},{"$f":"IFERROR(VLOOKUP($BI11,'Early Retirement'!$B$6:$C$32,2,FALSE),\"-\")","v":"-"},{"$f":"IF(OR($Z11<>\"b\",AND($AA11<>\"b\",$AA11<>\"c\")),\"n\",IF(AND($AS11<>1,$AS11<>2,$AS11<>7,$AS11<>8),\"n\",IF(Inventory!$K18=\"Split\",\"s\",IF(Inventory!$K18=\"Packaged\",\"p\",\"n\"))))","v":"n"},{"$f":"IF(AND($AA11<>\"i\",$AA11<>\"j\"),\"n\",IF(Inventory!$L18=\"Centrifugal\",\"c\",\"n\"))","v":"n"},"-","-",{"$f":"IFERROR(INDEX('Early Retirement'!$C$4:$AC$32,$BJ11,$BN11),0)","v":0},{"$f":"IFERROR(HLOOKUP($BN11,'Early Retirement'!$D$4:$AC$5,2,FALSE),0)","v":0},{"$f":"IFERROR(INDEX('Early Retirement'!$AE$4:$BE$32,$BJ11,$BN11),0)","v":0},{"$f":"IFERROR(HLOOKUP($BN11,'Early Retirement'!$AF$4:$BE$5,2,FALSE),0)","v":0},0,0,"kW/ton",{"$f":"IFERROR(INDEX('Early Retirement'!$BG$4:$CG$32,$BJ11,$BN11),0)","v":0},{"$f":"IFERROR(HLOOKUP($BN11,'Early Retirement'!$BH$4:$CH$5,2,FALSE),0)","v":0},0,"COP","Yes",0,0,"kW/ton",0,"COP",0,0,"kW/ton",0,"COP",null,"ccbaaa7",11.7,"EER2",14.3,"SEER2",1.0256410256410258,0.83916083916083917,"kW/ton",7.5,"HSPF2",{"$f":"CT11/3.412","v":2.1981242672919108},"COP","DX HP Air Cooled","Split",0,0,3.75]
[null,null,null,null,"Water Cooled Chiller","j",null,null,null,null,null,null,null,null,null,null,null,null,null,null,11.25,20,10,null,10,{"$f":"IF(Inventory!$C19=\"\",\"a\",VLOOKUP(Inventory!$C19,$B$3:$C$6,2,FALSE))","v":"a"},{"$f":"IF(AND($Z12=\"b\",Inventory!$I19=\"\"),\"a\",IF(AND($Z12=\"b\",Inventory!$I19<>\"\"),VLOOKUP(Inventory!$I19,$E$3:$F$12,2,FALSE),IF(AND(OR($Z12=\"c\",$Z12=\"d\"),Inventory!$AB19=\"\"),\"a\",IF(AND(OR($Z12=\"c\",$Z12=\"d\"),Inventory!$AB19<>\"\"),VLOOKUP(Inventory!$AB19,$E$3:$F$12,2,FALSE),\"a\"))))","v":"a"},{"$f":"IF(OR(AND($AA12<>\"b\",$AA12<>\"c\"),$AF12=0,$AF12>=(65000/12000),Inventory!$AC19=\"\"),\"a\",VLOOKUP(Inventory!$AC19,$H$3:$I$5,2,FALSE))","v":"a"},{"$f":"IF(AND(AA12<>\"I\",AA12<>\"j\"),\"a\",IF(AND(OR(Z12=\"b\",Z12=\"c\",Z12=\"d\"),Inventory!AD19=\"\"),\"a\",IF(AND(OR(Z12=\"b\",Z12=\"c\",Z12=\"d\"),Inventory!AD19<>\"\"),VLOOKUP(Inventory!AD19,$K$3:$L$5,2,FALSE),\"a\")))","v":"a"},{"$f":"IF(AND($AA12<>\"i\",$AA12<>\"j\"),\"a\",IF(AND($Z12=\"b\",Inventory!$L19=\"\"),\"a\",IF(AND($Z12=\"b\",Inventory!$L19<>\"\"),VLOOKUP(Inventory!$L19,$N$3:$O$6,2,FALSE),IF(AND(OR($Z12=\"c\",$Z12=\"d\"),Inventory!$AE19=\"\"),\"a\",IF(AND(OR($Z12=\"c\",$Z12=\"d\"),Inventory!$AE19<>\"\"),VLOOKUP(Inventory!$AE19,$N$3:$O$6,2,FALSE),\"a\")))))","v":"a"},{"$f":"IF(OR(AND($AA12<>\"e\",$AA12<>\"f\"),$AF12=0,Inventory!$AG19=\"\"),\"a\",VLOOKUP(Inventory!$AG19,$Q$3:$R$5,2,FALSE))","v":"a"},{"$f":"IF(OR(Inventory!C19=\"New Construction\",Inventory!C19=\"Replace-on-Burnout\"),Inventory!AT19,IF(Inventory!C19=\"Early Retirement\",Inventory!AS19,0))","v":0},"","","","","","","","","","","","",0,"aaaaaa0","No","No",{"$f":"IF($Z12=\"a\",0,IF($Z12=\"b\",Inventory!$M19,Inventory!$AH19))","v":0},{"$f":"IF(OR($Z12=\"a\",AND($AU12=\"No\",$AV12=\"No\")),0,IF(AND($Z12=\"b\",Inventory!$O19=\"Btu/hr\"),Inventory!$N19,IF(AND($Z12=\"b\",Inventory!$O19=\"Tons\"),Inventory!$N19*12000,IF(AND(OR($Z12=\"c\",$Z12=\"d\"),Inventory!$AJ19=\"Btu/hr\"),Inventory!$AI19,IF(AND(OR($Z12=\"c\",$Z12=\"d\"),Inventory!$AJ19=\"Tons\"),Inventory!$AI19*12000,0)))))","v":0},0,0,"EER",0,"kW/ton",{"$f":"IF(OR($Z12=\"a\",$AV12=\"No\"),0,IF(AND($Z12=\"b\",Inventory!$Q19=\"Btu/hr\"),Inventory!$P19,IF(AND($Z12=\"b\",Inventory!$Q19=\"Tons\"),Inventory!$P19*12000,IF(AND(OR($Z12=\"c\",$Z12=\"d\"),Inventory!$AL19=\"Btu/hr\"),Inventory!$AK19,IF(AND(OR($Z12=\"c\",$Z12=\"d\"),Inventory!$AL19=\"Tons\"),Inventory!$AK19*12000,0)))))","v":0},0,0,"COP","No",{"$f":"IF(OR(Inventory!$J19=\"\",$BH12=\"No\"),\"-\",Inventory!$J19)","v":"-"},{"$f":"IFERROR(VLOOKUP($BI12,'Early Retirement'!$B$6:$C$32,2,FALSE),\"-\")","v":"-"},{"$f":"IF(OR($Z12<>\"b\",AND($AA12<>\"b\",$AA12<>\"c\")),\"n\",IF(AND($AS12<>1,$AS12<>2,$AS12<>7,$AS12<>8),\"n\",IF(Inventory!$K19=\"Split\",\"s\",IF(Inventory!$K19=\"Packaged\",\"p\",\"n\"))))","v":"n"},{"$f":"IF(AND($AA12<>\"i\",$AA12<>\"j\"),\"n\",IF(Inventory!$L19=\"Centrifugal\",\"c\",\"n\"))","v":"n"},"-","-",{"$f":"IFERROR(INDEX('Early Retirement'!$C$4:$AC$32,$BJ12,$BN12),0)","v":0},{"$f":"IFERROR(HLOOKUP($BN12,'Early Retirement'!$D$4:$AC$5,2,FALSE),0)","v":0},{"$f":"IFERROR(INDEX('Early Retirement'!$AE$4:$BE$32,$BJ12,$BN12),0)","v":0},{"$f":"IFERROR(HLOOKUP($BN12,'Early Retirement'!$AF$4:$BE$5,2,FALSE),0)","v":0},0,0,"kW/ton",{"$f":"IFERROR(INDEX('Early Retirement'!$BG$4:$CG$32,$BJ12,$BN12),0)","v":0},{"$f":"IFERROR(HLOOKUP($BN12,'Early Retirement'!$BH$4:$CH$5,2,FALSE),0)","v":0},0,"COP","Yes",0,0,"kW/ton",0,"COP",0,0,"kW/ton",0,"COP",null,"ccbaaa8",11.7,"EER2",14.3,"SEER2",1.0256410256410258,0.83916083916083917,"kW/ton",7.5,"HSPF2",{"$f":"CT12/3.412","v":2.1981242672919108},"COP","DX HP Air Cooled","Split",0,0,5.416666666666667]
[null,null,null,null,null,null,null,null,null,null,null,null,null,null,null,null,null,null,null,null,20,63.333333333333336,11,null,11,{"$f":"IF(Inventory!$C20=\"\",\"a\",VLOOKUP(Inventory!$C20,$B$3:$C$6,2,FALSE))","v":"a"},{"$f":"IF(AND($Z13=\"b\",Inventory!$I20=\"\"),\"a\",IF(AND($Z13=\"b\",Inventory!$I20<>\"\"),VLOOKUP(Inventory!$I20,$E$3:$F$12,2,FALSE),IF(AND(OR($Z13=\"c\",$Z13=\"d\"),Inventory!$AB20=\"\"),\"a\",IF(AND(OR($Z13=\"c\",$Z13=\"d\"),Inventory!$AB20<>\"\"),VLOOKUP(Inventory!$AB20,$E$3:$F$12,2,FALSE),\"a\"))))","v":"a"},{"$f":"IF(OR(AND($AA13<>\"b\",$AA13<>\"c\"),$AF13=0,$AF13>=(65000/12000),Inventory!$AC20=\"\"),\"a\",VLOOKUP(Inventory!$AC20,$H$3:$I$5,2,FALSE))","v":"a"},{"$f":"IF(AND(AA13<>\"I\",AA13<>\"j\"),\"a\",IF(AND(OR(Z13=\"b\",Z13=\"c\",Z13=\"d\"),Inventory!AD20=\"\"),\"a\",IF(AND(OR(Z13=\"b\",Z13=\"c\",Z13=\"d\"),Inventory!AD20<>\"\"),VLOOKUP(Inventory!AD20,$K$3:$L$5,2,FALSE),\"a\")))","v":"a"},{"$f":"IF(AND($AA13<>\"i\",$AA13<>\"j\"),\"a\",IF(AND($Z13=\"b\",Inventory!$L20=\"\"),\"a\",IF(AND($Z13=\"b\",Inventory!$L20<>\"\"),VLOOKUP(Inventory!$L20,$N$3:$O$6,2,FALSE),IF(AND(OR($Z13=\"c\",$Z13=\"d\"),Inventory!$AE20=\"\"),\"a\",IF(AND(OR($Z13=\"c\",$Z13=\"d\"),Inventory!$AE20<>\"\"),VLOOKUP(Inventory!$AE20,$N$3:$O$6,2,FALSE),\"a\")))))","v":"a"},{"$f":"IF(OR(AND($AA13<>\"e\",$AA13<>\"f\"),$AF13=0,Inventory!$AG20=\"\"),\"a\",VLOOKUP(Inventory!$AG20,$Q$3:$R$5,2,FALSE))","v":"a"},{"$f":"IF(OR(Inventory!C20=\"New Construction\",Inventory!C20=\"Replace-on-Burnout\"),Inventory!AT20,IF(Inventory!C20=\"Early Retirement\",Inventory!AS20,0))","v":0},"","","","","","","","","","","","",0,"aaaaaa0","No","No",{"$f":"IF($Z13=\"a\",0,IF($Z13=\"b\",Inventory!$M20,Inventory!$AH20))","v":0},{"$f":"IF(OR($Z13=\"a\",AND($AU13=\"No\",$AV13=\"No\")),0,IF(AND($Z13=\"b\",Inventory!$O20=\"Btu/hr\"),Inventory!$N20,IF(AND($Z13=\"b\",Inventory!$O20=\"Tons\"),Inventory!$N20*12000,IF(AND(OR($Z13=\"c\",$Z13=\"d\"),Inventory!$AJ20=\"Btu/hr\"),Inventory!$AI20,IF(AND(OR($Z13=\"c\",$Z13=\"d\"),Inventory!$AJ20=\"Tons\"),Inventory!$AI20*12000,0)))))","v":0},0,0,"EER",0,"kW/ton",{"$f":"IF(OR($Z13=\"a\",$AV13=\"No\"),0,IF(AND($Z13=\"b\",Inventory!$Q20=\"Btu/hr\"),Inventory!$P20,IF(AND($Z13=\"b\",Inventory!$Q20=\"Tons\"),Inventory!$P20*12000,IF(AND(OR($Z13=\"c\",$Z13=\"d\"),Inventory!$AL20=\"Btu/hr\"),Inventory!$AK20,IF(AND(OR($Z13=\"c\",$Z13=\"d\"),Inventory!$AL20=\"Tons\"),Inventory!$AK20*12000,0)))))","v":0},0,0,"COP","No",{"$f":"IF(OR(Inventory!$J20=\"\",$BH13=\"No\"),\"-\",Inventory!$J20)","v":"-"},{"$f":"IFERROR(VLOOKUP($BI13,'Early Retirement'!$B$6:$C$32,2,FALSE),\"-\")","v":"-"},{"$f":"IF(OR($Z13<>\"b\",AND($AA13<>\"b\",$AA13<>\"c\")),\"n\",IF(AND($AS13<>1,$AS13<>2,$AS13<>7,$AS13<>8),\"n\",IF(Inventory!$K20=\"Split\",\"s\",IF(Inventory!$K20=\"Packaged\",\"p\",\"n\"))))","v":"n"},{"$f":"IF(AND($AA13<>\"i\",$AA13<>\"j\"),\"n\",IF(Inventory!$L20=\"Centrifugal\",\"c\",\"n\"))","v":"n"},"-","-",{"$f":"IFERROR(INDEX('Early Retirement'!$C$4:$AC$32,$BJ13,$BN13),0)","v":0},{"$f":"IFERROR(HLOOKUP($BN13,'Early Retirement'!$D$4:$AC$5,2,FALSE),0)","v":0},{"$f":"IFERROR(INDEX('Early Retirement'!$AE$4:$BE$32,$BJ13,$BN13),0)","v":0},{"$f":"IFERROR(HLOOKUP($BN13,'Early Retirement'!$AF$4:$BE$5,2,FALSE),0)","v":0},0,0,"kW/ton",{"$f":"IFERROR(INDEX('Early Retirement'!$BG$4:$CG$32,$BJ13,$BN13),0)","v":0},{"$f":"IFERROR(HLOOKUP($BN13,'Early Retirement'!$BH$4:$CH$5,2,FALSE),0)","v":0},0,"COP","Yes",0,0,"kW/ton",0,"COP",0,0,"kW/ton",0,"COP",null,"cccaaa7",10.6,"EER2",13.4,"SEER2",1.1320754716981132,0.89552238805970152,"kW/ton",6.7,"HSPF2",{"$f":"CT13/3.412","v":1.9636576787807738},"COP","DX HP Air Cooled","Packaged",0,0,3.75]
[null,null,null,null,null,null,null,null,null,null,null,null,null,null,null,null,null,null,null,null,63.333333333333336,null,12,null,12,{"$f":"IF(Inventory!$C21=\"\",\"a\",VLOOKUP(Inventory!$C21,$B$3:$C$6,2,FALSE))","v":"a"},{"$f":"IF(AND($Z14=\"b\",Inventory!$I21=\"\"),\"a\",IF(AND($Z14=\"b\",Inventory!$I21<>\"\"),VLOOKUP(Inventory!$I21,$E$3:$F$12,2,FALSE),IF(AND(OR($Z14=\"c\",$Z14=\"d\"),Inventory!$AB21=\"\"),\"a\",IF(AND(OR($Z14=\"c\",$Z14=\"d\"),Inventory!$AB21<>\"\"),VLOOKUP(Inventory!$AB21,$E$3:$F$12,2,FALSE),\"a\"))))","v":"a"},{"$f":"IF(OR(AND($AA14<>\"b\",$AA14<>\"c\"),$AF14=0,$AF14>=(65000/12000),Inventory!$AC21=\"\"),\"a\",VLOOKUP(Inventory!$AC21,$H$3:$I$5,2,FALSE))","v":"a"},{"$f":"IF(AND(AA14<>\"I\",AA14<>\"j\"),\"a\",IF(AND(OR(Z14=\"b\",Z14=\"c\",Z14=\"d\"),Inventory!AD21=\"\"),\"a\",IF(AND(OR(Z14=\"b\",Z14=\"c\",Z14=\"d\"),Inventory!AD21<>\"\"),VLOOKUP(Inventory!AD21,$K$3:$L$5,2,FALSE),\"a\")))","v":"a"},{"$f":"IF(AND($AA14<>\"i\",$AA14<>\"j\"),\"a\",IF(AND($Z14=\"b\",Inventory!$L21=\"\"),\"a\",IF(AND($Z14=\"b\",Inventory!$L21<>\"\"),VLOOKUP(Inventory!$L21,$N$3:$O$6,2,FALSE),IF(AND(OR($Z14=\"c\",$Z14=\"d\"),Inventory!$AE21=\"\"),\"a\",IF(AND(OR($Z14=\"c\",$Z14=\"d\"),Inventory!$AE21<>\"\"),VLOOKUP(Inventory!$AE21,$N$3:$O$6,2,FALSE),\"a\")))))","v":"a"},{"$f":"IF(OR(AND($AA14<>\"e\",$AA14<>\"f\"),$AF14=0,Inventory!$AG21=\"\"),\"a\",VLOOKUP(Inventory!$AG21,$Q$3:$R$5,2,FALSE))","v":"a"},{"$f":"IF(OR(Inventory!C21=\"New Construction\",Inventory!C21=\"Replace-on-Burnout\"),Inventory!AT21,IF(Inventory!C21=\"Early Retirement\",Inventory!AS21,0))","v":0},"","","","","","","","","","","","",0,"aaaaaa0","No","No",{"$f":"IF($Z14=\"a\",0,IF($Z14=\"b\",Inventory!$M21,Inventory!$AH21))","v":0},{"$f":"IF(OR($Z14=\"a\",AND($AU14=\"No\",$AV14=\"No\")),0,IF(AND($Z14=\"b\",Inventory!$O21=\"Btu/hr\"),Inventory!$N21,IF(AND($Z14=\"b\",Inventory!$O21=\"Tons\"),Inventory!$N21*12000,IF(AND(OR($Z14=\"c\",$Z14=\"d\"),Inventory!$AJ21=\"Btu/hr\"),Inventory!$AI21,IF(AND(OR($Z14=\"c\",$Z14=\"d\"),Inventory!$AJ21=\"Tons\"),Inventory!$AI21*12000,0)))))","v":0},0,0,"EER",0,"kW/ton",{"$f":"IF(OR($Z14=\"a\",$AV14=\"No\"),0,IF(AND($Z14=\"b\",Inventory!$Q21=\"Btu/hr\"),Inventory!$P21,IF(AND($Z14=\"b\",Inventory!$Q21=\"Tons\"),Inventory!$P21*12000,IF(AND(OR($Z14=\"c\",$Z14=\"d\"),Inventory!$AL21=\"Btu/hr\"),Inventory!$AK21,IF(AND(OR($Z14=\"c\",$Z14=\"d\"),Inventory!$AL21=\"Tons\"),Inventory!$AK21*12000,0)))))","v":0},0,0,"COP","No",{"$f":"IF(OR(Inventory!$J21=\"\",$BH14=\"No\"),\"-\",Inventory!$J21)","v":"-"},{"$f":"IFERROR(VLOOKUP($BI14,'Early Retirement'!$B$6:$C$32,2,FALSE),\"-\")","v":"-"},{"$f":"IF(OR($Z14<>\"b\",AND($AA14<>\"b\",$AA14<>\"c\")),\"n\",IF(AND($AS14<>1,$AS14<>2,$AS14<>7,$AS14<>8),\"n\",IF(Inventory!$K21=\"Split\",\"s\",IF(Inventory!$K21=\"Packaged\",\"p\",\"n\"))))","v":"n"},{"$f":"IF(AND($AA14<>\"i\",$AA14<>\"j\"),\"n\",IF(Inventory!$L21=\"Centrifugal\",\"c\",\"n\"))","v":"n"},"-","-",{"$f":"IFERROR(INDEX('Early Retirement'!$C$4:$AC$32,$BJ14,$BN14),0)","v":0},{"$f":"IFERROR(HLOOKUP($BN14,'Early Retirement'!$D$4:$AC$5,2,FALSE),0)","v":0},{"$f":"IFERROR(INDEX('Early Retirement'!$AE$4:$BE$32,$BJ14,$BN14),0)","v":0},{"$f":"IFERROR(HLOOKUP($BN14,'Early Retirement'!$AF$4:$BE$5,2,FALSE),0)","v":0},0,0,"kW/ton",{"$f":"IFERROR(INDEX('Early Retirement'!$BG$4:$CG$32,$BJ14,$BN14),0)","v":0},{"$f":"IFERROR(HLOOKUP($BN14,'Early Retirement'!$BH$4:$CH$5,2,FALSE),0)","v":0},0,"COP","Yes",0,0,"kW/ton",0,"COP",0,0,"kW/ton",0,"COP",null,"cccaaa8",10.6,"EER2",13.4,"SEER2",1.1320754716981132,0.89552238805970152,"kW/ton",6.7,"HSPF2",{"$f":"CT14/3.412","v":1.9636576787807738},"COP","DX HP Air Cooled","Packaged",0,0,5.416666666666667]
[null,null,null,null,null,null,null,null,null,null,null,null,null,null,null,null,null,null,null,"VRF AC\nAir Cooled",0,3.75,13,null,13,{"$f":"IF(Inventory!$C22=\"\",\"a\",VLOOKUP(Inventory!$C22,$B$3:$C$6,2,FALSE))","v":"a"},{"$f":"IF(AND($Z15=\"b\",Inventory!$I22=\"\"),\"a\",IF(AND($Z15=\"b\",Inventory!$I22<>\"\"),VLOOKUP(Inventory!$I22,$E$3:$F$12,2,FALSE),IF(AND(OR($Z15=\"c\",$Z15=\"d\"),Inventory!$AB22=\"\"),\"a\",IF(AND(OR($Z15=\"c\",$Z15=\"d\"),Inventory!$AB22<>\"\"),VLOOKUP(Inventory!$AB22,$E$3:$F$12,2,FALSE),\"a\"))))","v":"a"},{"$f":"IF(OR(AND($AA15<>\"b\",$AA15<>\"c\"),$AF15=0,$AF15>=(65000/12000),Inventory!$AC22=\"\"),\"a\",VLOOKUP(Inventory!$AC22,$H$3:$I$5,2,FALSE))","v":"a"},{"$f":"IF(AND(AA15<>\"I\",AA15<>\"j\"),\"a\",IF(AND(OR(Z15=\"b\",Z15=\"c\",Z15=\"d\"),Inventory!AD22=\"\"),\"a\",IF(AND(OR(Z15=\"b\",Z15=\"c\",Z15=\"d\"),Inventory!AD22<>\"\"),VLOOKUP(Inventory!AD22,$K$3:$L$5,2,FALSE),\"a\")))","v":"a"},{"$f":"IF(AND($AA15<>\"i\",$AA15<>\"j\"),\"a\",IF(AND($Z15=\"b\",Inventory!$L22=\"\"),\"a\",IF(AND($Z15=\"b\",Inventory!$L22<>\"\"),VLOOKUP(Inventory!$L22,$N$3:$O$6,2,FALSE),IF(AND(OR($Z15=\"c\",$Z15=\"d\"),Inventory!$AE22=\"\"),\"a\",IF(AND(OR($Z15=\"c\",$Z15=\"d\"),Inventory!$AE22<>\"\"),VLOOKUP(Inventory!$AE22,$N$3:$O$6,2,FALSE),\"a\")))))","v":"a"},{"$f":"IF(OR(AND($AA15<>\"e\",$AA15<>\"f\"),$AF15=0,Inventory!$AG22=\"\"),\"a\",VLOOKUP(Inventory!$AG22,$Q$3:$R$5,2,FALSE))","v":"a"},{"$f":"IF(OR(Inventory!C22=\"New Construction\",Inventory!C22=\"Replace-on-Burnout\"),Inventory!AT22,IF(Inventory!C22=\"Early Retirement\",Inventory!AS22,0))","v":0},"","","","","","","","","","","","",0,"aaaaaa0","No","No",{"$f":"IF($Z15=\"a\",0,IF($Z15=\"b\",Inventory!$M22,Inventory!$AH22))","v":0},{"$f":"IF(OR($Z15=\"a\",AND($AU15=\"No\",$AV15=\"No\")),0,IF(AND($Z15=\"b\",Inventory!$O22=\"Btu/hr\"),Inventory!$N22,IF(AND($Z15=\"b\",Inventory!$O22=\"Tons\"),Inventory!$N22*12000,IF(AND(OR($Z15=\"c\",$Z15=\"d\"),Inventory!$AJ22=\"Btu/hr\"),Inventory!$AI22,IF(AND(OR($Z15=\"c\",$Z15=\"d\"),Inventory!$AJ22=\"Tons\"),Inventory!$AI22*12000,0)))))","v":0},0,0,"EER",0,"kW/ton",{"$f":"IF(OR($Z15=\"a\",$AV15=\"No\"),0,IF(AND($Z15=\"b\",Inventory!$Q22=\"Btu/hr\"),Inventory!$P22,IF(AND($Z15=\"b\",Inventory!$Q22=\"Tons\"),Inventory!$P22*12000,IF(AND(OR($Z15=\"c\",$Z15=\"d\"),Inventory!$AL22=\"Btu/hr\"),Inventory!$AK22,IF(AND(OR($Z15=\"c\",$Z15=\"d\"),Inventory!$AL22=\"Tons\"),Inventory!$AK22*12000,0)))))","v":0},0,0,"COP","No",{"$f":"IF(OR(Inventory!$J22=\"\",$BH15=\"No\"),\"-\",Inventory!$J22)","v":"-"},{"$f":"IFERROR(VLOOKUP($BI15,'Early Retirement'!$B$6:$C$32,2,FALSE),\"-\")","v":"-"},{"$f":"IF(OR($Z15<>\"b\",AND($AA15<>\"b\",$AA15<>\"c\")),\"n\",IF(AND($AS15<>1,$AS15<>2,$AS15<>7,$AS15<>8),\"n\",IF(Inventory!$K22=\"Split\",\"s\",IF(Inventory!$K22=\"Packaged\",\"p\",\"n\"))))","v":"n"},{"$f":"IF(AND($AA15<>\"i\",$AA15<>\"j\"),\"n\",IF(Inventory!$L22=\"Centrifugal\",\"c\",\"n\"))","v":"n"},"-","-",{"$f":"IFERROR(INDEX('Early Retirement'!$C$4:$AC$32,$BJ15,$BN15),0)","v":0},{"$f":"IFERROR(HLOOKUP($BN15,'Early Retirement'!$D$4:$AC$5,2,FALSE),0)","v":0},{"$f":"IFERROR(INDEX('Early Retirement'!$AE$4:$BE$32,$BJ15,$BN15),0)","v":0},{"$f":"IFERROR(HLOOKUP($BN15,'Early Retirement'!$AF$4:$BE$5,2,FALSE),0)","v":0},0,0,"kW/ton",{"$f":"IFERROR(INDEX('Early Retirement'!$BG$4:$CG$32,$BJ15,$BN15),0)","v":0},{"$f":"IFERROR(HLOOKUP($BN15,'Early Retirement'!$BH$4:$CH$5,2,FALSE),0)","v":0},0,"COP","Yes",0,0,"kW/ton",0,"COP",0,0,"kW/ton",0,"COP",null,"ccaaaa9",11,"EER",14.1,"IEER",1.0909090909090908,0.85106382978723405,"kW/ton",3.4,"COP",{"$f":"CT15","v":3.4},"COP","DX HP Air Cooled",0,0,0,11.25]
[null,null,null,null,null,null,null,null,null,null,null,null,null,null,null,null,null,null,null,null,3.75,5.416666666666667,14,null,14,{"$f":"IF(Inventory!$C23=\"\",\"a\",VLOOKUP(Inventory!$C23,$B$3:$C$6,2,FALSE))","v":"a"},{"$f":"IF(AND($Z16=\"b\",Inventory!$I23=\"\"),\"a\",IF(AND($Z16=\"b\",Inventory!$I23<>\"\"),VLOOKUP(Inventory!$I23,$E$3:$F$12,2,FALSE),IF(AND(OR($Z16=\"c\",$Z16=\"d\"),Inventory!$AB23=\"\"),\"a\",IF(AND(OR($Z16=\"c\",$Z16=\"d\"),Inventory!$AB23<>\"\"),VLOOKUP(Inventory!$AB23,$E$3:$F$12,2,FALSE),\"a\"))))","v":"a"},{"$f":"IF(OR(AND($AA16<>\"b\",$AA16<>\"c\"),$AF16=0,$AF16>=(65000/12000),Inventory!$AC23=\"\"),\"a\",VLOOKUP(Inventory!$AC23,$H$3:$I$5,2,FALSE))","v":"a"},{"$f":"IF(AND(AA16<>\"I\",AA16<>\"j\"),\"a\",IF(AND(OR(Z16=\"b\",Z16=\"c\",Z16=\"d\"),Inventory!AD23=\"\"),\"a\",IF(AND(OR(Z16=\"b\",Z16=\"c\",Z16=\"d\"),Inventory!AD23<>\"\"),VLOOKUP(Inventory!AD23,$K$3:$L$5,2,FALSE),\"a\")))","v":"a"},{"$f":"IF(AND($AA16<>\"i\",$AA16<>\"j\"),\"a\",IF(AND($Z16=\"b\",Inventory!$L23=\"\"),\"a\",IF(AND($Z16=\"b\",Inventory!$L23<>\"\"),VLOOKUP(Inventory!$L23,$N$3:$O$6,2,FALSE),IF(AND(OR($Z16=\"c\",$Z16=\"d\"),Inventory!$AE23=\"\"),\"a\",IF(AND(OR($Z16=\"c\",$Z16=\"d\"),Inventory!$AE23<>\"\"),VLOOKUP(Inventory!$AE23,$N$3:$O$6,2,FALSE),\"a\")))))","v":"a"},{"$f":"IF(OR(AND($AA16<>\"e\",$AA16<>\"f\"),$AF16=0,Inventory!$AG23=\"\"),\"a\",VLOOKUP(Inventory!$AG23,$Q$3:$R$5,2,FALSE))","v":"a"},{"$f":"IF(OR(Inventory!C23=\"New Construction\",Inventory!C23=\"Replace-on-Burnout\"),Inventory!AT23,IF(Inventory!C23=\"Early Retirement\",Inventory!AS23,0))","v":0},"","","","","","","","","","","","",0,"aaaaaa0","No","No",{"$f":"IF($Z16=\"a\",0,IF($Z16=\"b\",Inventory!$M23,Inventory!$AH23))","v":0},{"$f":"IF(OR($Z16=\"a\",AND($AU16=\"No\",$AV16=\"No\")),0,IF(AND($Z16=\"b\",Inventory!$O23=\"Btu/hr\"),Inventory!$N23,IF(AND($Z16=\"b\",Inventory!$O23=\"Tons\"),Inventory!$N23*12000,IF(AND(OR($Z16=\"c\",$Z16=\"d\"),Inventory!$AJ23=\"Btu/hr\"),Inventory!$AI23,IF(AND(OR($Z16=\"c\",$Z16=\"d\"),Inventory!$AJ23=\"Tons\"),Inventory!$AI23*12000,0)))))","v":0},0,0,"EER",0,"kW/ton",{"$f":"IF(OR($Z16=\"a\",$AV16=\"No\"),0,IF(AND($Z16=\"b\",Inventory!$Q23=\"Btu/hr\"),Inventory!$P23,IF(AND($Z16=\"b\",Inventory!$Q23=\"Tons\"),Inventory!$P23*12000,IF(AND(OR($Z16=\"c\",$Z16=\"d\"),Inventory!$AL23=\"Btu/hr\"),Inventory!$AK23,IF(AND(OR($Z16=\"c\",$Z16=\"d\"),Inventory!$AL23=\"Tons\"),Inventory!$AK23*12000,0)))))","v":0},0,0,"COP","No",{"$f":"IF(OR(Inventory!$J23=\"\",$BH16=\"No\"),\"-\",Inventory!$J23)","v":"-"},{"$f":"IFERROR(VLOOKUP($BI16,'Early Retirement'!$B$6:$C$32,2,FALSE),\"-\")","v":"-"},{"$f":"IF(OR($Z16<>\"b\",AND($AA16<>\"b\",$AA16<>\"c\")),\"n\",IF(AND($AS16<>1,$AS16<>2,$AS16<>7,$AS16<>8),\"n\",IF(Inventory!$K23=\"Split\",\"s\",IF(Inventory!$K23=\"Packaged\",\"p\",\"n\"))))","v":"n"},{"$f":"IF(AND($AA16<>\"i\",$AA16<>\"j\"),\"n\",IF(Inventory!$L23=\"Centrifugal\",\"c\",\"n\"))","v":"n"},"-","-",{"$f":"IFERROR(INDEX('Early Retirement'!$C$4:$AC$32,$BJ16,$BN16),0)","v":0},{"$f":"IFERROR(HLOOKUP($BN16,'Early Retirement'!$D$4:$AC$5,2,FALSE),0)","v":0},{"$f":"IFERROR(INDEX('Early Retirement'!$AE$4:$BE$32,$BJ16,$BN16),0)","v":0},{"$f":"IFERROR(HLOOKUP($BN16,'Early Retirement'!$AF$4:$BE$5,2,FALSE),0)","v":0},0,0,"kW/ton",{"$f":"IFERROR(INDEX('Early Retirement'!$BG$4:$CG$32,$BJ16,$BN16),0)","v":0},{"$f":"IFERROR(HLOOKUP($BN16,'Early Retirement'!$BH$4:$CH$5,2,FALSE),0)","v":0},0,"COP","Yes",0,0,"kW/ton",0,"COP",0,0,"kW/ton",0,"COP",null,"ccaaaa10",10.6,"EER",13.5,"IEER",1.1320754716981132,0.88888888888888884,"kW/ton",3.3,"COP",{"$f":"CT16","v":3.3},"COP","DX HP Air Cooled",0,0,0,20]
[null,null,null,null,null,null,null,null,null,null,null,null,null,null,null,null,null,null,null,null,5.416666666666667,11.25,15,null,15,{"$f":"IF(Inventory!$C24=\"\",\"a\",VLOOKUP(Inventory!$C24,$B$3:$C$6,2,FALSE))","v":"a"},{"$f":"IF(AND($Z17=\"b\",Inventory!$I24=\"\"),\"a\",IF(AND($Z17=\"b\",Inventory!$I24<>\"\"),VLOOKUP(Inventory!$I24,$E$3:$F$12,2,FALSE),IF(AND(OR($Z17=\"c\",$Z17=\"d\"),Inventory!$AB24=\"\"),\"a\",IF(AND(OR($Z17=\"c\",$Z17=\"d\"),Inventory!$AB24<>\"\"),VLOOKUP(Inventory!$AB24,$E$3:$F$12,2,FALSE),\"a\"))))","v":"a"},{"$f":"IF(OR(AND($AA17<>\"b\",$AA17<>\"c\"),$AF17=0,$AF17>=(65000/12000),Inventory!$AC24=\"\"),\"a\",VLOOKUP(Inventory!$AC24,$H$3:$I$5,2,FALSE))","v":"a"},{"$f":"IF(AND(AA17<>\"I\",AA17<>\"j\"),\"a\",IF(AND(OR(Z17=\"b\",Z17=\"c\",Z17=\"d\"),Inventory!AD24=\"\"),\"a\",IF(AND(OR(Z17=\"b\",Z17=\"c\",Z17=\"d\"),Inventory!AD24<>\"\"),VLOOKUP(Inventory!AD24,$K$3:$L$5,2,FALSE),\"a\")))","v":"a"},{"$f":"IF(AND($AA17<>\"i\",$AA17<>\"j\"),\"a\",IF(AND($Z17=\"b\",Inventory!$L24=\"\"),\"a\",IF(AND($Z17=\"b\",Inventory!$L24<>\"\"),VLOOKUP(Inventory!$L24,$N$3:$O$6,2,FALSE),IF(AND(OR($Z17=\"c\",$Z17=\"d\"),Inventory!$AE24=\"\"),\"a\",IF(AND(OR($Z17=\"c\",$Z17=\"d\"),Inventory!$AE24<>\"\"),VLOOKUP(Inventory!$AE24,$N$3:$O$6,2,FALSE),\"a\")))))","v":"a"},{"$f":"IF(OR(AND($AA17<>\"e\",$AA17<>\"f\"),$AF17=0,Inventory!$AG24=\"\"),\"a\",VLOOKUP(Inventory!$AG24,$Q$3:$R$5,2,FALSE))","v":"a"},{"$f":"IF(OR(Inventory!C24=\"New Construction\",Inventory!C24=\"Replace-on-Burnout\"),Inventory!AT24,IF(Inventory!C24=\"Early Retirement\",Inventory!AS24,0))","v":0},"","","","","","","","","","","","",0,"aaaaaa0","No","No",{"$f":"IF($Z17=\"a\",0,IF($Z17=\"b\",Inventory!$M24,Inventory!$AH24))","v":0},{"$f":"IF(OR($Z17=\"a\",AND($AU17=\"No\",$AV17=\"No\")),0,IF(AND($Z17=\"b\",Inventory!$O24=\"Btu/hr\"),Inventory!$N24,IF(AND($Z17=\"b\",Inventory!$O24=\"Tons\"),Inventory!$N24*12000,IF(AND(OR($Z17=\"c\",$Z17=\"d\"),Inventory!$AJ24=\"Btu/hr\"),Inventory!$AI24,IF(AND(OR($Z17=\"c\",$Z17=\"d\"),Inventory!$AJ24=\"Tons\"),Inventory!$AI24*12000,0)))))","v":0},0,0,"EER",0,"kW/ton",{"$f":"IF(OR($Z17=\"a\",$AV17=\"No\"),0,IF(AND($Z17=\"b\",Inventory!$Q24=\"Btu/hr\"),Inventory!$P24,IF(AND($Z17=\"b\",Inventory!$Q24=\"Tons\"),Inventory!$P24*12000,IF(AND(OR($Z17=\"c\",$Z17=\"d\"),Inventory!$AL24=\"Btu/hr\"),Inventory!$AK24,IF(AND(OR($Z17=\"c\",$Z17=\"d\"),Inventory!$AL24=\"Tons\"),Inventory!$AK24*12000,0)))))","v":0},0,0,"COP","No",{"$f":"IF(OR(Inventory!$J24=\"\",$BH17=\"No\"),\"-\",Inventory!$J24)","v":"-"},{"$f":"IFERROR(VLOOKUP($BI17,'Early Retirement'!$B$6:$C$32,2,FALSE),\"-\")","v":"-"},{"$f":"IF(OR($Z17<>\"b\",AND($AA17<>\"b\",$AA17<>\"c\")),\"n\",IF(AND($AS17<>1,$AS17<>2,$AS17<>7,$AS17<>8),\"n\",IF(Inventory!$K24=\"Split\",\"s\",IF(Inventory!$K24=\"Packaged\",\"p\",\"n\"))))","v":"n"},{"$f":"IF(AND($AA17<>\"i\",$AA17<>\"j\"),\"n\",IF(Inventory!$L24=\"Centrifugal\",\"c\",\"n\"))","v":"n"},"-","-",{"$f":"IFERROR(INDEX('Early Retirement'!$C$4:$AC$32,$BJ17,$BN17),0)","v":0},{"$f":"IFERROR(HLOOKUP($BN17,'Early Retirement'!$D$4:$AC$5,2,FALSE),0)","v":0},{"$f":"IFERROR(INDEX('Early Retirement'!$AE$4:$BE$32,$BJ17,$BN17),0)","v":0},{"$f":"IFERROR(HLOOKUP($BN17,'Early Retirement'!$AF$4:$BE$5,2,FALSE),0)","v":0},0,0,"kW/ton",{"$f":"IFERROR(INDEX('Early Retirement'!$BG$4:$CG$32,$BJ17,$BN17),0)","v":0},{"$f":"IFERROR(HLOOKUP($BN17,'Early Retirement'!$BH$4:$CH$5,2,FALSE),0)","v":0},0,"COP","Yes",0,0,"kW/ton",0,"COP",0,0,"kW/ton",0,"COP",null,"ccaaaa11",9.5,"EER",12.5,"IEER",1.263157894736842,0.96,"kW/ton",3.2,"COP",{"$f":"CT17","v":3.2},"COP","DX HP Air Cooled",0,0,0,63.333333333333336]
[null,null,null,null,null,null,null,null,null,null,null,null,null,null,null,null,null,null,null,null,11.25,20,16,null,16,{"$f":"IF(Inventory!$C25=\"\",\"a\",VLOOKUP(Inventory!$C25,$B$3:$C$6,2,FALSE))","v":"a"},{"$f":"IF(AND($Z18=\"b\",Inventory!$I25=\"\"),\"a\",IF(AND($Z18=\"b\",Inventory!$I25<>\"\"),VLOOKUP(Inventory!$I25,$E$3:$F$12,2,FALSE),IF(AND(OR($Z18=\"c\",$Z18=\"d\"),Inventory!$AB25=\"\"),\"a\",IF(AND(OR($Z18=\"c\",$Z18=\"d\"),Inventory!$AB25<>\"\"),VLOOKUP(Inventory!$AB25,$E$3:$F$12,2,FALSE),\"a\"))))","v":"a"},{"$f":"IF(OR(AND($AA18<>\"b\",$AA18<>\"c\"),$AF18=0,$AF18>=(65000/12000),Inventory!$AC25=\"\"),\"a\",VLOOKUP(Inventory!$AC25,$H$3:$I$5,2,FALSE))","v":"a"},{"$f":"IF(AND(AA18<>\"I\",AA18<>\"j\"),\"a\",IF(AND(OR(Z18=\"b\",Z18=\"c\",Z18=\"d\"),Inventory!AD25=\"\"),\"a\",IF(AND(OR(Z18=\"b\",Z18=\"c\",Z18=\"d\"),Inventory!AD25<>\"\"),VLOOKUP(Inventory!AD25,$K$3:$L$5,2,FALSE),\"a\")))","v":"a"},{"$f":"IF(AND($AA18<>\"i\",$AA18<>\"j\"),\"a\",IF(AND($Z18=\"b\",Inventory!$L25=\"\"),\"a\",IF(AND($Z18=\"b\",Inventory!$L25<>\"\"),VLOOKUP(Inventory!$L25,$N$3:$O$6,2,FALSE),IF(AND(OR($Z18=\"c\",$Z18=\"d\"),Inventory!$AE25=\"\"),\"a\",IF(AND(OR($Z18=\"c\",$Z18=\"d\"),Inventory!$AE25<>\"\"),VLOOKUP(Inventory!$AE25,$N$3:$O$6,2,FALSE),\"a\")))))","v":"a"},{"$f":"IF(OR(AND($AA18<>\"e\",$AA18<>\"f\"),$AF18=0,Inventory!$AG25=\"\"),\"a\",VLOOKUP(Inventory!$AG25,$Q$3:$R$5,2,FALSE))","v":"a"},{"$f":"IF(OR(Inventory!C25=\"New Construction\",Inventory!C25=\"Replace-on-Burnout\"),Inventory!AT25,IF(Inventory!C25=\"Early Retirement\",Inventory!AS25,0))","v":0},"","","","","","","","","","","","",0,"aaaaaa0","No","No",{"$f":"IF($Z18=\"a\",0,IF($Z18=\"b\",Inventory!$M25,Inventory!$AH25))","v":0},{"$f":"IF(OR($Z18=\"a\",AND($AU18=\"No\",$AV18=\"No\")),0,IF(AND($Z18=\"b\",Inventory!$O25=\"Btu/hr\"),Inventory!$N25,IF(AND($Z18=\"b\",Inventory!$O25=\"Tons\"),Inventory!$N25*12000,IF(AND(OR($Z18=\"c\",$Z18=\"d\"),Inventory!$AJ25=\"Btu/hr\"),Inventory!$AI25,IF(AND(OR($Z18=\"c\",$Z18=\"d\"),Inventory!$AJ25=\"Tons\"),Inventory!$AI25*12000,0)))))","v":0},0,0,"EER",0,"kW/ton",{"$f":"IF(OR($Z18=\"a\",$AV18=\"No\"),0,IF(AND($Z18=\"b\",Inventory!$Q25=\"Btu/hr\"),Inventory!$P25,IF(AND($Z18=\"b\",Inventory!$Q25=\"Tons\"),Inventory!$P25*12000,IF(AND(OR($Z18=\"c\",$Z18=\"d\"),Inventory!$AL25=\"Btu/hr\"),Inventory!$AK25,IF(AND(OR($Z18=\"c\",$Z18=\"d\"),Inventory!$AL25=\"Tons\"),Inventory!$AK25*12000,0)))))","v":0},0,0,"COP","No",{"$f":"IF(OR(Inventory!$J25=\"\",$BH18=\"No\"),\"-\",Inventory!$J25)","v":"-"},{"$f":"IFERROR(VLOOKUP($BI18,'Early Retirement'!$B$6:$C$32,2,FALSE),\"-\")","v":"-"},{"$f":"IF(OR($Z18<>\"b\",AND($AA18<>\"b\",$AA18<>\"c\")),\"n\",IF(AND($AS18<>1,$AS18<>2,$AS18<>7,$AS18<>8),\"n\",IF(Inventory!$K25=\"Split\",\"s\",IF(Inventory!$K25=\"Packaged\",\"p\",\"n\"))))","v":"n"},{"$f":"IF(AND($AA18<>\"i\",$AA18<>\"j\"),\"n\",IF(Inventory!$L25=\"Centrifugal\",\"c\",\"n\"))","v":"n"},"-","-",{"$f":"IFERROR(INDEX('Early Retirement'!$C$4:$AC$32,$BJ18,$BN18),0)","v":0},{"$f":"IFERROR(HLOOKUP($BN18,'Early Retirement'!$D$4:$AC$5,2,FALSE),0)","v":0},{"$f":"IFERROR(INDEX('Early Retirement'!$AE$4:$BE$32,$BJ18,$BN18),0)","v":0},{"$f":"IFERROR(HLOOKUP($BN18,'Early Retirement'!$AF$4:$BE$5,2,FALSE),0)","v":0},0,0,"kW/ton",{"$f":"IFERROR(INDEX('Early Retirement'!$BG$4:$CG$32,$BJ18,$BN18),0)","v":0},{"$f":"IFERROR(HLOOKUP($BN18,'Early Retirement'!$BH$4:$CH$5,2,FALSE),0)","v":0},0,"COP","Yes",0,0,"kW/ton",0,"COP",0,0,"kW/ton",0,"COP",null,"ccaaaa12",9.5,"EER",12.5,"IEER",1.263157894736842,0.96,"kW/ton",3.2,"COP",{"$f":"CT18","v":3.2},"COP","DX HP Air Cooled",0,0,0,0]
[null,null,null,null,null,null,null,null,null,null,null,null,null,null,null,null,null,null,null,null,20,63.333333333333336,17,null,17,{"$f":"IF(Inventory!$C26=\"\",\"a\",VLOOKUP(Inventory!$C26,$B$3:$C$6,2,FALSE))","v":"a"},{"$f":"IF(AND($Z19=\"b\",Inventory!$I26=\"\"),\"a\",IF(AND($Z19=\"b\",Inventory!$I26<>\"\"),VLOOKUP(Inventory!$I26,$E$3:$F$12,2,FALSE),IF(AND(OR($Z19=\"c\",$Z19=\"d\"),Inventory!$AB26=\"\"),\"a\",IF(AND(OR($Z19=\"c\",$Z19=\"d\"),Inventory!$AB26<>\"\"),VLOOKUP(Inventory!$AB26,$E$3:$F$12,2,FALSE),\"a\"))))","v":"a"},{"$f":"IF(OR(AND($AA19<>\"b\",$AA19<>\"c\"),$AF19=0,$AF19>=(65000/12000),Inventory!$AC26=\"\"),\"a\",VLOOKUP(Inventory!$AC26,$H$3:$I$5,2,FALSE))","v":"a"},{"$f":"IF(AND(AA19<>\"I\",AA19<>\"j\"),\"a\",IF(AND(OR(Z19=\"b\",Z19=\"c\",Z19=\"d\"),Inventory!AD26=\"\"),\"a\",IF(AND(OR(Z19=\"b\",Z19=\"c\",Z19=\"d\"),Inventory!AD26<>\"\"),VLOOKUP(Inventory!AD26,$K$3:$L$5,2,FALSE),\"a\")))","v":"a"},{"$f":"IF(AND($AA19<>\"i\",$AA19<>\"j\"),\"a\",IF(AND($Z19=\"b\",Inventory!$L26=\"\"),\"a\",IF(AND($Z19=\"b\",Inventory!$L26<>\"\"),VLOOKUP(Inventory!$L26,$N$3:$O$6,2,FALSE),IF(AND(OR($Z19=\"c\",$Z19=\"d\"),Inventory!$AE26=\"\"),\"a\",IF(AND(OR($Z19=\"c\",$Z19=\"d\"),Inventory!$AE26<>\"\"),VLOOKUP(Inventory!$AE26,$N$3:$O$6,2,FALSE),\"a\")))))","v":"a"},{"$f":"IF(OR(AND($AA19<>\"e\",$AA19<>\"f\"),$AF19=0,Inventory!$AG26=\"\"),\"a\",VLOOKUP(Inventory!$AG26,$Q$3:$R$5,2,FALSE))","v":"a"},{"$f":"IF(OR(Inventory!C26=\"New Construction\",Inventory!C26=\"Replace-on-Burnout\"),Inventory!AT26,IF(Inventory!C26=\"Early Retirement\",Inventory!AS26,0))","v":0},"","","","","","","","","","","","",0,"aaaaaa0","No","No",{"$f":"IF($Z19=\"a\",0,IF($Z19=\"b\",Inventory!$M26,Inventory!$AH26))","v":0},{"$f":"IF(OR($Z19=\"a\",AND($AU19=\"No\",$AV19=\"No\")),0,IF(AND($Z19=\"b\",Inventory!$O26=\"Btu/hr\"),Inventory!$N26,IF(AND($Z19=\"b\",Inventory!$O26=\"Tons\"),Inventory!$N26*12000,IF(AND(OR($Z19=\"c\",$Z19=\"d\"),Inventory!$AJ26=\"Btu/hr\"),Inventory!$AI26,IF(AND(OR($Z19=\"c\",$Z19=\"d\"),Inventory!$AJ26=\"Tons\"),Inventory!$AI26*12000,0)))))","v":0},0,0,"EER",0,"kW/ton",{"$f":"IF(OR($Z19=\"a\",$AV19=\"No\"),0,IF(AND($Z19=\"b\",Inventory!$Q26=\"Btu/hr\"),Inventory!$P26,IF(AND($Z19=\"b\",Inventory!$Q26=\"Tons\"),Inventory!$P26*12000,IF(AND(OR($Z19=\"c\",$Z19=\"d\"),Inventory!$AL26=\"Btu/hr\"),Inventory!$AK26,IF(AND(OR($Z19=\"c\",$Z19=\"d\"),Inventory!$AL26=\"Tons\"),Inventory!$AK26*12000,0)))))","v":0},0,0,"COP","No",{"$f":"IF(OR(Inventory!$J26=\"\",$BH19=\"No\"),\"-\",Inventory!$J26)","v":"-"},{"$f":"IFERROR(VLOOKUP($BI19,'Early Retirement'!$B$6:$C$32,2,FALSE),\"-\")","v":"-"},{"$f":"IF(OR($Z19<>\"b\",AND($AA19<>\"b\",$AA19<>\"c\")),\"n\",IF(AND($AS19<>1,$AS19<>2,$AS19<>7,$AS19<>8),\"n\",IF(Inventory!$K26=\"Split\",\"s\",IF(Inventory!$K26=\"Packaged\",\"p\",\"n\"))))","v":"n"},{"$f":"IF(AND($AA19<>\"i\",$AA19<>\"j\"),\"n\",IF(Inventory!$L26=\"Centrifugal\",\"c\",\"n\"))","v":"n"},"-","-",{"$f":"IFERROR(INDEX('Early Retirement'!$C$4:$AC$32,$BJ19,$BN19),0)","v":0},{"$f":"IFERROR(HLOOKUP($BN19,'Early Retirement'!$D$4:$AC$5,2,FALSE),0)","v":0},{"$f":"IFERROR(INDEX('Early Retirement'!$AE$4:$BE$32,$BJ19,$BN19),0)","v":0},{"$f":"IFERROR(HLOOKUP($BN19,'Early Retirement'!$AF$4:$BE$5,2,FALSE),0)","v":0},0,0,"kW/ton",{"$f":"IFERROR(INDEX('Early Retirement'!$BG$4:$CG$32,$BJ19,$BN19),0)","v":0},{"$f":"IFERROR(HLOOKUP($BN19,'Early Retirement'!$BH$4:$CH$5,2,FALSE),0)","v":0},0,"COP","Yes",0,0,"kW/ton",0,"COP",0,0,"kW/ton",0,"COP",null,"dbbaaa1",11.7,"EER2",14.3,"SEER2",1.0256410256410258,0.83916083916083917,"kW/ton",null,null,null,null,"DX AC Air Cooled","Split",0,0,3.75]
[null,null,null,null,null,null,null,null,null,null,null,null,null,null,null,null,null,null,null,null,63.333333333333336,null,18,null,18,{"$f":"IF(Inventory!$C27=\"\",\"a\",VLOOKUP(Inventory!$C27,$B$3:$C$6,2,FALSE))","v":"a"},{"$f":"IF(AND($Z20=\"b\",Inventory!$I27=\"\"),\"a\",IF(AND($Z20=\"b\",Inventory!$I27<>\"\"),VLOOKUP(Inventory!$I27,$E$3:$F$12,2,FALSE),IF(AND(OR($Z20=\"c\",$Z20=\"d\"),Inventory!$AB27=\"\"),\"a\",IF(AND(OR($Z20=\"c\",$Z20=\"d\"),Inventory!$AB27<>\"\"),VLOOKUP(Inventory!$AB27,$E$3:$F$12,2,FALSE),\"a\"))))","v":"a"},{"$f":"IF(OR(AND($AA20<>\"b\",$AA20<>\"c\"),$AF20=0,$AF20>=(65000/12000),Inventory!$AC27=\"\"),\"a\",VLOOKUP(Inventory!$AC27,$H$3:$I$5,2,FALSE))","v":"a"},{"$f":"IF(AND(AA20<>\"I\",AA20<>\"j\"),\"a\",IF(AND(OR(Z20=\"b\",Z20=\"c\",Z20=\"d\"),Inventory!AD27=\"\"),\"a\",IF(AND(OR(Z20=\"b\",Z20=\"c\",Z20=\"d\"),Inventory!AD27<>\"\"),VLOOKUP(Inventory!AD27,$K$3:$L$5,2,FALSE),\"a\")))","v":"a"},{"$f":"IF(AND($AA20<>\"i\",$AA20<>\"j\"),\"a\",IF(AND($Z20=\"b\",Inventory!$L27=\"\"),\"a\",IF(AND($Z20=\"b\",Inventory!$L27<>\"\"),VLOOKUP(Inventory!$L27,$N$3:$O$6,2,FALSE),IF(AND(OR($Z20=\"c\",$Z20=\"d\"),Inventory!$AE27=\"\"),\"a\",IF(AND(OR($Z20=\"c\",$Z20=\"d\"),Inventory!$AE27<>\"\"),VLOOKUP(Inventory!$AE27,$N$3:$O$6,2,FALSE),\"a\")))))","v":"a"},{"$f":"IF(OR(AND($AA20<>\"e\",$AA20<>\"f\"),$AF20=0,Inventory!$AG27=\"\"),\"a\",VLOOKUP(Inventory!$AG27,$Q$3:$R$5,2,FALSE))","v":"a"},{"$f":"IF(OR(Inventory!C27=\"New Construction\",Inventory!C27=\"Replace-on-Burnout\"),Inventory!AT27,IF(Inventory!C27=\"Early Retirement\",Inventory!AS27,0))","v":0},"","","","","","","","","","","","",0,"aaaaaa0","No","No",{"$f":"IF($Z20=\"a\",0,IF($Z20=\"b\",Inventory!$M27,Inventory!$AH27))","v":0},{"$f":"IF(OR($Z20=\"a\",AND($AU20=\"No\",$AV20=\"No\")),0,IF(AND($Z20=\"b\",Inventory!$O27=\"Btu/hr\"),Inventory!$N27,IF(AND($Z20=\"b\",Inventory!$O27=\"Tons\"),Inventory!$N27*12000,IF(AND(OR($Z20=\"c\",$Z20=\"d\"),Inventory!$AJ27=\"Btu/hr\"),Inventory!$AI27,IF(AND(OR($Z20=\"c\",$Z20=\"d\"),Inventory!$AJ27=\"Tons\"),Inventory!$AI27*12000,0)))))","v":0},0,0,"EER",0,"kW/ton",{"$f":"IF(OR($Z20=\"a\",$AV20=\"No\"),0,IF(AND($Z20=\"b\",Inventory!$Q27=\"Btu/hr\"),Inventory!$P27,IF(AND($Z20=\"b\",Inventory!$Q27=\"Tons\"),Inventory!$P27*12000,IF(AND(OR($Z20=\"c\",$Z20=\"d\"),Inventory!$AL27=\"Btu/hr\"),Inventory!$AK27,IF(AND(OR($Z20=\"c\",$Z20=\"d\"),Inventory!$AL27=\"Tons\"),Inventory!$AK27*12000,0)))))","v":0},0,0,"COP","No",{"$f":"IF(OR(Inventory!$J27=\"\",$BH20=\"No\"),\"-\",Inventory!$J27)","v":"-"},{"$f":"IFERROR(VLOOKUP($BI20,'Early Retirement'!$B$6:$C$32,2,FALSE),\"-\")","v":"-"},{"$f":"IF(OR($Z20<>\"b\",AND($AA20<>\"b\",$AA20<>\"c\")),\"n\",IF(AND($AS20<>1,$AS20<>2,$AS20<>7,$AS20<>8),\"n\",IF(Inventory!$K27=\"Split\",\"s\",IF(Inventory!$K27=\"Packaged\",\"p\",\"n\"))))","v":"n"},{"$f":"IF(AND($AA20<>\"i\",$AA20<>\"j\"),\"n\",IF(Inventory!$L27=\"Centrifugal\",\"c\",\"n\"))","v":"n"},"-","-",{"$f":"IFERROR(INDEX('Early Retirement'!$C$4:$AC$32,$BJ20,$BN20),0)","v":0},{"$f":"IFERROR(HLOOKUP($BN20,'Early Retirement'!$D$4:$AC$5,2,FALSE),0)","v":0},{"$f":"IFERROR(INDEX('Early Retirement'!$AE$4:$BE$32,$BJ20,$BN20),0)","v":0},{"$f":"IFERROR(HLOOKUP($BN20,'Early Retirement'!$AF$4:$BE$5,2,FALSE),0)","v":0},0,0,"kW/ton",{"$f":"IFERROR(INDEX('Early Retirement'!$BG$4:$CG$32,$BJ20,$BN20),0)","v":0},{"$f":"IFERROR(HLOOKUP($BN20,'Early Retirement'!$BH$4:$CH$5,2,FALSE),0)","v":0},0,"COP","Yes",0,0,"kW/ton",0,"COP",0,0,"kW/ton",0,"COP",null,"dbbaaa2",11.2,"EER2",13.8,"SEER2",1.0714285714285714,0.86956521739130432,"kW/ton",null,null,null,null,"DX AC Air Cooled","Split",0,0,5.416666666666667]
[null,null,null,null,null,null,null,null,null,null,null,null,null,null,null,null,null,null,null,"VRF HP\nAir Cooled",0,3.75,19,null,19,{"$f":"IF(Inventory!$C28=\"\",\"a\",VLOOKUP(Inventory!$C28,$B$3:$C$6,2,FALSE))","v":"a"},{"$f":"IF(AND($Z21=\"b\",Inventory!$I28=\"\"),\"a\",IF(AND($Z21=\"b\",Inventory!$I28<>\"\"),VLOOKUP(Inventory!$I28,$E$3:$F$12,2,FALSE),IF(AND(OR($Z21=\"c\",$Z21=\"d\"),Inventory!$AB28=\"\"),\"a\",IF(AND(OR($Z21=\"c\",$Z21=\"d\"),Inventory!$AB28<>\"\"),VLOOKUP(Inventory!$AB28,$E$3:$F$12,2,FALSE),\"a\"))))","v":"a"},{"$f":"IF(OR(AND($AA21<>\"b\",$AA21<>\"c\"),$AF21=0,$AF21>=(65000/12000),Inventory!$AC28=\"\"),\"a\",VLOOKUP(Inventory!$AC28,$H$3:$I$5,2,FALSE))","v":"a"},{"$f":"IF(AND(AA21<>\"I\",AA21<>\"j\"),\"a\",IF(AND(OR(Z21=\"b\",Z21=\"c\",Z21=\"d\"),Inventory!AD28=\"\"),\"a\",IF(AND(OR(Z21=\"b\",Z21=\"c\",Z21=\"d\"),Inventory!AD28<>\"\"),VLOOKUP(Inventory!AD28,$K$3:$L$5,2,FALSE),\"a\")))","v":"a"},{"$f":"IF(AND($AA21<>\"i\",$AA21<>\"j\"),\"a\",IF(AND($Z21=\"b\",Inventory!$L28=\"\"),\"a\",IF(AND($Z21=\"b\",Inventory!$L28<>\"\"),VLOOKUP(Inventory!$L28,$N$3:$O$6,2,FALSE),IF(AND(OR($Z21=\"c\",$Z21=\"d\"),Inventory!$AE28=\"\"),\"a\",IF(AND(OR($Z21=\"c\",$Z21=\"d\"),Inventory!$AE28<>\"\"),VLOOKUP(Inventory!$AE28,$N$3:$O$6,2,FALSE),\"a\")))))","v":"a"},{"$f":"IF(OR(AND($AA21<>\"e\",$AA21<>\"f\"),$AF21=0,Inventory!$AG28=\"\"),\"a\",VLOOKUP(Inventory!$AG28,$Q$3:$R$5,2,FALSE))","v":"a"},{"$f":"IF(OR(Inventory!C28=\"New Construction\",Inventory!C28=\"Replace-on-Burnout\"),Inventory!AT28,IF(Inventory!C28=\"Early Retirement\",Inventory!AS28,0))","v":0},"","","","","","","","","","","","",0,"aaaaaa0","No","No",{"$f":"IF($Z21=\"a\",0,IF($Z21=\"b\",Inventory!$M28,Inventory!$AH28))","v":0},{"$f":"IF(OR($Z21=\"a\",AND($AU21=\"No\",$AV21=\"No\")),0,IF(AND($Z21=\"b\",Inventory!$O28=\"Btu/hr\"),Inventory!$N28,IF(AND($Z21=\"b\",Inventory!$O28=\"Tons\"),Inventory!$N28*12000,IF(AND(OR($Z21=\"c\",$Z21=\"d\"),Inventory!$AJ28=\"Btu/hr\"),Inventory!$AI28,IF(AND(OR($Z21=\"c\",$Z21=\"d\"),Inventory!$AJ28=\"Tons\"),Inventory!$AI28*12000,0)))))","v":0},0,0,"EER",0,"kW/ton",{"$f":"IF(OR($Z21=\"a\",$AV21=\"No\"),0,IF(AND($Z21=\"b\",Inventory!$Q28=\"Btu/hr\"),Inventory!$P28,IF(AND($Z21=\"b\",Inventory!$Q28=\"Tons\"),Inventory!$P28*12000,IF(AND(OR($Z21=\"c\",$Z21=\"d\"),Inventory!$AL28=\"Btu/hr\"),Inventory!$AK28,IF(AND(OR($Z21=\"c\",$Z21=\"d\"),Inventory!$AL28=\"Tons\"),Inventory!$AK28*12000,0)))))","v":0},0,0,"COP","No",{"$f":"IF(OR(Inventory!$J28=\"\",$BH21=\"No\"),\"-\",Inventory!$J28)","v":"-"},{"$f":"IFERROR(VLOOKUP($BI21,'Early Retirement'!$B$6:$C$32,2,FALSE),\"-\")","v":"-"},{"$f":"IF(OR($Z21<>\"b\",AND($AA21<>\"b\",$AA21<>\"c\")),\"n\",IF(AND($AS21<>1,$AS21<>2,$AS21<>7,$AS21<>8),\"n\",IF(Inventory!$K28=\"Split\",\"s\",IF(Inventory!$K28=\"Packaged\",\"p\",\"n\"))))","v":"n"},{"$f":"IF(AND($AA21<>\"i\",$AA21<>\"j\"),\"n\",IF(Inventory!$L28=\"Centrifugal\",\"c\",\"n\"))","v":"n"},"-","-",{"$f":"IFERROR(INDEX('Early Retirement'!$C$4:$AC$32,$BJ21,$BN21),0)","v":0},{"$f":"IFERROR(HLOOKUP($BN21,'Early Retirement'!$D$4:$AC$5,2,FALSE),0)","v":0},{"$f":"IFERROR(INDEX('Early Retirement'!$AE$4:$BE$32,$BJ21,$BN21),0)","v":0},{"$f":"IFERROR(HLOOKUP($BN21,'Early Retirement'!$AF$4:$BE$5,2,FALSE),0)","v":0},0,0,"kW/ton",{"$f":"IFERROR(INDEX('Early Retirement'!$BG$4:$CG$32,$BJ21,$BN21),0)","v":0},{"$f":"IFERROR(HLOOKUP($BN21,'Early Retirement'!$BH$4:$CH$5,2,FALSE),0)","v":0},0,"COP","Yes",0,0,"kW/ton",0,"COP",0,0,"kW/ton",0,"COP",null,"dbcaaa1",10.6,"EER2",13.4,"SEER2",1.1320754716981132,0.89552238805970152,"kW/ton",null,null,null,null,"DX AC Air Cooled","Packaged",0,0,3.75]
[null,null,null,null,null,null,null,null,null,null,null,null,null,null,null,null,null,null,null,null,3.75,5.416666666666667,20,null,20,{"$f":"IF(Inventory!$C29=\"\",\"a\",VLOOKUP(Inventory!$C29,$B$3:$C$6,2,FALSE))","v":"a"},{"$f":"IF(AND($Z22=\"b\",Inventory!$I29=\"\"),\"a\",IF(AND($Z22=\"b\",Inventory!$I29<>\"\"),VLOOKUP(Inventory!$I29,$E$3:$F$12,2,FALSE),IF(AND(OR($Z22=\"c\",$Z22=\"d\"),Inventory!$AB29=\"\"),\"a\",IF(AND(OR($Z22=\"c\",$Z22=\"d\"),Inventory!$AB29<>\"\"),VLOOKUP(Inventory!$AB29,$E$3:$F$12,2,FALSE),\"a\"))))","v":"a"},{"$f":"IF(OR(AND($AA22<>\"b\",$AA22<>\"c\"),$AF22=0,$AF22>=(65000/12000),Inventory!$AC29=\"\"),\"a\",VLOOKUP(Inventory!$AC29,$H$3:$I$5,2,FALSE))","v":"a"},{"$f":"IF(AND(AA22<>\"I\",AA22<>\"j\"),\"a\",IF(AND(OR(Z22=\"b\",Z22=\"c\",Z22=\"d\"),Inventory!AD29=\"\"),\"a\",IF(AND(OR(Z22=\"b\",Z22=\"c\",Z22=\"d\"),Inventory!AD29<>\"\"),VLOOKUP(Inventory!AD29,$K$3:$L$5,2,FALSE),\"a\")))","v":"a"},{"$f":"IF(AND($AA22<>\"i\",$AA22<>\"j\"),\"a\",IF(AND($Z22=\"b\",Inventory!$L29=\"\"),\"a\",IF(AND($Z22=\"b\",Inventory!$L29<>\"\"),VLOOKUP(Inventory!$L29,$N$3:$O$6,2,FALSE),IF(AND(OR($Z22=\"c\",$Z22=\"d\"),Inventory!$AE29=\"\"),\"a\",IF(AND(OR($Z22=\"c\",$Z22=\"d\"),Inventory!$AE29<>\"\"),VLOOKUP(Inventory!$AE29,$N$3:$O$6,2,FALSE),\"a\")))))","v":"a"},{"$f":"IF(OR(AND($AA22<>\"e\",$AA22<>\"f\"),$AF22=0,Inventory!$AG29=\"\"),\"a\",VLOOKUP(Inventory!$AG29,$Q$3:$R$5,2,FALSE))","v":"a"},{"$f":"IF(OR(Inventory!C29=\"New Construction\",Inventory!C29=\"Replace-on-Burnout\"),Inventory!AT29,IF(Inventory!C29=\"Early Retirement\",Inventory!AS29,0))","v":0},"","","","","","","","","","","","",0,"aaaaaa0","No","No",{"$f":"IF($Z22=\"a\",0,IF($Z22=\"b\",Inventory!$M29,Inventory!$AH29))","v":0},{"$f":"IF(OR($Z22=\"a\",AND($AU22=\"No\",$AV22=\"No\")),0,IF(AND($Z22=\"b\",Inventory!$O29=\"Btu/hr\"),Inventory!$N29,IF(AND($Z22=\"b\",Inventory!$O29=\"Tons\"),Inventory!$N29*12000,IF(AND(OR($Z22=\"c\",$Z22=\"d\"),Inventory!$AJ29=\"Btu/hr\"),Inventory!$AI29,IF(AND(OR($Z22=\"c\",$Z22=\"d\"),Inventory!$AJ29=\"Tons\"),Inventory!$AI29*12000,0)))))","v":0},0,0,"EER",0,"kW/ton",{"$f":"IF(OR($Z22=\"a\",$AV22=\"No\"),0,IF(AND($Z22=\"b\",Inventory!$Q29=\"Btu/hr\"),Inventory!$P29,IF(AND($Z22=\"b\",Inventory!$Q29=\"Tons\"),Inventory!$P29*12000,IF(AND(OR($Z22=\"c\",$Z22=\"d\"),Inventory!$AL29=\"Btu/hr\"),Inventory!$AK29,IF(AND(OR($Z22=\"c\",$Z22=\"d\"),Inventory!$AL29=\"Tons\"),Inventory!$AK29*12000,0)))))","v":0},0,0,"COP","No",{"$f":"IF(OR(Inventory!$J29=\"\",$BH22=\"No\"),\"-\",Inventory!$J29)","v":"-"},{"$f":"IFERROR(VLOOKUP($BI22,'Early Retirement'!$B$6:$C$32,2,FALSE),\"-\")","v":"-"},{"$f":"IF(OR($Z22<>\"b\",AND($AA22<>\"b\",$AA22<>\"c\")),\"n\",IF(AND($AS22<>1,$AS22<>2,$AS22<>7,$AS22<>8),\"n\",IF(Inventory!$K29=\"Split\",\"s\",IF(Inventory!$K29=\"Packaged\",\"p\",\"n\"))))","v":"n"},{"$f":"IF(AND($AA22<>\"i\",$AA22<>\"j\"),\"n\",IF(Inventory!$L29=\"Centrifugal\",\"c\",\"n\"))","v":"n"},"-","-",{"$f":"IFERROR(INDEX('Early Retirement'!$C$4:$AC$32,$BJ22,$BN22),0)","v":0},{"$f":"IFERROR(HLOOKUP($BN22,'Early Retirement'!$D$4:$AC$5,2,FALSE),0)","v":0},{"$f":"IFERROR(INDEX('Early Retirement'!$AE$4:$BE$32,$BJ22,$BN22),0)","v":0},{"$f":"IFERROR(HLOOKUP($BN22,'Early Retirement'!$AF$4:$BE$5,2,FALSE),0)","v":0},0,0,"kW/ton",{"$f":"IFERROR(INDEX('Early Retirement'!$BG$4:$CG$32,$BJ22,$BN22),0)","v":0},{"$f":"IFERROR(HLOOKUP($BN22,'Early Retirement'!$BH$4:$CH$5,2,FALSE),0)","v":0},0,"COP","Yes",0,0,"kW/ton",0,"COP",0,0,"kW/ton",0,"COP",null,"dbcaaa2",10.6,"EER2",13.4,"SEER2",1.1320754716981132,0.89552238805970152,"kW/ton",null,null,null,null,"DX AC Air Cooled","Packaged",0,0,5.416666666666667]
[null,null,null,null,null,null,null,null,null,null,null,null,null,null,null,null,null,null,null,null,5.416666666666667,11.25,21,null,21,{"$f":"IF(Inventory!$C30=\"\",\"a\",VLOOKUP(Inventory!$C30,$B$3:$C$6,2,FALSE))","v":"a"},{"$f":"IF(AND($Z23=\"b\",Inventory!$I30=\"\"),\"a\",IF(AND($Z23=\"b\",Inventory!$I30<>\"\"),VLOOKUP(Inventory!$I30,$E$3:$F$12,2,FALSE),IF(AND(OR($Z23=\"c\",$Z23=\"d\"),Inventory!$AB30=\"\"),\"a\",IF(AND(OR($Z23=\"c\",$Z23=\"d\"),Inventory!$AB30<>\"\"),VLOOKUP(Inventory!$AB30,$E$3:$F$12,2,FALSE),\"a\"))))","v":"a"},{"$f":"IF(OR(AND($AA23<>\"b\",$AA23<>\"c\"),$AF23=0,$AF23>=(65000/12000),Inventory!$AC30=\"\"),\"a\",VLOOKUP(Inventory!$AC30,$H$3:$I$5,2,FALSE))","v":"a"},{"$f":"IF(AND(AA23<>\"I\",AA23<>\"j\"),\"a\",IF(AND(OR(Z23=\"b\",Z23=\"c\",Z23=\"d\"),Inventory!AD30=\"\"),\"a\",IF(AND(OR(Z23=\"b\",Z23=\"c\",Z23=\"d\"),Inventory!AD30<>\"\"),VLOOKUP(Inventory!AD30,$K$3:$L$5,2,FALSE),\"a\")))","v":"a"},{"$f":"IF(AND($AA23<>\"i\",$AA23<>\"j\"),\"a\",IF(AND($Z23=\"b\",Inventory!$L30=\"\"),\"a\",IF(AND($Z23=\"b\",Inventory!$L30<>\"\"),VLOOKUP(Inventory!$L30,$N$3:$O$6,2,FALSE),IF(AND(OR($Z23=\"c\",$Z23=\"d\"),Inventory!$AE30=\"\"),\"a\",IF(AND(OR($Z23=\"c\",$Z23=\"d\"),Inventory!$AE30<>\"\"),VLOOKUP(Inventory!$AE30,$N$3:$O$6,2,FALSE),\"a\")))))","v":"a"},{"$f":"IF(OR(AND($AA23<>\"e\",$AA23<>\"f\"),$AF23=0,Inventory!$AG30=\"\"),\"a\",VLOOKUP(Inventory!$AG30,$Q$3:$R$5,2,FALSE))","v":"a"},{"$f":"IF(OR(Inventory!C30=\"New Construction\",Inventory!C30=\"Replace-on-Burnout\"),Inventory!AT30,IF(Inventory!C30=\"Early Retirement\",Inventory!AS30,0))","v":0},"","","","","","","","","","","","",0,"aaaaaa0","No","No",{"$f":"IF($Z23=\"a\",0,IF($Z23=\"b\",Inventory!$M30,Inventory!$AH30))","v":0},{"$f":"IF(OR($Z23=\"a\",AND($AU23=\"No\",$AV23=\"No\")),0,IF(AND($Z23=\"b\",Inventory!$O30=\"Btu/hr\"),Inventory!$N30,IF(AND($Z23=\"b\",Inventory!$O30=\"Tons\"),Inventory!$N30*12000,IF(AND(OR($Z23=\"c\",$Z23=\"d\"),Inventory!$AJ30=\"Btu/hr\"),Inventory!$AI30,IF(AND(OR($Z23=\"c\",$Z23=\"d\"),Inventory!$AJ30=\"Tons\"),Inventory!$AI30*12000,0)))))","v":0},0,0,"EER",0,"kW/ton",{"$f":"IF(OR($Z23=\"a\",$AV23=\"No\"),0,IF(AND($Z23=\"b\",Inventory!$Q30=\"Btu/hr\"),Inventory!$P30,IF(AND($Z23=\"b\",Inventory!$Q30=\"Tons\"),Inventory!$P30*12000,IF(AND(OR($Z23=\"c\",$Z23=\"d\"),Inventory!$AL30=\"Btu/hr\"),Inventory!$AK30,IF(AND(OR($Z23=\"c\",$Z23=\"d\"),Inventory!$AL30=\"Tons\"),Inventory!$AK30*12000,0)))))","v":0},0,0,"COP","No",{"$f":"IF(OR(Inventory!$J30=\"\",$BH23=\"No\"),\"-\",Inventory!$J30)","v":"-"},{"$f":"IFERROR(VLOOKUP($BI23,'Early Retirement'!$B$6:$C$32,2,FALSE),\"-\")","v":"-"},{"$f":"IF(OR($Z23<>\"b\",AND($AA23<>\"b\",$AA23<>\"c\")),\"n\",IF(AND($AS23<>1,$AS23<>2,$AS23<>7,$AS23<>8),\"n\",IF(Inventory!$K30=\"Split\",\"s\",IF(Inventory!$K30=\"Packaged\",\"p\",\"n\"))))","v":"n"},{"$f":"IF(AND($AA23<>\"i\",$AA23<>\"j\"),\"n\",IF(Inventory!$L30=\"Centrifugal\",\"c\",\"n\"))","v":"n"},"-","-",{"$f":"IFERROR(INDEX('Early Retirement'!$C$4:$AC$32,$BJ23,$BN23),0)","v":0},{"$f":"IFERROR(HLOOKUP($BN23,'Early Retirement'!$D$4:$AC$5,2,FALSE),0)","v":0},{"$f":"IFERROR(INDEX('Early Retirement'!$AE$4:$BE$32,$BJ23,$BN23),0)","v":0},{"$f":"IFERROR(HLOOKUP($BN23,'Early Retirement'!$AF$4:$BE$5,2,FALSE),0)","v":0},0,0,"kW/ton",{"$f":"IFERROR(INDEX('Early Retirement'!$BG$4:$CG$32,$BJ23,$BN23),0)","v":0},{"$f":"IFERROR(HLOOKUP($BN23,'Early Retirement'!$BH$4:$CH$5,2,FALSE),0)","v":0},0,"COP","Yes",0,0,"kW/ton",0,"COP",0,0,"kW/ton",0,"COP",null,"dbaaaa3",11,"EER",14.6,"IEER",1.0909090909090908,0.82191780821917815,"kW/ton",null,null,null,null,"DX AC Air Cooled",0,0,0,11.25]
[null,null,null,null,null,null,null,null,null,null,null,null,null,null,null,null,null,null,null,null,11.25,20,22,null,22,{"$f":"IF(Inventory!$C31=\"\",\"a\",VLOOKUP(Inventory!$C31,$B$3:$C$6,2,FALSE))","v":"a"},{"$f":"IF(AND($Z24=\"b\",Inventory!$I31=\"\"),\"a\",IF(AND($Z24=\"b\",Inventory!$I31<>\"\"),VLOOKUP(Inventory!$I31,$E$3:$F$12,2,FALSE),IF(AND(OR($Z24=\"c\",$Z24=\"d\"),Inventory!$AB31=\"\"),\"a\",IF(AND(OR($Z24=\"c\",$Z24=\"d\"),Inventory!$AB31<>\"\"),VLOOKUP(Inventory!$AB31,$E$3:$F$12,2,FALSE),\"a\"))))","v":"a"},{"$f":"IF(OR(AND($AA24<>\"b\",$AA24<>\"c\"),$AF24=0,$AF24>=(65000/12000),Inventory!$AC31=\"\"),\"a\",VLOOKUP(Inventory!$AC31,$H$3:$I$5,2,FALSE))","v":"a"},{"$f":"IF(AND(AA24<>\"I\",AA24<>\"j\"),\"a\",IF(AND(OR(Z24=\"b\",Z24=\"c\",Z24=\"d\"),Inventory!AD31=\"\"),\"a\",IF(AND(OR(Z24=\"b\",Z24=\"c\",Z24=\"d\"),Inventory!AD31<>\"\"),VLOOKUP(Inventory!AD31,$K$3:$L$5,2,FALSE),\"a\")))","v":"a"},{"$f":"IF(AND($AA24<>\"i\",$AA24<>\"j\"),\"a\",IF(AND($Z24=\"b\",Inventory!$L31=\"\"),\"a\",IF(AND($Z24=\"b\",Inventory!$L31<>\"\"),VLOOKUP(Inventory!$L31,$N$3:$O$6,2,FALSE),IF(AND(OR($Z24=\"c\",$Z24=\"d\"),Inventory!$AE31=\"\"),\"a\",IF(AND(OR($Z24=\"c\",$Z24=\"d\"),Inventory!$AE31<>\"\"),VLOOKUP(Inventory!$AE31,$N$3:$O$6,2,FALSE),\"a\")))))","v":"a"},{"$f":"IF(OR(AND($AA24<>\"e\",$AA24<>\"f\"),$AF24=0,Inventory!$AG31=\"\"),\"a\",VLOOKUP(Inventory!$AG31,$Q$3:$R$5,2,FALSE))","v":"a"},{"$f":"IF(OR(Inventory!C31=\"New Construction\",Inventory!C31=\"Replace-on-Burnout\"),Inventory!AT31,IF(Inventory!C31=\"Early Retirement\",Inventory!AS31,0))","v":0},"","","","","","","","","","","","",0,"aaaaaa0","No","No",{"$f":"IF($Z24=\"a\",0,IF($Z24=\"b\",Inventory!$M31,Inventory!$AH31))","v":0},{"$f":"IF(OR($Z24=\"a\",AND($AU24=\"No\",$AV24=\"No\")),0,IF(AND($Z24=\"b\",Inventory!$O31=\"Btu/hr\"),Inventory!$N31,IF(AND($Z24=\"b\",Inventory!$O31=\"Tons\"),Inventory!$N31*12000,IF(AND(OR($Z24=\"c\",$Z24=\"d\"),Inventory!$AJ31=\"Btu/hr\"),Inventory!$AI31,IF(AND(OR($Z24=\"c\",$Z24=\"d\"),Inventory!$AJ31=\"Tons\"),Inventory!$AI31*12000,0)))))","v":0},0,0,"EER",0,"kW/ton",{"$f":"IF(OR($Z24=\"a\",$AV24=\"No\"),0,IF(AND($Z24=\"b\",Inventory!$Q31=\"Btu/hr\"),Inventory!$P31,IF(AND($Z24=\"b\",Inventory!$Q31=\"Tons\"),Inventory!$P31*12000,IF(AND(OR($Z24=\"c\",$Z24=\"d\"),Inventory!$AL31=\"Btu/hr\"),Inventory!$AK31,IF(AND(OR($Z24=\"c\",$Z24=\"d\"),Inventory!$AL31=\"Tons\"),Inventory!$AK31*12000,0)))))","v":0},0,0,"COP","No",{"$f":"IF(OR(Inventory!$J31=\"\",$BH24=\"No\"),\"-\",Inventory!$J31)","v":"-"},{"$f":"IFERROR(VLOOKUP($BI24,'Early Retirement'!$B$6:$C$32,2,FALSE),\"-\")","v":"-"},{"$f":"IF(OR($Z24<>\"b\",AND($AA24<>\"b\",$AA24<>\"c\")),\"n\",IF(AND($AS24<>1,$AS24<>2,$AS24<>7,$AS24<>8),\"n\",IF(Inventory!$K31=\"Split\",\"s\",IF(Inventory!$K31=\"Packaged\",\"p\",\"n\"))))","v":"n"},{"$f":"IF(AND($AA24<>\"i\",$AA24<>\"j\"),\"n\",IF(Inventory!$L31=\"Centrifugal\",\"c\",\"n\"))","v":"n"},"-","-",{"$f":"IFERROR(INDEX('Early Retirement'!$C$4:$AC$32,$BJ24,$BN24),0)","v":0},{"$f":"IFERROR(HLOOKUP($BN24,'Early Retirement'!$D$4:$AC$5,2,FALSE),0)","v":0},{"$f":"IFERROR(INDEX('Early Retirement'!$AE$4:$BE$32,$BJ24,$BN24),0)","v":0},{"$f":"IFERROR(HLOOKUP($BN24,'Early Retirement'!$AF$4:$BE$5,2,FALSE),0)","v":0},0,0,"kW/ton",{"$f":"IFERROR(INDEX('Early Retirement'!$BG$4:$CG$32,$BJ24,$BN24),0)","v":0},{"$f":"IFERROR(HLOOKUP($BN24,'Early Retirement'!$BH$4:$CH$5,2,FALSE),0)","v":0},0,"COP","Yes",0,0,"kW/ton",0,"COP",0,0,"kW/ton",0,"COP",null,"dbaaaa4",10.8,"EER",14,"IEER",1.1111111111111109,0.8571428571428571,"kW/ton",null,null,null,null,"DX AC Air Cooled",0,0,0,20]
[null,null,null,null,null,null,null,null,null,null,null,null,null,null,null,null,null,null,null,null,20,63.333333333333336,23,null,23,{"$f":"IF(Inventory!$C32=\"\",\"a\",VLOOKUP(Inventory!$C32,$B$3:$C$6,2,FALSE))","v":"a"},{"$f":"IF(AND($Z25=\"b\",Inventory!$I32=\"\"),\"a\",IF(AND($Z25=\"b\",Inventory!$I32<>\"\"),VLOOKUP(Inventory!$I32,$E$3:$F$12,2,FALSE),IF(AND(OR($Z25=\"c\",$Z25=\"d\"),Inventory!$AB32=\"\"),\"a\",IF(AND(OR($Z25=\"c\",$Z25=\"d\"),Inventory!$AB32<>\"\"),VLOOKUP(Inventory!$AB32,$E$3:$F$12,2,FALSE),\"a\"))))","v":"a"},{"$f":"IF(OR(AND($AA25<>\"b\",$AA25<>\"c\"),$AF25=0,$AF25>=(65000/12000),Inventory!$AC32=\"\"),\"a\",VLOOKUP(Inventory!$AC32,$H$3:$I$5,2,FALSE))","v":"a"},{"$f":"IF(AND(AA25<>\"I\",AA25<>\"j\"),\"a\",IF(AND(OR(Z25=\"b\",Z25=\"c\",Z25=\"d\"),Inventory!AD32=\"\"),\"a\",IF(AND(OR(Z25=\"b\",Z25=\"c\",Z25=\"d\"),Inventory!AD32<>\"\"),VLOOKUP(Inventory!AD32,$K$3:$L$5,2,FALSE),\"a\")))","v":"a"},{"$f":"IF(AND($AA25<>\"i\",$AA25<>\"j\"),\"a\",IF(AND($Z25=\"b\",Inventory!$L32=\"\"),\"a\",IF(AND($Z25=\"b\",Inventory!$L32<>\"\"),VLOOKUP(Inventory!$L32,$N$3:$O$6,2,FALSE),IF(AND(OR($Z25=\"c\",$Z25=\"d\"),Inventory!$AE32=\"\"),\"a\",IF(AND(OR($Z25=\"c\",$Z25=\"d\"),Inventory!$AE32<>\"\"),VLOOKUP(Inventory!$AE32,$N$3:$O$6,2,FALSE),\"a\")))))","v":"a"},{"$f":"IF(OR(AND($AA25<>\"e\",$AA25<>\"f\"),$AF25=0,Inventory!$AG32=\"\"),\"a\",VLOOKUP(Inventory!$AG32,$Q$3:$R$5,2,FALSE))","v":"a"},{"$f":"IF(OR(Inventory!C32=\"New Construction\",Inventory!C32=\"Replace-on-Burnout\"),Inventory!AT32,IF(Inventory!C32=\"Early Retirement\",Inventory!AS32,0))","v":0},"","","","","","","","","","","","",0,"aaaaaa0","No","No",{"$f":"IF($Z25=\"a\",0,IF($Z25=\"b\",Inventory!$M32,Inventory!$AH32))","v":0},{"$f":"IF(OR($Z25=\"a\",AND($AU25=\"No\",$AV25=\"No\")),0,IF(AND($Z25=\"b\",Inventory!$O32=\"Btu/hr\"),Inventory!$N32,IF(AND($Z25=\"b\",Inventory!$O32=\"Tons\"),Inventory!$N32*12000,IF(AND(OR($Z25=\"c\",$Z25=\"d\"),Inventory!$AJ32=\"Btu/hr\"),Inventory!$AI32,IF(AND(OR($Z25=\"c\",$Z25=\"d\"),Inventory!$AJ32=\"Tons\"),Inventory!$AI32*12000,0)))))","v":0},0,0,"EER",0,"kW/ton",{"$f":"IF(OR($Z25=\"a\",$AV25=\"No\"),0,IF(AND($Z25=\"b\",Inventory!$Q32=\"Btu/hr\"),Inventory!$P32,IF(AND($Z25=\"b\",Inventory!$Q32=\"Tons\"),Inventory!$P32*12000,IF(AND(OR($Z25=\"c\",$Z25=\"d\"),Inventory!$AL32=\"Btu/hr\"),Inventory!$AK32,IF(AND(OR($Z25=\"c\",$Z25=\"d\"),Inventory!$AL32=\"Tons\"),Inventory!$AK32*12000,0)))))","v":0},0,0,"COP","No",{"$f":"IF(OR(Inventory!$J32=\"\",$BH25=\"No\"),\"-\",Inventory!$J32)","v":"-"},{"$f":"IFERROR(VLOOKUP($BI25,'Early Retirement'!$B$6:$C$32,2,FALSE),\"-\")","v":"-"},{"$f":"IF(OR($Z25<>\"b\",AND($AA25<>\"b\",$AA25<>\"c\")),\"n\",IF(AND($AS25<>1,$AS25<>2,$AS25<>7,$AS25<>8),\"n\",IF(Inventory!$K32=\"Split\",\"s\",IF(Inventory!$K32=\"Packaged\",\"p\",\"n\"))))","v":"n"},{"$f":"IF(AND($AA25<>\"i\",$AA25<>\"j\"),\"n\",IF(Inventory!$L32=\"Centrifugal\",\"c\",\"n\"))","v":"n"},"-","-",{"$f":"IFERROR(INDEX('Early Retirement'!$C$4:$AC$32,$BJ25,$BN25),0)","v":0},{"$f":"IFERROR(HLOOKUP($BN25,'Early Retirement'!$D$4:$AC$5,2,FALSE),0)","v":0},{"$f":"IFERROR(INDEX('Early Retirement'!$AE$4:$BE$32,$BJ25,$BN25),0)","v":0},{"$f":"IFERROR(HLOOKUP($BN25,'Early Retirement'!$AF$4:$BE$5,2,FALSE),0)","v":0},0,0,"kW/ton",{"$f":"IFERROR(INDEX('Early Retirement'!$BG$4:$CG$32,$BJ25,$BN25),0)","v":0},{"$f":"IFERROR(HLOOKUP($BN25,'Early Retirement'!$BH$4:$CH$5,2,FALSE),0)","v":0},0,"COP","Yes",0,0,"kW/ton",0,"COP",0,0,"kW/ton",0,"COP",null,"dbaaaa5",9.8000000000000007,"EER",13,"IEER",1.2244897959183672,0.92307692307692313,"kW/ton",null,null,null,null,"DX AC Air Cooled",0,0,0,63.333333333333336]
[null,null,null,null,null,null,null,null,null,null,null,null,null,null,null,null,null,null,null,null,63.333333333333336,null,24,null,24,{"$f":"IF(Inventory!$C33=\"\",\"a\",VLOOKUP(Inventory!$C33,$B$3:$C$6,2,FALSE))","v":"a"},{"$f":"IF(AND($Z26=\"b\",Inventory!$I33=\"\"),\"a\",IF(AND($Z26=\"b\",Inventory!$I33<>\"\"),VLOOKUP(Inventory!$I33,$E$3:$F$12,2,FALSE),IF(AND(OR($Z26=\"c\",$Z26=\"d\"),Inventory!$AB33=\"\"),\"a\",IF(AND(OR($Z26=\"c\",$Z26=\"d\"),Inventory!$AB33<>\"\"),VLOOKUP(Inventory!$AB33,$E$3:$F$12,2,FALSE),\"a\"))))","v":"a"},{"$f":"IF(OR(AND($AA26<>\"b\",$AA26<>\"c\"),$AF26=0,$AF26>=(65000/12000),Inventory!$AC33=\"\"),\"a\",VLOOKUP(Inventory!$AC33,$H$3:$I$5,2,FALSE))","v":"a"},{"$f":"IF(AND(AA26<>\"I\",AA26<>\"j\"),\"a\",IF(AND(OR(Z26=\"b\",Z26=\"c\",Z26=\"d\"),Inventory!AD33=\"\"),\"a\",IF(AND(OR(Z26=\"b\",Z26=\"c\",Z26=\"d\"),Inventory!AD33<>\"\"),VLOOKUP(Inventory!AD33,$K$3:$L$5,2,FALSE),\"a\")))","v":"a"},{"$f":"IF(AND($AA26<>\"i\",$AA26<>\"j\"),\"a\",IF(AND($Z26=\"b\",Inventory!$L33=\"\"),\"a\",IF(AND($Z26=\"b\",Inventory!$L33<>\"\"),VLOOKUP(Inventory!$L33,$N$3:$O$6,2,FALSE),IF(AND(OR($Z26=\"c\",$Z26=\"d\"),Inventory!$AE33=\"\"),\"a\",IF(AND(OR($Z26=\"c\",$Z26=\"d\"),Inventory!$AE33<>\"\"),VLOOKUP(Inventory!$AE33,$N$3:$O$6,2,FALSE),\"a\")))))","v":"a"},{"$f":"IF(OR(AND($AA26<>\"e\",$AA26<>\"f\"),$AF26=0,Inventory!$AG33=\"\"),\"a\",VLOOKUP(Inventory!$AG33,$Q$3:$R$5,2,FALSE))","v":"a"},{"$f":"IF(OR(Inventory!C33=\"New Construction\",Inventory!C33=\"Replace-on-Burnout\"),Inventory!AT33,IF(Inventory!C33=\"Early Retirement\",Inventory!AS33,0))","v":0},"","","","","","","","","","","","",0,"aaaaaa0","No","No",{"$f":"IF($Z26=\"a\",0,IF($Z26=\"b\",Inventory!$M33,Inventory!$AH33))","v":0},{"$f":"IF(OR($Z26=\"a\",AND($AU26=\"No\",$AV26=\"No\")),0,IF(AND($Z26=\"b\",Inventory!$O33=\"Btu/hr\"),Inventory!$N33,IF(AND($Z26=\"b\",Inventory!$O33=\"Tons\"),Inventory!$N33*12000,IF(AND(OR($Z26=\"c\",$Z26=\"d\"),Inventory!$AJ33=\"Btu/hr\"),Inventory!$AI33,IF(AND(OR($Z26=\"c\",$Z26=\"d\"),Inventory!$AJ33=\"Tons\"),Inventory!$AI33*12000,0)))))","v":0},0,0,"EER",0,"kW/ton",{"$f":"IF(OR($Z26=\"a\",$AV26=\"No\"),0,IF(AND($Z26=\"b\",Inventory!$Q33=\"Btu/hr\"),Inventory!$P33,IF(AND($Z26=\"b\",Inventory!$Q33=\"Tons\"),Inventory!$P33*12000,IF(AND(OR($Z26=\"c\",$Z26=\"d\"),Inventory!$AL33=\"Btu/hr\"),Inventory!$AK33,IF(AND(OR($Z26=\"c\",$Z26=\"d\"),Inventory!$AL33=\"Tons\"),Inventory!$AK33*12000,0)))))","v":0},0,0,"COP","No",{"$f":"IF(OR(Inventory!$J33=\"\",$BH26=\"No\"),\"-\",Inventory!$J33)","v":"-"},{"$f":"IFERROR(VLOOKUP($BI26,'Early Retirement'!$B$6:$C$32,2,FALSE),\"-\")","v":"-"},{"$f":"IF(OR($Z26<>\"b\",AND($AA26<>\"b\",$AA26<>\"c\")),\"n\",IF(AND($AS26<>1,$AS26<>2,$AS26<>7,$AS26<>8),\"n\",IF(Inventory!$K33=\"Split\",\"s\",IF(Inventory!$K33=\"Packaged\",\"p\",\"n\"))))","v":"n"},{"$f":"IF(AND($AA26<>\"i\",$AA26<>\"j\"),\"n\",IF(Inventory!$L33=\"Centrifugal\",\"c\",\"n\"))","v":"n"},"-","-",{"$f":"IFERROR(INDEX('Early Retirement'!$C$4:$AC$32,$BJ26,$BN26),0)","v":0},{"$f":"IFERROR(HLOOKUP($BN26,'Early Retirement'!$D$4:$AC$5,2,FALSE),0)","v":0},{"$f":"IFERROR(INDEX('Early Retirement'!$AE$4:$BE$32,$BJ26,$BN26),0)","v":0},{"$f":"IFERROR(HLOOKUP($BN26,'Early Retirement'!$AF$4:$BE$5,2,FALSE),0)","v":0},0,0,"kW/ton",{"$f":"IFERROR(INDEX('Early Retirement'!$BG$4:$CG$32,$BJ26,$BN26),0)","v":0},{"$f":"IFERROR(HLOOKUP($BN26,'Early Retirement'!$BH$4:$CH$5,2,FALSE),0)","v":0},0,"COP","Yes",0,0,"kW/ton",0,"COP",0,0,"kW/ton",0,"COP",null,"dbaaaa6",9.5,"EER",11,"IEER",1.263157894736842,1.0909090909090908,"kW/ton",null,null,null,null,"DX AC Air Cooled",0,0,0,0]
[null,null,null,null,null,null,null,null,null,null,null,null,null,null,null,null,null,null,null,"VRF HP\nWater Cooled",0,3.75,25,null,25,{"$f":"IF(Inventory!$C34=\"\",\"a\",VLOOKUP(Inventory!$C34,$B$3:$C$6,2,FALSE))","v":"a"},{"$f":"IF(AND($Z27=\"b\",Inventory!$I34=\"\"),\"a\",IF(AND($Z27=\"b\",Inventory!$I34<>\"\"),VLOOKUP(Inventory!$I34,$E$3:$F$12,2,FALSE),IF(AND(OR($Z27=\"c\",$Z27=\"d\"),Inventory!$AB34=\"\"),\"a\",IF(AND(OR($Z27=\"c\",$Z27=\"d\"),Inventory!$AB34<>\"\"),VLOOKUP(Inventory!$AB34,$E$3:$F$12,2,FALSE),\"a\"))))","v":"a"},{"$f":"IF(OR(AND($AA27<>\"b\",$AA27<>\"c\"),$AF27=0,$AF27>=(65000/12000),Inventory!$AC34=\"\"),\"a\",VLOOKUP(Inventory!$AC34,$H$3:$I$5,2,FALSE))","v":"a"},{"$f":"IF(AND(AA27<>\"I\",AA27<>\"j\"),\"a\",IF(AND(OR(Z27=\"b\",Z27=\"c\",Z27=\"d\"),Inventory!AD34=\"\"),\"a\",IF(AND(OR(Z27=\"b\",Z27=\"c\",Z27=\"d\"),Inventory!AD34<>\"\"),VLOOKUP(Inventory!AD34,$K$3:$L$5,2,FALSE),\"a\")))","v":"a"},{"$f":"IF(AND($AA27<>\"i\",$AA27<>\"j\"),\"a\",IF(AND($Z27=\"b\",Inventory!$L34=\"\"),\"a\",IF(AND($Z27=\"b\",Inventory!$L34<>\"\"),VLOOKUP(Inventory!$L34,$N$3:$O$6,2,FALSE),IF(AND(OR($Z27=\"c\",$Z27=\"d\"),Inventory!$AE34=\"\"),\"a\",IF(AND(OR($Z27=\"c\",$Z27=\"d\"),Inventory!$AE34<>\"\"),VLOOKUP(Inventory!$AE34,$N$3:$O$6,2,FALSE),\"a\")))))","v":"a"},{"$f":"IF(OR(AND($AA27<>\"e\",$AA27<>\"f\"),$AF27=0,Inventory!$AG34=\"\"),\"a\",VLOOKUP(Inventory!$AG34,$Q$3:$R$5,2,FALSE))","v":"a"},{"$f":"IF(OR(Inventory!C34=\"New Construction\",Inventory!C34=\"Replace-on-Burnout\"),Inventory!AT34,IF(Inventory!C34=\"Early Retirement\",Inventory!AS34,0))","v":0},"","","","","","","","","","","","",0,"aaaaaa0","No","No",{"$f":"IF($Z27=\"a\",0,IF($Z27=\"b\",Inventory!$M34,Inventory!$AH34))","v":0},{"$f":"IF(OR($Z27=\"a\",AND($AU27=\"No\",$AV27=\"No\")),0,IF(AND($Z27=\"b\",Inventory!$O34=\"Btu/hr\"),Inventory!$N34,IF(AND($Z27=\"b\",Inventory!$O34=\"Tons\"),Inventory!$N34*12000,IF(AND(OR($Z27=\"c\",$Z27=\"d\"),Inventory!$AJ34=\"Btu/hr\"),Inventory!$AI34,IF(AND(OR($Z27=\"c\",$Z27=\"d\"),Inventory!$AJ34=\"Tons\"),Inventory!$AI34*12000,0)))))","v":0},0,0,"EER",0,"kW/ton",{"$f":"IF(OR($Z27=\"a\",$AV27=\"No\"),0,IF(AND($Z27=\"b\",Inventory!$Q34=\"Btu/hr\"),Inventory!$P34,IF(AND($Z27=\"b\",Inventory!$Q34=\"Tons\"),Inventory!$P34*12000,IF(AND(OR($Z27=\"c\",$Z27=\"d\"),Inventory!$AL34=\"Btu/hr\"),Inventory!$AK34,IF(AND(OR($Z27=\"c\",$Z27=\"d\"),Inventory!$AL34=\"Tons\"),Inventory!$AK34*12000,0)))))","v":0},0,0,"COP","No",{"$f":"IF(OR(Inventory!$J34=\"\",$BH27=\"No\"),\"-\",Inventory!$J34)","v":"-"},{"$f":"IFERROR(VLOOKUP($BI27,'Early Retirement'!$B$6:$C$32,2,FALSE),\"-\")","v":"-"},{"$f":"IF(OR($Z27<>\"b\",AND($AA27<>\"b\",$AA27<>\"c\")),\"n\",IF(AND($AS27<>1,$AS27<>2,$AS27<>7,$AS27<>8),\"n\",IF(Inventory!$K34=\"Split\",\"s\",IF(Inventory!$K34=\"Packaged\",\"p\",\"n\"))))","v":"n"},{"$f":"IF(AND($AA27<>\"i\",$AA27<>\"j\"),\"n\",IF(Inventory!$L34=\"Centrifugal\",\"c\",\"n\"))","v":"n"},"-","-",{"$f":"IFERROR(INDEX('Early Retirement'!$C$4:$AC$32,$BJ27,$BN27),0)","v":0},{"$f":"IFERROR(HLOOKUP($BN27,'Early Retirement'!$D$4:$AC$5,2,FALSE),0)","v":0},{"$f":"IFERROR(INDEX('Early Retirement'!$AE$4:$BE$32,$BJ27,$BN27),0)","v":0},{"$f":"IFERROR(HLOOKUP($BN27,'Early Retirement'!$AF$4:$BE$5,2,FALSE),0)","v":0},0,0,"kW/ton",{"$f":"IFERROR(INDEX('Early Retirement'!$BG$4:$CG$32,$BJ27,$BN27),0)","v":0},{"$f":"IFERROR(HLOOKUP($BN27,'Early Retirement'!$BH$4:$CH$5,2,FALSE),0)","v":0},0,"COP","Yes",0,0,"kW/ton",0,"COP",0,0,"kW/ton",0,"COP",null,"dcbaaa7",11.7,"EER2",14.3,"SEER2",1.0256410256410258,0.83916083916083917,"kW/ton",7.5,"HSPF2",{"$f":"CT27/3.412","v":2.1981242672919108},"COP","DX HP Air Cooled","Split",0,0,3.75]
[null,null,null,null,null,null,null,null,null,null,null,null,null,null,null,null,null,null,null,null,3.75,5.416666666666667,26,null,26,{"$f":"IF(Inventory!$C35=\"\",\"a\",VLOOKUP(Inventory!$C35,$B$3:$C$6,2,FALSE))","v":"a"},{"$f":"IF(AND($Z28=\"b\",Inventory!$I35=\"\"),\"a\",IF(AND($Z28=\"b\",Inventory!$I35<>\"\"),VLOOKUP(Inventory!$I35,$E$3:$F$12,2,FALSE),IF(AND(OR($Z28=\"c\",$Z28=\"d\"),Inventory!$AB35=\"\"),\"a\",IF(AND(OR($Z28=\"c\",$Z28=\"d\"),Inventory!$AB35<>\"\"),VLOOKUP(Inventory!$AB35,$E$3:$F$12,2,FALSE),\"a\"))))","v":"a"},{"$f":"IF(OR(AND($AA28<>\"b\",$AA28<>\"c\"),$AF28=0,$AF28>=(65000/12000),Inventory!$AC35=\"\"),\"a\",VLOOKUP(Inventory!$AC35,$H$3:$I$5,2,FALSE))","v":"a"},{"$f":"IF(AND(AA28<>\"I\",AA28<>\"j\"),\"a\",IF(AND(OR(Z28=\"b\",Z28=\"c\",Z28=\"d\"),Inventory!AD35=\"\"),\"a\",IF(AND(OR(Z28=\"b\",Z28=\"c\",Z28=\"d\"),Inventory!AD35<>\"\"),VLOOKUP(Inventory!AD35,$K$3:$L$5,2,FALSE),\"a\")))","v":"a"},{"$f":"IF(AND($AA28<>\"i\",$AA28<>\"j\"),\"a\",IF(AND($Z28=\"b\",Inventory!$L35=\"\"),\"a\",IF(AND($Z28=\"b\",Inventory!$L35<>\"\"),VLOOKUP(Inventory!$L35,$N$3:$O$6,2,FALSE),IF(AND(OR($Z28=\"c\",$Z28=\"d\"),Inventory!$AE35=\"\"),\"a\",IF(AND(OR($Z28=\"c\",$Z28=\"d\"),Inventory!$AE35<>\"\"),VLOOKUP(Inventory!$AE35,$N$3:$O$6,2,FALSE),\"a\")))))","v":"a"},{"$f":"IF(OR(AND($AA28<>\"e\",$AA28<>\"f\"),$AF28=0,Inventory!$AG35=\"\"),\"a\",VLOOKUP(Inventory!$AG35,$Q$3:$R$5,2,FALSE))","v":"a"},{"$f":"IF(OR(Inventory!C35=\"New Construction\",Inventory!C35=\"Replace-on-Burnout\"),Inventory!AT35,IF(Inventory!C35=\"Early Retirement\",Inventory!AS35,0))","v":0},"","","","","","","","","","","","",0,"aaaaaa0","No","No",{"$f":"IF($Z28=\"a\",0,IF($Z28=\"b\",Inventory!$M35,Inventory!$AH35))","v":0},{"$f":"IF(OR($Z28=\"a\",AND($AU28=\"No\",$AV28=\"No\")),0,IF(AND($Z28=\"b\",Inventory!$O35=\"Btu/hr\"),Inventory!$N35,IF(AND($Z28=\"b\",Inventory!$O35=\"Tons\"),Inventory!$N35*12000,IF(AND(OR($Z28=\"c\",$Z28=\"d\"),Inventory!$AJ35=\"Btu/hr\"),Inventory!$AI35,IF(AND(OR($Z28=\"c\",$Z28=\"d\"),Inventory!$AJ35=\"Tons\"),Inventory!$AI35*12000,0)))))","v":0},0,0,"EER",0,"kW/ton",{"$f":"IF(OR($Z28=\"a\",$AV28=\"No\"),0,IF(AND($Z28=\"b\",Inventory!$Q35=\"Btu/hr\"),Inventory!$P35,IF(AND($Z28=\"b\",Inventory!$Q35=\"Tons\"),Inventory!$P35*12000,IF(AND(OR($Z28=\"c\",$Z28=\"d\"),Inventory!$AL35=\"Btu/hr\"),Inventory!$AK35,IF(AND(OR($Z28=\"c\",$Z28=\"d\"),Inventory!$AL35=\"Tons\"),Inventory!$AK35*12000,0)))))","v":0},0,0,"COP","No",{"$f":"IF(OR(Inventory!$J35=\"\",$BH28=\"No\"),\"-\",Inventory!$J35)","v":"-"},{"$f":"IFERROR(VLOOKUP($BI28,'Early Retirement'!$B$6:$C$32,2,FALSE),\"-\")","v":"-"},{"$f":"IF(OR($Z28<>\"b\",AND($AA28<>\"b\",$AA28<>\"c\")),\"n\",IF(AND($AS28<>1,$AS28<>2,$AS28<>7,$AS28<>8),\"n\",IF(Inventory!$K35=\"Split\",\"s\",IF(Inventory!$K35=\"Packaged\",\"p\",\"n\"))))","v":"n"},{"$f":"IF(AND($AA28<>\"i\",$AA28<>\"j\"),\"n\",IF(Inventory!$L35=\"Centrifugal\",\"c\",\"n\"))","v":"n"},"-","-",{"$f":"IFERROR(INDEX('Early Retirement'!$C$4:$AC$32,$BJ28,$BN28),0)","v":0},{"$f":"IFERROR(HLOOKUP($BN28,'Early Retirement'!$D$4:$AC$5,2,FALSE),0)","v":0},{"$f":"IFERROR(INDEX('Early Retirement'!$AE$4:$BE$32,$BJ28,$BN28),0)","v":0},{"$f":"IFERROR(HLOOKUP($BN28,'Early Retirement'!$AF$4:$BE$5,2,FALSE),0)","v":0},0,0,"kW/ton",{"$f":"IFERROR(INDEX('Early Retirement'!$BG$4:$CG$32,$BJ28,$BN28),0)","v":0},{"$f":"IFERROR(HLOOKUP($BN28,'Early Retirement'!$BH$4:$CH$5,2,FALSE),0)","v":0},0,"COP","Yes",0,0,"kW/ton",0,"COP",0,0,"kW/ton",0,"COP",null,"dcbaaa8",11.7,"EER2",14.3,"SEER2",1.0256410256410258,0.83916083916083917,"kW/ton",7.5,"HSPF2",{"$f":"CT28/3.412","v":2.1981242672919108},"COP","DX HP Air Cooled","Split",0,0,5.416666666666667]
[null,null,null,null,null,null,null,null,null,null,null,null,null,null,null,null,null,null,null,null,5.416666666666667,11.25,27,null,27,{"$f":"IF(Inventory!$C36=\"\",\"a\",VLOOKUP(Inventory!$C36,$B$3:$C$6,2,FALSE))","v":"a"},{"$f":"IF(AND($Z29=\"b\",Inventory!$I36=\"\"),\"a\",IF(AND($Z29=\"b\",Inventory!$I36<>\"\"),VLOOKUP(Inventory!$I36,$E$3:$F$12,2,FALSE),IF(AND(OR($Z29=\"c\",$Z29=\"d\"),Inventory!$AB36=\"\"),\"a\",IF(AND(OR($Z29=\"c\",$Z29=\"d\"),Inventory!$AB36<>\"\"),VLOOKUP(Inventory!$AB36,$E$3:$F$12,2,FALSE),\"a\"))))","v":"a"},{"$f":"IF(OR(AND($AA29<>\"b\",$AA29<>\"c\"),$AF29=0,$AF29>=(65000/12000),Inventory!$AC36=\"\"),\"a\",VLOOKUP(Inventory!$AC36,$H$3:$I$5,2,FALSE))","v":"a"},{"$f":"IF(AND(AA29<>\"I\",AA29<>\"j\"),\"a\",IF(AND(OR(Z29=\"b\",Z29=\"c\",Z29=\"d\"),Inventory!AD36=\"\"),\"a\",IF(AND(OR(Z29=\"b\",Z29=\"c\",Z29=\"d\"),Inventory!AD36<>\"\"),VLOOKUP(Inventory!AD36,$K$3:$L$5,2,FALSE),\"a\")))","v":"a"},{"$f":"IF(AND($AA29<>\"i\",$AA29<>\"j\"),\"a\",IF(AND($Z29=\"b\",Inventory!$L36=\"\"),\"a\",IF(AND($Z29=\"b\",Inventory!$L36<>\"\"),VLOOKUP(Inventory!$L36,$N$3:$O$6,2,FALSE),IF(AND(OR($Z29=\"c\",$Z29=\"d\"),Inventory!$AE36=\"\"),\"a\",IF(AND(OR($Z29=\"c\",$Z29=\"d\"),Inventory!$AE36<>\"\"),VLOOKUP(Inventory!$AE36,$N$3:$O$6,2,FALSE),\"a\")))))","v":"a"},{"$f":"IF(OR(AND($AA29<>\"e\",$AA29<>\"f\"),$AF29=0,Inventory!$AG36=\"\"),\"a\",VLOOKUP(Inventory!$AG36,$Q$3:$R$5,2,FALSE))","v":"a"},{"$f":"IF(OR(Inventory!C36=\"New Construction\",Inventory!C36=\"Replace-on-Burnout\"),Inventory!AT36,IF(Inventory!C36=\"Early Retirement\",Inventory!AS36,0))","v":0},"","","","","","","","","","","","",0,"aaaaaa0","No","No",{"$f":"IF($Z29=\"a\",0,IF($Z29=\"b\",Inventory!$M36,Inventory!$AH36))","v":0},{"$f":"IF(OR($Z29=\"a\",AND($AU29=\"No\",$AV29=\"No\")),0,IF(AND($Z29=\"b\",Inventory!$O36=\"Btu/hr\"),Inventory!$N36,IF(AND($Z29=\"b\",Inventory!$O36=\"Tons\"),Inventory!$N36*12000,IF(AND(OR($Z29=\"c\",$Z29=\"d\"),Inventory!$AJ36=\"Btu/hr\"),Inventory!$AI36,IF(AND(OR($Z29=\"c\",$Z29=\"d\"),Inventory!$AJ36=\"Tons\"),Inventory!$AI36*12000,0)))))","v":0},0,0,"EER",0,"kW/ton",{"$f":"IF(OR($Z29=\"a\",$AV29=\"No\"),0,IF(AND($Z29=\"b\",Inventory!$Q36=\"Btu/hr\"),Inventory!$P36,IF(AND($Z29=\"b\",Inventory!$Q36=\"Tons\"),Inventory!$P36*12000,IF(AND(OR($Z29=\"c\",$Z29=\"d\"),Inventory!$AL36=\"Btu/hr\"),Inventory!$AK36,IF(AND(OR($Z29=\"c\",$Z29=\"d\"),Inventory!$AL36=\"Tons\"),Inventory!$AK36*12000,0)))))","v":0},0,0,"COP","No",{"$f":"IF(OR(Inventory!$J36=\"\",$BH29=\"No\"),\"-\",Inventory!$J36)","v":"-"},{"$f":"IFERROR(VLOOKUP($BI29,'Early Retirement'!$B$6:$C$32,2,FALSE),\"-\")","v":"-"},{"$f":"IF(OR($Z29<>\"b\",AND($AA29<>\"b\",$AA29<>\"c\")),\"n\",IF(AND($AS29<>1,$AS29<>2,$AS29<>7,$AS29<>8),\"n\",IF(Inventory!$K36=\"Split\",\"s\",IF(Inventory!$K36=\"Packaged\",\"p\",\"n\"))))","v":"n"},{"$f":"IF(AND($AA29<>\"i\",$AA29<>\"j\"),\"n\",IF(Inventory!$L36=\"Centrifugal\",\"c\",\"n\"))","v":"n"},"-","-",{"$f":"IFERROR(INDEX('Early Retirement'!$C$4:$AC$32,$BJ29,$BN29),0)","v":0},{"$f":"IFERROR(HLOOKUP($BN29,'Early Retirement'!$D$4:$AC$5,2,FALSE),0)","v":0},{"$f":"IFERROR(INDEX('Early Retirement'!$AE$4:$BE$32,$BJ29,$BN29),0)","v":0},{"$f":"IFERROR(HLOOKUP($BN29,'Early Retirement'!$AF$4:$BE$5,2,FALSE),0)","v":0},0,0,"kW/ton",{"$f":"IFERROR(INDEX('Early Retirement'!$BG$4:$CG$32,$BJ29,$BN29),0)","v":0},{"$f":"IFERROR(HLOOKUP($BN29,'Early Retirement'!$BH$4:$CH$5,2,FALSE),0)","v":0},0,"COP","Yes",0,0,"kW/ton",0,"COP",0,0,"kW/ton",0,"COP",null,"dccaaa7",10.6,"EER2",13.4,"SEER2",1.1320754716981132,0.89552238805970152,"kW/ton",6.7,"HSPF2",{"$f":"CT29/3.412","v":1.9636576787807738},"COP","DX HP Air Cooled","Packaged",0,0,3.75]
[null,null,null,null,null,null,null,null,null,null,null,null,null,null,null,null,null,null,null,null,11.25,20,28,null,28,{"$f":"IF(Inventory!$C37=\"\",\"a\",VLOOKUP(Inventory!$C37,$B$3:$C$6,2,FALSE))","v":"a"},{"$f":"IF(AND($Z30=\"b\",Inventory!$I37=\"\"),\"a\",IF(AND($Z30=\"b\",Inventory!$I37<>\"\"),VLOOKUP(Inventory!$I37,$E$3:$F$12,2,FALSE),IF(AND(OR($Z30=\"c\",$Z30=\"d\"),Inventory!$AB37=\"\"),\"a\",IF(AND(OR($Z30=\"c\",$Z30=\"d\"),Inventory!$AB37<>\"\"),VLOOKUP(Inventory!$AB37,$E$3:$F$12,2,FALSE),\"a\"))))","v":"a"},{"$f":"IF(OR(AND($AA30<>\"b\",$AA30<>\"c\"),$AF30=0,$AF30>=(65000/12000),Inventory!$AC37=\"\"),\"a\",VLOOKUP(Inventory!$AC37,$H$3:$I$5,2,FALSE))","v":"a"},{"$f":"IF(AND(AA30<>\"I\",AA30<>\"j\"),\"a\",IF(AND(OR(Z30=\"b\",Z30=\"c\",Z30=\"d\"),Inventory!AD37=\"\"),\"a\",IF(AND(OR(Z30=\"b\",Z30=\"c\",Z30=\"d\"),Inventory!AD37<>\"\"),VLOOKUP(Inventory!AD37,$K$3:$L$5,2,FALSE),\"a\")))","v":"a"},{"$f":"IF(AND($AA30<>\"i\",$AA30<>\"j\"),\"a\",IF(AND($Z30=\"b\",Inventory!$L37=\"\"),\"a\",IF(AND($Z30=\"b\",Inventory!$L37<>\"\"),VLOOKUP(Inventory!$L37,$N$3:$O$6,2,FALSE),IF(AND(OR($Z30=\"c\",$Z30=\"d\"),Inventory!$AE37=\"\"),\"a\",IF(AND(OR($Z30=\"c\",$Z30=\"d\"),Inventory!$AE37<>\"\"),VLOOKUP(Inventory!$AE37,$N$3:$O$6,2,FALSE),\"a\")))))","v":"a"},{"$f":"IF(OR(AND($AA30<>\"e\",$AA30<>\"f\"),$AF30=0,Inventory!$AG37=\"\"),\"a\",VLOOKUP(Inventory!$AG37,$Q$3:$R$5,2,FALSE))","v":"a"},{"$f":"IF(OR(Inventory!C37=\"New Construction\",Inventory!C37=\"Replace-on-Burnout\"),Inventory!AT37,IF(Inventory!C37=\"Early Retirement\",Inventory!AS37,0))","v":0},"","","","","","","","","","","","",0,"aaaaaa0","No","No",{"$f":"IF($Z30=\"a\",0,IF($Z30=\"b\",Inventory!$M37,Inventory!$AH37))","v":0},{"$f":"IF(OR($Z30=\"a\",AND($AU30=\"No\",$AV30=\"No\")),0,IF(AND($Z30=\"b\",Inventory!$O37=\"Btu/hr\"),Inventory!$N37,IF(AND($Z30=\"b\",Inventory!$O37=\"Tons\"),Inventory!$N37*12000,IF(AND(OR($Z30=\"c\",$Z30=\"d\"),Inventory!$AJ37=\"Btu/hr\"),Inventory!$AI37,IF(AND(OR($Z30=\"c\",$Z30=\"d\"),Inventory!$AJ37=\"Tons\"),Inventory!$AI37*12000,0)))))","v":0},0,0,"EER",0,"kW/ton",{"$f":"IF(OR($Z30=\"a\",$AV30=\"No\"),0,IF(AND($Z30=\"b\",Inventory!$Q37=\"Btu/hr\"),Inventory!$P37,IF(AND($Z30=\"b\",Inventory!$Q37=\"Tons\"),Inventory!$P37*12000,IF(AND(OR($Z30=\"c\",$Z30=\"d\"),Inventory!$AL37=\"Btu/hr\"),Inventory!$AK37,IF(AND(OR($Z30=\"c\",$Z30=\"d\"),Inventory!$AL37=\"Tons\"),Inventory!$AK37*12000,0)))))","v":0},0,0,"COP","No",{"$f":"IF(OR(Inventory!$J37=\"\",$BH30=\"No\"),\"-\",Inventory!$J37)","v":"-"},{"$f":"IFERROR(VLOOKUP($BI30,'Early Retirement'!$B$6:$C$32,2,FALSE),\"-\")","v":"-"},{"$f":"IF(OR($Z30<>\"b\",AND($AA30<>\"b\",$AA30<>\"c\")),\"n\",IF(AND($AS30<>1,$AS30<>2,$AS30<>7,$AS30<>8),\"n\",IF(Inventory!$K37=\"Split\",\"s\",IF(Inventory!$K37=\"Packaged\",\"p\",\"n\"))))","v":"n"},{"$f":"IF(AND($AA30<>\"i\",$AA30<>\"j\"),\"n\",IF(Inventory!$L37=\"Centrifugal\",\"c\",\"n\"))","v":"n"},"-","-",{"$f":"IFERROR(INDEX('Early Retirement'!$C$4:$AC$32,$BJ30,$BN30),0)","v":0},{"$f":"IFERROR(HLOOKUP($BN30,'Early Retirement'!$D$4:$AC$5,2,FALSE),0)","v":0},{"$f":"IFERROR(INDEX('Early Retirement'!$AE$4:$BE$32,$BJ30,$BN30),0)","v":0},{"$f":"IFERROR(HLOOKUP($BN30,'Early Retirement'!$AF$4:$BE$5,2,FALSE),0)","v":0},0,0,"kW/ton",{"$f":"IFERROR(INDEX('Early Retirement'!$BG$4:$CG$32,$BJ30,$BN30),0)","v":0},{"$f":"IFERROR(HLOOKUP($BN30,'Early Retirement'!$BH$4:$CH$5,2,FALSE),0)","v":0},0,"COP","Yes",0,0,"kW/ton",0,"COP",0,0,"kW/ton",0,"COP",null,"dccaaa8",10.6,"EER2",13.4,"SEER2",1.1320754716981132,0.89552238805970152,"kW/ton",6.7,"HSPF2",{"$f":"CT30/3.412","v":1.9636576787807738},"COP","DX HP Air Cooled","Packaged",0,0,5.416666666666667]
[null,null,null,null,null,null,null,null,null,null,null,null,null,null,null,null,null,null,null,null,20,63.333333333333336,29,null,29,{"$f":"IF(Inventory!$C38=\"\",\"a\",VLOOKUP(Inventory!$C38,$B$3:$C$6,2,FALSE))","v":"a"},{"$f":"IF(AND($Z31=\"b\",Inventory!$I38=\"\"),\"a\",IF(AND($Z31=\"b\",Inventory!$I38<>\"\"),VLOOKUP(Inventory!$I38,$E$3:$F$12,2,FALSE),IF(AND(OR($Z31=\"c\",$Z31=\"d\"),Inventory!$AB38=\"\"),\"a\",IF(AND(OR($Z31=\"c\",$Z31=\"d\"),Inventory!$AB38<>\"\"),VLOOKUP(Inventory!$AB38,$E$3:$F$12,2,FALSE),\"a\"))))","v":"a"},{"$f":"IF(OR(AND($AA31<>\"b\",$AA31<>\"c\"),$AF31=0,$AF31>=(65000/12000),Inventory!$AC38=\"\"),\"a\",VLOOKUP(Inventory!$AC38,$H$3:$I$5,2,FALSE))","v":"a"},{"$f":"IF(AND(AA31<>\"I\",AA31<>\"j\"),\"a\",IF(AND(OR(Z31=\"b\",Z31=\"c\",Z31=\"d\"),Inventory!AD38=\"\"),\"a\",IF(AND(OR(Z31=\"b\",Z31=\"c\",Z31=\"d\"),Inventory!AD38<>\"\"),VLOOKUP(Inventory!AD38,$K$3:$L$5,2,FALSE),\"a\")))","v":"a"},{"$f":"IF(AND($AA31<>\"i\",$AA31<>\"j\"),\"a\",IF(AND($Z31=\"b\",Inventory!$L38=\"\"),\"a\",IF(AND($Z31=\"b\",Inventory!$L38<>\"\"),VLOOKUP(Inventory!$L38,$N$3:$O$6,2,FALSE),IF(AND(OR($Z31=\"c\",$Z31=\"d\"),Inventory!$AE38=\"\"),\"a\",IF(AND(OR($Z31=\"c\",$Z31=\"d\"),Inventory!$AE38<>\"\"),VLOOKUP(Inventory!$AE38,$N$3:$O$6,2,FALSE),\"a\")))))","v":"a"},{"$f":"IF(OR(AND($AA31<>\"e\",$AA31<>\"f\"),$AF31=0,Inventory!$AG38=\"\"),\"a\",VLOOKUP(Inventory!$AG38,$Q$3:$R$5,2,FALSE))","v":"a"},{"$f":"IF(OR(Inventory!C38=\"New Construction\",Inventory!C38=\"Replace-on-Burnout\"),Inventory!AT38,IF(Inventory!C38=\"Early Retirement\",Inventory!AS38,0))","v":0},"","","","","","","","","","","","",0,"aaaaaa0","No","No",{"$f":"IF($Z31=\"a\",0,IF($Z31=\"b\",Inventory!$M38,Inventory!$AH38))","v":0},{"$f":"IF(OR($Z31=\"a\",AND($AU31=\"No\",$AV31=\"No\")),0,IF(AND($Z31=\"b\",Inventory!$O38=\"Btu/hr\"),Inventory!$N38,IF(AND($Z31=\"b\",Inventory!$O38=\"Tons\"),Inventory!$N38*12000,IF(AND(OR($Z31=\"c\",$Z31=\"d\"),Inventory!$AJ38=\"Btu/hr\"),Inventory!$AI38,IF(AND(OR($Z31=\"c\",$Z31=\"d\"),Inventory!$AJ38=\"Tons\"),Inventory!$AI38*12000,0)))))","v":0},0,0,"EER",0,"kW/ton",{"$f":"IF(OR($Z31=\"a\",$AV31=\"No\"),0,IF(AND($Z31=\"b\",Inventory!$Q38=\"Btu/hr\"),Inventory!$P38,IF(AND($Z31=\"b\",Inventory!$Q38=\"Tons\"),Inventory!$P38*12000,IF(AND(OR($Z31=\"c\",$Z31=\"d\"),Inventory!$AL38=\"Btu/hr\"),Inventory!$AK38,IF(AND(OR($Z31=\"c\",$Z31=\"d\"),Inventory!$AL38=\"Tons\"),Inventory!$AK38*12000,0)))))","v":0},0,0,"COP","No",{"$f":"IF(OR(Inventory!$J38=\"\",$BH31=\"No\"),\"-\",Inventory!$J38)","v":"-"},{"$f":"IFERROR(VLOOKUP($BI31,'Early Retirement'!$B$6:$C$32,2,FALSE),\"-\")","v":"-"},{"$f":"IF(OR($Z31<>\"b\",AND($AA31<>\"b\",$AA31<>\"c\")),\"n\",IF(AND($AS31<>1,$AS31<>2,$AS31<>7,$AS31<>8),\"n\",IF(Inventory!$K38=\"Split\",\"s\",IF(Inventory!$K38=\"Packaged\",\"p\",\"n\"))))","v":"n"},{"$f":"IF(AND($AA31<>\"i\",$AA31<>\"j\"),\"n\",IF(Inventory!$L38=\"Centrifugal\",\"c\",\"n\"))","v":"n"},"-","-",{"$f":"IFERROR(INDEX('Early Retirement'!$C$4:$AC$32,$BJ31,$BN31),0)","v":0},{"$f":"IFERROR(HLOOKUP($BN31,'Early Retirement'!$D$4:$AC$5,2,FALSE),0)","v":0},{"$f":"IFERROR(INDEX('Early Retirement'!$AE$4:$BE$32,$BJ31,$BN31),0)","v":0},{"$f":"IFERROR(HLOOKUP($BN31,'Early Retirement'!$AF$4:$BE$5,2,FALSE),0)","v":0},0,0,"kW/ton",{"$f":"IFERROR(INDEX('Early Retirement'!$BG$4:$CG$32,$BJ31,$BN31),0)","v":0},{"$f":"IFERROR(HLOOKUP($BN31,'Early Retirement'!$BH$4:$CH$5,2,FALSE),0)","v":0},0,"COP","Yes",0,0,"kW/ton",0,"COP",0,0,"kW/ton",0,"COP",null,"dcaaaa9",11,"EER",14.1,"IEER",1.0909090909090908,0.85106382978723405,"kW/ton",3.4,"COP",{"$f":"CT31","v":3.4},"COP","DX HP Air Cooled",0,0,0,11.25]
[null,null,null,null,null,null,null,null,null,null,null,null,null,null,null,null,null,null,null,null,63.333333333333336,null,30,null,30,{"$f":"IF(Inventory!$C39=\"\",\"a\",VLOOKUP(Inventory!$C39,$B$3:$C$6,2,FALSE))","v":"a"},{"$f":"IF(AND($Z32=\"b\",Inventory!$I39=\"\"),\"a\",IF(AND($Z32=\"b\",Inventory!$I39<>\"\"),VLOOKUP(Inventory!$I39,$E$3:$F$12,2,FALSE),IF(AND(OR($Z32=\"c\",$Z32=\"d\"),Inventory!$AB39=\"\"),\"a\",IF(AND(OR($Z32=\"c\",$Z32=\"d\"),Inventory!$AB39<>\"\"),VLOOKUP(Inventory!$AB39,$E$3:$F$12,2,FALSE),\"a\"))))","v":"a"},{"$f":"IF(OR(AND($AA32<>\"b\",$AA32<>\"c\"),$AF32=0,$AF32>=(65000/12000),Inventory!$AC39=\"\"),\"a\",VLOOKUP(Inventory!$AC39,$H$3:$I$5,2,FALSE))","v":"a"},{"$f":"IF(AND(AA32<>\"I\",AA32<>\"j\"),\"a\",IF(AND(OR(Z32=\"b\",Z32=\"c\",Z32=\"d\"),Inventory!AD39=\"\"),\"a\",IF(AND(OR(Z32=\"b\",Z32=\"c\",Z32=\"d\"),Inventory!AD39<>\"\"),VLOOKUP(Inventory!AD39,$K$3:$L$5,2,FALSE),\"a\")))","v":"a"},{"$f":"IF(AND($AA32<>\"i\",$AA32<>\"j\"),\"a\",IF(AND($Z32=\"b\",Inventory!$L39=\"\"),\"a\",IF(AND($Z32=\"b\",Inventory!$L39<>\"\"),VLOOKUP(Inventory!$L39,$N$3:$O$6,2,FALSE),IF(AND(OR($Z32=\"c\",$Z32=\"d\"),Inventory!$AE39=\"\"),\"a\",IF(AND(OR($Z32=\"c\",$Z32=\"d\"),Inventory!$AE39<>\"\"),VLOOKUP(Inventory!$AE39,$N$3:$O$6,2,FALSE),\"a\")))))","v":"a"},{"$f":"IF(OR(AND($AA32<>\"e\",$AA32<>\"f\"),$AF32=0,Inventory!$AG39=\"\"),\"a\",VLOOKUP(Inventory!$AG39,$Q$3:$R$5,2,FALSE))","v":"a"},{"$f":"IF(OR(Inventory!C39=\"New Construction\",Inventory!C39=\"Replace-on-Burnout\"),Inventory!AT39,IF(Inventory!C39=\"Early Retirement\",Inventory!AS39,0))","v":0},"","","","","","","","","","","","",0,"aaaaaa0","No","No",{"$f":"IF($Z32=\"a\",0,IF($Z32=\"b\",Inventory!$M39,Inventory!$AH39))","v":0},{"$f":"IF(OR($Z32=\"a\",AND($AU32=\"No\",$AV32=\"No\")),0,IF(AND($Z32=\"b\",Inventory!$O39=\"Btu/hr\"),Inventory!$N39,IF(AND($Z32=\"b\",Inventory!$O39=\"Tons\"),Inventory!$N39*12000,IF(AND(OR($Z32=\"c\",$Z32=\"d\"),Inventory!$AJ39=\"Btu/hr\"),Inventory!$AI39,IF(AND(OR($Z32=\"c\",$Z32=\"d\"),Inventory!$AJ39=\"Tons\"),Inventory!$AI39*12000,0)))))","v":0},0,0,"EER",0,"kW/ton",{"$f":"IF(OR($Z32=\"a\",$AV32=\"No\"),0,IF(AND($Z32=\"b\",Inventory!$Q39=\"Btu/hr\"),Inventory!$P39,IF(AND($Z32=\"b\",Inventory!$Q39=\"Tons\"),Inventory!$P39*12000,IF(AND(OR($Z32=\"c\",$Z32=\"d\"),Inventory!$AL39=\"Btu/hr\"),Inventory!$AK39,IF(AND(OR($Z32=\"c\",$Z32=\"d\"),Inventory!$AL39=\"Tons\"),Inventory!$AK39*12000,0)))))","v":0},0,0,"COP","No",{"$f":"IF(OR(Inventory!$J39=\"\",$BH32=\"No\"),\"-\",Inventory!$J39)","v":"-"},{"$f":"IFERROR(VLOOKUP($BI32,'Early Retirement'!$B$6:$C$32,2,FALSE),\"-\")","v":"-"},{"$f":"IF(OR($Z32<>\"b\",AND($AA32<>\"b\",$AA32<>\"c\")),\"n\",IF(AND($AS32<>1,$AS32<>2,$AS32<>7,$AS32<>8),\"n\",IF(Inventory!$K39=\"Split\",\"s\",IF(Inventory!$K39=\"Packaged\",\"p\",\"n\"))))","v":"n"},{"$f":"IF(AND($AA32<>\"i\",$AA32<>\"j\"),\"n\",IF(Inventory!$L39=\"Centrifugal\",\"c\",\"n\"))","v":"n"},"-","-",{"$f":"IFERROR(INDEX('Early Retirement'!$C$4:$AC$32,$BJ32,$BN32),0)","v":0},{"$f":"IFERROR(HLOOKUP($BN32,'Early Retirement'!$D$4:$AC$5,2,FALSE),0)","v":0},{"$f":"IFERROR(INDEX('Early Retirement'!$AE$4:$BE$32,$BJ32,$BN32),0)","v":0},{"$f":"IFERROR(HLOOKUP($BN32,'Early Retirement'!$AF$4:$BE$5,2,FALSE),0)","v":0},0,0,"kW/ton",{"$f":"IFERROR(INDEX('Early Retirement'!$BG$4:$CG$32,$BJ32,$BN32),0)","v":0},{"$f":"IFERROR(HLOOKUP($BN32,'Early Retirement'!$BH$4:$CH$5,2,FALSE),0)","v":0},0,"COP","Yes",0,0,"kW/ton",0,"COP",0,0,"kW/ton",0,"COP",null,"dcaaaa10",10.6,"EER",13.5,"IEER",1.1320754716981132,0.88888888888888884,"kW/ton",3.3,"COP",{"$f":"CT32","v":3.3},"COP","DX HP Air Cooled",0,0,0,20]
[null,null,null,null,null,null,null,null,null,null,null,null,null,null,null,null,null,null,null,"PTAC NC",null,null,31,null,31,{"$f":"IF(Inventory!$C40=\"\",\"a\",VLOOKUP(Inventory!$C40,$B$3:$C$6,2,FALSE))","v":"a"},{"$f":"IF(AND($Z33=\"b\",Inventory!$I40=\"\"),\"a\",IF(AND($Z33=\"b\",Inventory!$I40<>\"\"),VLOOKUP(Inventory!$I40,$E$3:$F$12,2,FALSE),IF(AND(OR($Z33=\"c\",$Z33=\"d\"),Inventory!$AB40=\"\"),\"a\",IF(AND(OR($Z33=\"c\",$Z33=\"d\"),Inventory!$AB40<>\"\"),VLOOKUP(Inventory!$AB40,$E$3:$F$12,2,FALSE),\"a\"))))","v":"a"},{"$f":"IF(OR(AND($AA33<>\"b\",$AA33<>\"c\"),$AF33=0,$AF33>=(65000/12000),Inventory!$AC40=\"\"),\"a\",VLOOKUP(Inventory!$AC40,$H$3:$I$5,2,FALSE))","v":"a"},{"$f":"IF(AND(AA33<>\"I\",AA33<>\"j\"),\"a\",IF(AND(OR(Z33=\"b\",Z33=\"c\",Z33=\"d\"),Inventory!AD40=\"\"),\"a\",IF(AND(OR(Z33=\"b\",Z33=\"c\",Z33=\"d\"),Inventory!AD40<>\"\"),VLOOKUP(Inventory!AD40,$K$3:$L$5,2,FALSE),\"a\")))","v":"a"},{"$f":"IF(AND($AA33<>\"i\",$AA33<>\"j\"),\"a\",IF(AND($Z33=\"b\",Inventory!$L40=\"\"),\"a\",IF(AND($Z33=\"b\",Inventory!$L40<>\"\"),VLOOKUP(Inventory!$L40,$N$3:$O$6,2,FALSE),IF(AND(OR($Z33=\"c\",$Z33=\"d\"),Inventory!$AE40=\"\"),\"a\",IF(AND(OR($Z33=\"c\",$Z33=\"d\"),Inventory!$AE40<>\"\"),VLOOKUP(Inventory!$AE40,$N$3:$O$6,2,FALSE),\"a\")))))","v":"a"},{"$f":"IF(OR(AND($AA33<>\"e\",$AA33<>\"f\"),$AF33=0,Inventory!$AG40=\"\"),\"a\",VLOOKUP(Inventory!$AG40,$Q$3:$R$5,2,FALSE))","v":"a"},{"$f":"IF(OR(Inventory!C40=\"New Construction\",Inventory!C40=\"Replace-on-Burnout\"),Inventory!AT40,IF(Inventory!C40=\"Early Retirement\",Inventory!AS40,0))","v":0},"","","","","","","","","","","","",0,"aaaaaa0","No","No",{"$f":"IF($Z33=\"a\",0,IF($Z33=\"b\",Inventory!$M40,Inventory!$AH40))","v":0},{"$f":"IF(OR($Z33=\"a\",AND($AU33=\"No\",$AV33=\"No\")),0,IF(AND($Z33=\"b\",Inventory!$O40=\"Btu/hr\"),Inventory!$N40,IF(AND($Z33=\"b\",Inventory!$O40=\"Tons\"),Inventory!$N40*12000,IF(AND(OR($Z33=\"c\",$Z33=\"d\"),Inventory!$AJ40=\"Btu/hr\"),Inventory!$AI40,IF(AND(OR($Z33=\"c\",$Z33=\"d\"),Inventory!$AJ40=\"Tons\"),Inventory!$AI40*12000,0)))))","v":0},0,0,"EER",0,"kW/ton",{"$f":"IF(OR($Z33=\"a\",$AV33=\"No\"),0,IF(AND($Z33=\"b\",Inventory!$Q40=\"Btu/hr\"),Inventory!$P40,IF(AND($Z33=\"b\",Inventory!$Q40=\"Tons\"),Inventory!$P40*12000,IF(AND(OR($Z33=\"c\",$Z33=\"d\"),Inventory!$AL40=\"Btu/hr\"),Inventory!$AK40,IF(AND(OR($Z33=\"c\",$Z33=\"d\"),Inventory!$AL40=\"Tons\"),Inventory!$AK40*12000,0)))))","v":0},0,0,"COP","No",{"$f":"IF(OR(Inventory!$J40=\"\",$BH33=\"No\"),\"-\",Inventory!$J40)","v":"-"},{"$f":"IFERROR(VLOOKUP($BI33,'Early Retirement'!$B$6:$C$32,2,FALSE),\"-\")","v":"-"},{"$f":"IF(OR($Z33<>\"b\",AND($AA33<>\"b\",$AA33<>\"c\")),\"n\",IF(AND($AS33<>1,$AS33<>2,$AS33<>7,$AS33<>8),\"n\",IF(Inventory!$K40=\"Split\",\"s\",IF(Inventory!$K40=\"Packaged\",\"p\",\"n\"))))","v":"n"},{"$f":"IF(AND($AA33<>\"i\",$AA33<>\"j\"),\"n\",IF(Inventory!$L40=\"Centrifugal\",\"c\",\"n\"))","v":"n"},"-","-",{"$f":"IFERROR(INDEX('Early Retirement'!$C$4:$AC$32,$BJ33,$BN33),0)","v":0},{"$f":"IFERROR(HLOOKUP($BN33,'Early Retirement'!$D$4:$AC$5,2,FALSE),0)","v":0},{"$f":"IFERROR(INDEX('Early Retirement'!$AE$4:$BE$32,$BJ33,$BN33),0)","v":0},{"$f":"IFERROR(HLOOKUP($BN33,'Early Retirement'!$AF$4:$BE$5,2,FALSE),0)","v":0},0,0,"kW/ton",{"$f":"IFERROR(INDEX('Early Retirement'!$BG$4:$CG$32,$BJ33,$BN33),0)","v":0},{"$f":"IFERROR(HLOOKUP($BN33,'Early Retirement'!$BH$4:$CH$5,2,FALSE),0)","v":0},0,"COP","Yes",0,0,"kW/ton",0,"COP",0,0,"kW/ton",0,"COP",null,"dcaaaa11",9.5,"EER",12.5,"IEER",1.263157894736842,0.96,"kW/ton",3.2,"COP",{"$f":"CT33","v":3.2},"COP","DX HP Air Cooled",0,0,0,63.333333333333336]
[null,null,null,null,null,null,null,null,null,null,null,null,null,null,null,null,null,null,null,"PTAC Retrofit",null,null,32,null,32,{"$f":"IF(Inventory!$C41=\"\",\"a\",VLOOKUP(Inventory!$C41,$B$3:$C$6,2,FALSE))","v":"a"},{"$f":"IF(AND($Z34=\"b\",Inventory!$I41=\"\"),\"a\",IF(AND($Z34=\"b\",Inventory!$I41<>\"\"),VLOOKUP(Inventory!$I41,$E$3:$F$12,2,FALSE),IF(AND(OR($Z34=\"c\",$Z34=\"d\"),Inventory!$AB41=\"\"),\"a\",IF(AND(OR($Z34=\"c\",$Z34=\"d\"),Inventory!$AB41<>\"\"),VLOOKUP(Inventory!$AB41,$E$3:$F$12,2,FALSE),\"a\"))))","v":"a"},{"$f":"IF(OR(AND($AA34<>\"b\",$AA34<>\"c\"),$AF34=0,$AF34>=(65000/12000),Inventory!$AC41=\"\"),\"a\",VLOOKUP(Inventory!$AC41,$H$3:$I$5,2,FALSE))","v":"a"},{"$f":"IF(AND(AA34<>\"I\",AA34<>\"j\"),\"a\",IF(AND(OR(Z34=\"b\",Z34=\"c\",Z34=\"d\"),Inventory!AD41=\"\"),\"a\",IF(AND(OR(Z34=\"b\",Z34=\"c\",Z34=\"d\"),Inventory!AD41<>\"\"),VLOOKUP(Inventory!AD41,$K$3:$L$5,2,FALSE),\"a\")))","v":"a"},{"$f":"IF(AND($AA34<>\"i\",$AA34<>\"j\"),\"a\",IF(AND($Z34=\"b\",Inventory!$L41=\"\"),\"a\",IF(AND($Z34=\"b\",Inventory!$L41<>\"\"),VLOOKUP(Inventory!$L41,$N$3:$O$6,2,FALSE),IF(AND(OR($Z34=\"c\",$Z34=\"d\"),Inventory!$AE41=\"\"),\"a\",IF(AND(OR($Z34=\"c\",$Z34=\"d\"),Inventory!$AE41<>\"\"),VLOOKUP(Inventory!$AE41,$N$3:$O$6,2,FALSE),\"a\")))))","v":"a"},{"$f":"IF(OR(AND($AA34<>\"e\",$AA34<>\"f\"),$AF34=0,Inventory!$AG41=\"\"),\"a\",VLOOKUP(Inventory!$AG41,$Q$3:$R$5,2,FALSE))","v":"a"},{"$f":"IF(OR(Inventory!C41=\"New Construction\",Inventory!C41=\"Replace-on-Burnout\"),Inventory!AT41,IF(Inventory!C41=\"Early Retirement\",Inventory!AS41,0))","v":0},"","","","","","","","","","","","",0,"aaaaaa0","No","No",{"$f":"IF($Z34=\"a\",0,IF($Z34=\"b\",Inventory!$M41,Inventory!$AH41))","v":0},{"$f":"IF(OR($Z34=\"a\",AND($AU34=\"No\",$AV34=\"No\")),0,IF(AND($Z34=\"b\",Inventory!$O41=\"Btu/hr\"),Inventory!$N41,IF(AND($Z34=\"b\",Inventory!$O41=\"Tons\"),Inventory!$N41*12000,IF(AND(OR($Z34=\"c\",$Z34=\"d\"),Inventory!$AJ41=\"Btu/hr\"),Inventory!$AI41,IF(AND(OR($Z34=\"c\",$Z34=\"d\"),Inventory!$AJ41=\"Tons\"),Inventory!$AI41*12000,0)))))","v":0},0,0,"EER",0,"kW/ton",{"$f":"IF(OR($Z34=\"a\",$AV34=\"No\"),0,IF(AND($Z34=\"b\",Inventory!$Q41=\"Btu/hr\"),Inventory!$P41,IF(AND($Z34=\"b\",Inventory!$Q41=\"Tons\"),Inventory!$P41*12000,IF(AND(OR($Z34=\"c\",$Z34=\"d\"),Inventory!$AL41=\"Btu/hr\"),Inventory!$AK41,IF(AND(OR($Z34=\"c\",$Z34=\"d\"),Inventory!$AL41=\"Tons\"),Inventory!$AK41*12000,0)))))","v":0},0,0,"COP","No",{"$f":"IF(OR(Inventory!$J41=\"\",$BH34=\"No\"),\"-\",Inventory!$J41)","v":"-"},{"$f":"IFERROR(VLOOKUP($BI34,'Early Retirement'!$B$6:$C$32,2,FALSE),\"-\")","v":"-"},{"$f":"IF(OR($Z34<>\"b\",AND($AA34<>\"b\",$AA34<>\"c\")),\"n\",IF(AND($AS34<>1,$AS34<>2,$AS34<>7,$AS34<>8),\"n\",IF(Inventory!$K41=\"Split\",\"s\",IF(Inventory!$K41=\"Packaged\",\"p\",\"n\"))))","v":"n"},{"$f":"IF(AND($AA34<>\"i\",$AA34<>\"j\"),\"n\",IF(Inventory!$L41=\"Centrifugal\",\"c\",\"n\"))","v":"n"},"-","-",{"$f":"IFERROR(INDEX('Early Retirement'!$C$4:$AC$32,$BJ34,$BN34),0)","v":0},{"$f":"IFERROR(HLOOKUP($BN34,'Early Retirement'!$D$4:$AC$5,2,FALSE),0)","v":0},{"$f":"IFERROR(INDEX('Early Retirement'!$AE$4:$BE$32,$BJ34,$BN34),0)","v":0},{"$f":"IFERROR(HLOOKUP($BN34,'Early Retirement'!$AF$4:$BE$5,2,FALSE),0)","v":0},0,0,"kW/ton",{"$f":"IFERROR(INDEX('Early Retirement'!$BG$4:$CG$32,$BJ34,$BN34),0)","v":0},{"$f":"IFERROR(HLOOKUP($BN34,'Early Retirement'!$BH$4:$CH$5,2,FALSE),0)","v":0},0,"COP","Yes",0,0,"kW/ton",0,"COP",0,0,"kW/ton",0,"COP",null,"dcaaaa12",9.5,"EER",12.5,"IEER",1.263157894736842,0.96,"kW/ton",3.2,"COP",{"$f":"CT34","v":3.2},"COP","DX HP Air Cooled",0,0,0,0]
[null,null,null,null,null,null,null,null,null,null,null,null,null,null,null,null,null,null,null,"PTHP NC",null,null,33,null,33,{"$f":"IF(Inventory!$C42=\"\",\"a\",VLOOKUP(Inventory!$C42,$B$3:$C$6,2,FALSE))","v":"a"},{"$f":"IF(AND($Z35=\"b\",Inventory!$I42=\"\"),\"a\",IF(AND($Z35=\"b\",Inventory!$I42<>\"\"),VLOOKUP(Inventory!$I42,$E$3:$F$12,2,FALSE),IF(AND(OR($Z35=\"c\",$Z35=\"d\"),Inventory!$AB42=\"\"),\"a\",IF(AND(OR($Z35=\"c\",$Z35=\"d\"),Inventory!$AB42<>\"\"),VLOOKUP(Inventory!$AB42,$E$3:$F$12,2,FALSE),\"a\"))))","v":"a"},{"$f":"IF(OR(AND($AA35<>\"b\",$AA35<>\"c\"),$AF35=0,$AF35>=(65000/12000),Inventory!$AC42=\"\"),\"a\",VLOOKUP(Inventory!$AC42,$H$3:$I$5,2,FALSE))","v":"a"},{"$f":"IF(AND(AA35<>\"I\",AA35<>\"j\"),\"a\",IF(AND(OR(Z35=\"b\",Z35=\"c\",Z35=\"d\"),Inventory!AD42=\"\"),\"a\",IF(AND(OR(Z35=\"b\",Z35=\"c\",Z35=\"d\"),Inventory!AD42<>\"\"),VLOOKUP(Inventory!AD42,$K$3:$L$5,2,FALSE),\"a\")))","v":"a"},{"$f":"IF(AND($AA35<>\"i\",$AA35<>\"j\"),\"a\",IF(AND($Z35=\"b\",Inventory!$L42=\"\"),\"a\",IF(AND($Z35=\"b\",Inventory!$L42<>\"\"),VLOOKUP(Inventory!$L42,$N$3:$O$6,2,FALSE),IF(AND(OR($Z35=\"c\",$Z35=\"d\"),Inventory!$AE42=\"\"),\"a\",IF(AND(OR($Z35=\"c\",$Z35=\"d\"),Inventory!$AE42<>\"\"),VLOOKUP(Inventory!$AE42,$N$3:$O$6,2,FALSE),\"a\")))))","v":"a"},{"$f":"IF(OR(AND($AA35<>\"e\",$AA35<>\"f\"),$AF35=0,Inventory!$AG42=\"\"),\"a\",VLOOKUP(Inventory!$AG42,$Q$3:$R$5,2,FALSE))","v":"a"},{"$f":"IF(OR(Inventory!C42=\"New Construction\",Inventory!C42=\"Replace-on-Burnout\"),Inventory!AT42,IF(Inventory!C42=\"Early Retirement\",Inventory!AS42,0))","v":0},"","","","","","","","","","","","",0,"aaaaaa0","No","No",{"$f":"IF($Z35=\"a\",0,IF($Z35=\"b\",Inventory!$M42,Inventory!$AH42))","v":0},{"$f":"IF(OR($Z35=\"a\",AND($AU35=\"No\",$AV35=\"No\")),0,IF(AND($Z35=\"b\",Inventory!$O42=\"Btu/hr\"),Inventory!$N42,IF(AND($Z35=\"b\",Inventory!$O42=\"Tons\"),Inventory!$N42*12000,IF(AND(OR($Z35=\"c\",$Z35=\"d\"),Inventory!$AJ42=\"Btu/hr\"),Inventory!$AI42,IF(AND(OR($Z35=\"c\",$Z35=\"d\"),Inventory!$AJ42=\"Tons\"),Inventory!$AI42*12000,0)))))","v":0},0,0,"EER",0,"kW/ton",{"$f":"IF(OR($Z35=\"a\",$AV35=\"No\"),0,IF(AND($Z35=\"b\",Inventory!$Q42=\"Btu/hr\"),Inventory!$P42,IF(AND($Z35=\"b\",Inventory!$Q42=\"Tons\"),Inventory!$P42*12000,IF(AND(OR($Z35=\"c\",$Z35=\"d\"),Inventory!$AL42=\"Btu/hr\"),Inventory!$AK42,IF(AND(OR($Z35=\"c\",$Z35=\"d\"),Inventory!$AL42=\"Tons\"),Inventory!$AK42*12000,0)))))","v":0},0,0,"COP","No",{"$f":"IF(OR(Inventory!$J42=\"\",$BH35=\"No\"),\"-\",Inventory!$J42)","v":"-"},{"$f":"IFERROR(VLOOKUP($BI35,'Early Retirement'!$B$6:$C$32,2,FALSE),\"-\")","v":"-"},{"$f":"IF(OR($Z35<>\"b\",AND($AA35<>\"b\",$AA35<>\"c\")),\"n\",IF(AND($AS35<>1,$AS35<>2,$AS35<>7,$AS35<>8),\"n\",IF(Inventory!$K42=\"Split\",\"s\",IF(Inventory!$K42=\"Packaged\",\"p\",\"n\"))))","v":"n"},{"$f":"IF(AND($AA35<>\"i\",$AA35<>\"j\"),\"n\",IF(Inventory!$L42=\"Centrifugal\",\"c\",\"n\"))","v":"n"},"-","-",{"$f":"IFERROR(INDEX('Early Retirement'!$C$4:$AC$32,$BJ35,$BN35),0)","v":0},{"$f":"IFERROR(HLOOKUP($BN35,'Early Retirement'!$D$4:$AC$5,2,FALSE),0)","v":0},{"$f":"IFERROR(INDEX('Early Retirement'!$AE$4:$BE$32,$BJ35,$BN35),0)","v":0},{"$f":"IFERROR(HLOOKUP($BN35,'Early Retirement'!$AF$4:$BE$5,2,FALSE),0)","v":0},0,0,"kW/ton",{"$f":"IFERROR(INDEX('Early Retirement'!$BG$4:$CG$32,$BJ35,$BN35),0)","v":0},{"$f":"IFERROR(HLOOKUP($BN35,'Early Retirement'!$BH$4:$CH$5,2,FALSE),0)","v":0},0,"COP","Yes",0,0,"kW/ton",0,"COP",0,0,"kW/ton",0,"COP",null,"cdaaaa13",11.2,"EER2",13,"SEER",1.0714285714285714,0.92307692307692313,"kW/ton",null,null,null,null,"VRF AC Air Cooled",0,{"$f":"_xlfn.XLOOKUP(MID(CL35,5,1),$O$3:$O$6,ChillerCompType)","v":0},0,3.75]
[null,null,null,null,null,null,null,null,null,null,null,null,null,null,null,null,null,null,null,"PTHP Retrofit",null,null,34,null,34,{"$f":"IF(Inventory!$C43=\"\",\"a\",VLOOKUP(Inventory!$C43,$B$3:$C$6,2,FALSE))","v":"a"},{"$f":"IF(AND($Z36=\"b\",Inventory!$I43=\"\"),\"a\",IF(AND($Z36=\"b\",Inventory!$I43<>\"\"),VLOOKUP(Inventory!$I43,$E$3:$F$12,2,FALSE),IF(AND(OR($Z36=\"c\",$Z36=\"d\"),Inventory!$AB43=\"\"),\"a\",IF(AND(OR($Z36=\"c\",$Z36=\"d\"),Inventory!$AB43<>\"\"),VLOOKUP(Inventory!$AB43,$E$3:$F$12,2,FALSE),\"a\"))))","v":"a"},{"$f":"IF(OR(AND($AA36<>\"b\",$AA36<>\"c\"),$AF36=0,$AF36>=(65000/12000),Inventory!$AC43=\"\"),\"a\",VLOOKUP(Inventory!$AC43,$H$3:$I$5,2,FALSE))","v":"a"},{"$f":"IF(AND(AA36<>\"I\",AA36<>\"j\"),\"a\",IF(AND(OR(Z36=\"b\",Z36=\"c\",Z36=\"d\"),Inventory!AD43=\"\"),\"a\",IF(AND(OR(Z36=\"b\",Z36=\"c\",Z36=\"d\"),Inventory!AD43<>\"\"),VLOOKUP(Inventory!AD43,$K$3:$L$5,2,FALSE),\"a\")))","v":"a"},{"$f":"IF(AND($AA36<>\"i\",$AA36<>\"j\"),\"a\",IF(AND($Z36=\"b\",Inventory!$L43=\"\"),\"a\",IF(AND($Z36=\"b\",Inventory!$L43<>\"\"),VLOOKUP(Inventory!$L43,$N$3:$O$6,2,FALSE),IF(AND(OR($Z36=\"c\",$Z36=\"d\"),Inventory!$AE43=\"\"),\"a\",IF(AND(OR($Z36=\"c\",$Z36=\"d\"),Inventory!$AE43<>\"\"),VLOOKUP(Inventory!$AE43,$N$3:$O$6,2,FALSE),\"a\")))))","v":"a"},{"$f":"IF(OR(AND($AA36<>\"e\",$AA36<>\"f\"),$AF36=0,Inventory!$AG43=\"\"),\"a\",VLOOKUP(Inventory!$AG43,$Q$3:$R$5,2,FALSE))","v":"a"},{"$f":"IF(OR(Inventory!C43=\"New Construction\",Inventory!C43=\"Replace-on-Burnout\"),Inventory!AT43,IF(Inventory!C43=\"Early Retirement\",Inventory!AS43,0))","v":0},"","","","","","","","","","","","",0,"aaaaaa0","No","No",{"$f":"IF($Z36=\"a\",0,IF($Z36=\"b\",Inventory!$M43,Inventory!$AH43))","v":0},{"$f":"IF(OR($Z36=\"a\",AND($AU36=\"No\",$AV36=\"No\")),0,IF(AND($Z36=\"b\",Inventory!$O43=\"Btu/hr\"),Inventory!$N43,IF(AND($Z36=\"b\",Inventory!$O43=\"Tons\"),Inventory!$N43*12000,IF(AND(OR($Z36=\"c\",$Z36=\"d\"),Inventory!$AJ43=\"Btu/hr\"),Inventory!$AI43,IF(AND(OR($Z36=\"c\",$Z36=\"d\"),Inventory!$AJ43=\"Tons\"),Inventory!$AI43*12000,0)))))","v":0},0,0,"EER",0,"kW/ton",{"$f":"IF(OR($Z36=\"a\",$AV36=\"No\"),0,IF(AND($Z36=\"b\",Inventory!$Q43=\"Btu/hr\"),Inventory!$P43,IF(AND($Z36=\"b\",Inventory!$Q43=\"Tons\"),Inventory!$P43*12000,IF(AND(OR($Z36=\"c\",$Z36=\"d\"),Inventory!$AL43=\"Btu/hr\"),Inventory!$AK43,IF(AND(OR($Z36=\"c\",$Z36=\"d\"),Inventory!$AL43=\"Tons\"),Inventory!$AK43*12000,0)))))","v":0},0,0,"COP","No",{"$f":"IF(OR(Inventory!$J43=\"\",$BH36=\"No\"),\"-\",Inventory!$J43)","v":"-"},{"$f":"IFERROR(VLOOKUP($BI36,'Early Retirement'!$B$6:$C$32,2,FALSE),\"-\")","v":"-"},{"$f":"IF(OR($Z36<>\"b\",AND($AA36<>\"b\",$AA36<>\"c\")),\"n\",IF(AND($AS36<>1,$AS36<>2,$AS36<>7,$AS36<>8),\"n\",IF(Inventory!$K43=\"Split\",\"s\",IF(Inventory!$K43=\"Packaged\",\"p\",\"n\"))))","v":"n"},{"$f":"IF(AND($AA36<>\"i\",$AA36<>\"j\"),\"n\",IF(Inventory!$L43=\"Centrifugal\",\"c\",\"n\"))","v":"n"},"-","-",{"$f":"IFERROR(INDEX('Early Retirement'!$C$4:$AC$32,$BJ36,$BN36),0)","v":0},{"$f":"IFERROR(HLOOKUP($BN36,'Early Retirement'!$D$4:$AC$5,2,FALSE),0)","v":0},{"$f":"IFERROR(INDEX('Early Retirement'!$AE$4:$BE$32,$BJ36,$BN36),0)","v":0},{"$f":"IFERROR(HLOOKUP($BN36,'Early Retirement'!$AF$4:$BE$5,2,FALSE),0)","v":0},0,0,"kW/ton",{"$f":"IFERROR(INDEX('Early Retirement'!$BG$4:$CG$32,$BJ36,$BN36),0)","v":0},{"$f":"IFERROR(HLOOKUP($BN36,'Early Retirement'!$BH$4:$CH$5,2,FALSE),0)","v":0},0,"COP","Yes",0,0,"kW/ton",0,"COP",0,0,"kW/ton",0,"COP",null,"cdaaaa14",11.2,"EER2",13,"SEER",1.0714285714285714,0.92307692307692313,"kW/ton",null,null,null,null,"VRF AC Air Cooled",0,0,0,5.416666666666667]
[null,null,null,null,null,null,null,null,null,null,null,null,null,null,null,null,null,null,null,"Air Cooled\nCentrifigal/\nScrew/Scroll",0,75,35,null,35,{"$f":"IF(Inventory!$C44=\"\",\"a\",VLOOKUP(Inventory!$C44,$B$3:$C$6,2,FALSE))","v":"a"},{"$f":"IF(AND($Z37=\"b\",Inventory!$I44=\"\"),\"a\",IF(AND($Z37=\"b\",Inventory!$I44<>\"\"),VLOOKUP(Inventory!$I44,$E$3:$F$12,2,FALSE),IF(AND(OR($Z37=\"c\",$Z37=\"d\"),Inventory!$AB44=\"\"),\"a\",IF(AND(OR($Z37=\"c\",$Z37=\"d\"),Inventory!$AB44<>\"\"),VLOOKUP(Inventory!$AB44,$E$3:$F$12,2,FALSE),\"a\"))))","v":"a"},{"$f":"IF(OR(AND($AA37<>\"b\",$AA37<>\"c\"),$AF37=0,$AF37>=(65000/12000),Inventory!$AC44=\"\"),\"a\",VLOOKUP(Inventory!$AC44,$H$3:$I$5,2,FALSE))","v":"a"},{"$f":"IF(AND(AA37<>\"I\",AA37<>\"j\"),\"a\",IF(AND(OR(Z37=\"b\",Z37=\"c\",Z37=\"d\"),Inventory!AD44=\"\"),\"a\",IF(AND(OR(Z37=\"b\",Z37=\"c\",Z37=\"d\"),Inventory!AD44<>\"\"),VLOOKUP(Inventory!AD44,$K$3:$L$5,2,FALSE),\"a\")))","v":"a"},{"$f":"IF(AND($AA37<>\"i\",$AA37<>\"j\"),\"a\",IF(AND($Z37=\"b\",Inventory!$L44=\"\"),\"a\",IF(AND($Z37=\"b\",Inventory!$L44<>\"\"),VLOOKUP(Inventory!$L44,$N$3:$O$6,2,FALSE),IF(AND(OR($Z37=\"c\",$Z37=\"d\"),Inventory!$AE44=\"\"),\"a\",IF(AND(OR($Z37=\"c\",$Z37=\"d\"),Inventory!$AE44<>\"\"),VLOOKUP(Inventory!$AE44,$N$3:$O$6,2,FALSE),\"a\")))))","v":"a"},{"$f":"IF(OR(AND($AA37<>\"e\",$AA37<>\"f\"),$AF37=0,Inventory!$AG44=\"\"),\"a\",VLOOKUP(Inventory!$AG44,$Q$3:$R$5,2,FALSE))","v":"a"},{"$f":"IF(OR(Inventory!C44=\"New Construction\",Inventory!C44=\"Replace-on-Burnout\"),Inventory!AT44,IF(Inventory!C44=\"Early Retirement\",Inventory!AS44,0))","v":0},"","","","","","","","","","","","",0,"aaaaaa0","No","No",{"$f":"IF($Z37=\"a\",0,IF($Z37=\"b\",Inventory!$M44,Inventory!$AH44))","v":0},{"$f":"IF(OR($Z37=\"a\",AND($AU37=\"No\",$AV37=\"No\")),0,IF(AND($Z37=\"b\",Inventory!$O44=\"Btu/hr\"),Inventory!$N44,IF(AND($Z37=\"b\",Inventory!$O44=\"Tons\"),Inventory!$N44*12000,IF(AND(OR($Z37=\"c\",$Z37=\"d\"),Inventory!$AJ44=\"Btu/hr\"),Inventory!$AI44,IF(AND(OR($Z37=\"c\",$Z37=\"d\"),Inventory!$AJ44=\"Tons\"),Inventory!$AI44*12000,0)))))","v":0},0,0,"EER",0,"kW/ton",{"$f":"IF(OR($Z37=\"a\",$AV37=\"No\"),0,IF(AND($Z37=\"b\",Inventory!$Q44=\"Btu/hr\"),Inventory!$P44,IF(AND($Z37=\"b\",Inventory!$Q44=\"Tons\"),Inventory!$P44*12000,IF(AND(OR($Z37=\"c\",$Z37=\"d\"),Inventory!$AL44=\"Btu/hr\"),Inventory!$AK44,IF(AND(OR($Z37=\"c\",$Z37=\"d\"),Inventory!$AL44=\"Tons\"),Inventory!$AK44*12000,0)))))","v":0},0,0,"COP","No",{"$f":"IF(OR(Inventory!$J44=\"\",$BH37=\"No\"),\"-\",Inventory!$J44)","v":"-"},{"$f":"IFERROR(VLOOKUP($BI37,'Early Retirement'!$B$6:$C$32,2,FALSE),\"-\")","v":"-"},{"$f":"IF(OR($Z37<>\"b\",AND($AA37<>\"b\",$AA37<>\"c\")),\"n\",IF(AND($AS37<>1,$AS37<>2,$AS37<>7,$AS37<>8),\"n\",IF(Inventory!$K44=\"Split\",\"s\",IF(Inventory!$K44=\"Packaged\",\"p\",\"n\"))))","v":"n"},{"$f":"IF(AND($AA37<>\"i\",$AA37<>\"j\"),\"n\",IF(Inventory!$L44=\"Centrifugal\",\"c\",\"n\"))","v":"n"},"-","-",{"$f":"IFERROR(INDEX('Early Retirement'!$C$4:$AC$32,$BJ37,$BN37),0)","v":0},{"$f":"IFERROR(HLOOKUP($BN37,'Early Retirement'!$D$4:$AC$5,2,FALSE),0)","v":0},{"$f":"IFERROR(INDEX('Early Retirement'!$AE$4:$BE$32,$BJ37,$BN37),0)","v":0},{"$f":"IFERROR(HLOOKUP($BN37,'Early Retirement'!$AF$4:$BE$5,2,FALSE),0)","v":0},0,0,"kW/ton",{"$f":"IFERROR(INDEX('Early Retirement'!$BG$4:$CG$32,$BJ37,$BN37),0)","v":0},{"$f":"IFERROR(HLOOKUP($BN37,'Early Retirement'!$BH$4:$CH$5,2,FALSE),0)","v":0},0,"COP","Yes",0,0,"kW/ton",0,"COP",0,0,"kW/ton",0,"COP",null,"cdaaaa15",11.2,"EER",13.1,"IEER",{"$f":"12/$CM37","v":1.0714285714285714},{"$f":"12/$CO37","v":0.91603053435114501},"kW/ton",null,null,null,null,"VRF AC Air Cooled",0,0,0,11.25]
[null,null,null,null,null,null,null,null,null,null,null,null,null,null,null,null,null,null,null,null,75,150,36,null,36,{"$f":"IF(Inventory!$C45=\"\",\"a\",VLOOKUP(Inventory!$C45,$B$3:$C$6,2,FALSE))","v":"a"},{"$f":"IF(AND($Z38=\"b\",Inventory!$I45=\"\"),\"a\",IF(AND($Z38=\"b\",Inventory!$I45<>\"\"),VLOOKUP(Inventory!$I45,$E$3:$F$12,2,FALSE),IF(AND(OR($Z38=\"c\",$Z38=\"d\"),Inventory!$AB45=\"\"),\"a\",IF(AND(OR($Z38=\"c\",$Z38=\"d\"),Inventory!$AB45<>\"\"),VLOOKUP(Inventory!$AB45,$E$3:$F$12,2,FALSE),\"a\"))))","v":"a"},{"$f":"IF(OR(AND($AA38<>\"b\",$AA38<>\"c\"),$AF38=0,$AF38>=(65000/12000),Inventory!$AC45=\"\"),\"a\",VLOOKUP(Inventory!$AC45,$H$3:$I$5,2,FALSE))","v":"a"},{"$f":"IF(AND(AA38<>\"I\",AA38<>\"j\"),\"a\",IF(AND(OR(Z38=\"b\",Z38=\"c\",Z38=\"d\"),Inventory!AD45=\"\"),\"a\",IF(AND(OR(Z38=\"b\",Z38=\"c\",Z38=\"d\"),Inventory!AD45<>\"\"),VLOOKUP(Inventory!AD45,$K$3:$L$5,2,FALSE),\"a\")))","v":"a"},{"$f":"IF(AND($AA38<>\"i\",$AA38<>\"j\"),\"a\",IF(AND($Z38=\"b\",Inventory!$L45=\"\"),\"a\",IF(AND($Z38=\"b\",Inventory!$L45<>\"\"),VLOOKUP(Inventory!$L45,$N$3:$O$6,2,FALSE),IF(AND(OR($Z38=\"c\",$Z38=\"d\"),Inventory!$AE45=\"\"),\"a\",IF(AND(OR($Z38=\"c\",$Z38=\"d\"),Inventory!$AE45<>\"\"),VLOOKUP(Inventory!$AE45,$N$3:$O$6,2,FALSE),\"a\")))))","v":"a"},{"$f":"IF(OR(AND($AA38<>\"e\",$AA38<>\"f\"),$AF38=0,Inventory!$AG45=\"\"),\"a\",VLOOKUP(Inventory!$AG45,$Q$3:$R$5,2,FALSE))","v":"a"},{"$f":"IF(OR(Inventory!C45=\"New Construction\",Inventory!C45=\"Replace-on-Burnout\"),Inventory!AT45,IF(Inventory!C45=\"Early Retirement\",Inventory!AS45,0))","v":0},"","","","","","","","","","","","",0,"aaaaaa0","No","No",{"$f":"IF($Z38=\"a\",0,IF($Z38=\"b\",Inventory!$M45,Inventory!$AH45))","v":0},{"$f":"IF(OR($Z38=\"a\",AND($AU38=\"No\",$AV38=\"No\")),0,IF(AND($Z38=\"b\",Inventory!$O45=\"Btu/hr\"),Inventory!$N45,IF(AND($Z38=\"b\",Inventory!$O45=\"Tons\"),Inventory!$N45*12000,IF(AND(OR($Z38=\"c\",$Z38=\"d\"),Inventory!$AJ45=\"Btu/hr\"),Inventory!$AI45,IF(AND(OR($Z38=\"c\",$Z38=\"d\"),Inventory!$AJ45=\"Tons\"),Inventory!$AI45*12000,0)))))","v":0},0,0,"EER",0,"kW/ton",{"$f":"IF(OR($Z38=\"a\",$AV38=\"No\"),0,IF(AND($Z38=\"b\",Inventory!$Q45=\"Btu/hr\"),Inventory!$P45,IF(AND($Z38=\"b\",Inventory!$Q45=\"Tons\"),Inventory!$P45*12000,IF(AND(OR($Z38=\"c\",$Z38=\"d\"),Inventory!$AL45=\"Btu/hr\"),Inventory!$AK45,IF(AND(OR($Z38=\"c\",$Z38=\"d\"),Inventory!$AL45=\"Tons\"),Inventory!$AK45*12000,0)))))","v":0},0,0,"COP","No",{"$f":"IF(OR(Inventory!$J45=\"\",$BH38=\"No\"),\"-\",Inventory!$J45)","v":"-"},{"$f":"IFERROR(VLOOKUP($BI38,'Early Retirement'!$B$6:$C$32,2,FALSE),\"-\")","v":"-"},{"$f":"IF(OR($Z38<>\"b\",AND($AA38<>\"b\",$AA38<>\"c\")),\"n\",IF(AND($AS38<>1,$AS38<>2,$AS38<>7,$AS38<>8),\"n\",IF(Inventory!$K45=\"Split\",\"s\",IF(Inventory!$K45=\"Packaged\",\"p\",\"n\"))))","v":"n"},{"$f":"IF(AND($AA38<>\"i\",$AA38<>\"j\"),\"n\",IF(Inventory!$L45=\"Centrifugal\",\"c\",\"n\"))","v":"n"},"-","-",{"$f":"IFERROR(INDEX('Early Retirement'!$C$4:$AC$32,$BJ38,$BN38),0)","v":0},{"$f":"IFERROR(HLOOKUP($BN38,'Early Retirement'!$D$4:$AC$5,2,FALSE),0)","v":0},{"$f":"IFERROR(INDEX('Early Retirement'!$AE$4:$BE$32,$BJ38,$BN38),0)","v":0},{"$f":"IFERROR(HLOOKUP($BN38,'Early Retirement'!$AF$4:$BE$5,2,FALSE),0)","v":0},0,0,"kW/ton",{"$f":"IFERROR(INDEX('Early Retirement'!$BG$4:$CG$32,$BJ38,$BN38),0)","v":0},{"$f":"IFERROR(HLOOKUP($BN38,'Early Retirement'!$BH$4:$CH$5,2,FALSE),0)","v":0},0,"COP","Yes",0,0,"kW/ton",0,"COP",0,0,"kW/ton",0,"COP",null,"cdaaaa16",11,"EER",12.9,"IEER",1.0909090909090908,0.93023255813953487,"kW/ton",null,null,null,null,"VRF AC Air Cooled",0,0,0,20]
[null,null,null,null,null,null,null,null,null,null,null,null,null,null,null,null,null,null,null,null,150,300,37,null,37,{"$f":"IF(Inventory!$C46=\"\",\"a\",VLOOKUP(Inventory!$C46,$B$3:$C$6,2,FALSE))","v":"a"},{"$f":"IF(AND($Z39=\"b\",Inventory!$I46=\"\"),\"a\",IF(AND($Z39=\"b\",Inventory!$I46<>\"\"),VLOOKUP(Inventory!$I46,$E$3:$F$12,2,FALSE),IF(AND(OR($Z39=\"c\",$Z39=\"d\"),Inventory!$AB46=\"\"),\"a\",IF(AND(OR($Z39=\"c\",$Z39=\"d\"),Inventory!$AB46<>\"\"),VLOOKUP(Inventory!$AB46,$E$3:$F$12,2,FALSE),\"a\"))))","v":"a"},{"$f":"IF(OR(AND($AA39<>\"b\",$AA39<>\"c\"),$AF39=0,$AF39>=(65000/12000),Inventory!$AC46=\"\"),\"a\",VLOOKUP(Inventory!$AC46,$H$3:$I$5,2,FALSE))","v":"a"},{"$f":"IF(AND(AA39<>\"I\",AA39<>\"j\"),\"a\",IF(AND(OR(Z39=\"b\",Z39=\"c\",Z39=\"d\"),Inventory!AD46=\"\"),\"a\",IF(AND(OR(Z39=\"b\",Z39=\"c\",Z39=\"d\"),Inventory!AD46<>\"\"),VLOOKUP(Inventory!AD46,$K$3:$L$5,2,FALSE),\"a\")))","v":"a"},{"$f":"IF(AND($AA39<>\"i\",$AA39<>\"j\"),\"a\",IF(AND($Z39=\"b\",Inventory!$L46=\"\"),\"a\",IF(AND($Z39=\"b\",Inventory!$L46<>\"\"),VLOOKUP(Inventory!$L46,$N$3:$O$6,2,FALSE),IF(AND(OR($Z39=\"c\",$Z39=\"d\"),Inventory!$AE46=\"\"),\"a\",IF(AND(OR($Z39=\"c\",$Z39=\"d\"),Inventory!$AE46<>\"\"),VLOOKUP(Inventory!$AE46,$N$3:$O$6,2,FALSE),\"a\")))))","v":"a"},{"$f":"IF(OR(AND($AA39<>\"e\",$AA39<>\"f\"),$AF39=0,Inventory!$AG46=\"\"),\"a\",VLOOKUP(Inventory!$AG46,$Q$3:$R$5,2,FALSE))","v":"a"},{"$f":"IF(OR(Inventory!C46=\"New Construction\",Inventory!C46=\"Replace-on-Burnout\"),Inventory!AT46,IF(Inventory!C46=\"Early Retirement\",Inventory!AS46,0))","v":0},"","","","","","","","","","","","",0,"aaaaaa0","No","No",{"$f":"IF($Z39=\"a\",0,IF($Z39=\"b\",Inventory!$M46,Inventory!$AH46))","v":0},{"$f":"IF(OR($Z39=\"a\",AND($AU39=\"No\",$AV39=\"No\")),0,IF(AND($Z39=\"b\",Inventory!$O46=\"Btu/hr\"),Inventory!$N46,IF(AND($Z39=\"b\",Inventory!$O46=\"Tons\"),Inventory!$N46*12000,IF(AND(OR($Z39=\"c\",$Z39=\"d\"),Inventory!$AJ46=\"Btu/hr\"),Inventory!$AI46,IF(AND(OR($Z39=\"c\",$Z39=\"d\"),Inventory!$AJ46=\"Tons\"),Inventory!$AI46*12000,0)))))","v":0},0,0,"EER",0,"kW/ton",{"$f":"IF(OR($Z39=\"a\",$AV39=\"No\"),0,IF(AND($Z39=\"b\",Inventory!$Q46=\"Btu/hr\"),Inventory!$P46,IF(AND($Z39=\"b\",Inventory!$Q46=\"Tons\"),Inventory!$P46*12000,IF(AND(OR($Z39=\"c\",$Z39=\"d\"),Inventory!$AL46=\"Btu/hr\"),Inventory!$AK46,IF(AND(OR($Z39=\"c\",$Z39=\"d\"),Inventory!$AL46=\"Tons\"),Inventory!$AK46*12000,0)))))","v":0},0,0,"COP","No",{"$f":"IF(OR(Inventory!$J46=\"\",$BH39=\"No\"),\"-\",Inventory!$J46)","v":"-"},{"$f":"IFERROR(VLOOKUP($BI39,'Early Retirement'!$B$6:$C$32,2,FALSE),\"-\")","v":"-"},{"$f":"IF(OR($Z39<>\"b\",AND($AA39<>\"b\",$AA39<>\"c\")),\"n\",IF(AND($AS39<>1,$AS39<>2,$AS39<>7,$AS39<>8),\"n\",IF(Inventory!$K46=\"Split\",\"s\",IF(Inventory!$K46=\"Packaged\",\"p\",\"n\"))))","v":"n"},{"$f":"IF(AND($AA39<>\"i\",$AA39<>\"j\"),\"n\",IF(Inventory!$L46=\"Centrifugal\",\"c\",\"n\"))","v":"n"},"-","-",{"$f":"IFERROR(INDEX('Early Retirement'!$C$4:$AC$32,$BJ39,$BN39),0)","v":0},{"$f":"IFERROR(HLOOKUP($BN39,'Early Retirement'!$D$4:$AC$5,2,FALSE),0)","v":0},{"$f":"IFERROR(INDEX('Early Retirement'!$AE$4:$BE$32,$BJ39,$BN39),0)","v":0},{"$f":"IFERROR(HLOOKUP($BN39,'Early Retirement'!$AF$4:$BE$5,2,FALSE),0)","v":0},0,0,"kW/ton",{"$f":"IFERROR(INDEX('Early Retirement'!$BG$4:$CG$32,$BJ39,$BN39),0)","v":0},{"$f":"IFERROR(HLOOKUP($BN39,'Early Retirement'!$BH$4:$CH$5,2,FALSE),0)","v":0},0,"COP","Yes",0,0,"kW/ton",0,"COP",0,0,"kW/ton",0,"COP",null,"cdaaaa17",10,"EER",11.6,"IEER",1.2,1.0344827586206897,"kW/ton",null,null,null,null,"VRF AC Air Cooled",0,0,0,63.333333333333336]
[null,null,null,null,null,null,null,null,null,null,null,null,null,null,null,null,null,null,null,null,300,600,38,null,38,{"$f":"IF(Inventory!$C47=\"\",\"a\",VLOOKUP(Inventory!$C47,$B$3:$C$6,2,FALSE))","v":"a"},{"$f":"IF(AND($Z40=\"b\",Inventory!$I47=\"\"),\"a\",IF(AND($Z40=\"b\",Inventory!$I47<>\"\"),VLOOKUP(Inventory!$I47,$E$3:$F$12,2,FALSE),IF(AND(OR($Z40=\"c\",$Z40=\"d\"),Inventory!$AB47=\"\"),\"a\",IF(AND(OR($Z40=\"c\",$Z40=\"d\"),Inventory!$AB47<>\"\"),VLOOKUP(Inventory!$AB47,$E$3:$F$12,2,FALSE),\"a\"))))","v":"a"},{"$f":"IF(OR(AND($AA40<>\"b\",$AA40<>\"c\"),$AF40=0,$AF40>=(65000/12000),Inventory!$AC47=\"\"),\"a\",VLOOKUP(Inventory!$AC47,$H$3:$I$5,2,FALSE))","v":"a"},{"$f":"IF(AND(AA40<>\"I\",AA40<>\"j\"),\"a\",IF(AND(OR(Z40=\"b\",Z40=\"c\",Z40=\"d\"),Inventory!AD47=\"\"),\"a\",IF(AND(OR(Z40=\"b\",Z40=\"c\",Z40=\"d\"),Inventory!AD47<>\"\"),VLOOKUP(Inventory!AD47,$K$3:$L$5,2,FALSE),\"a\")))","v":"a"},{"$f":"IF(AND($AA40<>\"i\",$AA40<>\"j\"),\"a\",IF(AND($Z40=\"b\",Inventory!$L47=\"\"),\"a\",IF(AND($Z40=\"b\",Inventory!$L47<>\"\"),VLOOKUP(Inventory!$L47,$N$3:$O$6,2,FALSE),IF(AND(OR($Z40=\"c\",$Z40=\"d\"),Inventory!$AE47=\"\"),\"a\",IF(AND(OR($Z40=\"c\",$Z40=\"d\"),Inventory!$AE47<>\"\"),VLOOKUP(Inventory!$AE47,$N$3:$O$6,2,FALSE),\"a\")))))","v":"a"},{"$f":"IF(OR(AND($AA40<>\"e\",$AA40<>\"f\"),$AF40=0,Inventory!$AG47=\"\"),\"a\",VLOOKUP(Inventory!$AG47,$Q$3:$R$5,2,FALSE))","v":"a"},{"$f":"IF(OR(Inventory!C47=\"New Construction\",Inventory!C47=\"Replace-on-Burnout\"),Inventory!AT47,IF(Inventory!C47=\"Early Retirement\",Inventory!AS47,0))","v":0},"","","","","","","","","","","","",0,"aaaaaa0","No","No",{"$f":"IF($Z40=\"a\",0,IF($Z40=\"b\",Inventory!$M47,Inventory!$AH47))","v":0},{"$f":"IF(OR($Z40=\"a\",AND($AU40=\"No\",$AV40=\"No\")),0,IF(AND($Z40=\"b\",Inventory!$O47=\"Btu/hr\"),Inventory!$N47,IF(AND($Z40=\"b\",Inventory!$O47=\"Tons\"),Inventory!$N47*12000,IF(AND(OR($Z40=\"c\",$Z40=\"d\"),Inventory!$AJ47=\"Btu/hr\"),Inventory!$AI47,IF(AND(OR($Z40=\"c\",$Z40=\"d\"),Inventory!$AJ47=\"Tons\"),Inventory!$AI47*12000,0)))))","v":0},0,0,"EER",0,"kW/ton",{"$f":"IF(OR($Z40=\"a\",$AV40=\"No\"),0,IF(AND($Z40=\"b\",Inventory!$Q47=\"Btu/hr\"),Inventory!$P47,IF(AND($Z40=\"b\",Inventory!$Q47=\"Tons\"),Inventory!$P47*12000,IF(AND(OR($Z40=\"c\",$Z40=\"d\"),Inventory!$AL47=\"Btu/hr\"),Inventory!$AK47,IF(AND(OR($Z40=\"c\",$Z40=\"d\"),Inventory!$AL47=\"Tons\"),Inventory!$AK47*12000,0)))))","v":0},0,0,"COP","No",{"$f":"IF(OR(Inventory!$J47=\"\",$BH40=\"No\"),\"-\",Inventory!$J47)","v":"-"},{"$f":"IFERROR(VLOOKUP($BI40,'Early Retirement'!$B$6:$C$32,2,FALSE),\"-\")","v":"-"},{"$f":"IF(OR($Z40<>\"b\",AND($AA40<>\"b\",$AA40<>\"c\")),\"n\",IF(AND($AS40<>1,$AS40<>2,$AS40<>7,$AS40<>8),\"n\",IF(Inventory!$K47=\"Split\",\"s\",IF(Inventory!$K47=\"Packaged\",\"p\",\"n\"))))","v":"n"},{"$f":"IF(AND($AA40<>\"i\",$AA40<>\"j\"),\"n\",IF(Inventory!$L47=\"Centrifugal\",\"c\",\"n\"))","v":"n"},"-","-",{"$f":"IFERROR(INDEX('Early Retirement'!$C$4:$AC$32,$BJ40,$BN40),0)","v":0},{"$f":"IFERROR(HLOOKUP($BN40,'Early Retirement'!$D$4:$AC$5,2,FALSE),0)","v":0},{"$f":"IFERROR(INDEX('Early Retirement'!$AE$4:$BE$32,$BJ40,$BN40),0)","v":0},{"$f":"IFERROR(HLOOKUP($BN40,'Early Retirement'!$AF$4:$BE$5,2,FALSE),0)","v":0},0,0,"kW/ton",{"$f":"IFERROR(INDEX('Early Retirement'!$BG$4:$CG$32,$BJ40,$BN40),0)","v":0},{"$f":"IFERROR(HLOOKUP($BN40,'Early Retirement'!$BH$4:$CH$5,2,FALSE),0)","v":0},0,"COP","Yes",0,0,"kW/ton",0,"COP",0,0,"kW/ton",0,"COP",null,"cdaaaa18",10,"EER",11.6,"IEER",1.2,1.0344827586206897,"kW/ton",null,null,null,null,"VRF AC Air Cooled",0,0,0,0]
[null,null,null,null,null,null,null,null,null,null,null,null,null,null,null,null,null,null,null,null,600,null,39,null,39,{"$f":"IF(Inventory!$C48=\"\",\"a\",VLOOKUP(Inventory!$C48,$B$3:$C$6,2,FALSE))","v":"a"},{"$f":"IF(AND($Z41=\"b\",Inventory!$I48=\"\"),\"a\",IF(AND($Z41=\"b\",Inventory!$I48<>\"\"),VLOOKUP(Inventory!$I48,$E$3:$F$12,2,FALSE),IF(AND(OR($Z41=\"c\",$Z41=\"d\"),Inventory!$AB48=\"\"),\"a\",IF(AND(OR($Z41=\"c\",$Z41=\"d\"),Inventory!$AB48<>\"\"),VLOOKUP(Inventory!$AB48,$E$3:$F$12,2,FALSE),\"a\"))))","v":"a"},{"$f":"IF(OR(AND($AA41<>\"b\",$AA41<>\"c\"),$AF41=0,$AF41>=(65000/12000),Inventory!$AC48=\"\"),\"a\",VLOOKUP(Inventory!$AC48,$H$3:$I$5,2,FALSE))","v":"a"},{"$f":"IF(AND(AA41<>\"I\",AA41<>\"j\"),\"a\",IF(AND(OR(Z41=\"b\",Z41=\"c\",Z41=\"d\"),Inventory!AD48=\"\"),\"a\",IF(AND(OR(Z41=\"b\",Z41=\"c\",Z41=\"d\"),Inventory!AD48<>\"\"),VLOOKUP(Inventory!AD48,$K$3:$L$5,2,FALSE),\"a\")))","v":"a"},{"$f":"IF(AND($AA41<>\"i\",$AA41<>\"j\"),\"a\",IF(AND($Z41=\"b\",Inventory!$L48=\"\"),\"a\",IF(AND($Z41=\"b\",Inventory!$L48<>\"\"),VLOOKUP(Inventory!$L48,$N$3:$O$6,2,FALSE),IF(AND(OR($Z41=\"c\",$Z41=\"d\"),Inventory!$AE48=\"\"),\"a\",IF(AND(OR($Z41=\"c\",$Z41=\"d\"),Inventory!$AE48<>\"\"),VLOOKUP(Inventory!$AE48,$N$3:$O$6,2,FALSE),\"a\")))))","v":"a"},{"$f":"IF(OR(AND($AA41<>\"e\",$AA41<>\"f\"),$AF41=0,Inventory!$AG48=\"\"),\"a\",VLOOKUP(Inventory!$AG48,$Q$3:$R$5,2,FALSE))","v":"a"},{"$f":"IF(OR(Inventory!C48=\"New Construction\",Inventory!C48=\"Replace-on-Burnout\"),Inventory!AT48,IF(Inventory!C48=\"Early Retirement\",Inventory!AS48,0))","v":0},"","","","","","","","","","","","",0,"aaaaaa0","No","No",{"$f":"IF($Z41=\"a\",0,IF($Z41=\"b\",Inventory!$M48,Inventory!$AH48))","v":0},{"$f":"IF(OR($Z41=\"a\",AND($AU41=\"No\",$AV41=\"No\")),0,IF(AND($Z41=\"b\",Inventory!$O48=\"Btu/hr\"),Inventory!$N48,IF(AND($Z41=\"b\",Inventory!$O48=\"Tons\"),Inventory!$N48*12000,IF(AND(OR($Z41=\"c\",$Z41=\"d\"),Inventory!$AJ48=\"Btu/hr\"),Inventory!$AI48,IF(AND(OR($Z41=\"c\",$Z41=\"d\"),Inventory!$AJ48=\"Tons\"),Inventory!$AI48*12000,0)))))","v":0},0,0,"EER",0,"kW/ton",{"$f":"IF(OR($Z41=\"a\",$AV41=\"No\"),0,IF(AND($Z41=\"b\",Inventory!$Q48=\"Btu/hr\"),Inventory!$P48,IF(AND($Z41=\"b\",Inventory!$Q48=\"Tons\"),Inventory!$P48*12000,IF(AND(OR($Z41=\"c\",$Z41=\"d\"),Inventory!$AL48=\"Btu/hr\"),Inventory!$AK48,IF(AND(OR($Z41=\"c\",$Z41=\"d\"),Inventory!$AL48=\"Tons\"),Inventory!$AK48*12000,0)))))","v":0},0,0,"COP","No",{"$f":"IF(OR(Inventory!$J48=\"\",$BH41=\"No\"),\"-\",Inventory!$J48)","v":"-"},{"$f":"IFERROR(VLOOKUP($BI41,'Early Retirement'!$B$6:$C$32,2,FALSE),\"-\")","v":"-"},{"$f":"IF(OR($Z41<>\"b\",AND($AA41<>\"b\",$AA41<>\"c\")),\"n\",IF(AND($AS41<>1,$AS41<>2,$AS41<>7,$AS41<>8),\"n\",IF(Inventory!$K48=\"Split\",\"s\",IF(Inventory!$K48=\"Packaged\",\"p\",\"n\"))))","v":"n"},{"$f":"IF(AND($AA41<>\"i\",$AA41<>\"j\"),\"n\",IF(Inventory!$L48=\"Centrifugal\",\"c\",\"n\"))","v":"n"},"-","-",{"$f":"IFERROR(INDEX('Early Retirement'!$C$4:$AC$32,$BJ41,$BN41),0)","v":0},{"$f":"IFERROR(HLOOKUP($BN41,'Early Retirement'!$D$4:$AC$5,2,FALSE),0)","v":0},{"$f":"IFERROR(INDEX('Early Retirement'!$AE$4:$BE$32,$BJ41,$BN41),0)","v":0},{"$f":"IFERROR(HLOOKUP($BN41,'Early Retirement'!$AF$4:$BE$5,2,FALSE),0)","v":0},0,0,"kW/ton",{"$f":"IFERROR(INDEX('Early Retirement'!$BG$4:$CG$32,$BJ41,$BN41),0)","v":0},{"$f":"IFERROR(HLOOKUP($BN41,'Early Retirement'!$BH$4:$CH$5,2,FALSE),0)","v":0},0,"COP","Yes",0,0,"kW/ton",0,"COP",0,0,"kW/ton",0,"COP",null,"ceaaac19",11.2,"EER",13,"SEER",1.0714285714285714,0.92307692307692313,"kW/ton",7.7,"HSPF",{"$f":"CT41/3.412","v":2.2567409144196953},"COP","VRF HP Air Cooled",0,0,0,3.75]
[null,null,null,null,null,null,null,null,null,null,null,null,null,null,null,null,null,null,null,"Water Cooled\nCentrifigal",0,75,40,null,40,{"$f":"IF(Inventory!$C49=\"\",\"a\",VLOOKUP(Inventory!$C49,$B$3:$C$6,2,FALSE))","v":"a"},{"$f":"IF(AND($Z42=\"b\",Inventory!$I49=\"\"),\"a\",IF(AND($Z42=\"b\",Inventory!$I49<>\"\"),VLOOKUP(Inventory!$I49,$E$3:$F$12,2,FALSE),IF(AND(OR($Z42=\"c\",$Z42=\"d\"),Inventory!$AB49=\"\"),\"a\",IF(AND(OR($Z42=\"c\",$Z42=\"d\"),Inventory!$AB49<>\"\"),VLOOKUP(Inventory!$AB49,$E$3:$F$12,2,FALSE),\"a\"))))","v":"a"},{"$f":"IF(OR(AND($AA42<>\"b\",$AA42<>\"c\"),$AF42=0,$AF42>=(65000/12000),Inventory!$AC49=\"\"),\"a\",VLOOKUP(Inventory!$AC49,$H$3:$I$5,2,FALSE))","v":"a"},{"$f":"IF(AND(AA42<>\"I\",AA42<>\"j\"),\"a\",IF(AND(OR(Z42=\"b\",Z42=\"c\",Z42=\"d\"),Inventory!AD49=\"\"),\"a\",IF(AND(OR(Z42=\"b\",Z42=\"c\",Z42=\"d\"),Inventory!AD49<>\"\"),VLOOKUP(Inventory!AD49,$K$3:$L$5,2,FALSE),\"a\")))","v":"a"},{"$f":"IF(AND($AA42<>\"i\",$AA42<>\"j\"),\"a\",IF(AND($Z42=\"b\",Inventory!$L49=\"\"),\"a\",IF(AND($Z42=\"b\",Inventory!$L49<>\"\"),VLOOKUP(Inventory!$L49,$N$3:$O$6,2,FALSE),IF(AND(OR($Z42=\"c\",$Z42=\"d\"),Inventory!$AE49=\"\"),\"a\",IF(AND(OR($Z42=\"c\",$Z42=\"d\"),Inventory!$AE49<>\"\"),VLOOKUP(Inventory!$AE49,$N$3:$O$6,2,FALSE),\"a\")))))","v":"a"},{"$f":"IF(OR(AND($AA42<>\"e\",$AA42<>\"f\"),$AF42=0,Inventory!$AG49=\"\"),\"a\",VLOOKUP(Inventory!$AG49,$Q$3:$R$5,2,FALSE))","v":"a"},{"$f":"IF(OR(Inventory!C49=\"New Construction\",Inventory!C49=\"Replace-on-Burnout\"),Inventory!AT49,IF(Inventory!C49=\"Early Retirement\",Inventory!AS49,0))","v":0},"","","","","","","","","","","","",0,"aaaaaa0","No","No",{"$f":"IF($Z42=\"a\",0,IF($Z42=\"b\",Inventory!$M49,Inventory!$AH49))","v":0},{"$f":"IF(OR($Z42=\"a\",AND($AU42=\"No\",$AV42=\"No\")),0,IF(AND($Z42=\"b\",Inventory!$O49=\"Btu/hr\"),Inventory!$N49,IF(AND($Z42=\"b\",Inventory!$O49=\"Tons\"),Inventory!$N49*12000,IF(AND(OR($Z42=\"c\",$Z42=\"d\"),Inventory!$AJ49=\"Btu/hr\"),Inventory!$AI49,IF(AND(OR($Z42=\"c\",$Z42=\"d\"),Inventory!$AJ49=\"Tons\"),Inventory!$AI49*12000,0)))))","v":0},0,0,"EER",0,"kW/ton",{"$f":"IF(OR($Z42=\"a\",$AV42=\"No\"),0,IF(AND($Z42=\"b\",Inventory!$Q49=\"Btu/hr\"),Inventory!$P49,IF(AND($Z42=\"b\",Inventory!$Q49=\"Tons\"),Inventory!$P49*12000,IF(AND(OR($Z42=\"c\",$Z42=\"d\"),Inventory!$AL49=\"Btu/hr\"),Inventory!$AK49,IF(AND(OR($Z42=\"c\",$Z42=\"d\"),Inventory!$AL49=\"Tons\"),Inventory!$AK49*12000,0)))))","v":0},0,0,"COP","No",{"$f":"IF(OR(Inventory!$J49=\"\",$BH42=\"No\"),\"-\",Inventory!$J49)","v":"-"},{"$f":"IFERROR(VLOOKUP($BI42,'Early Retirement'!$B$6:$C$32,2,FALSE),\"-\")","v":"-"},{"$f":"IF(OR($Z42<>\"b\",AND($AA42<>\"b\",$AA42<>\"c\")),\"n\",IF(AND($AS42<>1,$AS42<>2,$AS42<>7,$AS42<>8),\"n\",IF(Inventory!$K49=\"Split\",\"s\",IF(Inventory!$K49=\"Packaged\",\"p\",\"n\"))))","v":"n"},{"$f":"IF(AND($AA42<>\"i\",$AA42<>\"j\"),\"n\",IF(Inventory!$L49=\"Centrifugal\",\"c\",\"n\"))","v":"n"},"-","-",{"$f":"IFERROR(INDEX('Early Retirement'!$C$4:$AC$32,$BJ42,$BN42),0)","v":0},{"$f":"IFERROR(HLOOKUP($BN42,'Early Retirement'!$D$4:$AC$5,2,FALSE),0)","v":0},{"$f":"IFERROR(INDEX('Early Retirement'!$AE$4:$BE$32,$BJ42,$BN42),0)","v":0},{"$f":"IFERROR(HLOOKUP($BN42,'Early Retirement'!$AF$4:$BE$5,2,FALSE),0)","v":0},0,0,"kW/ton",{"$f":"IFERROR(INDEX('Early Retirement'!$BG$4:$CG$32,$BJ42,$BN42),0)","v":0},{"$f":"IFERROR(HLOOKUP($BN42,'Early Retirement'!$BH$4:$CH$5,2,FALSE),0)","v":0},0,"COP","Yes",0,0,"kW/ton",0,"COP",0,0,"kW/ton",0,"COP",null,"ceaaab19",11.2,"EER",13,"SEER",1.0714285714285714,0.92307692307692313,"kW/ton",7.7,"HSPF",{"$f":"CT42/3.412","v":2.2567409144196953},"COP","VRF HP Air Cooled",0,0,0,3.75]
[null,null,null,null,null,null,null,null,null,null,null,null,null,null,null,null,null,null,null,null,75,150,41,null,41,{"$f":"IF(Inventory!$C50=\"\",\"a\",VLOOKUP(Inventory!$C50,$B$3:$C$6,2,FALSE))","v":"a"},{"$f":"IF(AND($Z43=\"b\",Inventory!$I50=\"\"),\"a\",IF(AND($Z43=\"b\",Inventory!$I50<>\"\"),VLOOKUP(Inventory!$I50,$E$3:$F$12,2,FALSE),IF(AND(OR($Z43=\"c\",$Z43=\"d\"),Inventory!$AB50=\"\"),\"a\",IF(AND(OR($Z43=\"c\",$Z43=\"d\"),Inventory!$AB50<>\"\"),VLOOKUP(Inventory!$AB50,$E$3:$F$12,2,FALSE),\"a\"))))","v":"a"},{"$f":"IF(OR(AND($AA43<>\"b\",$AA43<>\"c\"),$AF43=0,$AF43>=(65000/12000),Inventory!$AC50=\"\"),\"a\",VLOOKUP(Inventory!$AC50,$H$3:$I$5,2,FALSE))","v":"a"},{"$f":"IF(AND(AA43<>\"I\",AA43<>\"j\"),\"a\",IF(AND(OR(Z43=\"b\",Z43=\"c\",Z43=\"d\"),Inventory!AD50=\"\"),\"a\",IF(AND(OR(Z43=\"b\",Z43=\"c\",Z43=\"d\"),Inventory!AD50<>\"\"),VLOOKUP(Inventory!AD50,$K$3:$L$5,2,FALSE),\"a\")))","v":"a"},{"$f":"IF(AND($AA43<>\"i\",$AA43<>\"j\"),\"a\",IF(AND($Z43=\"b\",Inventory!$L50=\"\"),\"a\",IF(AND($Z43=\"b\",Inventory!$L50<>\"\"),VLOOKUP(Inventory!$L50,$N$3:$O$6,2,FALSE),IF(AND(OR($Z43=\"c\",$Z43=\"d\"),Inventory!$AE50=\"\"),\"a\",IF(AND(OR($Z43=\"c\",$Z43=\"d\"),Inventory!$AE50<>\"\"),VLOOKUP(Inventory!$AE50,$N$3:$O$6,2,FALSE),\"a\")))))","v":"a"},{"$f":"IF(OR(AND($AA43<>\"e\",$AA43<>\"f\"),$AF43=0,Inventory!$AG50=\"\"),\"a\",VLOOKUP(Inventory!$AG50,$Q$3:$R$5,2,FALSE))","v":"a"},{"$f":"IF(OR(Inventory!C50=\"New Construction\",Inventory!C50=\"Replace-on-Burnout\"),Inventory!AT50,IF(Inventory!C50=\"Early Retirement\",Inventory!AS50,0))","v":0},"","","","","","","","","","","","",0,"aaaaaa0","No","No",{"$f":"IF($Z43=\"a\",0,IF($Z43=\"b\",Inventory!$M50,Inventory!$AH50))","v":0},{"$f":"IF(OR($Z43=\"a\",AND($AU43=\"No\",$AV43=\"No\")),0,IF(AND($Z43=\"b\",Inventory!$O50=\"Btu/hr\"),Inventory!$N50,IF(AND($Z43=\"b\",Inventory!$O50=\"Tons\"),Inventory!$N50*12000,IF(AND(OR($Z43=\"c\",$Z43=\"d\"),Inventory!$AJ50=\"Btu/hr\"),Inventory!$AI50,IF(AND(OR($Z43=\"c\",$Z43=\"d\"),Inventory!$AJ50=\"Tons\"),Inventory!$AI50*12000,0)))))","v":0},0,0,"EER",0,"kW/ton",{"$f":"IF(OR($Z43=\"a\",$AV43=\"No\"),0,IF(AND($Z43=\"b\",Inventory!$Q50=\"Btu/hr\"),Inventory!$P50,IF(AND($Z43=\"b\",Inventory!$Q50=\"Tons\"),Inventory!$P50*12000,IF(AND(OR($Z43=\"c\",$Z43=\"d\"),Inventory!$AL50=\"Btu/hr\"),Inventory!$AK50,IF(AND(OR($Z43=\"c\",$Z43=\"d\"),Inventory!$AL50=\"Tons\"),Inventory!$AK50*12000,0)))))","v":0},0,0,"COP","No",{"$f":"IF(OR(Inventory!$J50=\"\",$BH43=\"No\"),\"-\",Inventory!$J50)","v":"-"},{"$f":"IFERROR(VLOOKUP($BI43,'Early Retirement'!$B$6:$C$32,2,FALSE),\"-\")","v":"-"},{"$f":"IF(OR($Z43<>\"b\",AND($AA43<>\"b\",$AA43<>\"c\")),\"n\",IF(AND($AS43<>1,$AS43<>2,$AS43<>7,$AS43<>8),\"n\",IF(Inventory!$K50=\"Split\",\"s\",IF(Inventory!$K50=\"Packaged\",\"p\",\"n\"))))","v":"n"},{"$f":"IF(AND($AA43<>\"i\",$AA43<>\"j\"),\"n\",IF(Inventory!$L50=\"Centrifugal\",\"c\",\"n\"))","v":"n"},"-","-",{"$f":"IFERROR(INDEX('Early Retirement'!$C$4:$AC$32,$BJ43,$BN43),0)","v":0},{"$f":"IFERROR(HLOOKUP($BN43,'Early Retirement'!$D$4:$AC$5,2,FALSE),0)","v":0},{"$f":"IFERROR(INDEX('Early Retirement'!$AE$4:$BE$32,$BJ43,$BN43),0)","v":0},{"$f":"IFERROR(HLOOKUP($BN43,'Early Retirement'!$AF$4:$BE$5,2,FALSE),0)","v":0},0,0,"kW/ton",{"$f":"IFERROR(INDEX('Early Retirement'!$BG$4:$CG$32,$BJ43,$BN43),0)","v":0},{"$f":"IFERROR(HLOOKUP($BN43,'Early Retirement'!$BH$4:$CH$5,2,FALSE),0)","v":0},0,"COP","Yes",0,0,"kW/ton",0,"COP",0,0,"kW/ton",0,"COP",null,"ceaaac20",11.2,"EER",13,"SEER",1.0714285714285714,0.92307692307692313,"kW/ton",7.7,"HSPF",{"$f":"CT43/3.412","v":2.2567409144196953},"COP","VRF HP Air Cooled",0,0,0,5.416666666666667]
[null,null,null,null,null,null,null,null,null,null,null,null,null,null,null,null,null,null,null,null,150,300,42,null,42,{"$f":"IF(Inventory!$C51=\"\",\"a\",VLOOKUP(Inventory!$C51,$B$3:$C$6,2,FALSE))","v":"a"},{"$f":"IF(AND($Z44=\"b\",Inventory!$I51=\"\"),\"a\",IF(AND($Z44=\"b\",Inventory!$I51<>\"\"),VLOOKUP(Inventory!$I51,$E$3:$F$12,2,FALSE),IF(AND(OR($Z44=\"c\",$Z44=\"d\"),Inventory!$AB51=\"\"),\"a\",IF(AND(OR($Z44=\"c\",$Z44=\"d\"),Inventory!$AB51<>\"\"),VLOOKUP(Inventory!$AB51,$E$3:$F$12,2,FALSE),\"a\"))))","v":"a"},{"$f":"IF(OR(AND($AA44<>\"b\",$AA44<>\"c\"),$AF44=0,$AF44>=(65000/12000),Inventory!$AC51=\"\"),\"a\",VLOOKUP(Inventory!$AC51,$H$3:$I$5,2,FALSE))","v":"a"},{"$f":"IF(AND(AA44<>\"I\",AA44<>\"j\"),\"a\",IF(AND(OR(Z44=\"b\",Z44=\"c\",Z44=\"d\"),Inventory!AD51=\"\"),\"a\",IF(AND(OR(Z44=\"b\",Z44=\"c\",Z44=\"d\"),Inventory!AD51<>\"\"),VLOOKUP(Inventory!AD51,$K$3:$L$5,2,FALSE),\"a\")))","v":"a"},{"$f":"IF(AND($AA44<>\"i\",$AA44<>\"j\"),\"a\",IF(AND($Z44=\"b\",Inventory!$L51=\"\"),\"a\",IF(AND($Z44=\"b\",Inventory!$L51<>\"\"),VLOOKUP(Inventory!$L51,$N$3:$O$6,2,FALSE),IF(AND(OR($Z44=\"c\",$Z44=\"d\"),Inventory!$AE51=\"\"),\"a\",IF(AND(OR($Z44=\"c\",$Z44=\"d\"),Inventory!$AE51<>\"\"),VLOOKUP(Inventory!$AE51,$N$3:$O$6,2,FALSE),\"a\")))))","v":"a"},{"$f":"IF(OR(AND($AA44<>\"e\",$AA44<>\"f\"),$AF44=0,Inventory!$AG51=\"\"),\"a\",VLOOKUP(Inventory!$AG51,$Q$3:$R$5,2,FALSE))","v":"a"},{"$f":"IF(OR(Inventory!C51=\"New Construction\",Inventory!C51=\"Replace-on-Burnout\"),Inventory!AT51,IF(Inventory!C51=\"Early Retirement\",Inventory!AS51,0))","v":0},"","","","","","","","","","","","",0,"aaaaaa0","No","No",{"$f":"IF($Z44=\"a\",0,IF($Z44=\"b\",Inventory!$M51,Inventory!$AH51))","v":0},{"$f":"IF(OR($Z44=\"a\",AND($AU44=\"No\",$AV44=\"No\")),0,IF(AND($Z44=\"b\",Inventory!$O51=\"Btu/hr\"),Inventory!$N51,IF(AND($Z44=\"b\",Inventory!$O51=\"Tons\"),Inventory!$N51*12000,IF(AND(OR($Z44=\"c\",$Z44=\"d\"),Inventory!$AJ51=\"Btu/hr\"),Inventory!$AI51,IF(AND(OR($Z44=\"c\",$Z44=\"d\"),Inventory!$AJ51=\"Tons\"),Inventory!$AI51*12000,0)))))","v":0},0,0,"EER",0,"kW/ton",{"$f":"IF(OR($Z44=\"a\",$AV44=\"No\"),0,IF(AND($Z44=\"b\",Inventory!$Q51=\"Btu/hr\"),Inventory!$P51,IF(AND($Z44=\"b\",Inventory!$Q51=\"Tons\"),Inventory!$P51*12000,IF(AND(OR($Z44=\"c\",$Z44=\"d\"),Inventory!$AL51=\"Btu/hr\"),Inventory!$AK51,IF(AND(OR($Z44=\"c\",$Z44=\"d\"),Inventory!$AL51=\"Tons\"),Inventory!$AK51*12000,0)))))","v":0},0,0,"COP","No",{"$f":"IF(OR(Inventory!$J51=\"\",$BH44=\"No\"),\"-\",Inventory!$J51)","v":"-"},{"$f":"IFERROR(VLOOKUP($BI44,'Early Retirement'!$B$6:$C$32,2,FALSE),\"-\")","v":"-"},{"$f":"IF(OR($Z44<>\"b\",AND($AA44<>\"b\",$AA44<>\"c\")),\"n\",IF(AND($AS44<>1,$AS44<>2,$AS44<>7,$AS44<>8),\"n\",IF(Inventory!$K51=\"Split\",\"s\",IF(Inventory!$K51=\"Packaged\",\"p\",\"n\"))))","v":"n"},{"$f":"IF(AND($AA44<>\"i\",$AA44<>\"j\"),\"n\",IF(Inventory!$L51=\"Centrifugal\",\"c\",\"n\"))","v":"n"},"-","-",{"$f":"IFERROR(INDEX('Early Retirement'!$C$4:$AC$32,$BJ44,$BN44),0)","v":0},{"$f":"IFERROR(HLOOKUP($BN44,'Early Retirement'!$D$4:$AC$5,2,FALSE),0)","v":0},{"$f":"IFERROR(INDEX('Early Retirement'!$AE$4:$BE$32,$BJ44,$BN44),0)","v":0},{"$f":"IFERROR(HLOOKUP($BN44,'Early Retirement'!$AF$4:$BE$5,2,FALSE),0)","v":0},0,0,"kW/ton",{"$f":"IFERROR(INDEX('Early Retirement'!$BG$4:$CG$32,$BJ44,$BN44),0)","v":0},{"$f":"IFERROR(HLOOKUP($BN44,'Early Retirement'!$BH$4:$CH$5,2,FALSE),0)","v":0},0,"COP","Yes",0,0,"kW/ton",0,"COP",0,0,"kW/ton",0,"COP",null,"ceaaab20",11.2,"EER",13,"SEER",1.0714285714285714,0.92307692307692313,"kW/ton",7.7,"HSPF",{"$f":"CT44/3.412","v":2.2567409144196953},"COP","VRF HP Air Cooled",0,0,0,5.416666666666667]
[null,null,null,null,null,null,null,null,null,null,null,null,null,null,null,null,null,null,null,null,300,600,43,null,43,{"$f":"IF(Inventory!$C52=\"\",\"a\",VLOOKUP(Inventory!$C52,$B$3:$C$6,2,FALSE))","v":"a"},{"$f":"IF(AND($Z45=\"b\",Inventory!$I52=\"\"),\"a\",IF(AND($Z45=\"b\",Inventory!$I52<>\"\"),VLOOKUP(Inventory!$I52,$E$3:$F$12,2,FALSE),IF(AND(OR($Z45=\"c\",$Z45=\"d\"),Inventory!$AB52=\"\"),\"a\",IF(AND(OR($Z45=\"c\",$Z45=\"d\"),Inventory!$AB52<>\"\"),VLOOKUP(Inventory!$AB52,$E$3:$F$12,2,FALSE),\"a\"))))","v":"a"},{"$f":"IF(OR(AND($AA45<>\"b\",$AA45<>\"c\"),$AF45=0,$AF45>=(65000/12000),Inventory!$AC52=\"\"),\"a\",VLOOKUP(Inventory!$AC52,$H$3:$I$5,2,FALSE))","v":"a"},{"$f":"IF(AND(AA45<>\"I\",AA45<>\"j\"),\"a\",IF(AND(OR(Z45=\"b\",Z45=\"c\",Z45=\"d\"),Inventory!AD52=\"\"),\"a\",IF(AND(OR(Z45=\"b\",Z45=\"c\",Z45=\"d\"),Inventory!AD52<>\"\"),VLOOKUP(Inventory!AD52,$K$3:$L$5,2,FALSE),\"a\")))","v":"a"},{"$f":"IF(AND($AA45<>\"i\",$AA45<>\"j\"),\"a\",IF(AND($Z45=\"b\",Inventory!$L52=\"\"),\"a\",IF(AND($Z45=\"b\",Inventory!$L52<>\"\"),VLOOKUP(Inventory!$L52,$N$3:$O$6,2,FALSE),IF(AND(OR($Z45=\"c\",$Z45=\"d\"),Inventory!$AE52=\"\"),\"a\",IF(AND(OR($Z45=\"c\",$Z45=\"d\"),Inventory!$AE52<>\"\"),VLOOKUP(Inventory!$AE52,$N$3:$O$6,2,FALSE),\"a\")))))","v":"a"},{"$f":"IF(OR(AND($AA45<>\"e\",$AA45<>\"f\"),$AF45=0,Inventory!$AG52=\"\"),\"a\",VLOOKUP(Inventory!$AG52,$Q$3:$R$5,2,FALSE))","v":"a"},{"$f":"IF(OR(Inventory!C52=\"New Construction\",Inventory!C52=\"Replace-on-Burnout\"),Inventory!AT52,IF(Inventory!C52=\"Early Retirement\",Inventory!AS52,0))","v":0},"","","","","","","","","","","","",0,"aaaaaa0","No","No",{"$f":"IF($Z45=\"a\",0,IF($Z45=\"b\",Inventory!$M52,Inventory!$AH52))","v":0},{"$f":"IF(OR($Z45=\"a\",AND($AU45=\"No\",$AV45=\"No\")),0,IF(AND($Z45=\"b\",Inventory!$O52=\"Btu/hr\"),Inventory!$N52,IF(AND($Z45=\"b\",Inventory!$O52=\"Tons\"),Inventory!$N52*12000,IF(AND(OR($Z45=\"c\",$Z45=\"d\"),Inventory!$AJ52=\"Btu/hr\"),Inventory!$AI52,IF(AND(OR($Z45=\"c\",$Z45=\"d\"),Inventory!$AJ52=\"Tons\"),Inventory!$AI52*12000,0)))))","v":0},0,0,"EER",0,"kW/ton",{"$f":"IF(OR($Z45=\"a\",$AV45=\"No\"),0,IF(AND($Z45=\"b\",Inventory!$Q52=\"Btu/hr\"),Inventory!$P52,IF(AND($Z45=\"b\",Inventory!$Q52=\"Tons\"),Inventory!$P52*12000,IF(AND(OR($Z45=\"c\",$Z45=\"d\"),Inventory!$AL52=\"Btu/hr\"),Inventory!$AK52,IF(AND(OR($Z45=\"c\",$Z45=\"d\"),Inventory!$AL52=\"Tons\"),Inventory!$AK52*12000,0)))))","v":0},0,0,"COP","No",{"$f":"IF(OR(Inventory!$J52=\"\",$BH45=\"No\"),\"-\",Inventory!$J52)","v":"-"},{"$f":"IFERROR(VLOOKUP($BI45,'Early Retirement'!$B$6:$C$32,2,FALSE),\"-\")","v":"-"},{"$f":"IF(OR($Z45<>\"b\",AND($AA45<>\"b\",$AA45<>\"c\")),\"n\",IF(AND($AS45<>1,$AS45<>2,$AS45<>7,$AS45<>8),\"n\",IF(Inventory!$K52=\"Split\",\"s\",IF(Inventory!$K52=\"Packaged\",\"p\",\"n\"))))","v":"n"},{"$f":"IF(AND($AA45<>\"i\",$AA45<>\"j\"),\"n\",IF(Inventory!$L52=\"Centrifugal\",\"c\",\"n\"))","v":"n"},"-","-",{"$f":"IFERROR(INDEX('Early Retirement'!$C$4:$AC$32,$BJ45,$BN45),0)","v":0},{"$f":"IFERROR(HLOOKUP($BN45,'Early Retirement'!$D$4:$AC$5,2,FALSE),0)","v":0},{"$f":"IFERROR(INDEX('Early Retirement'!$AE$4:$BE$32,$BJ45,$BN45),0)","v":0},{"$f":"IFERROR(HLOOKUP($BN45,'Early Retirement'!$AF$4:$BE$5,2,FALSE),0)","v":0},0,0,"kW/ton",{"$f":"IFERROR(INDEX('Early Retirement'!$BG$4:$CG$32,$BJ45,$BN45),0)","v":0},{"$f":"IFERROR(HLOOKUP($BN45,'Early Retirement'!$BH$4:$CH$5,2,FALSE),0)","v":0},0,"COP","Yes",0,0,"kW/ton",0,"COP",0,0,"kW/ton",0,"COP",null,"ceaaac21",11,"EER",12.3,"IEER",1.0909090909090908,0.97560975609756095,"kW/ton",3.3,"COP",{"$f":"CT45","v":3.3},"COP","VRF HP Air Cooled",0,0,0,11.25]
[null,null,null,null,null,null,null,null,null,null,null,null,null,null,null,null,null,null,null,null,600,null,44,null,44,{"$f":"IF(Inventory!$C53=\"\",\"a\",VLOOKUP(Inventory!$C53,$B$3:$C$6,2,FALSE))","v":"a"},{"$f":"IF(AND($Z46=\"b\",Inventory!$I53=\"\"),\"a\",IF(AND($Z46=\"b\",Inventory!$I53<>\"\"),VLOOKUP(Inventory!$I53,$E$3:$F$12,2,FALSE),IF(AND(OR($Z46=\"c\",$Z46=\"d\"),Inventory!$AB53=\"\"),\"a\",IF(AND(OR($Z46=\"c\",$Z46=\"d\"),Inventory!$AB53<>\"\"),VLOOKUP(Inventory!$AB53,$E$3:$F$12,2,FALSE),\"a\"))))","v":"a"},{"$f":"IF(OR(AND($AA46<>\"b\",$AA46<>\"c\"),$AF46=0,$AF46>=(65000/12000),Inventory!$AC53=\"\"),\"a\",VLOOKUP(Inventory!$AC53,$H$3:$I$5,2,FALSE))","v":"a"},{"$f":"IF(AND(AA46<>\"I\",AA46<>\"j\"),\"a\",IF(AND(OR(Z46=\"b\",Z46=\"c\",Z46=\"d\"),Inventory!AD53=\"\"),\"a\",IF(AND(OR(Z46=\"b\",Z46=\"c\",Z46=\"d\"),Inventory!AD53<>\"\"),VLOOKUP(Inventory!AD53,$K$3:$L$5,2,FALSE),\"a\")))","v":"a"},{"$f":"IF(AND($AA46<>\"i\",$AA46<>\"j\"),\"a\",IF(AND($Z46=\"b\",Inventory!$L53=\"\"),\"a\",IF(AND($Z46=\"b\",Inventory!$L53<>\"\"),VLOOKUP(Inventory!$L53,$N$3:$O$6,2,FALSE),IF(AND(OR($Z46=\"c\",$Z46=\"d\"),Inventory!$AE53=\"\"),\"a\",IF(AND(OR($Z46=\"c\",$Z46=\"d\"),Inventory!$AE53<>\"\"),VLOOKUP(Inventory!$AE53,$N$3:$O$6,2,FALSE),\"a\")))))","v":"a"},{"$f":"IF(OR(AND($AA46<>\"e\",$AA46<>\"f\"),$AF46=0,Inventory!$AG53=\"\"),\"a\",VLOOKUP(Inventory!$AG53,$Q$3:$R$5,2,FALSE))","v":"a"},{"$f":"IF(OR(Inventory!C53=\"New Construction\",Inventory!C53=\"Replace-on-Burnout\"),Inventory!AT53,IF(Inventory!C53=\"Early Retirement\",Inventory!AS53,0))","v":0},"","","","","","","","","","","","",0,"aaaaaa0","No","No",{"$f":"IF($Z46=\"a\",0,IF($Z46=\"b\",Inventory!$M53,Inventory!$AH53))","v":0},{"$f":"IF(OR($Z46=\"a\",AND($AU46=\"No\",$AV46=\"No\")),0,IF(AND($Z46=\"b\",Inventory!$O53=\"Btu/hr\"),Inventory!$N53,IF(AND($Z46=\"b\",Inventory!$O53=\"Tons\"),Inventory!$N53*12000,IF(AND(OR($Z46=\"c\",$Z46=\"d\"),Inventory!$AJ53=\"Btu/hr\"),Inventory!$AI53,IF(AND(OR($Z46=\"c\",$Z46=\"d\"),Inventory!$AJ53=\"Tons\"),Inventory!$AI53*12000,0)))))","v":0},0,0,"EER",0,"kW/ton",{"$f":"IF(OR($Z46=\"a\",$AV46=\"No\"),0,IF(AND($Z46=\"b\",Inventory!$Q53=\"Btu/hr\"),Inventory!$P53,IF(AND($Z46=\"b\",Inventory!$Q53=\"Tons\"),Inventory!$P53*12000,IF(AND(OR($Z46=\"c\",$Z46=\"d\"),Inventory!$AL53=\"Btu/hr\"),Inventory!$AK53,IF(AND(OR($Z46=\"c\",$Z46=\"d\"),Inventory!$AL53=\"Tons\"),Inventory!$AK53*12000,0)))))","v":0},0,0,"COP","No",{"$f":"IF(OR(Inventory!$J53=\"\",$BH46=\"No\"),\"-\",Inventory!$J53)","v":"-"},{"$f":"IFERROR(VLOOKUP($BI46,'Early Retirement'!$B$6:$C$32,2,FALSE),\"-\")","v":"-"},{"$f":"IF(OR($Z46<>\"b\",AND($AA46<>\"b\",$AA46<>\"c\")),\"n\",IF(AND($AS46<>1,$AS46<>2,$AS46<>7,$AS46<>8),\"n\",IF(Inventory!$K53=\"Split\",\"s\",IF(Inventory!$K53=\"Packaged\",\"p\",\"n\"))))","v":"n"},{"$f":"IF(AND($AA46<>\"i\",$AA46<>\"j\"),\"n\",IF(Inventory!$L53=\"Centrifugal\",\"c\",\"n\"))","v":"n"},"-","-",{"$f":"IFERROR(INDEX('Early Retirement'!$C$4:$AC$32,$BJ46,$BN46),0)","v":0},{"$f":"IFERROR(HLOOKUP($BN46,'Early Retirement'!$D$4:$AC$5,2,FALSE),0)","v":0},{"$f":"IFERROR(INDEX('Early Retirement'!$AE$4:$BE$32,$BJ46,$BN46),0)","v":0},{"$f":"IFERROR(HLOOKUP($BN46,'Early Retirement'!$AF$4:$BE$5,2,FALSE),0)","v":0},0,0,"kW/ton",{"$f":"IFERROR(INDEX('Early Retirement'!$BG$4:$CG$32,$BJ46,$BN46),0)","v":0},{"$f":"IFERROR(HLOOKUP($BN46,'Early Retirement'!$BH$4:$CH$5,2,FALSE),0)","v":0},0,"COP","Yes",0,0,"kW/ton",0,"COP",0,0,"kW/ton",0,"COP",null,"ceaaab21",10.8,"EER",12.1,"IEER",1.1111111111111109,0.99173553719008267,"kW/ton",3.3,"COP",3.3,"COP","VRF HP Air Cooled",0,0,0,11.25]
[null,null,null,null,null,null,null,null,null,null,null,null,null,null,null,null,null,null,null,"Water Cooled\nScrew/Scroll",0,75,45,null,45,{"$f":"IF(Inventory!$C54=\"\",\"a\",VLOOKUP(Inventory!$C54,$B$3:$C$6,2,FALSE))","v":"a"},{"$f":"IF(AND($Z47=\"b\",Inventory!$I54=\"\"),\"a\",IF(AND($Z47=\"b\",Inventory!$I54<>\"\"),VLOOKUP(Inventory!$I54,$E$3:$F$12,2,FALSE),IF(AND(OR($Z47=\"c\",$Z47=\"d\"),Inventory!$AB54=\"\"),\"a\",IF(AND(OR($Z47=\"c\",$Z47=\"d\"),Inventory!$AB54<>\"\"),VLOOKUP(Inventory!$AB54,$E$3:$F$12,2,FALSE),\"a\"))))","v":"a"},{"$f":"IF(OR(AND($AA47<>\"b\",$AA47<>\"c\"),$AF47=0,$AF47>=(65000/12000),Inventory!$AC54=\"\"),\"a\",VLOOKUP(Inventory!$AC54,$H$3:$I$5,2,FALSE))","v":"a"},{"$f":"IF(AND(AA47<>\"I\",AA47<>\"j\"),\"a\",IF(AND(OR(Z47=\"b\",Z47=\"c\",Z47=\"d\"),Inventory!AD54=\"\"),\"a\",IF(AND(OR(Z47=\"b\",Z47=\"c\",Z47=\"d\"),Inventory!AD54<>\"\"),VLOOKUP(Inventory!AD54,$K$3:$L$5,2,FALSE),\"a\")))","v":"a"},{"$f":"IF(AND($AA47<>\"i\",$AA47<>\"j\"),\"a\",IF(AND($Z47=\"b\",Inventory!$L54=\"\"),\"a\",IF(AND($Z47=\"b\",Inventory!$L54<>\"\"),VLOOKUP(Inventory!$L54,$N$3:$O$6,2,FALSE),IF(AND(OR($Z47=\"c\",$Z47=\"d\"),Inventory!$AE54=\"\"),\"a\",IF(AND(OR($Z47=\"c\",$Z47=\"d\"),Inventory!$AE54<>\"\"),VLOOKUP(Inventory!$AE54,$N$3:$O$6,2,FALSE),\"a\")))))","v":"a"},{"$f":"IF(OR(AND($AA47<>\"e\",$AA47<>\"f\"),$AF47=0,Inventory!$AG54=\"\"),\"a\",VLOOKUP(Inventory!$AG54,$Q$3:$R$5,2,FALSE))","v":"a"},{"$f":"IF(OR(Inventory!C54=\"New Construction\",Inventory!C54=\"Replace-on-Burnout\"),Inventory!AT54,IF(Inventory!C54=\"Early Retirement\",Inventory!AS54,0))","v":0},"","","","","","","","","","","","",0,"aaaaaa0","No","No",{"$f":"IF($Z47=\"a\",0,IF($Z47=\"b\",Inventory!$M54,Inventory!$AH54))","v":0},{"$f":"IF(OR($Z47=\"a\",AND($AU47=\"No\",$AV47=\"No\")),0,IF(AND($Z47=\"b\",Inventory!$O54=\"Btu/hr\"),Inventory!$N54,IF(AND($Z47=\"b\",Inventory!$O54=\"Tons\"),Inventory!$N54*12000,IF(AND(OR($Z47=\"c\",$Z47=\"d\"),Inventory!$AJ54=\"Btu/hr\"),Inventory!$AI54,IF(AND(OR($Z47=\"c\",$Z47=\"d\"),Inventory!$AJ54=\"Tons\"),Inventory!$AI54*12000,0)))))","v":0},0,0,"EER",0,"kW/ton",{"$f":"IF(OR($Z47=\"a\",$AV47=\"No\"),0,IF(AND($Z47=\"b\",Inventory!$Q54=\"Btu/hr\"),Inventory!$P54,IF(AND($Z47=\"b\",Inventory!$Q54=\"Tons\"),Inventory!$P54*12000,IF(AND(OR($Z47=\"c\",$Z47=\"d\"),Inventory!$AL54=\"Btu/hr\"),Inventory!$AK54,IF(AND(OR($Z47=\"c\",$Z47=\"d\"),Inventory!$AL54=\"Tons\"),Inventory!$AK54*12000,0)))))","v":0},0,0,"COP","No",{"$f":"IF(OR(Inventory!$J54=\"\",$BH47=\"No\"),\"-\",Inventory!$J54)","v":"-"},{"$f":"IFERROR(VLOOKUP($BI47,'Early Retirement'!$B$6:$C$32,2,FALSE),\"-\")","v":"-"},{"$f":"IF(OR($Z47<>\"b\",AND($AA47<>\"b\",$AA47<>\"c\")),\"n\",IF(AND($AS47<>1,$AS47<>2,$AS47<>7,$AS47<>8),\"n\",IF(Inventory!$K54=\"Split\",\"s\",IF(Inventory!$K54=\"Packaged\",\"p\",\"n\"))))","v":"n"},{"$f":"IF(AND($AA47<>\"i\",$AA47<>\"j\"),\"n\",IF(Inventory!$L54=\"Centrifugal\",\"c\",\"n\"))","v":"n"},"-","-",{"$f":"IFERROR(INDEX('Early Retirement'!$C$4:$AC$32,$BJ47,$BN47),0)","v":0},{"$f":"IFERROR(HLOOKUP($BN47,'Early Retirement'!$D$4:$AC$5,2,FALSE),0)","v":0},{"$f":"IFERROR(INDEX('Early Retirement'!$AE$4:$BE$32,$BJ47,$BN47),0)","v":0},{"$f":"IFERROR(HLOOKUP($BN47,'Early Retirement'!$AF$4:$BE$5,2,FALSE),0)","v":0},0,0,"kW/ton",{"$f":"IFERROR(INDEX('Early Retirement'!$BG$4:$CG$32,$BJ47,$BN47),0)","v":0},{"$f":"IFERROR(HLOOKUP($BN47,'Early Retirement'!$BH$4:$CH$5,2,FALSE),0)","v":0},0,"COP","Yes",0,0,"kW/ton",0,"COP",0,0,"kW/ton",0,"COP",null,"ceaaac22",10.6,"EER",11.8,"IEER",1.1320754716981132,1.0169491525423728,"kW/ton",3.2,"COP",3.2,"COP","VRF HP Air Cooled",0,0,0,20]
[null,null,null,null,null,null,null,null,null,null,null,null,null,null,null,null,null,null,null,null,75,150,46,null,46,{"$f":"IF(Inventory!$C55=\"\",\"a\",VLOOKUP(Inventory!$C55,$B$3:$C$6,2,FALSE))","v":"a"},{"$f":"IF(AND($Z48=\"b\",Inventory!$I55=\"\"),\"a\",IF(AND($Z48=\"b\",Inventory!$I55<>\"\"),VLOOKUP(Inventory!$I55,$E$3:$F$12,2,FALSE),IF(AND(OR($Z48=\"c\",$Z48=\"d\"),Inventory!$AB55=\"\"),\"a\",IF(AND(OR($Z48=\"c\",$Z48=\"d\"),Inventory!$AB55<>\"\"),VLOOKUP(Inventory!$AB55,$E$3:$F$12,2,FALSE),\"a\"))))","v":"a"},{"$f":"IF(OR(AND($AA48<>\"b\",$AA48<>\"c\"),$AF48=0,$AF48>=(65000/12000),Inventory!$AC55=\"\"),\"a\",VLOOKUP(Inventory!$AC55,$H$3:$I$5,2,FALSE))","v":"a"},{"$f":"IF(AND(AA48<>\"I\",AA48<>\"j\"),\"a\",IF(AND(OR(Z48=\"b\",Z48=\"c\",Z48=\"d\"),Inventory!AD55=\"\"),\"a\",IF(AND(OR(Z48=\"b\",Z48=\"c\",Z48=\"d\"),Inventory!AD55<>\"\"),VLOOKUP(Inventory!AD55,$K$3:$L$5,2,FALSE),\"a\")))","v":"a"},{"$f":"IF(AND($AA48<>\"i\",$AA48<>\"j\"),\"a\",IF(AND($Z48=\"b\",Inventory!$L55=\"\"),\"a\",IF(AND($Z48=\"b\",Inventory!$L55<>\"\"),VLOOKUP(Inventory!$L55,$N$3:$O$6,2,FALSE),IF(AND(OR($Z48=\"c\",$Z48=\"d\"),Inventory!$AE55=\"\"),\"a\",IF(AND(OR($Z48=\"c\",$Z48=\"d\"),Inventory!$AE55<>\"\"),VLOOKUP(Inventory!$AE55,$N$3:$O$6,2,FALSE),\"a\")))))","v":"a"},{"$f":"IF(OR(AND($AA48<>\"e\",$AA48<>\"f\"),$AF48=0,Inventory!$AG55=\"\"),\"a\",VLOOKUP(Inventory!$AG55,$Q$3:$R$5,2,FALSE))","v":"a"},{"$f":"IF(OR(Inventory!C55=\"New Construction\",Inventory!C55=\"Replace-on-Burnout\"),Inventory!AT55,IF(Inventory!C55=\"Early Retirement\",Inventory!AS55,0))","v":0},"","","","","","","","","","","","",0,"aaaaaa0","No","No",{"$f":"IF($Z48=\"a\",0,IF($Z48=\"b\",Inventory!$M55,Inventory!$AH55))","v":0},{"$f":"IF(OR($Z48=\"a\",AND($AU48=\"No\",$AV48=\"No\")),0,IF(AND($Z48=\"b\",Inventory!$O55=\"Btu/hr\"),Inventory!$N55,IF(AND($Z48=\"b\",Inventory!$O55=\"Tons\"),Inventory!$N55*12000,IF(AND(OR($Z48=\"c\",$Z48=\"d\"),Inventory!$AJ55=\"Btu/hr\"),Inventory!$AI55,IF(AND(OR($Z48=\"c\",$Z48=\"d\"),Inventory!$AJ55=\"Tons\"),Inventory!$AI55*12000,0)))))","v":0},0,0,"EER",0,"kW/ton",{"$f":"IF(OR($Z48=\"a\",$AV48=\"No\"),0,IF(AND($Z48=\"b\",Inventory!$Q55=\"Btu/hr\"),Inventory!$P55,IF(AND($Z48=\"b\",Inventory!$Q55=\"Tons\"),Inventory!$P55*12000,IF(AND(OR($Z48=\"c\",$Z48=\"d\"),Inventory!$AL55=\"Btu/hr\"),Inventory!$AK55,IF(AND(OR($Z48=\"c\",$Z48=\"d\"),Inventory!$AL55=\"Tons\"),Inventory!$AK55*12000,0)))))","v":0},0,0,"COP","No",{"$f":"IF(OR(Inventory!$J55=\"\",$BH48=\"No\"),\"-\",Inventory!$J55)","v":"-"},{"$f":"IFERROR(VLOOKUP($BI48,'Early Retirement'!$B$6:$C$32,2,FALSE),\"-\")","v":"-"},{"$f":"IF(OR($Z48<>\"b\",AND($AA48<>\"b\",$AA48<>\"c\")),\"n\",IF(AND($AS48<>1,$AS48<>2,$AS48<>7,$AS48<>8),\"n\",IF(Inventory!$K55=\"Split\",\"s\",IF(Inventory!$K55=\"Packaged\",\"p\",\"n\"))))","v":"n"},{"$f":"IF(AND($AA48<>\"i\",$AA48<>\"j\"),\"n\",IF(Inventory!$L55=\"Centrifugal\",\"c\",\"n\"))","v":"n"},"-","-",{"$f":"IFERROR(INDEX('Early Retirement'!$C$4:$AC$32,$BJ48,$BN48),0)","v":0},{"$f":"IFERROR(HLOOKUP($BN48,'Early Retirement'!$D$4:$AC$5,2,FALSE),0)","v":0},{"$f":"IFERROR(INDEX('Early Retirement'!$AE$4:$BE$32,$BJ48,$BN48),0)","v":0},{"$f":"IFERROR(HLOOKUP($BN48,'Early Retirement'!$AF$4:$BE$5,2,FALSE),0)","v":0},0,0,"kW/ton",{"$f":"IFERROR(INDEX('Early Retirement'!$BG$4:$CG$32,$BJ48,$BN48),0)","v":0},{"$f":"IFERROR(HLOOKUP($BN48,'Early Retirement'!$BH$4:$CH$5,2,FALSE),0)","v":0},0,"COP","Yes",0,0,"kW/ton",0,"COP",0,0,"kW/ton",0,"COP",null,"ceaaab22",10.4,"EER",11.6,"IEER",1.1538461538461537,1.0344827586206897,"kW/ton",3.2,"COP",3.2,"COP","VRF HP Air Cooled",0,0,0,20]
[null,null,null,null,null,null,null,null,null,null,null,null,null,null,null,null,null,null,null,null,150,300,47,null,47,{"$f":"IF(Inventory!$C56=\"\",\"a\",VLOOKUP(Inventory!$C56,$B$3:$C$6,2,FALSE))","v":"a"},{"$f":"IF(AND($Z49=\"b\",Inventory!$I56=\"\"),\"a\",IF(AND($Z49=\"b\",Inventory!$I56<>\"\"),VLOOKUP(Inventory!$I56,$E$3:$F$12,2,FALSE),IF(AND(OR($Z49=\"c\",$Z49=\"d\"),Inventory!$AB56=\"\"),\"a\",IF(AND(OR($Z49=\"c\",$Z49=\"d\"),Inventory!$AB56<>\"\"),VLOOKUP(Inventory!$AB56,$E$3:$F$12,2,FALSE),\"a\"))))","v":"a"},{"$f":"IF(OR(AND($AA49<>\"b\",$AA49<>\"c\"),$AF49=0,$AF49>=(65000/12000),Inventory!$AC56=\"\"),\"a\",VLOOKUP(Inventory!$AC56,$H$3:$I$5,2,FALSE))","v":"a"},{"$f":"IF(AND(AA49<>\"I\",AA49<>\"j\"),\"a\",IF(AND(OR(Z49=\"b\",Z49=\"c\",Z49=\"d\"),Inventory!AD56=\"\"),\"a\",IF(AND(OR(Z49=\"b\",Z49=\"c\",Z49=\"d\"),Inventory!AD56<>\"\"),VLOOKUP(Inventory!AD56,$K$3:$L$5,2,FALSE),\"a\")))","v":"a"},{"$f":"IF(AND($AA49<>\"i\",$AA49<>\"j\"),\"a\",IF(AND($Z49=\"b\",Inventory!$L56=\"\"),\"a\",IF(AND($Z49=\"b\",Inventory!$L56<>\"\"),VLOOKUP(Inventory!$L56,$N$3:$O$6,2,FALSE),IF(AND(OR($Z49=\"c\",$Z49=\"d\"),Inventory!$AE56=\"\"),\"a\",IF(AND(OR($Z49=\"c\",$Z49=\"d\"),Inventory!$AE56<>\"\"),VLOOKUP(Inventory!$AE56,$N$3:$O$6,2,FALSE),\"a\")))))","v":"a"},{"$f":"IF(OR(AND($AA49<>\"e\",$AA49<>\"f\"),$AF49=0,Inventory!$AG56=\"\"),\"a\",VLOOKUP(Inventory!$AG56,$Q$3:$R$5,2,FALSE))","v":"a"},{"$f":"IF(OR(Inventory!C56=\"New Construction\",Inventory!C56=\"Replace-on-Burnout\"),Inventory!AT56,IF(Inventory!C56=\"Early Retirement\",Inventory!AS56,0))","v":0},"","","","","","","","","","","","",0,"aaaaaa0","No","No",{"$f":"IF($Z49=\"a\",0,IF($Z49=\"b\",Inventory!$M56,Inventory!$AH56))","v":0},{"$f":"IF(OR($Z49=\"a\",AND($AU49=\"No\",$AV49=\"No\")),0,IF(AND($Z49=\"b\",Inventory!$O56=\"Btu/hr\"),Inventory!$N56,IF(AND($Z49=\"b\",Inventory!$O56=\"Tons\"),Inventory!$N56*12000,IF(AND(OR($Z49=\"c\",$Z49=\"d\"),Inventory!$AJ56=\"Btu/hr\"),Inventory!$AI56,IF(AND(OR($Z49=\"c\",$Z49=\"d\"),Inventory!$AJ56=\"Tons\"),Inventory!$AI56*12000,0)))))","v":0},0,0,"EER",0,"kW/ton",{"$f":"IF(OR($Z49=\"a\",$AV49=\"No\"),0,IF(AND($Z49=\"b\",Inventory!$Q56=\"Btu/hr\"),Inventory!$P56,IF(AND($Z49=\"b\",Inventory!$Q56=\"Tons\"),Inventory!$P56*12000,IF(AND(OR($Z49=\"c\",$Z49=\"d\"),Inventory!$AL56=\"Btu/hr\"),Inventory!$AK56,IF(AND(OR($Z49=\"c\",$Z49=\"d\"),Inventory!$AL56=\"Tons\"),Inventory!$AK56*12000,0)))))","v":0},0,0,"COP","No",{"$f":"IF(OR(Inventory!$J56=\"\",$BH49=\"No\"),\"-\",Inventory!$J56)","v":"-"},{"$f":"IFERROR(VLOOKUP($BI49,'Early Retirement'!$B$6:$C$32,2,FALSE),\"-\")","v":"-"},{"$f":"IF(OR($Z49<>\"b\",AND($AA49<>\"b\",$AA49<>\"c\")),\"n\",IF(AND($AS49<>1,$AS49<>2,$AS49<>7,$AS49<>8),\"n\",IF(Inventory!$K56=\"Split\",\"s\",IF(Inventory!$K56=\"Packaged\",\"p\",\"n\"))))","v":"n"},{"$f":"IF(AND($AA49<>\"i\",$AA49<>\"j\"),\"n\",IF(Inventory!$L56=\"Centrifugal\",\"c\",\"n\"))","v":"n"},"-","-",{"$f":"IFERROR(INDEX('Early Retirement'!$C$4:$AC$32,$BJ49,$BN49),0)","v":0},{"$f":"IFERROR(HLOOKUP($BN49,'Early Retirement'!$D$4:$AC$5,2,FALSE),0)","v":0},{"$f":"IFERROR(INDEX('Early Retirement'!$AE$4:$BE$32,$BJ49,$BN49),0)","v":0},{"$f":"IFERROR(HLOOKUP($BN49,'Early Retirement'!$AF$4:$BE$5,2,FALSE),0)","v":0},0,0,"kW/ton",{"$f":"IFERROR(INDEX('Early Retirement'!$BG$4:$CG$32,$BJ49,$BN49),0)","v":0},{"$f":"IFERROR(HLOOKUP($BN49,'Early Retirement'!$BH$4:$CH$5,2,FALSE),0)","v":0},0,"COP","Yes",0,0,"kW/ton",0,"COP",0,0,"kW/ton",0,"COP",null,"ceaaac23",9.5,"EER",10.6,"IEER",1.263157894736842,1.1320754716981132,"kW/ton",3.2,"COP",3.2,"COP","VRF HP Air Cooled",0,0,0,63.333333333333336]
[null,null,null,null,null,null,null,null,null,null,null,null,null,null,null,null,null,null,null,null,300,600,48,null,48,{"$f":"IF(Inventory!$C57=\"\",\"a\",VLOOKUP(Inventory!$C57,$B$3:$C$6,2,FALSE))","v":"a"},{"$f":"IF(AND($Z50=\"b\",Inventory!$I57=\"\"),\"a\",IF(AND($Z50=\"b\",Inventory!$I57<>\"\"),VLOOKUP(Inventory!$I57,$E$3:$F$12,2,FALSE),IF(AND(OR($Z50=\"c\",$Z50=\"d\"),Inventory!$AB57=\"\"),\"a\",IF(AND(OR($Z50=\"c\",$Z50=\"d\"),Inventory!$AB57<>\"\"),VLOOKUP(Inventory!$AB57,$E$3:$F$12,2,FALSE),\"a\"))))","v":"a"},{"$f":"IF(OR(AND($AA50<>\"b\",$AA50<>\"c\"),$AF50=0,$AF50>=(65000/12000),Inventory!$AC57=\"\"),\"a\",VLOOKUP(Inventory!$AC57,$H$3:$I$5,2,FALSE))","v":"a"},{"$f":"IF(AND(AA50<>\"I\",AA50<>\"j\"),\"a\",IF(AND(OR(Z50=\"b\",Z50=\"c\",Z50=\"d\"),Inventory!AD57=\"\"),\"a\",IF(AND(OR(Z50=\"b\",Z50=\"c\",Z50=\"d\"),Inventory!AD57<>\"\"),VLOOKUP(Inventory!AD57,$K$3:$L$5,2,FALSE),\"a\")))","v":"a"},{"$f":"IF(AND($AA50<>\"i\",$AA50<>\"j\"),\"a\",IF(AND($Z50=\"b\",Inventory!$L57=\"\"),\"a\",IF(AND($Z50=\"b\",Inventory!$L57<>\"\"),VLOOKUP(Inventory!$L57,$N$3:$O$6,2,FALSE),IF(AND(OR($Z50=\"c\",$Z50=\"d\"),Inventory!$AE57=\"\"),\"a\",IF(AND(OR($Z50=\"c\",$Z50=\"d\"),Inventory!$AE57<>\"\"),VLOOKUP(Inventory!$AE57,$N$3:$O$6,2,FALSE),\"a\")))))","v":"a"},{"$f":"IF(OR(AND($AA50<>\"e\",$AA50<>\"f\"),$AF50=0,Inventory!$AG57=\"\"),\"a\",VLOOKUP(Inventory!$AG57,$Q$3:$R$5,2,FALSE))","v":"a"},{"$f":"IF(OR(Inventory!C57=\"New Construction\",Inventory!C57=\"Replace-on-Burnout\"),Inventory!AT57,IF(Inventory!C57=\"Early Retirement\",Inventory!AS57,0))","v":0},"","","","","","","","","","","","",0,"aaaaaa0","No","No",{"$f":"IF($Z50=\"a\",0,IF($Z50=\"b\",Inventory!$M57,Inventory!$AH57))","v":0},{"$f":"IF(OR($Z50=\"a\",AND($AU50=\"No\",$AV50=\"No\")),0,IF(AND($Z50=\"b\",Inventory!$O57=\"Btu/hr\"),Inventory!$N57,IF(AND($Z50=\"b\",Inventory!$O57=\"Tons\"),Inventory!$N57*12000,IF(AND(OR($Z50=\"c\",$Z50=\"d\"),Inventory!$AJ57=\"Btu/hr\"),Inventory!$AI57,IF(AND(OR($Z50=\"c\",$Z50=\"d\"),Inventory!$AJ57=\"Tons\"),Inventory!$AI57*12000,0)))))","v":0},0,0,"EER",0,"kW/ton",{"$f":"IF(OR($Z50=\"a\",$AV50=\"No\"),0,IF(AND($Z50=\"b\",Inventory!$Q57=\"Btu/hr\"),Inventory!$P57,IF(AND($Z50=\"b\",Inventory!$Q57=\"Tons\"),Inventory!$P57*12000,IF(AND(OR($Z50=\"c\",$Z50=\"d\"),Inventory!$AL57=\"Btu/hr\"),Inventory!$AK57,IF(AND(OR($Z50=\"c\",$Z50=\"d\"),Inventory!$AL57=\"Tons\"),Inventory!$AK57*12000,0)))))","v":0},0,0,"COP","No",{"$f":"IF(OR(Inventory!$J57=\"\",$BH50=\"No\"),\"-\",Inventory!$J57)","v":"-"},{"$f":"IFERROR(VLOOKUP($BI50,'Early Retirement'!$B$6:$C$32,2,FALSE),\"-\")","v":"-"},{"$f":"IF(OR($Z50<>\"b\",AND($AA50<>\"b\",$AA50<>\"c\")),\"n\",IF(AND($AS50<>1,$AS50<>2,$AS50<>7,$AS50<>8),\"n\",IF(Inventory!$K57=\"Split\",\"s\",IF(Inventory!$K57=\"Packaged\",\"p\",\"n\"))))","v":"n"},{"$f":"IF(AND($AA50<>\"i\",$AA50<>\"j\"),\"n\",IF(Inventory!$L57=\"Centrifugal\",\"c\",\"n\"))","v":"n"},"-","-",{"$f":"IFERROR(INDEX('Early Retirement'!$C$4:$AC$32,$BJ50,$BN50),0)","v":0},{"$f":"IFERROR(HLOOKUP($BN50,'Early Retirement'!$D$4:$AC$5,2,FALSE),0)","v":0},{"$f":"IFERROR(INDEX('Early Retirement'!$AE$4:$BE$32,$BJ50,$BN50),0)","v":0},{"$f":"IFERROR(HLOOKUP($BN50,'Early Retirement'!$AF$4:$BE$5,2,FALSE),0)","v":0},0,0,"kW/ton",{"$f":"IFERROR(INDEX('Early Retirement'!$BG$4:$CG$32,$BJ50,$BN50),0)","v":0},{"$f":"IFERROR(HLOOKUP($BN50,'Early Retirement'!$BH$4:$CH$5,2,FALSE),0)","v":0},0,"COP","Yes",0,0,"kW/ton",0,"COP",0,0,"kW/ton",0,"COP",null,"ceaaab23",9.3000000000000007,"EER",10.4,"IEER",1.2903225806451613,1.1538461538461537,"kW/ton",3.2,"COP",3.2,"COP","VRF HP Air Cooled",0,0,0,63.333333333333336]
[null,null,null,null,null,null,null,null,null,null,null,null,null,null,null,null,null,null,null,null,600,null,49,null,49,{"$f":"IF(Inventory!$C58=\"\",\"a\",VLOOKUP(Inventory!$C58,$B$3:$C$6,2,FALSE))","v":"a"},{"$f":"IF(AND($Z51=\"b\",Inventory!$I58=\"\"),\"a\",IF(AND($Z51=\"b\",Inventory!$I58<>\"\"),VLOOKUP(Inventory!$I58,$E$3:$F$12,2,FALSE),IF(AND(OR($Z51=\"c\",$Z51=\"d\"),Inventory!$AB58=\"\"),\"a\",IF(AND(OR($Z51=\"c\",$Z51=\"d\"),Inventory!$AB58<>\"\"),VLOOKUP(Inventory!$AB58,$E$3:$F$12,2,FALSE),\"a\"))))","v":"a"},{"$f":"IF(OR(AND($AA51<>\"b\",$AA51<>\"c\"),$AF51=0,$AF51>=(65000/12000),Inventory!$AC58=\"\"),\"a\",VLOOKUP(Inventory!$AC58,$H$3:$I$5,2,FALSE))","v":"a"},{"$f":"IF(AND(AA51<>\"I\",AA51<>\"j\"),\"a\",IF(AND(OR(Z51=\"b\",Z51=\"c\",Z51=\"d\"),Inventory!AD58=\"\"),\"a\",IF(AND(OR(Z51=\"b\",Z51=\"c\",Z51=\"d\"),Inventory!AD58<>\"\"),VLOOKUP(Inventory!AD58,$K$3:$L$5,2,FALSE),\"a\")))","v":"a"},{"$f":"IF(AND($AA51<>\"i\",$AA51<>\"j\"),\"a\",IF(AND($Z51=\"b\",Inventory!$L58=\"\"),\"a\",IF(AND($Z51=\"b\",Inventory!$L58<>\"\"),VLOOKUP(Inventory!$L58,$N$3:$O$6,2,FALSE),IF(AND(OR($Z51=\"c\",$Z51=\"d\"),Inventory!$AE58=\"\"),\"a\",IF(AND(OR($Z51=\"c\",$Z51=\"d\"),Inventory!$AE58<>\"\"),VLOOKUP(Inventory!$AE58,$N$3:$O$6,2,FALSE),\"a\")))))","v":"a"},{"$f":"IF(OR(AND($AA51<>\"e\",$AA51<>\"f\"),$AF51=0,Inventory!$AG58=\"\"),\"a\",VLOOKUP(Inventory!$AG58,$Q$3:$R$5,2,FALSE))","v":"a"},{"$f":"IF(OR(Inventory!C58=\"New Construction\",Inventory!C58=\"Replace-on-Burnout\"),Inventory!AT58,IF(Inventory!C58=\"Early Retirement\",Inventory!AS58,0))","v":0},"","","","","","","","","","","","",0,"aaaaaa0","No","No",{"$f":"IF($Z51=\"a\",0,IF($Z51=\"b\",Inventory!$M58,Inventory!$AH58))","v":0},{"$f":"IF(OR($Z51=\"a\",AND($AU51=\"No\",$AV51=\"No\")),0,IF(AND($Z51=\"b\",Inventory!$O58=\"Btu/hr\"),Inventory!$N58,IF(AND($Z51=\"b\",Inventory!$O58=\"Tons\"),Inventory!$N58*12000,IF(AND(OR($Z51=\"c\",$Z51=\"d\"),Inventory!$AJ58=\"Btu/hr\"),Inventory!$AI58,IF(AND(OR($Z51=\"c\",$Z51=\"d\"),Inventory!$AJ58=\"Tons\"),Inventory!$AI58*12000,0)))))","v":0},0,0,"EER",0,"kW/ton",{"$f":"IF(OR($Z51=\"a\",$AV51=\"No\"),0,IF(AND($Z51=\"b\",Inventory!$Q58=\"Btu/hr\"),Inventory!$P58,IF(AND($Z51=\"b\",Inventory!$Q58=\"Tons\"),Inventory!$P58*12000,IF(AND(OR($Z51=\"c\",$Z51=\"d\"),Inventory!$AL58=\"Btu/hr\"),Inventory!$AK58,IF(AND(OR($Z51=\"c\",$Z51=\"d\"),Inventory!$AL58=\"Tons\"),Inventory!$AK58*12000,0)))))","v":0},0,0,"COP","No",{"$f":"IF(OR(Inventory!$J58=\"\",$BH51=\"No\"),\"-\",Inventory!$J58)","v":"-"},{"$f":"IFERROR(VLOOKUP($BI51,'Early Retirement'!$B$6:$C$32,2,FALSE),\"-\")","v":"-"},{"$f":"IF(OR($Z51<>\"b\",AND($AA51<>\"b\",$AA51<>\"c\")),\"n\",IF(AND($AS51<>1,$AS51<>2,$AS51<>7,$AS51<>8),\"n\",IF(Inventory!$K58=\"Split\",\"s\",IF(Inventory!$K58=\"Packaged\",\"p\",\"n\"))))","v":"n"},{"$f":"IF(AND($AA51<>\"i\",$AA51<>\"j\"),\"n\",IF(Inventory!$L58=\"Centrifugal\",\"c\",\"n\"))","v":"n"},"-","-",{"$f":"IFERROR(INDEX('Early Retirement'!$C$4:$AC$32,$BJ51,$BN51),0)","v":0},{"$f":"IFERROR(HLOOKUP($BN51,'Early Retirement'!$D$4:$AC$5,2,FALSE),0)","v":0},{"$f":"IFERROR(INDEX('Early Retirement'!$AE$4:$BE$32,$BJ51,$BN51),0)","v":0},{"$f":"IFERROR(HLOOKUP($BN51,'Early Retirement'!$AF$4:$BE$5,2,FALSE),0)","v":0},0,0,"kW/ton",{"$f":"IFERROR(INDEX('Early Retirement'!$BG$4:$CG$32,$BJ51,$BN51),0)","v":0},{"$f":"IFERROR(HLOOKUP($BN51,'Early Retirement'!$BH$4:$CH$5,2,FALSE),0)","v":0},0,"COP","Yes",0,0,"kW/ton",0,"COP",0,0,"kW/ton",0,"COP",null,"ceaaac24",9.5,"EER",10.6,"IEER",1.263157894736842,1.1320754716981132,"kW/ton",3.2,"COP",3.2,"COP","VRF HP Air Cooled",0,0,0,0]
[null,null,null,null,null,null,null,null,null,null,null,null,null,null,null,null,null,null,null,null,null,null,null,null,50,{"$f":"IF(Inventory!$C59=\"\",\"a\",VLOOKUP(Inventory!$C59,$B$3:$C$6,2,FALSE))","v":"a"},{"$f":"IF(AND($Z52=\"b\",Inventory!$I59=\"\"),\"a\",IF(AND($Z52=\"b\",Inventory!$I59<>\"\"),VLOOKUP(Inventory!$I59,$E$3:$F$12,2,FALSE),IF(AND(OR($Z52=\"c\",$Z52=\"d\"),Inventory!$AB59=\"\"),\"a\",IF(AND(OR($Z52=\"c\",$Z52=\"d\"),Inventory!$AB59<>\"\"),VLOOKUP(Inventory!$AB59,$E$3:$F$12,2,FALSE),\"a\"))))","v":"a"},{"$f":"IF(OR(AND($AA52<>\"b\",$AA52<>\"c\"),$AF52=0,$AF52>=(65000/12000),Inventory!$AC59=\"\"),\"a\",VLOOKUP(Inventory!$AC59,$H$3:$I$5,2,FALSE))","v":"a"},{"$f":"IF(AND(AA52<>\"I\",AA52<>\"j\"),\"a\",IF(AND(OR(Z52=\"b\",Z52=\"c\",Z52=\"d\"),Inventory!AD59=\"\"),\"a\",IF(AND(OR(Z52=\"b\",Z52=\"c\",Z52=\"d\"),Inventory!AD59<>\"\"),VLOOKUP(Inventory!AD59,$K$3:$L$5,2,FALSE),\"a\")))","v":"a"},{"$f":"IF(AND($AA52<>\"i\",$AA52<>\"j\"),\"a\",IF(AND($Z52=\"b\",Inventory!$L59=\"\"),\"a\",IF(AND($Z52=\"b\",Inventory!$L59<>\"\"),VLOOKUP(Inventory!$L59,$N$3:$O$6,2,FALSE),IF(AND(OR($Z52=\"c\",$Z52=\"d\"),Inventory!$AE59=\"\"),\"a\",IF(AND(OR($Z52=\"c\",$Z52=\"d\"),Inventory!$AE59<>\"\"),VLOOKUP(Inventory!$AE59,$N$3:$O$6,2,FALSE),\"a\")))))","v":"a"},{"$f":"IF(OR(AND($AA52<>\"e\",$AA52<>\"f\"),$AF52=0,Inventory!$AG59=\"\"),\"a\",VLOOKUP(Inventory!$AG59,$Q$3:$R$5,2,FALSE))","v":"a"},{"$f":"IF(OR(Inventory!C59=\"New Construction\",Inventory!C59=\"Replace-on-Burnout\"),Inventory!AT59,IF(Inventory!C59=\"Early Retirement\",Inventory!AS59,0))","v":0},"","","","","","","","","","","","",0,"aaaaaa0","No","No",{"$f":"IF($Z52=\"a\",0,IF($Z52=\"b\",Inventory!$M59,Inventory!$AH59))","v":0},{"$f":"IF(OR($Z52=\"a\",AND($AU52=\"No\",$AV52=\"No\")),0,IF(AND($Z52=\"b\",Inventory!$O59=\"Btu/hr\"),Inventory!$N59,IF(AND($Z52=\"b\",Inventory!$O59=\"Tons\"),Inventory!$N59*12000,IF(AND(OR($Z52=\"c\",$Z52=\"d\"),Inventory!$AJ59=\"Btu/hr\"),Inventory!$AI59,IF(AND(OR($Z52=\"c\",$Z52=\"d\"),Inventory!$AJ59=\"Tons\"),Inventory!$AI59*12000,0)))))","v":0},0,0,"EER",0,"kW/ton",{"$f":"IF(OR($Z52=\"a\",$AV52=\"No\"),0,IF(AND($Z52=\"b\",Inventory!$Q59=\"Btu/hr\"),Inventory!$P59,IF(AND($Z52=\"b\",Inventory!$Q59=\"Tons\"),Inventory!$P59*12000,IF(AND(OR($Z52=\"c\",$Z52=\"d\"),Inventory!$AL59=\"Btu/hr\"),Inventory!$AK59,IF(AND(OR($Z52=\"c\",$Z52=\"d\"),Inventory!$AL59=\"Tons\"),Inventory!$AK59*12000,0)))))","v":0},0,0,"COP","No",{"$f":"IF(OR(Inventory!$J59=\"\",$BH52=\"No\"),\"-\",Inventory!$J59)","v":"-"},{"$f":"IFERROR(VLOOKUP($BI52,'Early Retirement'!$B$6:$C$32,2,FALSE),\"-\")","v":"-"},{"$f":"IF(OR($Z52<>\"b\",AND($AA52<>\"b\",$AA52<>\"c\")),\"n\",IF(AND($AS52<>1,$AS52<>2,$AS52<>7,$AS52<>8),\"n\",IF(Inventory!$K59=\"Split\",\"s\",IF(Inventory!$K59=\"Packaged\",\"p\",\"n\"))))","v":"n"},{"$f":"IF(AND($AA52<>\"i\",$AA52<>\"j\"),\"n\",IF(Inventory!$L59=\"Centrifugal\",\"c\",\"n\"))","v":"n"},"-","-",{"$f":"IFERROR(INDEX('Early Retirement'!$C$4:$AC$32,$BJ52,$BN52),0)","v":0},{"$f":"IFERROR(HLOOKUP($BN52,'Early Retirement'!$D$4:$AC$5,2,FALSE),0)","v":0},{"$f":"IFERROR(INDEX('Early Retirement'!$AE$4:$BE$32,$BJ52,$BN52),0)","v":0},{"$f":"IFERROR(HLOOKUP($BN52,'Early Retirement'!$AF$4:$BE$5,2,FALSE),0)","v":0},0,0,"kW/ton",{"$f":"IFERROR(INDEX('Early Retirement'!$BG$4:$CG$32,$BJ52,$BN52),0)","v":0},{"$f":"IFERROR(HLOOKUP($BN52,'Early Retirement'!$BH$4:$CH$5,2,FALSE),0)","v":0},0,"COP","Yes",0,0,"kW/ton",0,"COP",0,0,"kW/ton",0,"COP",null,"ceaaab24",9.3000000000000007,"EER",10.4,"IEER",1.2903225806451613,1.1538461538461537,"kW/ton",3.2,"COP",3.2,"COP","VRF HP Air Cooled",0,0,0,0]
[null,null,null,null,null,null,null,null,null,null,null,null,null,null,null,null,null,null,null,null,null,null,null,null,51,{"$f":"IF(Inventory!$C60=\"\",\"a\",VLOOKUP(Inventory!$C60,$B$3:$C$6,2,FALSE))","v":"a"},{"$f":"IF(AND($Z53=\"b\",Inventory!$I60=\"\"),\"a\",IF(AND($Z53=\"b\",Inventory!$I60<>\"\"),VLOOKUP(Inventory!$I60,$E$3:$F$12,2,FALSE),IF(AND(OR($Z53=\"c\",$Z53=\"d\"),Inventory!$AB60=\"\"),\"a\",IF(AND(OR($Z53=\"c\",$Z53=\"d\"),Inventory!$AB60<>\"\"),VLOOKUP(Inventory!$AB60,$E$3:$F$12,2,FALSE),\"a\"))))","v":"a"},{"$f":"IF(OR(AND($AA53<>\"b\",$AA53<>\"c\"),$AF53=0,$AF53>=(65000/12000),Inventory!$AC60=\"\"),\"a\",VLOOKUP(Inventory!$AC60,$H$3:$I$5,2,FALSE))","v":"a"},{"$f":"IF(AND(AA53<>\"I\",AA53<>\"j\"),\"a\",IF(AND(OR(Z53=\"b\",Z53=\"c\",Z53=\"d\"),Inventory!AD60=\"\"),\"a\",IF(AND(OR(Z53=\"b\",Z53=\"c\",Z53=\"d\"),Inventory!AD60<>\"\"),VLOOKUP(Inventory!AD60,$K$3:$L$5,2,FALSE),\"a\")))","v":"a"},{"$f":"IF(AND($AA53<>\"i\",$AA53<>\"j\"),\"a\",IF(AND($Z53=\"b\",Inventory!$L60=\"\"),\"a\",IF(AND($Z53=\"b\",Inventory!$L60<>\"\"),VLOOKUP(Inventory!$L60,$N$3:$O$6,2,FALSE),IF(AND(OR($Z53=\"c\",$Z53=\"d\"),Inventory!$AE60=\"\"),\"a\",IF(AND(OR($Z53=\"c\",$Z53=\"d\"),Inventory!$AE60<>\"\"),VLOOKUP(Inventory!$AE60,$N$3:$O$6,2,FALSE),\"a\")))))","v":"a"},{"$f":"IF(OR(AND($AA53<>\"e\",$AA53<>\"f\"),$AF53=0,Inventory!$AG60=\"\"),\"a\",VLOOKUP(Inventory!$AG60,$Q$3:$R$5,2,FALSE))","v":"a"},{"$f":"IF(OR(Inventory!C60=\"New Construction\",Inventory!C60=\"Replace-on-Burnout\"),Inventory!AT60,IF(Inventory!C60=\"Early Retirement\",Inventory!AS60,0))","v":0},"","","","","","","","","","","","",0,"aaaaaa0","No","No",{"$f":"IF($Z53=\"a\",0,IF($Z53=\"b\",Inventory!$M60,Inventory!$AH60))","v":0},{"$f":"IF(OR($Z53=\"a\",AND($AU53=\"No\",$AV53=\"No\")),0,IF(AND($Z53=\"b\",Inventory!$O60=\"Btu/hr\"),Inventory!$N60,IF(AND($Z53=\"b\",Inventory!$O60=\"Tons\"),Inventory!$N60*12000,IF(AND(OR($Z53=\"c\",$Z53=\"d\"),Inventory!$AJ60=\"Btu/hr\"),Inventory!$AI60,IF(AND(OR($Z53=\"c\",$Z53=\"d\"),Inventory!$AJ60=\"Tons\"),Inventory!$AI60*12000,0)))))","v":0},0,0,"EER",0,"kW/ton",{"$f":"IF(OR($Z53=\"a\",$AV53=\"No\"),0,IF(AND($Z53=\"b\",Inventory!$Q60=\"Btu/hr\"),Inventory!$P60,IF(AND($Z53=\"b\",Inventory!$Q60=\"Tons\"),Inventory!$P60*12000,IF(AND(OR($Z53=\"c\",$Z53=\"d\"),Inventory!$AL60=\"Btu/hr\"),Inventory!$AK60,IF(AND(OR($Z53=\"c\",$Z53=\"d\"),Inventory!$AL60=\"Tons\"),Inventory!$AK60*12000,0)))))","v":0},0,0,"COP","No",{"$f":"IF(OR(Inventory!$J60=\"\",$BH53=\"No\"),\"-\",Inventory!$J60)","v":"-"},{"$f":"IFERROR(VLOOKUP($BI53,'Early Retirement'!$B$6:$C$32,2,FALSE),\"-\")","v":"-"},{"$f":"IF(OR($Z53<>\"b\",AND($AA53<>\"b\",$AA53<>\"c\")),\"n\",IF(AND($AS53<>1,$AS53<>2,$AS53<>7,$AS53<>8),\"n\",IF(Inventory!$K60=\"Split\",\"s\",IF(Inventory!$K60=\"Packaged\",\"p\",\"n\"))))","v":"n"},{"$f":"IF(AND($AA53<>\"i\",$AA53<>\"j\"),\"n\",IF(Inventory!$L60=\"Centrifugal\",\"c\",\"n\"))","v":"n"},"-","-",{"$f":"IFERROR(INDEX('Early Retirement'!$C$4:$AC$32,$BJ53,$BN53),0)","v":0},{"$f":"IFERROR(HLOOKUP($BN53,'Early Retirement'!$D$4:$AC$5,2,FALSE),0)","v":0},{"$f":"IFERROR(INDEX('Early Retirement'!$AE$4:$BE$32,$BJ53,$BN53),0)","v":0},{"$f":"IFERROR(HLOOKUP($BN53,'Early Retirement'!$AF$4:$BE$5,2,FALSE),0)","v":0},0,0,"kW/ton",{"$f":"IFERROR(INDEX('Early Retirement'!$BG$4:$CG$32,$BJ53,$BN53),0)","v":0},{"$f":"IFERROR(HLOOKUP($BN53,'Early Retirement'!$BH$4:$CH$5,2,FALSE),0)","v":0},0,"COP","Yes",0,0,"kW/ton",0,"COP",0,0,"kW/ton",0,"COP",null,"cfaaac25",12,"EER",12,"EER",1,1,"kW/ton",4.2,"COP",4.2,"COP","VRF HP Water Cooled",0,0,0,3.75]
[null,null,null,null,null,null,null,null,null,null,null,null,null,null,null,null,null,null,null,null,null,null,null,null,52,{"$f":"IF(Inventory!$C61=\"\",\"a\",VLOOKUP(Inventory!$C61,$B$3:$C$6,2,FALSE))","v":"a"},{"$f":"IF(AND($Z54=\"b\",Inventory!$I61=\"\"),\"a\",IF(AND($Z54=\"b\",Inventory!$I61<>\"\"),VLOOKUP(Inventory!$I61,$E$3:$F$12,2,FALSE),IF(AND(OR($Z54=\"c\",$Z54=\"d\"),Inventory!$AB61=\"\"),\"a\",IF(AND(OR($Z54=\"c\",$Z54=\"d\"),Inventory!$AB61<>\"\"),VLOOKUP(Inventory!$AB61,$E$3:$F$12,2,FALSE),\"a\"))))","v":"a"},{"$f":"IF(OR(AND($AA54<>\"b\",$AA54<>\"c\"),$AF54=0,$AF54>=(65000/12000),Inventory!$AC61=\"\"),\"a\",VLOOKUP(Inventory!$AC61,$H$3:$I$5,2,FALSE))","v":"a"},{"$f":"IF(AND(AA54<>\"I\",AA54<>\"j\"),\"a\",IF(AND(OR(Z54=\"b\",Z54=\"c\",Z54=\"d\"),Inventory!AD61=\"\"),\"a\",IF(AND(OR(Z54=\"b\",Z54=\"c\",Z54=\"d\"),Inventory!AD61<>\"\"),VLOOKUP(Inventory!AD61,$K$3:$L$5,2,FALSE),\"a\")))","v":"a"},{"$f":"IF(AND($AA54<>\"i\",$AA54<>\"j\"),\"a\",IF(AND($Z54=\"b\",Inventory!$L61=\"\"),\"a\",IF(AND($Z54=\"b\",Inventory!$L61<>\"\"),VLOOKUP(Inventory!$L61,$N$3:$O$6,2,FALSE),IF(AND(OR($Z54=\"c\",$Z54=\"d\"),Inventory!$AE61=\"\"),\"a\",IF(AND(OR($Z54=\"c\",$Z54=\"d\"),Inventory!$AE61<>\"\"),VLOOKUP(Inventory!$AE61,$N$3:$O$6,2,FALSE),\"a\")))))","v":"a"},{"$f":"IF(OR(AND($AA54<>\"e\",$AA54<>\"f\"),$AF54=0,Inventory!$AG61=\"\"),\"a\",VLOOKUP(Inventory!$AG61,$Q$3:$R$5,2,FALSE))","v":"a"},{"$f":"IF(OR(Inventory!C61=\"New Construction\",Inventory!C61=\"Replace-on-Burnout\"),Inventory!AT61,IF(Inventory!C61=\"Early Retirement\",Inventory!AS61,0))","v":0},"","","","","","","","","","","","",0,"aaaaaa0","No","No",{"$f":"IF($Z54=\"a\",0,IF($Z54=\"b\",Inventory!$M61,Inventory!$AH61))","v":0},{"$f":"IF(OR($Z54=\"a\",AND($AU54=\"No\",$AV54=\"No\")),0,IF(AND($Z54=\"b\",Inventory!$O61=\"Btu/hr\"),Inventory!$N61,IF(AND($Z54=\"b\",Inventory!$O61=\"Tons\"),Inventory!$N61*12000,IF(AND(OR($Z54=\"c\",$Z54=\"d\"),Inventory!$AJ61=\"Btu/hr\"),Inventory!$AI61,IF(AND(OR($Z54=\"c\",$Z54=\"d\"),Inventory!$AJ61=\"Tons\"),Inventory!$AI61*12000,0)))))","v":0},0,0,"EER",0,"kW/ton",{"$f":"IF(OR($Z54=\"a\",$AV54=\"No\"),0,IF(AND($Z54=\"b\",Inventory!$Q61=\"Btu/hr\"),Inventory!$P61,IF(AND($Z54=\"b\",Inventory!$Q61=\"Tons\"),Inventory!$P61*12000,IF(AND(OR($Z54=\"c\",$Z54=\"d\"),Inventory!$AL61=\"Btu/hr\"),Inventory!$AK61,IF(AND(OR($Z54=\"c\",$Z54=\"d\"),Inventory!$AL61=\"Tons\"),Inventory!$AK61*12000,0)))))","v":0},0,0,"COP","No",{"$f":"IF(OR(Inventory!$J61=\"\",$BH54=\"No\"),\"-\",Inventory!$J61)","v":"-"},{"$f":"IFERROR(VLOOKUP($BI54,'Early Retirement'!$B$6:$C$32,2,FALSE),\"-\")","v":"-"},{"$f":"IF(OR($Z54<>\"b\",AND($AA54<>\"b\",$AA54<>\"c\")),\"n\",IF(AND($AS54<>1,$AS54<>2,$AS54<>7,$AS54<>8),\"n\",IF(Inventory!$K61=\"Split\",\"s\",IF(Inventory!$K61=\"Packaged\",\"p\",\"n\"))))","v":"n"},{"$f":"IF(AND($AA54<>\"i\",$AA54<>\"j\"),\"n\",IF(Inventory!$L61=\"Centrifugal\",\"c\",\"n\"))","v":"n"},"-","-",{"$f":"IFERROR(INDEX('Early Retirement'!$C$4:$AC$32,$BJ54,$BN54),0)","v":0},{"$f":"IFERROR(HLOOKUP($BN54,'Early Retirement'!$D$4:$AC$5,2,FALSE),0)","v":0},{"$f":"IFERROR(INDEX('Early Retirement'!$AE$4:$BE$32,$BJ54,$BN54),0)","v":0},{"$f":"IFERROR(HLOOKUP($BN54,'Early Retirement'!$AF$4:$BE$5,2,FALSE),0)","v":0},0,0,"kW/ton",{"$f":"IFERROR(INDEX('Early Retirement'!$BG$4:$CG$32,$BJ54,$BN54),0)","v":0},{"$f":"IFERROR(HLOOKUP($BN54,'Early Retirement'!$BH$4:$CH$5,2,FALSE),0)","v":0},0,"COP","Yes",0,0,"kW/ton",0,"COP",0,0,"kW/ton",0,"COP",null,"cfaaab25",11.8,"EER",11.8,"EER",1.0169491525423728,1.0169491525423728,"kW/ton",4.2,"COP",4.2,"COP","VRF HP Water Cooled",0,0,0,3.75]
[null,null,null,null,null,null,null,null,null,null,null,null,null,null,null,null,null,null,null,null,null,null,null,null,53,{"$f":"IF(Inventory!$C62=\"\",\"a\",VLOOKUP(Inventory!$C62,$B$3:$C$6,2,FALSE))","v":"a"},{"$f":"IF(AND($Z55=\"b\",Inventory!$I62=\"\"),\"a\",IF(AND($Z55=\"b\",Inventory!$I62<>\"\"),VLOOKUP(Inventory!$I62,$E$3:$F$12,2,FALSE),IF(AND(OR($Z55=\"c\",$Z55=\"d\"),Inventory!$AB62=\"\"),\"a\",IF(AND(OR($Z55=\"c\",$Z55=\"d\"),Inventory!$AB62<>\"\"),VLOOKUP(Inventory!$AB62,$E$3:$F$12,2,FALSE),\"a\"))))","v":"a"},{"$f":"IF(OR(AND($AA55<>\"b\",$AA55<>\"c\"),$AF55=0,$AF55>=(65000/12000),Inventory!$AC62=\"\"),\"a\",VLOOKUP(Inventory!$AC62,$H$3:$I$5,2,FALSE))","v":"a"},{"$f":"IF(AND(AA55<>\"I\",AA55<>\"j\"),\"a\",IF(AND(OR(Z55=\"b\",Z55=\"c\",Z55=\"d\"),Inventory!AD62=\"\"),\"a\",IF(AND(OR(Z55=\"b\",Z55=\"c\",Z55=\"d\"),Inventory!AD62<>\"\"),VLOOKUP(Inventory!AD62,$K$3:$L$5,2,FALSE),\"a\")))","v":"a"},{"$f":"IF(AND($AA55<>\"i\",$AA55<>\"j\"),\"a\",IF(AND($Z55=\"b\",Inventory!$L62=\"\"),\"a\",IF(AND($Z55=\"b\",Inventory!$L62<>\"\"),VLOOKUP(Inventory!$L62,$N$3:$O$6,2,FALSE),IF(AND(OR($Z55=\"c\",$Z55=\"d\"),Inventory!$AE62=\"\"),\"a\",IF(AND(OR($Z55=\"c\",$Z55=\"d\"),Inventory!$AE62<>\"\"),VLOOKUP(Inventory!$AE62,$N$3:$O$6,2,FALSE),\"a\")))))","v":"a"},{"$f":"IF(OR(AND($AA55<>\"e\",$AA55<>\"f\"),$AF55=0,Inventory!$AG62=\"\"),\"a\",VLOOKUP(Inventory!$AG62,$Q$3:$R$5,2,FALSE))","v":"a"},{"$f":"IF(OR(Inventory!C62=\"New Construction\",Inventory!C62=\"Replace-on-Burnout\"),Inventory!AT62,IF(Inventory!C62=\"Early Retirement\",Inventory!AS62,0))","v":0},"","","","","","","","","","","","",0,"aaaaaa0","No","No",{"$f":"IF($Z55=\"a\",0,IF($Z55=\"b\",Inventory!$M62,Inventory!$AH62))","v":0},{"$f":"IF(OR($Z55=\"a\",AND($AU55=\"No\",$AV55=\"No\")),0,IF(AND($Z55=\"b\",Inventory!$O62=\"Btu/hr\"),Inventory!$N62,IF(AND($Z55=\"b\",Inventory!$O62=\"Tons\"),Inventory!$N62*12000,IF(AND(OR($Z55=\"c\",$Z55=\"d\"),Inventory!$AJ62=\"Btu/hr\"),Inventory!$AI62,IF(AND(OR($Z55=\"c\",$Z55=\"d\"),Inventory!$AJ62=\"Tons\"),Inventory!$AI62*12000,0)))))","v":0},0,0,"EER",0,"kW/ton",{"$f":"IF(OR($Z55=\"a\",$AV55=\"No\"),0,IF(AND($Z55=\"b\",Inventory!$Q62=\"Btu/hr\"),Inventory!$P62,IF(AND($Z55=\"b\",Inventory!$Q62=\"Tons\"),Inventory!$P62*12000,IF(AND(OR($Z55=\"c\",$Z55=\"d\"),Inventory!$AL62=\"Btu/hr\"),Inventory!$AK62,IF(AND(OR($Z55=\"c\",$Z55=\"d\"),Inventory!$AL62=\"Tons\"),Inventory!$AK62*12000,0)))))","v":0},0,0,"COP","No",{"$f":"IF(OR(Inventory!$J62=\"\",$BH55=\"No\"),\"-\",Inventory!$J62)","v":"-"},{"$f":"IFERROR(VLOOKUP($BI55,'Early Retirement'!$B$6:$C$32,2,FALSE),\"-\")","v":"-"},{"$f":"IF(OR($Z55<>\"b\",AND($AA55<>\"b\",$AA55<>\"c\")),\"n\",IF(AND($AS55<>1,$AS55<>2,$AS55<>7,$AS55<>8),\"n\",IF(Inventory!$K62=\"Split\",\"s\",IF(Inventory!$K62=\"Packaged\",\"p\",\"n\"))))","v":"n"},{"$f":"IF(AND($AA55<>\"i\",$AA55<>\"j\"),\"n\",IF(Inventory!$L62=\"Centrifugal\",\"c\",\"n\"))","v":"n"},"-","-",{"$f":"IFERROR(INDEX('Early Retirement'!$C$4:$AC$32,$BJ55,$BN55),0)","v":0},{"$f":"IFERROR(HLOOKUP($BN55,'Early Retirement'!$D$4:$AC$5,2,FALSE),0)","v":0},{"$f":"IFERROR(INDEX('Early Retirement'!$AE$4:$BE$32,$BJ55,$BN55),0)","v":0},{"$f":"IFERROR(HLOOKUP($BN55,'Early Retirement'!$AF$4:$BE$5,2,FALSE),0)","v":0},0,0,"kW/ton",{"$f":"IFERROR(INDEX('Early Retirement'!$BG$4:$CG$32,$BJ55,$BN55),0)","v":0},{"$f":"IFERROR(HLOOKUP($BN55,'Early Retirement'!$BH$4:$CH$5,2,FALSE),0)","v":0},0,"COP","Yes",0,0,"kW/ton",0,"COP",0,0,"kW/ton",0,"COP",null,"cfaaac26",12,"EER",12,"EER",1,1,"kW/ton",4.2,"COP",{"$f":"CT55","v":4.2},"COP","VRF HP Water Cooled",0,0,0,5.416666666666667]
[null,null,null,null,null,null,null,null,null,null,null,null,null,null,null,null,null,null,null,null,null,null,null,null,54,{"$f":"IF(Inventory!$C63=\"\",\"a\",VLOOKUP(Inventory!$C63,$B$3:$C$6,2,FALSE))","v":"a"},{"$f":"IF(AND($Z56=\"b\",Inventory!$I63=\"\"),\"a\",IF(AND($Z56=\"b\",Inventory!$I63<>\"\"),VLOOKUP(Inventory!$I63,$E$3:$F$12,2,FALSE),IF(AND(OR($Z56=\"c\",$Z56=\"d\"),Inventory!$AB63=\"\"),\"a\",IF(AND(OR($Z56=\"c\",$Z56=\"d\"),Inventory!$AB63<>\"\"),VLOOKUP(Inventory!$AB63,$E$3:$F$12,2,FALSE),\"a\"))))","v":"a"},{"$f":"IF(OR(AND($AA56<>\"b\",$AA56<>\"c\"),$AF56=0,$AF56>=(65000/12000),Inventory!$AC63=\"\"),\"a\",VLOOKUP(Inventory!$AC63,$H$3:$I$5,2,FALSE))","v":"a"},{"$f":"IF(AND(AA56<>\"I\",AA56<>\"j\"),\"a\",IF(AND(OR(Z56=\"b\",Z56=\"c\",Z56=\"d\"),Inventory!AD63=\"\"),\"a\",IF(AND(OR(Z56=\"b\",Z56=\"c\",Z56=\"d\"),Inventory!AD63<>\"\"),VLOOKUP(Inventory!AD63,$K$3:$L$5,2,FALSE),\"a\")))","v":"a"},{"$f":"IF(AND($AA56<>\"i\",$AA56<>\"j\"),\"a\",IF(AND($Z56=\"b\",Inventory!$L63=\"\"),\"a\",IF(AND($Z56=\"b\",Inventory!$L63<>\"\"),VLOOKUP(Inventory!$L63,$N$3:$O$6,2,FALSE),IF(AND(OR($Z56=\"c\",$Z56=\"d\"),Inventory!$AE63=\"\"),\"a\",IF(AND(OR($Z56=\"c\",$Z56=\"d\"),Inventory!$AE63<>\"\"),VLOOKUP(Inventory!$AE63,$N$3:$O$6,2,FALSE),\"a\")))))","v":"a"},{"$f":"IF(OR(AND($AA56<>\"e\",$AA56<>\"f\"),$AF56=0,Inventory!$AG63=\"\"),\"a\",VLOOKUP(Inventory!$AG63,$Q$3:$R$5,2,FALSE))","v":"a"},{"$f":"IF(OR(Inventory!C63=\"New Construction\",Inventory!C63=\"Replace-on-Burnout\"),Inventory!AT63,IF(Inventory!C63=\"Early Retirement\",Inventory!AS63,0))","v":0},"","","","","","","","","","","","",0,"aaaaaa0","No","No",{"$f":"IF($Z56=\"a\",0,IF($Z56=\"b\",Inventory!$M63,Inventory!$AH63))","v":0},{"$f":"IF(OR($Z56=\"a\",AND($AU56=\"No\",$AV56=\"No\")),0,IF(AND($Z56=\"b\",Inventory!$O63=\"Btu/hr\"),Inventory!$N63,IF(AND($Z56=\"b\",Inventory!$O63=\"Tons\"),Inventory!$N63*12000,IF(AND(OR($Z56=\"c\",$Z56=\"d\"),Inventory!$AJ63=\"Btu/hr\"),Inventory!$AI63,IF(AND(OR($Z56=\"c\",$Z56=\"d\"),Inventory!$AJ63=\"Tons\"),Inventory!$AI63*12000,0)))))","v":0},0,0,"EER",0,"kW/ton",{"$f":"IF(OR($Z56=\"a\",$AV56=\"No\"),0,IF(AND($Z56=\"b\",Inventory!$Q63=\"Btu/hr\"),Inventory!$P63,IF(AND($Z56=\"b\",Inventory!$Q63=\"Tons\"),Inventory!$P63*12000,IF(AND(OR($Z56=\"c\",$Z56=\"d\"),Inventory!$AL63=\"Btu/hr\"),Inventory!$AK63,IF(AND(OR($Z56=\"c\",$Z56=\"d\"),Inventory!$AL63=\"Tons\"),Inventory!$AK63*12000,0)))))","v":0},0,0,"COP","No",{"$f":"IF(OR(Inventory!$J63=\"\",$BH56=\"No\"),\"-\",Inventory!$J63)","v":"-"},{"$f":"IFERROR(VLOOKUP($BI56,'Early Retirement'!$B$6:$C$32,2,FALSE),\"-\")","v":"-"},{"$f":"IF(OR($Z56<>\"b\",AND($AA56<>\"b\",$AA56<>\"c\")),\"n\",IF(AND($AS56<>1,$AS56<>2,$AS56<>7,$AS56<>8),\"n\",IF(Inventory!$K63=\"Split\",\"s\",IF(Inventory!$K63=\"Packaged\",\"p\",\"n\"))))","v":"n"},{"$f":"IF(AND($AA56<>\"i\",$AA56<>\"j\"),\"n\",IF(Inventory!$L63=\"Centrifugal\",\"c\",\"n\"))","v":"n"},"-","-",{"$f":"IFERROR(INDEX('Early Retirement'!$C$4:$AC$32,$BJ56,$BN56),0)","v":0},{"$f":"IFERROR(HLOOKUP($BN56,'Early Retirement'!$D$4:$AC$5,2,FALSE),0)","v":0},{"$f":"IFERROR(INDEX('Early Retirement'!$AE$4:$BE$32,$BJ56,$BN56),0)","v":0},{"$f":"IFERROR(HLOOKUP($BN56,'Early Retirement'!$AF$4:$BE$5,2,FALSE),0)","v":0},0,0,"kW/ton",{"$f":"IFERROR(INDEX('Early Retirement'!$BG$4:$CG$32,$BJ56,$BN56),0)","v":0},{"$f":"IFERROR(HLOOKUP($BN56,'Early Retirement'!$BH$4:$CH$5,2,FALSE),0)","v":0},0,"COP","Yes",0,0,"kW/ton",0,"COP",0,0,"kW/ton",0,"COP",null,"cfaaab26",11.8,"EER",11.8,"EER",1.0169491525423728,1.0169491525423728,"kW/ton",4.2,"COP",4.2,"COP","VRF HP Water Cooled",0,0,0,5.416666666666667]
[null,null,null,null,null,null,null,null,null,null,null,null,null,null,null,null,null,null,null,null,null,null,null,null,55,{"$f":"IF(Inventory!$C64=\"\",\"a\",VLOOKUP(Inventory!$C64,$B$3:$C$6,2,FALSE))","v":"a"},{"$f":"IF(AND($Z57=\"b\",Inventory!$I64=\"\"),\"a\",IF(AND($Z57=\"b\",Inventory!$I64<>\"\"),VLOOKUP(Inventory!$I64,$E$3:$F$12,2,FALSE),IF(AND(OR($Z57=\"c\",$Z57=\"d\"),Inventory!$AB64=\"\"),\"a\",IF(AND(OR($Z57=\"c\",$Z57=\"d\"),Inventory!$AB64<>\"\"),VLOOKUP(Inventory!$AB64,$E$3:$F$12,2,FALSE),\"a\"))))","v":"a"},{"$f":"IF(OR(AND($AA57<>\"b\",$AA57<>\"c\"),$AF57=0,$AF57>=(65000/12000),Inventory!$AC64=\"\"),\"a\",VLOOKUP(Inventory!$AC64,$H$3:$I$5,2,FALSE))","v":"a"},{"$f":"IF(AND(AA57<>\"I\",AA57<>\"j\"),\"a\",IF(AND(OR(Z57=\"b\",Z57=\"c\",Z57=\"d\"),Inventory!AD64=\"\"),\"a\",IF(AND(OR(Z57=\"b\",Z57=\"c\",Z57=\"d\"),Inventory!AD64<>\"\"),VLOOKUP(Inventory!AD64,$K$3:$L$5,2,FALSE),\"a\")))","v":"a"},{"$f":"IF(AND($AA57<>\"i\",$AA57<>\"j\"),\"a\",IF(AND($Z57=\"b\",Inventory!$L64=\"\"),\"a\",IF(AND($Z57=\"b\",Inventory!$L64<>\"\"),VLOOKUP(Inventory!$L64,$N$3:$O$6,2,FALSE),IF(AND(OR($Z57=\"c\",$Z57=\"d\"),Inventory!$AE64=\"\"),\"a\",IF(AND(OR($Z57=\"c\",$Z57=\"d\"),Inventory!$AE64<>\"\"),VLOOKUP(Inventory!$AE64,$N$3:$O$6,2,FALSE),\"a\")))))","v":"a"},{"$f":"IF(OR(AND($AA57<>\"e\",$AA57<>\"f\"),$AF57=0,Inventory!$AG64=\"\"),\"a\",VLOOKUP(Inventory!$AG64,$Q$3:$R$5,2,FALSE))","v":"a"},{"$f":"IF(OR(Inventory!C64=\"New Construction\",Inventory!C64=\"Replace-on-Burnout\"),Inventory!AT64,IF(Inventory!C64=\"Early Retirement\",Inventory!AS64,0))","v":0},"","","","","","","","","","","","",0,"aaaaaa0","No","No",{"$f":"IF($Z57=\"a\",0,IF($Z57=\"b\",Inventory!$M64,Inventory!$AH64))","v":0},{"$f":"IF(OR($Z57=\"a\",AND($AU57=\"No\",$AV57=\"No\")),0,IF(AND($Z57=\"b\",Inventory!$O64=\"Btu/hr\"),Inventory!$N64,IF(AND($Z57=\"b\",Inventory!$O64=\"Tons\"),Inventory!$N64*12000,IF(AND(OR($Z57=\"c\",$Z57=\"d\"),Inventory!$AJ64=\"Btu/hr\"),Inventory!$AI64,IF(AND(OR($Z57=\"c\",$Z57=\"d\"),Inventory!$AJ64=\"Tons\"),Inventory!$AI64*12000,0)))))","v":0},0,0,"EER",0,"kW/ton",{"$f":"IF(OR($Z57=\"a\",$AV57=\"No\"),0,IF(AND($Z57=\"b\",Inventory!$Q64=\"Btu/hr\"),Inventory!$P64,IF(AND($Z57=\"b\",Inventory!$Q64=\"Tons\"),Inventory!$P64*12000,IF(AND(OR($Z57=\"c\",$Z57=\"d\"),Inventory!$AL64=\"Btu/hr\"),Inventory!$AK64,IF(AND(OR($Z57=\"c\",$Z57=\"d\"),Inventory!$AL64=\"Tons\"),Inventory!$AK64*12000,0)))))","v":0},0,0,"COP","No",{"$f":"IF(OR(Inventory!$J64=\"\",$BH57=\"No\"),\"-\",Inventory!$J64)","v":"-"},{"$f":"IFERROR(VLOOKUP($BI57,'Early Retirement'!$B$6:$C$32,2,FALSE),\"-\")","v":"-"},{"$f":"IF(OR($Z57<>\"b\",AND($AA57<>\"b\",$AA57<>\"c\")),\"n\",IF(AND($AS57<>1,$AS57<>2,$AS57<>7,$AS57<>8),\"n\",IF(Inventory!$K64=\"Split\",\"s\",IF(Inventory!$K64=\"Packaged\",\"p\",\"n\"))))","v":"n"},{"$f":"IF(AND($AA57<>\"i\",$AA57<>\"j\"),\"n\",IF(Inventory!$L64=\"Centrifugal\",\"c\",\"n\"))","v":"n"},"-","-",{"$f":"IFERROR(INDEX('Early Retirement'!$C$4:$AC$32,$BJ57,$BN57),0)","v":0},{"$f":"IFERROR(HLOOKUP($BN57,'Early Retirement'!$D$4:$AC$5,2,FALSE),0)","v":0},{"$f":"IFERROR(INDEX('Early Retirement'!$AE$4:$BE$32,$BJ57,$BN57),0)","v":0},{"$f":"IFERROR(HLOOKUP($BN57,'Early Retirement'!$AF$4:$BE$5,2,FALSE),0)","v":0},0,0,"kW/ton",{"$f":"IFERROR(INDEX('Early Retirement'!$BG$4:$CG$32,$BJ57,$BN57),0)","v":0},{"$f":"IFERROR(HLOOKUP($BN57,'Early Retirement'!$BH$4:$CH$5,2,FALSE),0)","v":0},0,"COP","Yes",0,0,"kW/ton",0,"COP",0,0,"kW/ton",0,"COP",null,"cfaaac27",12,"EER",12,"EER",1,1,"kW/ton",4.2,"COP",{"$f":"CT57","v":4.2},"COP","VRF HP Water Cooled",0,0,0,11.25]
[null,null,null,null,null,null,null,null,null,null,null,null,null,null,null,null,null,null,null,null,null,null,null,null,56,{"$f":"IF(Inventory!$C65=\"\",\"a\",VLOOKUP(Inventory!$C65,$B$3:$C$6,2,FALSE))","v":"a"},{"$f":"IF(AND($Z58=\"b\",Inventory!$I65=\"\"),\"a\",IF(AND($Z58=\"b\",Inventory!$I65<>\"\"),VLOOKUP(Inventory!$I65,$E$3:$F$12,2,FALSE),IF(AND(OR($Z58=\"c\",$Z58=\"d\"),Inventory!$AB65=\"\"),\"a\",IF(AND(OR($Z58=\"c\",$Z58=\"d\"),Inventory!$AB65<>\"\"),VLOOKUP(Inventory!$AB65,$E$3:$F$12,2,FALSE),\"a\"))))","v":"a"},{"$f":"IF(OR(AND($AA58<>\"b\",$AA58<>\"c\"),$AF58=0,$AF58>=(65000/12000),Inventory!$AC65=\"\"),\"a\",VLOOKUP(Inventory!$AC65,$H$3:$I$5,2,FALSE))","v":"a"},{"$f":"IF(AND(AA58<>\"I\",AA58<>\"j\"),\"a\",IF(AND(OR(Z58=\"b\",Z58=\"c\",Z58=\"d\"),Inventory!AD65=\"\"),\"a\",IF(AND(OR(Z58=\"b\",Z58=\"c\",Z58=\"d\"),Inventory!AD65<>\"\"),VLOOKUP(Inventory!AD65,$K$3:$L$5,2,FALSE),\"a\")))","v":"a"},{"$f":"IF(AND($AA58<>\"i\",$AA58<>\"j\"),\"a\",IF(AND($Z58=\"b\",Inventory!$L65=\"\"),\"a\",IF(AND($Z58=\"b\",Inventory!$L65<>\"\"),VLOOKUP(Inventory!$L65,$N$3:$O$6,2,FALSE),IF(AND(OR($Z58=\"c\",$Z58=\"d\"),Inventory!$AE65=\"\"),\"a\",IF(AND(OR($Z58=\"c\",$Z58=\"d\"),Inventory!$AE65<>\"\"),VLOOKUP(Inventory!$AE65,$N$3:$O$6,2,FALSE),\"a\")))))","v":"a"},{"$f":"IF(OR(AND($AA58<>\"e\",$AA58<>\"f\"),$AF58=0,Inventory!$AG65=\"\"),\"a\",VLOOKUP(Inventory!$AG65,$Q$3:$R$5,2,FALSE))","v":"a"},{"$f":"IF(OR(Inventory!C65=\"New Construction\",Inventory!C65=\"Replace-on-Burnout\"),Inventory!AT65,IF(Inventory!C65=\"Early Retirement\",Inventory!AS65,0))","v":0},"","","","","","","","","","","","",0,"aaaaaa0","No","No",{"$f":"IF($Z58=\"a\",0,IF($Z58=\"b\",Inventory!$M65,Inventory!$AH65))","v":0},{"$f":"IF(OR($Z58=\"a\",AND($AU58=\"No\",$AV58=\"No\")),0,IF(AND($Z58=\"b\",Inventory!$O65=\"Btu/hr\"),Inventory!$N65,IF(AND($Z58=\"b\",Inventory!$O65=\"Tons\"),Inventory!$N65*12000,IF(AND(OR($Z58=\"c\",$Z58=\"d\"),Inventory!$AJ65=\"Btu/hr\"),Inventory!$AI65,IF(AND(OR($Z58=\"c\",$Z58=\"d\"),Inventory!$AJ65=\"Tons\"),Inventory!$AI65*12000,0)))))","v":0},0,0,"EER",0,"kW/ton",{"$f":"IF(OR($Z58=\"a\",$AV58=\"No\"),0,IF(AND($Z58=\"b\",Inventory!$Q65=\"Btu/hr\"),Inventory!$P65,IF(AND($Z58=\"b\",Inventory!$Q65=\"Tons\"),Inventory!$P65*12000,IF(AND(OR($Z58=\"c\",$Z58=\"d\"),Inventory!$AL65=\"Btu/hr\"),Inventory!$AK65,IF(AND(OR($Z58=\"c\",$Z58=\"d\"),Inventory!$AL65=\"Tons\"),Inventory!$AK65*12000,0)))))","v":0},0,0,"COP","No",{"$f":"IF(OR(Inventory!$J65=\"\",$BH58=\"No\"),\"-\",Inventory!$J65)","v":"-"},{"$f":"IFERROR(VLOOKUP($BI58,'Early Retirement'!$B$6:$C$32,2,FALSE),\"-\")","v":"-"},{"$f":"IF(OR($Z58<>\"b\",AND($AA58<>\"b\",$AA58<>\"c\")),\"n\",IF(AND($AS58<>1,$AS58<>2,$AS58<>7,$AS58<>8),\"n\",IF(Inventory!$K65=\"Split\",\"s\",IF(Inventory!$K65=\"Packaged\",\"p\",\"n\"))))","v":"n"},{"$f":"IF(AND($AA58<>\"i\",$AA58<>\"j\"),\"n\",IF(Inventory!$L65=\"Centrifugal\",\"c\",\"n\"))","v":"n"},"-","-",{"$f":"IFERROR(INDEX('Early Retirement'!$C$4:$AC$32,$BJ58,$BN58),0)","v":0},{"$f":"IFERROR(HLOOKUP($BN58,'Early Retirement'!$D$4:$AC$5,2,FALSE),0)","v":0},{"$f":"IFERROR(INDEX('Early Retirement'!$AE$4:$BE$32,$BJ58,$BN58),0)","v":0},{"$f":"IFERROR(HLOOKUP($BN58,'Early Retirement'!$AF$4:$BE$5,2,FALSE),0)","v":0},0,0,"kW/ton",{"$f":"IFERROR(INDEX('Early Retirement'!$BG$4:$CG$32,$BJ58,$BN58),0)","v":0},{"$f":"IFERROR(HLOOKUP($BN58,'Early Retirement'!$BH$4:$CH$5,2,FALSE),0)","v":0},0,"COP","Yes",0,0,"kW/ton",0,"COP",0,0,"kW/ton",0,"COP",null,"cfaaab27",11.8,"EER",11.8,"EER",1.0169491525423728,1.0169491525423728,"kW/ton",4.2,"COP",4.2,"COP","VRF HP Water Cooled",0,0,0,11.25]
[null,null,null,null,null,null,null,null,null,null,null,null,null,null,null,null,null,null,null,null,null,null,null,null,57,{"$f":"IF(Inventory!$C66=\"\",\"a\",VLOOKUP(Inventory!$C66,$B$3:$C$6,2,FALSE))","v":"a"},{"$f":"IF(AND($Z59=\"b\",Inventory!$I66=\"\"),\"a\",IF(AND($Z59=\"b\",Inventory!$I66<>\"\"),VLOOKUP(Inventory!$I66,$E$3:$F$12,2,FALSE),IF(AND(OR($Z59=\"c\",$Z59=\"d\"),Inventory!$AB66=\"\"),\"a\",IF(AND(OR($Z59=\"c\",$Z59=\"d\"),Inventory!$AB66<>\"\"),VLOOKUP(Inventory!$AB66,$E$3:$F$12,2,FALSE),\"a\"))))","v":"a"},{"$f":"IF(OR(AND($AA59<>\"b\",$AA59<>\"c\"),$AF59=0,$AF59>=(65000/12000),Inventory!$AC66=\"\"),\"a\",VLOOKUP(Inventory!$AC66,$H$3:$I$5,2,FALSE))","v":"a"},{"$f":"IF(AND(AA59<>\"I\",AA59<>\"j\"),\"a\",IF(AND(OR(Z59=\"b\",Z59=\"c\",Z59=\"d\"),Inventory!AD66=\"\"),\"a\",IF(AND(OR(Z59=\"b\",Z59=\"c\",Z59=\"d\"),Inventory!AD66<>\"\"),VLOOKUP(Inventory!AD66,$K$3:$L$5,2,FALSE),\"a\")))","v":"a"},{"$f":"IF(AND($AA59<>\"i\",$AA59<>\"j\"),\"a\",IF(AND($Z59=\"b\",Inventory!$L66=\"\"),\"a\",IF(AND($Z59=\"b\",Inventory!$L66<>\"\"),VLOOKUP(Inventory!$L66,$N$3:$O$6,2,FALSE),IF(AND(OR($Z59=\"c\",$Z59=\"d\"),Inventory!$AE66=\"\"),\"a\",IF(AND(OR($Z59=\"c\",$Z59=\"d\"),Inventory!$AE66<>\"\"),VLOOKUP(Inventory!$AE66,$N$3:$O$6,2,FALSE),\"a\")))))","v":"a"},{"$f":"IF(OR(AND($AA59<>\"e\",$AA59<>\"f\"),$AF59=0,Inventory!$AG66=\"\"),\"a\",VLOOKUP(Inventory!$AG66,$Q$3:$R$5,2,FALSE))","v":"a"},{"$f":"IF(OR(Inventory!C66=\"New Construction\",Inventory!C66=\"Replace-on-Burnout\"),Inventory!AT66,IF(Inventory!C66=\"Early Retirement\",Inventory!AS66,0))","v":0},"","","","","","","","","","","","",0,"aaaaaa0","No","No",{"$f":"IF($Z59=\"a\",0,IF($Z59=\"b\",Inventory!$M66,Inventory!$AH66))","v":0},{"$f":"IF(OR($Z59=\"a\",AND($AU59=\"No\",$AV59=\"No\")),0,IF(AND($Z59=\"b\",Inventory!$O66=\"Btu/hr\"),Inventory!$N66,IF(AND($Z59=\"b\",Inventory!$O66=\"Tons\"),Inventory!$N66*12000,IF(AND(OR($Z59=\"c\",$Z59=\"d\"),Inventory!$AJ66=\"Btu/hr\"),Inventory!$AI66,IF(AND(OR($Z59=\"c\",$Z59=\"d\"),Inventory!$AJ66=\"Tons\"),Inventory!$AI66*12000,0)))))","v":0},0,0,"EER",0,"kW/ton",{"$f":"IF(OR($Z59=\"a\",$AV59=\"No\"),0,IF(AND($Z59=\"b\",Inventory!$Q66=\"Btu/hr\"),Inventory!$P66,IF(AND($Z59=\"b\",Inventory!$Q66=\"Tons\"),Inventory!$P66*12000,IF(AND(OR($Z59=\"c\",$Z59=\"d\"),Inventory!$AL66=\"Btu/hr\"),Inventory!$AK66,IF(AND(OR($Z59=\"c\",$Z59=\"d\"),Inventory!$AL66=\"Tons\"),Inventory!$AK66*12000,0)))))","v":0},0,0,"COP","No",{"$f":"IF(OR(Inventory!$J66=\"\",$BH59=\"No\"),\"-\",Inventory!$J66)","v":"-"},{"$f":"IFERROR(VLOOKUP($BI59,'Early Retirement'!$B$6:$C$32,2,FALSE),\"-\")","v":"-"},{"$f":"IF(OR($Z59<>\"b\",AND($AA59<>\"b\",$AA59<>\"c\")),\"n\",IF(AND($AS59<>1,$AS59<>2,$AS59<>7,$AS59<>8),\"n\",IF(Inventory!$K66=\"Split\",\"s\",IF(Inventory!$K66=\"Packaged\",\"p\",\"n\"))))","v":"n"},{"$f":"IF(AND($AA59<>\"i\",$AA59<>\"j\"),\"n\",IF(Inventory!$L66=\"Centrifugal\",\"c\",\"n\"))","v":"n"},"-","-",{"$f":"IFERROR(INDEX('Early Retirement'!$C$4:$AC$32,$BJ59,$BN59),0)","v":0},{"$f":"IFERROR(HLOOKUP($BN59,'Early Retirement'!$D$4:$AC$5,2,FALSE),0)","v":0},{"$f":"IFERROR(INDEX('Early Retirement'!$AE$4:$BE$32,$BJ59,$BN59),0)","v":0},{"$f":"IFERROR(HLOOKUP($BN59,'Early Retirement'!$AF$4:$BE$5,2,FALSE),0)","v":0},0,0,"kW/ton",{"$f":"IFERROR(INDEX('Early Retirement'!$BG$4:$CG$32,$BJ59,$BN59),0)","v":0},{"$f":"IFERROR(HLOOKUP($BN59,'Early Retirement'!$BH$4:$CH$5,2,FALSE),0)","v":0},0,"COP","Yes",0,0,"kW/ton",0,"COP",0,0,"kW/ton",0,"COP",null,"cfaaac28",10,"EER",10,"EER",1.2,1.2,"kW/ton",3.9,"COP",3.9,"COP","VRF HP Water Cooled",0,0,0,20]
[null,null,null,null,null,null,null,null,null,null,null,null,null,null,null,null,null,null,null,null,null,null,null,null,58,{"$f":"IF(Inventory!$C67=\"\",\"a\",VLOOKUP(Inventory!$C67,$B$3:$C$6,2,FALSE))","v":"a"},{"$f":"IF(AND($Z60=\"b\",Inventory!$I67=\"\"),\"a\",IF(AND($Z60=\"b\",Inventory!$I67<>\"\"),VLOOKUP(Inventory!$I67,$E$3:$F$12,2,FALSE),IF(AND(OR($Z60=\"c\",$Z60=\"d\"),Inventory!$AB67=\"\"),\"a\",IF(AND(OR($Z60=\"c\",$Z60=\"d\"),Inventory!$AB67<>\"\"),VLOOKUP(Inventory!$AB67,$E$3:$F$12,2,FALSE),\"a\"))))","v":"a"},{"$f":"IF(OR(AND($AA60<>\"b\",$AA60<>\"c\"),$AF60=0,$AF60>=(65000/12000),Inventory!$AC67=\"\"),\"a\",VLOOKUP(Inventory!$AC67,$H$3:$I$5,2,FALSE))","v":"a"},{"$f":"IF(AND(AA60<>\"I\",AA60<>\"j\"),\"a\",IF(AND(OR(Z60=\"b\",Z60=\"c\",Z60=\"d\"),Inventory!AD67=\"\"),\"a\",IF(AND(OR(Z60=\"b\",Z60=\"c\",Z60=\"d\"),Inventory!AD67<>\"\"),VLOOKUP(Inventory!AD67,$K$3:$L$5,2,FALSE),\"a\")))","v":"a"},{"$f":"IF(AND($AA60<>\"i\",$AA60<>\"j\"),\"a\",IF(AND($Z60=\"b\",Inventory!$L67=\"\"),\"a\",IF(AND($Z60=\"b\",Inventory!$L67<>\"\"),VLOOKUP(Inventory!$L67,$N$3:$O$6,2,FALSE),IF(AND(OR($Z60=\"c\",$Z60=\"d\"),Inventory!$AE67=\"\"),\"a\",IF(AND(OR($Z60=\"c\",$Z60=\"d\"),Inventory!$AE67<>\"\"),VLOOKUP(Inventory!$AE67,$N$3:$O$6,2,FALSE),\"a\")))))","v":"a"},{"$f":"IF(OR(AND($AA60<>\"e\",$AA60<>\"f\"),$AF60=0,Inventory!$AG67=\"\"),\"a\",VLOOKUP(Inventory!$AG67,$Q$3:$R$5,2,FALSE))","v":"a"},{"$f":"IF(OR(Inventory!C67=\"New Construction\",Inventory!C67=\"Replace-on-Burnout\"),Inventory!AT67,IF(Inventory!C67=\"Early Retirement\",Inventory!AS67,0))","v":0},"","","","","","","","","","","","",0,"aaaaaa0","No","No",{"$f":"IF($Z60=\"a\",0,IF($Z60=\"b\",Inventory!$M67,Inventory!$AH67))","v":0},{"$f":"IF(OR($Z60=\"a\",AND($AU60=\"No\",$AV60=\"No\")),0,IF(AND($Z60=\"b\",Inventory!$O67=\"Btu/hr\"),Inventory!$N67,IF(AND($Z60=\"b\",Inventory!$O67=\"Tons\"),Inventory!$N67*12000,IF(AND(OR($Z60=\"c\",$Z60=\"d\"),Inventory!$AJ67=\"Btu/hr\"),Inventory!$AI67,IF(AND(OR($Z60=\"c\",$Z60=\"d\"),Inventory!$AJ67=\"Tons\"),Inventory!$AI67*12000,0)))))","v":0},0,0,"EER",0,"kW/ton",{"$f":"IF(OR($Z60=\"a\",$AV60=\"No\"),0,IF(AND($Z60=\"b\",Inventory!$Q67=\"Btu/hr\"),Inventory!$P67,IF(AND($Z60=\"b\",Inventory!$Q67=\"Tons\"),Inventory!$P67*12000,IF(AND(OR($Z60=\"c\",$Z60=\"d\"),Inventory!$AL67=\"Btu/hr\"),Inventory!$AK67,IF(AND(OR($Z60=\"c\",$Z60=\"d\"),Inventory!$AL67=\"Tons\"),Inventory!$AK67*12000,0)))))","v":0},0,0,"COP","No",{"$f":"IF(OR(Inventory!$J67=\"\",$BH60=\"No\"),\"-\",Inventory!$J67)","v":"-"},{"$f":"IFERROR(VLOOKUP($BI60,'Early Retirement'!$B$6:$C$32,2,FALSE),\"-\")","v":"-"},{"$f":"IF(OR($Z60<>\"b\",AND($AA60<>\"b\",$AA60<>\"c\")),\"n\",IF(AND($AS60<>1,$AS60<>2,$AS60<>7,$AS60<>8),\"n\",IF(Inventory!$K67=\"Split\",\"s\",IF(Inventory!$K67=\"Packaged\",\"p\",\"n\"))))","v":"n"},{"$f":"IF(AND($AA60<>\"i\",$AA60<>\"j\"),\"n\",IF(Inventory!$L67=\"Centrifugal\",\"c\",\"n\"))","v":"n"},"-","-",{"$f":"IFERROR(INDEX('Early Retirement'!$C$4:$AC$32,$BJ60,$BN60),0)","v":0},{"$f":"IFERROR(HLOOKUP($BN60,'Early Retirement'!$D$4:$AC$5,2,FALSE),0)","v":0},{"$f":"IFERROR(INDEX('Early Retirement'!$AE$4:$BE$32,$BJ60,$BN60),0)","v":0},{"$f":"IFERROR(HLOOKUP($BN60,'Early Retirement'!$AF$4:$BE$5,2,FALSE),0)","v":0},0,0,"kW/ton",{"$f":"IFERROR(INDEX('Early Retirement'!$BG$4:$CG$32,$BJ60,$BN60),0)","v":0},{"$f":"IFERROR(HLOOKUP($BN60,'Early Retirement'!$BH$4:$CH$5,2,FALSE),0)","v":0},0,"COP","Yes",0,0,"kW/ton",0,"COP",0,0,"kW/ton",0,"COP",null,"cfaaab28",9.8000000000000007,"EER",9.8000000000000007,"EER",1.2244897959183672,1.2244897959183672,"kW/ton",3.9,"COP",3.9,"COP","VRF HP Water Cooled",0,0,0,20]
[null,null,null,null,null,null,null,null,null,null,null,null,null,null,null,null,null,null,null,null,null,null,null,null,59,{"$f":"IF(Inventory!$C68=\"\",\"a\",VLOOKUP(Inventory!$C68,$B$3:$C$6,2,FALSE))","v":"a"},{"$f":"IF(AND($Z61=\"b\",Inventory!$I68=\"\"),\"a\",IF(AND($Z61=\"b\",Inventory!$I68<>\"\"),VLOOKUP(Inventory!$I68,$E$3:$F$12,2,FALSE),IF(AND(OR($Z61=\"c\",$Z61=\"d\"),Inventory!$AB68=\"\"),\"a\",IF(AND(OR($Z61=\"c\",$Z61=\"d\"),Inventory!$AB68<>\"\"),VLOOKUP(Inventory!$AB68,$E$3:$F$12,2,FALSE),\"a\"))))","v":"a"},{"$f":"IF(OR(AND($AA61<>\"b\",$AA61<>\"c\"),$AF61=0,$AF61>=(65000/12000),Inventory!$AC68=\"\"),\"a\",VLOOKUP(Inventory!$AC68,$H$3:$I$5,2,FALSE))","v":"a"},{"$f":"IF(AND(AA61<>\"I\",AA61<>\"j\"),\"a\",IF(AND(OR(Z61=\"b\",Z61=\"c\",Z61=\"d\"),Inventory!AD68=\"\"),\"a\",IF(AND(OR(Z61=\"b\",Z61=\"c\",Z61=\"d\"),Inventory!AD68<>\"\"),VLOOKUP(Inventory!AD68,$K$3:$L$5,2,FALSE),\"a\")))","v":"a"},{"$f":"IF(AND($AA61<>\"i\",$AA61<>\"j\"),\"a\",IF(AND($Z61=\"b\",Inventory!$L68=\"\"),\"a\",IF(AND($Z61=\"b\",Inventory!$L68<>\"\"),VLOOKUP(Inventory!$L68,$N$3:$O$6,2,FALSE),IF(AND(OR($Z61=\"c\",$Z61=\"d\"),Inventory!$AE68=\"\"),\"a\",IF(AND(OR($Z61=\"c\",$Z61=\"d\"),Inventory!$AE68<>\"\"),VLOOKUP(Inventory!$AE68,$N$3:$O$6,2,FALSE),\"a\")))))","v":"a"},{"$f":"IF(OR(AND($AA61<>\"e\",$AA61<>\"f\"),$AF61=0,Inventory!$AG68=\"\"),\"a\",VLOOKUP(Inventory!$AG68,$Q$3:$R$5,2,FALSE))","v":"a"},{"$f":"IF(OR(Inventory!C68=\"New Construction\",Inventory!C68=\"Replace-on-Burnout\"),Inventory!AT68,IF(Inventory!C68=\"Early Retirement\",Inventory!AS68,0))","v":0},"","","","","","","","","","","","",0,"aaaaaa0","No","No",{"$f":"IF($Z61=\"a\",0,IF($Z61=\"b\",Inventory!$M68,Inventory!$AH68))","v":0},{"$f":"IF(OR($Z61=\"a\",AND($AU61=\"No\",$AV61=\"No\")),0,IF(AND($Z61=\"b\",Inventory!$O68=\"Btu/hr\"),Inventory!$N68,IF(AND($Z61=\"b\",Inventory!$O68=\"Tons\"),Inventory!$N68*12000,IF(AND(OR($Z61=\"c\",$Z61=\"d\"),Inventory!$AJ68=\"Btu/hr\"),Inventory!$AI68,IF(AND(OR($Z61=\"c\",$Z61=\"d\"),Inventory!$AJ68=\"Tons\"),Inventory!$AI68*12000,0)))))","v":0},0,0,"EER",0,"kW/ton",{"$f":"IF(OR($Z61=\"a\",$AV61=\"No\"),0,IF(AND($Z61=\"b\",Inventory!$Q68=\"Btu/hr\"),Inventory!$P68,IF(AND($Z61=\"b\",Inventory!$Q68=\"Tons\"),Inventory!$P68*12000,IF(AND(OR($Z61=\"c\",$Z61=\"d\"),Inventory!$AL68=\"Btu/hr\"),Inventory!$AK68,IF(AND(OR($Z61=\"c\",$Z61=\"d\"),Inventory!$AL68=\"Tons\"),Inventory!$AK68*12000,0)))))","v":0},0,0,"COP","No",{"$f":"IF(OR(Inventory!$J68=\"\",$BH61=\"No\"),\"-\",Inventory!$J68)","v":"-"},{"$f":"IFERROR(VLOOKUP($BI61,'Early Retirement'!$B$6:$C$32,2,FALSE),\"-\")","v":"-"},{"$f":"IF(OR($Z61<>\"b\",AND($AA61<>\"b\",$AA61<>\"c\")),\"n\",IF(AND($AS61<>1,$AS61<>2,$AS61<>7,$AS61<>8),\"n\",IF(Inventory!$K68=\"Split\",\"s\",IF(Inventory!$K68=\"Packaged\",\"p\",\"n\"))))","v":"n"},{"$f":"IF(AND($AA61<>\"i\",$AA61<>\"j\"),\"n\",IF(Inventory!$L68=\"Centrifugal\",\"c\",\"n\"))","v":"n"},"-","-",{"$f":"IFERROR(INDEX('Early Retirement'!$C$4:$AC$32,$BJ61,$BN61),0)","v":0},{"$f":"IFERROR(HLOOKUP($BN61,'Early Retirement'!$D$4:$AC$5,2,FALSE),0)","v":0},{"$f":"IFERROR(INDEX('Early Retirement'!$AE$4:$BE$32,$BJ61,$BN61),0)","v":0},{"$f":"IFERROR(HLOOKUP($BN61,'Early Retirement'!$AF$4:$BE$5,2,FALSE),0)","v":0},0,0,"kW/ton",{"$f":"IFERROR(INDEX('Early Retirement'!$BG$4:$CG$32,$BJ61,$BN61),0)","v":0},{"$f":"IFERROR(HLOOKUP($BN61,'Early Retirement'!$BH$4:$CH$5,2,FALSE),0)","v":0},0,"COP","Yes",0,0,"kW/ton",0,"COP",0,0,"kW/ton",0,"COP",null,"cfaaac29",10,"EER",10,"EER",1.2,1.2,"kW/ton",3.9,"COP",3.9,"COP","VRF HP Water Cooled",0,0,0,63.333333333333336]
[null,null,null,null,null,null,null,null,null,null,null,null,null,null,null,null,null,null,null,null,null,null,null,null,60,{"$f":"IF(Inventory!$C69=\"\",\"a\",VLOOKUP(Inventory!$C69,$B$3:$C$6,2,FALSE))","v":"a"},{"$f":"IF(AND($Z62=\"b\",Inventory!$I69=\"\"),\"a\",IF(AND($Z62=\"b\",Inventory!$I69<>\"\"),VLOOKUP(Inventory!$I69,$E$3:$F$12,2,FALSE),IF(AND(OR($Z62=\"c\",$Z62=\"d\"),Inventory!$AB69=\"\"),\"a\",IF(AND(OR($Z62=\"c\",$Z62=\"d\"),Inventory!$AB69<>\"\"),VLOOKUP(Inventory!$AB69,$E$3:$F$12,2,FALSE),\"a\"))))","v":"a"},{"$f":"IF(OR(AND($AA62<>\"b\",$AA62<>\"c\"),$AF62=0,$AF62>=(65000/12000),Inventory!$AC69=\"\"),\"a\",VLOOKUP(Inventory!$AC69,$H$3:$I$5,2,FALSE))","v":"a"},{"$f":"IF(AND(AA62<>\"I\",AA62<>\"j\"),\"a\",IF(AND(OR(Z62=\"b\",Z62=\"c\",Z62=\"d\"),Inventory!AD69=\"\"),\"a\",IF(AND(OR(Z62=\"b\",Z62=\"c\",Z62=\"d\"),Inventory!AD69<>\"\"),VLOOKUP(Inventory!AD69,$K$3:$L$5,2,FALSE),\"a\")))","v":"a"},{"$f":"IF(AND($AA62<>\"i\",$AA62<>\"j\"),\"a\",IF(AND($Z62=\"b\",Inventory!$L69=\"\"),\"a\",IF(AND($Z62=\"b\",Inventory!$L69<>\"\"),VLOOKUP(Inventory!$L69,$N$3:$O$6,2,FALSE),IF(AND(OR($Z62=\"c\",$Z62=\"d\"),Inventory!$AE69=\"\"),\"a\",IF(AND(OR($Z62=\"c\",$Z62=\"d\"),Inventory!$AE69<>\"\"),VLOOKUP(Inventory!$AE69,$N$3:$O$6,2,FALSE),\"a\")))))","v":"a"},{"$f":"IF(OR(AND($AA62<>\"e\",$AA62<>\"f\"),$AF62=0,Inventory!$AG69=\"\"),\"a\",VLOOKUP(Inventory!$AG69,$Q$3:$R$5,2,FALSE))","v":"a"},{"$f":"IF(OR(Inventory!C69=\"New Construction\",Inventory!C69=\"Replace-on-Burnout\"),Inventory!AT69,IF(Inventory!C69=\"Early Retirement\",Inventory!AS69,0))","v":0},"","","","","","","","","","","","",0,"aaaaaa0","No","No",{"$f":"IF($Z62=\"a\",0,IF($Z62=\"b\",Inventory!$M69,Inventory!$AH69))","v":0},{"$f":"IF(OR($Z62=\"a\",AND($AU62=\"No\",$AV62=\"No\")),0,IF(AND($Z62=\"b\",Inventory!$O69=\"Btu/hr\"),Inventory!$N69,IF(AND($Z62=\"b\",Inventory!$O69=\"Tons\"),Inventory!$N69*12000,IF(AND(OR($Z62=\"c\",$Z62=\"d\"),Inventory!$AJ69=\"Btu/hr\"),Inventory!$AI69,IF(AND(OR($Z62=\"c\",$Z62=\"d\"),Inventory!$AJ69=\"Tons\"),Inventory!$AI69*12000,0)))))","v":0},0,0,"EER",0,"kW/ton",{"$f":"IF(OR($Z62=\"a\",$AV62=\"No\"),0,IF(AND($Z62=\"b\",Inventory!$Q69=\"Btu/hr\"),Inventory!$P69,IF(AND($Z62=\"b\",Inventory!$Q69=\"Tons\"),Inventory!$P69*12000,IF(AND(OR($Z62=\"c\",$Z62=\"d\"),Inventory!$AL69=\"Btu/hr\"),Inventory!$AK69,IF(AND(OR($Z62=\"c\",$Z62=\"d\"),Inventory!$AL69=\"Tons\"),Inventory!$AK69*12000,0)))))","v":0},0,0,"COP","No",{"$f":"IF(OR(Inventory!$J69=\"\",$BH62=\"No\"),\"-\",Inventory!$J69)","v":"-"},{"$f":"IFERROR(VLOOKUP($BI62,'Early Retirement'!$B$6:$C$32,2,FALSE),\"-\")","v":"-"},{"$f":"IF(OR($Z62<>\"b\",AND($AA62<>\"b\",$AA62<>\"c\")),\"n\",IF(AND($AS62<>1,$AS62<>2,$AS62<>7,$AS62<>8),\"n\",IF(Inventory!$K69=\"Split\",\"s\",IF(Inventory!$K69=\"Packaged\",\"p\",\"n\"))))","v":"n"},{"$f":"IF(AND($AA62<>\"i\",$AA62<>\"j\"),\"n\",IF(Inventory!$L69=\"Centrifugal\",\"c\",\"n\"))","v":"n"},"-","-",{"$f":"IFERROR(INDEX('Early Retirement'!$C$4:$AC$32,$BJ62,$BN62),0)","v":0},{"$f":"IFERROR(HLOOKUP($BN62,'Early Retirement'!$D$4:$AC$5,2,FALSE),0)","v":0},{"$f":"IFERROR(INDEX('Early Retirement'!$AE$4:$BE$32,$BJ62,$BN62),0)","v":0},{"$f":"IFERROR(HLOOKUP($BN62,'Early Retirement'!$AF$4:$BE$5,2,FALSE),0)","v":0},0,0,"kW/ton",{"$f":"IFERROR(INDEX('Early Retirement'!$BG$4:$CG$32,$BJ62,$BN62),0)","v":0},{"$f":"IFERROR(HLOOKUP($BN62,'Early Retirement'!$BH$4:$CH$5,2,FALSE),0)","v":0},0,"COP","Yes",0,0,"kW/ton",0,"COP",0,0,"kW/ton",0,"COP",null,"cfaaab29",9.8000000000000007,"EER",9.8000000000000007,"EER",1.2244897959183672,1.2244897959183672,"kW/ton",3.9,"COP",3.9,"COP","VRF HP Water Cooled",0,0,0,63.333333333333336]
[null,null,null,null,null,null,null,null,null,null,null,null,null,null,null,null,null,null,null,null,null,null,null,null,61,{"$f":"IF(Inventory!$C70=\"\",\"a\",VLOOKUP(Inventory!$C70,$B$3:$C$6,2,FALSE))","v":"a"},{"$f":"IF(AND($Z63=\"b\",Inventory!$I70=\"\"),\"a\",IF(AND($Z63=\"b\",Inventory!$I70<>\"\"),VLOOKUP(Inventory!$I70,$E$3:$F$12,2,FALSE),IF(AND(OR($Z63=\"c\",$Z63=\"d\"),Inventory!$AB70=\"\"),\"a\",IF(AND(OR($Z63=\"c\",$Z63=\"d\"),Inventory!$AB70<>\"\"),VLOOKUP(Inventory!$AB70,$E$3:$F$12,2,FALSE),\"a\"))))","v":"a"},{"$f":"IF(OR(AND($AA63<>\"b\",$AA63<>\"c\"),$AF63=0,$AF63>=(65000/12000),Inventory!$AC70=\"\"),\"a\",VLOOKUP(Inventory!$AC70,$H$3:$I$5,2,FALSE))","v":"a"},{"$f":"IF(AND(AA63<>\"I\",AA63<>\"j\"),\"a\",IF(AND(OR(Z63=\"b\",Z63=\"c\",Z63=\"d\"),Inventory!AD70=\"\"),\"a\",IF(AND(OR(Z63=\"b\",Z63=\"c\",Z63=\"d\"),Inventory!AD70<>\"\"),VLOOKUP(Inventory!AD70,$K$3:$L$5,2,FALSE),\"a\")))","v":"a"},{"$f":"IF(AND($AA63<>\"i\",$AA63<>\"j\"),\"a\",IF(AND($Z63=\"b\",Inventory!$L70=\"\"),\"a\",IF(AND($Z63=\"b\",Inventory!$L70<>\"\"),VLOOKUP(Inventory!$L70,$N$3:$O$6,2,FALSE),IF(AND(OR($Z63=\"c\",$Z63=\"d\"),Inventory!$AE70=\"\"),\"a\",IF(AND(OR($Z63=\"c\",$Z63=\"d\"),Inventory!$AE70<>\"\"),VLOOKUP(Inventory!$AE70,$N$3:$O$6,2,FALSE),\"a\")))))","v":"a"},{"$f":"IF(OR(AND($AA63<>\"e\",$AA63<>\"f\"),$AF63=0,Inventory!$AG70=\"\"),\"a\",VLOOKUP(Inventory!$AG70,$Q$3:$R$5,2,FALSE))","v":"a"},{"$f":"IF(OR(Inventory!C70=\"New Construction\",Inventory!C70=\"Replace-on-Burnout\"),Inventory!AT70,IF(Inventory!C70=\"Early Retirement\",Inventory!AS70,0))","v":0},"","","","","","","","","","","","",0,"aaaaaa0","No","No",{"$f":"IF($Z63=\"a\",0,IF($Z63=\"b\",Inventory!$M70,Inventory!$AH70))","v":0},{"$f":"IF(OR($Z63=\"a\",AND($AU63=\"No\",$AV63=\"No\")),0,IF(AND($Z63=\"b\",Inventory!$O70=\"Btu/hr\"),Inventory!$N70,IF(AND($Z63=\"b\",Inventory!$O70=\"Tons\"),Inventory!$N70*12000,IF(AND(OR($Z63=\"c\",$Z63=\"d\"),Inventory!$AJ70=\"Btu/hr\"),Inventory!$AI70,IF(AND(OR($Z63=\"c\",$Z63=\"d\"),Inventory!$AJ70=\"Tons\"),Inventory!$AI70*12000,0)))))","v":0},0,0,"EER",0,"kW/ton",{"$f":"IF(OR($Z63=\"a\",$AV63=\"No\"),0,IF(AND($Z63=\"b\",Inventory!$Q70=\"Btu/hr\"),Inventory!$P70,IF(AND($Z63=\"b\",Inventory!$Q70=\"Tons\"),Inventory!$P70*12000,IF(AND(OR($Z63=\"c\",$Z63=\"d\"),Inventory!$AL70=\"Btu/hr\"),Inventory!$AK70,IF(AND(OR($Z63=\"c\",$Z63=\"d\"),Inventory!$AL70=\"Tons\"),Inventory!$AK70*12000,0)))))","v":0},0,0,"COP","No",{"$f":"IF(OR(Inventory!$J70=\"\",$BH63=\"No\"),\"-\",Inventory!$J70)","v":"-"},{"$f":"IFERROR(VLOOKUP($BI63,'Early Retirement'!$B$6:$C$32,2,FALSE),\"-\")","v":"-"},{"$f":"IF(OR($Z63<>\"b\",AND($AA63<>\"b\",$AA63<>\"c\")),\"n\",IF(AND($AS63<>1,$AS63<>2,$AS63<>7,$AS63<>8),\"n\",IF(Inventory!$K70=\"Split\",\"s\",IF(Inventory!$K70=\"Packaged\",\"p\",\"n\"))))","v":"n"},{"$f":"IF(AND($AA63<>\"i\",$AA63<>\"j\"),\"n\",IF(Inventory!$L70=\"Centrifugal\",\"c\",\"n\"))","v":"n"},"-","-",{"$f":"IFERROR(INDEX('Early Retirement'!$C$4:$AC$32,$BJ63,$BN63),0)","v":0},{"$f":"IFERROR(HLOOKUP($BN63,'Early Retirement'!$D$4:$AC$5,2,FALSE),0)","v":0},{"$f":"IFERROR(INDEX('Early Retirement'!$AE$4:$BE$32,$BJ63,$BN63),0)","v":0},{"$f":"IFERROR(HLOOKUP($BN63,'Early Retirement'!$AF$4:$BE$5,2,FALSE),0)","v":0},0,0,"kW/ton",{"$f":"IFERROR(INDEX('Early Retirement'!$BG$4:$CG$32,$BJ63,$BN63),0)","v":0},{"$f":"IFERROR(HLOOKUP($BN63,'Early Retirement'!$BH$4:$CH$5,2,FALSE),0)","v":0},0,"COP","Yes",0,0,"kW/ton",0,"COP",0,0,"kW/ton",0,"COP",null,"cfaaac30",10,"EER",10,"EER",1.2,1.2,"kW/ton",3.9,"COP",3.9,"COP","VRF HP Water Cooled",0,0,0,0]
[null,null,null,null,null,null,null,null,null,null,null,null,null,null,null,null,null,null,null,null,null,null,null,null,62,{"$f":"IF(Inventory!$C71=\"\",\"a\",VLOOKUP(Inventory!$C71,$B$3:$C$6,2,FALSE))","v":"a"},{"$f":"IF(AND($Z64=\"b\",Inventory!$I71=\"\"),\"a\",IF(AND($Z64=\"b\",Inventory!$I71<>\"\"),VLOOKUP(Inventory!$I71,$E$3:$F$12,2,FALSE),IF(AND(OR($Z64=\"c\",$Z64=\"d\"),Inventory!$AB71=\"\"),\"a\",IF(AND(OR($Z64=\"c\",$Z64=\"d\"),Inventory!$AB71<>\"\"),VLOOKUP(Inventory!$AB71,$E$3:$F$12,2,FALSE),\"a\"))))","v":"a"},{"$f":"IF(OR(AND($AA64<>\"b\",$AA64<>\"c\"),$AF64=0,$AF64>=(65000/12000),Inventory!$AC71=\"\"),\"a\",VLOOKUP(Inventory!$AC71,$H$3:$I$5,2,FALSE))","v":"a"},{"$f":"IF(AND(AA64<>\"I\",AA64<>\"j\"),\"a\",IF(AND(OR(Z64=\"b\",Z64=\"c\",Z64=\"d\"),Inventory!AD71=\"\"),\"a\",IF(AND(OR(Z64=\"b\",Z64=\"c\",Z64=\"d\"),Inventory!AD71<>\"\"),VLOOKUP(Inventory!AD71,$K$3:$L$5,2,FALSE),\"a\")))","v":"a"},{"$f":"IF(AND($AA64<>\"i\",$AA64<>\"j\"),\"a\",IF(AND($Z64=\"b\",Inventory!$L71=\"\"),\"a\",IF(AND($Z64=\"b\",Inventory!$L71<>\"\"),VLOOKUP(Inventory!$L71,$N$3:$O$6,2,FALSE),IF(AND(OR($Z64=\"c\",$Z64=\"d\"),Inventory!$AE71=\"\"),\"a\",IF(AND(OR($Z64=\"c\",$Z64=\"d\"),Inventory!$AE71<>\"\"),VLOOKUP(Inventory!$AE71,$N$3:$O$6,2,FALSE),\"a\")))))","v":"a"},{"$f":"IF(OR(AND($AA64<>\"e\",$AA64<>\"f\"),$AF64=0,Inventory!$AG71=\"\"),\"a\",VLOOKUP(Inventory!$AG71,$Q$3:$R$5,2,FALSE))","v":"a"},{"$f":"IF(OR(Inventory!C71=\"New Construction\",Inventory!C71=\"Replace-on-Burnout\"),Inventory!AT71,IF(Inventory!C71=\"Early Retirement\",Inventory!AS71,0))","v":0},"","","","","","","","","","","","",0,"aaaaaa0","No","No",{"$f":"IF($Z64=\"a\",0,IF($Z64=\"b\",Inventory!$M71,Inventory!$AH71))","v":0},{"$f":"IF(OR($Z64=\"a\",AND($AU64=\"No\",$AV64=\"No\")),0,IF(AND($Z64=\"b\",Inventory!$O71=\"Btu/hr\"),Inventory!$N71,IF(AND($Z64=\"b\",Inventory!$O71=\"Tons\"),Inventory!$N71*12000,IF(AND(OR($Z64=\"c\",$Z64=\"d\"),Inventory!$AJ71=\"Btu/hr\"),Inventory!$AI71,IF(AND(OR($Z64=\"c\",$Z64=\"d\"),Inventory!$AJ71=\"Tons\"),Inventory!$AI71*12000,0)))))","v":0},0,0,"EER",0,"kW/ton",{"$f":"IF(OR($Z64=\"a\",$AV64=\"No\"),0,IF(AND($Z64=\"b\",Inventory!$Q71=\"Btu/hr\"),Inventory!$P71,IF(AND($Z64=\"b\",Inventory!$Q71=\"Tons\"),Inventory!$P71*12000,IF(AND(OR($Z64=\"c\",$Z64=\"d\"),Inventory!$AL71=\"Btu/hr\"),Inventory!$AK71,IF(AND(OR($Z64=\"c\",$Z64=\"d\"),Inventory!$AL71=\"Tons\"),Inventory!$AK71*12000,0)))))","v":0},0,0,"COP","No",{"$f":"IF(OR(Inventory!$J71=\"\",$BH64=\"No\"),\"-\",Inventory!$J71)","v":"-"},{"$f":"IFERROR(VLOOKUP($BI64,'Early Retirement'!$B$6:$C$32,2,FALSE),\"-\")","v":"-"},{"$f":"IF(OR($Z64<>\"b\",AND($AA64<>\"b\",$AA64<>\"c\")),\"n\",IF(AND($AS64<>1,$AS64<>2,$AS64<>7,$AS64<>8),\"n\",IF(Inventory!$K71=\"Split\",\"s\",IF(Inventory!$K71=\"Packaged\",\"p\",\"n\"))))","v":"n"},{"$f":"IF(AND($AA64<>\"i\",$AA64<>\"j\"),\"n\",IF(Inventory!$L71=\"Centrifugal\",\"c\",\"n\"))","v":"n"},"-","-",{"$f":"IFERROR(INDEX('Early Retirement'!$C$4:$AC$32,$BJ64,$BN64),0)","v":0},{"$f":"IFERROR(HLOOKUP($BN64,'Early Retirement'!$D$4:$AC$5,2,FALSE),0)","v":0},{"$f":"IFERROR(INDEX('Early Retirement'!$AE$4:$BE$32,$BJ64,$BN64),0)","v":0},{"$f":"IFERROR(HLOOKUP($BN64,'Early Retirement'!$AF$4:$BE$5,2,FALSE),0)","v":0},0,0,"kW/ton",{"$f":"IFERROR(INDEX('Early Retirement'!$BG$4:$CG$32,$BJ64,$BN64),0)","v":0},{"$f":"IFERROR(HLOOKUP($BN64,'Early Retirement'!$BH$4:$CH$5,2,FALSE),0)","v":0},0,"COP","Yes",0,0,"kW/ton",0,"COP",0,0,"kW/ton",0,"COP",null,"cfaaab30",9.8000000000000007,"EER",9.8000000000000007,"EER",1.2244897959183672,1.2244897959183672,"kW/ton",3.9,"COP",3.9,"COP","VRF HP Water Cooled",0,0,0,0]
[null,null,null,null,null,null,null,null,null,null,null,null,null,null,null,null,null,null,null,null,null,null,null,null,63,{"$f":"IF(Inventory!$C72=\"\",\"a\",VLOOKUP(Inventory!$C72,$B$3:$C$6,2,FALSE))","v":"a"},{"$f":"IF(AND($Z65=\"b\",Inventory!$I72=\"\"),\"a\",IF(AND($Z65=\"b\",Inventory!$I72<>\"\"),VLOOKUP(Inventory!$I72,$E$3:$F$12,2,FALSE),IF(AND(OR($Z65=\"c\",$Z65=\"d\"),Inventory!$AB72=\"\"),\"a\",IF(AND(OR($Z65=\"c\",$Z65=\"d\"),Inventory!$AB72<>\"\"),VLOOKUP(Inventory!$AB72,$E$3:$F$12,2,FALSE),\"a\"))))","v":"a"},{"$f":"IF(OR(AND($AA65<>\"b\",$AA65<>\"c\"),$AF65=0,$AF65>=(65000/12000),Inventory!$AC72=\"\"),\"a\",VLOOKUP(Inventory!$AC72,$H$3:$I$5,2,FALSE))","v":"a"},{"$f":"IF(AND(AA65<>\"I\",AA65<>\"j\"),\"a\",IF(AND(OR(Z65=\"b\",Z65=\"c\",Z65=\"d\"),Inventory!AD72=\"\"),\"a\",IF(AND(OR(Z65=\"b\",Z65=\"c\",Z65=\"d\"),Inventory!AD72<>\"\"),VLOOKUP(Inventory!AD72,$K$3:$L$5,2,FALSE),\"a\")))","v":"a"},{"$f":"IF(AND($AA65<>\"i\",$AA65<>\"j\"),\"a\",IF(AND($Z65=\"b\",Inventory!$L72=\"\"),\"a\",IF(AND($Z65=\"b\",Inventory!$L72<>\"\"),VLOOKUP(Inventory!$L72,$N$3:$O$6,2,FALSE),IF(AND(OR($Z65=\"c\",$Z65=\"d\"),Inventory!$AE72=\"\"),\"a\",IF(AND(OR($Z65=\"c\",$Z65=\"d\"),Inventory!$AE72<>\"\"),VLOOKUP(Inventory!$AE72,$N$3:$O$6,2,FALSE),\"a\")))))","v":"a"},{"$f":"IF(OR(AND($AA65<>\"e\",$AA65<>\"f\"),$AF65=0,Inventory!$AG72=\"\"),\"a\",VLOOKUP(Inventory!$AG72,$Q$3:$R$5,2,FALSE))","v":"a"},{"$f":"IF(OR(Inventory!C72=\"New Construction\",Inventory!C72=\"Replace-on-Burnout\"),Inventory!AT72,IF(Inventory!C72=\"Early Retirement\",Inventory!AS72,0))","v":0},"","","","","","","","","","","","",0,"aaaaaa0","No","No",{"$f":"IF($Z65=\"a\",0,IF($Z65=\"b\",Inventory!$M72,Inventory!$AH72))","v":0},{"$f":"IF(OR($Z65=\"a\",AND($AU65=\"No\",$AV65=\"No\")),0,IF(AND($Z65=\"b\",Inventory!$O72=\"Btu/hr\"),Inventory!$N72,IF(AND($Z65=\"b\",Inventory!$O72=\"Tons\"),Inventory!$N72*12000,IF(AND(OR($Z65=\"c\",$Z65=\"d\"),Inventory!$AJ72=\"Btu/hr\"),Inventory!$AI72,IF(AND(OR($Z65=\"c\",$Z65=\"d\"),Inventory!$AJ72=\"Tons\"),Inventory!$AI72*12000,0)))))","v":0},0,0,"EER",0,"kW/ton",{"$f":"IF(OR($Z65=\"a\",$AV65=\"No\"),0,IF(AND($Z65=\"b\",Inventory!$Q72=\"Btu/hr\"),Inventory!$P72,IF(AND($Z65=\"b\",Inventory!$Q72=\"Tons\"),Inventory!$P72*12000,IF(AND(OR($Z65=\"c\",$Z65=\"d\"),Inventory!$AL72=\"Btu/hr\"),Inventory!$AK72,IF(AND(OR($Z65=\"c\",$Z65=\"d\"),Inventory!$AL72=\"Tons\"),Inventory!$AK72*12000,0)))))","v":0},0,0,"COP","No",{"$f":"IF(OR(Inventory!$J72=\"\",$BH65=\"No\"),\"-\",Inventory!$J72)","v":"-"},{"$f":"IFERROR(VLOOKUP($BI65,'Early Retirement'!$B$6:$C$32,2,FALSE),\"-\")","v":"-"},{"$f":"IF(OR($Z65<>\"b\",AND($AA65<>\"b\",$AA65<>\"c\")),\"n\",IF(AND($AS65<>1,$AS65<>2,$AS65<>7,$AS65<>8),\"n\",IF(Inventory!$K72=\"Split\",\"s\",IF(Inventory!$K72=\"Packaged\",\"p\",\"n\"))))","v":"n"},{"$f":"IF(AND($AA65<>\"i\",$AA65<>\"j\"),\"n\",IF(Inventory!$L72=\"Centrifugal\",\"c\",\"n\"))","v":"n"},"-","-",{"$f":"IFERROR(INDEX('Early Retirement'!$C$4:$AC$32,$BJ65,$BN65),0)","v":0},{"$f":"IFERROR(HLOOKUP($BN65,'Early Retirement'!$D$4:$AC$5,2,FALSE),0)","v":0},{"$f":"IFERROR(INDEX('Early Retirement'!$AE$4:$BE$32,$BJ65,$BN65),0)","v":0},{"$f":"IFERROR(HLOOKUP($BN65,'Early Retirement'!$AF$4:$BE$5,2,FALSE),0)","v":0},0,0,"kW/ton",{"$f":"IFERROR(INDEX('Early Retirement'!$BG$4:$CG$32,$BJ65,$BN65),0)","v":0},{"$f":"IFERROR(HLOOKUP($BN65,'Early Retirement'!$BH$4:$CH$5,2,FALSE),0)","v":0},0,"COP","Yes",0,0,"kW/ton",0,"COP",0,0,"kW/ton",0,"COP",null,"ddaaaa13",11.2,"EER2",13,"SEER2",1.0714285714285714,0.92307692307692313,"kW/ton",null,null,null,null,"VRF AC Air Cooled",0,0,0,3.75]
[null,null,null,null,null,null,null,null,null,null,null,null,null,null,null,null,null,null,null,null,null,null,null,null,64,{"$f":"IF(Inventory!$C73=\"\",\"a\",VLOOKUP(Inventory!$C73,$B$3:$C$6,2,FALSE))","v":"a"},{"$f":"IF(AND($Z66=\"b\",Inventory!$I73=\"\"),\"a\",IF(AND($Z66=\"b\",Inventory!$I73<>\"\"),VLOOKUP(Inventory!$I73,$E$3:$F$12,2,FALSE),IF(AND(OR($Z66=\"c\",$Z66=\"d\"),Inventory!$AB73=\"\"),\"a\",IF(AND(OR($Z66=\"c\",$Z66=\"d\"),Inventory!$AB73<>\"\"),VLOOKUP(Inventory!$AB73,$E$3:$F$12,2,FALSE),\"a\"))))","v":"a"},{"$f":"IF(OR(AND($AA66<>\"b\",$AA66<>\"c\"),$AF66=0,$AF66>=(65000/12000),Inventory!$AC73=\"\"),\"a\",VLOOKUP(Inventory!$AC73,$H$3:$I$5,2,FALSE))","v":"a"},{"$f":"IF(AND(AA66<>\"I\",AA66<>\"j\"),\"a\",IF(AND(OR(Z66=\"b\",Z66=\"c\",Z66=\"d\"),Inventory!AD73=\"\"),\"a\",IF(AND(OR(Z66=\"b\",Z66=\"c\",Z66=\"d\"),Inventory!AD73<>\"\"),VLOOKUP(Inventory!AD73,$K$3:$L$5,2,FALSE),\"a\")))","v":"a"},{"$f":"IF(AND($AA66<>\"i\",$AA66<>\"j\"),\"a\",IF(AND($Z66=\"b\",Inventory!$L73=\"\"),\"a\",IF(AND($Z66=\"b\",Inventory!$L73<>\"\"),VLOOKUP(Inventory!$L73,$N$3:$O$6,2,FALSE),IF(AND(OR($Z66=\"c\",$Z66=\"d\"),Inventory!$AE73=\"\"),\"a\",IF(AND(OR($Z66=\"c\",$Z66=\"d\"),Inventory!$AE73<>\"\"),VLOOKUP(Inventory!$AE73,$N$3:$O$6,2,FALSE),\"a\")))))","v":"a"},{"$f":"IF(OR(AND($AA66<>\"e\",$AA66<>\"f\"),$AF66=0,Inventory!$AG73=\"\"),\"a\",VLOOKUP(Inventory!$AG73,$Q$3:$R$5,2,FALSE))","v":"a"},{"$f":"IF(OR(Inventory!C73=\"New Construction\",Inventory!C73=\"Replace-on-Burnout\"),Inventory!AT73,IF(Inventory!C73=\"Early Retirement\",Inventory!AS73,0))","v":0},"","","","","","","","","","","","",0,"aaaaaa0","No","No",{"$f":"IF($Z66=\"a\",0,IF($Z66=\"b\",Inventory!$M73,Inventory!$AH73))","v":0},{"$f":"IF(OR($Z66=\"a\",AND($AU66=\"No\",$AV66=\"No\")),0,IF(AND($Z66=\"b\",Inventory!$O73=\"Btu/hr\"),Inventory!$N73,IF(AND($Z66=\"b\",Inventory!$O73=\"Tons\"),Inventory!$N73*12000,IF(AND(OR($Z66=\"c\",$Z66=\"d\"),Inventory!$AJ73=\"Btu/hr\"),Inventory!$AI73,IF(AND(OR($Z66=\"c\",$Z66=\"d\"),Inventory!$AJ73=\"Tons\"),Inventory!$AI73*12000,0)))))","v":0},0,0,"EER",0,"kW/ton",{"$f":"IF(OR($Z66=\"a\",$AV66=\"No\"),0,IF(AND($Z66=\"b\",Inventory!$Q73=\"Btu/hr\"),Inventory!$P73,IF(AND($Z66=\"b\",Inventory!$Q73=\"Tons\"),Inventory!$P73*12000,IF(AND(OR($Z66=\"c\",$Z66=\"d\"),Inventory!$AL73=\"Btu/hr\"),Inventory!$AK73,IF(AND(OR($Z66=\"c\",$Z66=\"d\"),Inventory!$AL73=\"Tons\"),Inventory!$AK73*12000,0)))))","v":0},0,0,"COP","No",{"$f":"IF(OR(Inventory!$J73=\"\",$BH66=\"No\"),\"-\",Inventory!$J73)","v":"-"},{"$f":"IFERROR(VLOOKUP($BI66,'Early Retirement'!$B$6:$C$32,2,FALSE),\"-\")","v":"-"},{"$f":"IF(OR($Z66<>\"b\",AND($AA66<>\"b\",$AA66<>\"c\")),\"n\",IF(AND($AS66<>1,$AS66<>2,$AS66<>7,$AS66<>8),\"n\",IF(Inventory!$K73=\"Split\",\"s\",IF(Inventory!$K73=\"Packaged\",\"p\",\"n\"))))","v":"n"},{"$f":"IF(AND($AA66<>\"i\",$AA66<>\"j\"),\"n\",IF(Inventory!$L73=\"Centrifugal\",\"c\",\"n\"))","v":"n"},"-","-",{"$f":"IFERROR(INDEX('Early Retirement'!$C$4:$AC$32,$BJ66,$BN66),0)","v":0},{"$f":"IFERROR(HLOOKUP($BN66,'Early Retirement'!$D$4:$AC$5,2,FALSE),0)","v":0},{"$f":"IFERROR(INDEX('Early Retirement'!$AE$4:$BE$32,$BJ66,$BN66),0)","v":0},{"$f":"IFERROR(HLOOKUP($BN66,'Early Retirement'!$AF$4:$BE$5,2,FALSE),0)","v":0},0,0,"kW/ton",{"$f":"IFERROR(INDEX('Early Retirement'!$BG$4:$CG$32,$BJ66,$BN66),0)","v":0},{"$f":"IFERROR(HLOOKUP($BN66,'Early Retirement'!$BH$4:$CH$5,2,FALSE),0)","v":0},0,"COP","Yes",0,0,"kW/ton",0,"COP",0,0,"kW/ton",0,"COP",null,"ddaaaa14",11.2,"EER2",13,"SEER2",1.0714285714285714,0.92307692307692313,"kW/ton",null,null,null,null,"VRF AC Air Cooled",0,0,0,5.416666666666667]
[null,null,null,null,null,null,null,null,null,null,null,null,null,null,null,null,null,null,null,null,null,null,null,null,65,{"$f":"IF(Inventory!$C74=\"\",\"a\",VLOOKUP(Inventory!$C74,$B$3:$C$6,2,FALSE))","v":"a"},{"$f":"IF(AND($Z67=\"b\",Inventory!$I74=\"\"),\"a\",IF(AND($Z67=\"b\",Inventory!$I74<>\"\"),VLOOKUP(Inventory!$I74,$E$3:$F$12,2,FALSE),IF(AND(OR($Z67=\"c\",$Z67=\"d\"),Inventory!$AB74=\"\"),\"a\",IF(AND(OR($Z67=\"c\",$Z67=\"d\"),Inventory!$AB74<>\"\"),VLOOKUP(Inventory!$AB74,$E$3:$F$12,2,FALSE),\"a\"))))","v":"a"},{"$f":"IF(OR(AND($AA67<>\"b\",$AA67<>\"c\"),$AF67=0,$AF67>=(65000/12000),Inventory!$AC74=\"\"),\"a\",VLOOKUP(Inventory!$AC74,$H$3:$I$5,2,FALSE))","v":"a"},{"$f":"IF(AND(AA67<>\"I\",AA67<>\"j\"),\"a\",IF(AND(OR(Z67=\"b\",Z67=\"c\",Z67=\"d\"),Inventory!AD74=\"\"),\"a\",IF(AND(OR(Z67=\"b\",Z67=\"c\",Z67=\"d\"),Inventory!AD74<>\"\"),VLOOKUP(Inventory!AD74,$K$3:$L$5,2,FALSE),\"a\")))","v":"a"},{"$f":"IF(AND($AA67<>\"i\",$AA67<>\"j\"),\"a\",IF(AND($Z67=\"b\",Inventory!$L74=\"\"),\"a\",IF(AND($Z67=\"b\",Inventory!$L74<>\"\"),VLOOKUP(Inventory!$L74,$N$3:$O$6,2,FALSE),IF(AND(OR($Z67=\"c\",$Z67=\"d\"),Inventory!$AE74=\"\"),\"a\",IF(AND(OR($Z67=\"c\",$Z67=\"d\"),Inventory!$AE74<>\"\"),VLOOKUP(Inventory!$AE74,$N$3:$O$6,2,FALSE),\"a\")))))","v":"a"},{"$f":"IF(OR(AND($AA67<>\"e\",$AA67<>\"f\"),$AF67=0,Inventory!$AG74=\"\"),\"a\",VLOOKUP(Inventory!$AG74,$Q$3:$R$5,2,FALSE))","v":"a"},{"$f":"IF(OR(Inventory!C74=\"New Construction\",Inventory!C74=\"Replace-on-Burnout\"),Inventory!AT74,IF(Inventory!C74=\"Early Retirement\",Inventory!AS74,0))","v":0},"","","","","","","","","","","","",0,"aaaaaa0","No","No",{"$f":"IF($Z67=\"a\",0,IF($Z67=\"b\",Inventory!$M74,Inventory!$AH74))","v":0},{"$f":"IF(OR($Z67=\"a\",AND($AU67=\"No\",$AV67=\"No\")),0,IF(AND($Z67=\"b\",Inventory!$O74=\"Btu/hr\"),Inventory!$N74,IF(AND($Z67=\"b\",Inventory!$O74=\"Tons\"),Inventory!$N74*12000,IF(AND(OR($Z67=\"c\",$Z67=\"d\"),Inventory!$AJ74=\"Btu/hr\"),Inventory!$AI74,IF(AND(OR($Z67=\"c\",$Z67=\"d\"),Inventory!$AJ74=\"Tons\"),Inventory!$AI74*12000,0)))))","v":0},0,0,"EER",{"$f":"IFERROR(12/$AZ67,0)","v":0},"kW/ton",{"$f":"IF(OR($Z67=\"a\",$AV67=\"No\"),0,IF(AND($Z67=\"b\",Inventory!$Q74=\"Btu/hr\"),Inventory!$P74,IF(AND($Z67=\"b\",Inventory!$Q74=\"Tons\"),Inventory!$P74*12000,IF(AND(OR($Z67=\"c\",$Z67=\"d\"),Inventory!$AL74=\"Btu/hr\"),Inventory!$AK74,IF(AND(OR($Z67=\"c\",$Z67=\"d\"),Inventory!$AL74=\"Tons\"),Inventory!$AK74*12000,0)))))","v":0},0,0,"COP",{"$f":"IF($Z67=\"b\",\"Yes\",\"No\")","v":"No"},{"$f":"IF(OR(Inventory!$J74=\"\",$BH67=\"No\"),\"-\",Inventory!$J74)","v":"-"},{"$f":"IFERROR(VLOOKUP($BI67,'Early Retirement'!$B$6:$C$32,2,FALSE),\"-\")","v":"-"},{"$f":"IF(OR($Z67<>\"b\",AND($AA67<>\"b\",$AA67<>\"c\")),\"n\",IF(AND($AS67<>1,$AS67<>2,$AS67<>7,$AS67<>8),\"n\",IF(Inventory!$K74=\"Split\",\"s\",IF(Inventory!$K74=\"Packaged\",\"p\",\"n\"))))","v":"n"},{"$f":"IF(AND($AA67<>\"i\",$AA67<>\"j\"),\"n\",IF(Inventory!$L74=\"Centrifugal\",\"c\",\"n\"))","v":"n"},"-",{"$f":"IFERROR(VLOOKUP($BM67,$BM$506:$BN$541,2,FALSE),\"-\")","v":"-"},{"$f":"IFERROR(INDEX('Early Retirement'!$C$4:$AC$32,$BJ67,$BN67),0)","v":0},{"$f":"IFERROR(HLOOKUP($BN67,'Early Retirement'!$D$4:$AC$5,2,FALSE),0)","v":0},{"$f":"IFERROR(INDEX('Early Retirement'!$AE$4:$BE$32,$BJ67,$BN67),0)","v":0},{"$f":"IFERROR(HLOOKUP($BN67,'Early Retirement'!$AF$4:$BE$5,2,FALSE),0)","v":0},0,0,"kW/ton",{"$f":"IFERROR(INDEX('Early Retirement'!$BG$4:$CG$32,$BJ67,$BN67),0)","v":0},{"$f":"IFERROR(HLOOKUP($BN67,'Early Retirement'!$BH$4:$CH$5,2,FALSE),0)","v":0},0,"COP","Yes",{"$f":"IF($BZ67=\"Yes\",IFERROR(VLOOKUP($AT67,$CL:$CS,6,FALSE),0),0)","v":0},{"$f":"IF($BZ67=\"Yes\",IFERROR(VLOOKUP($AT67,$CL:$CS,7,FALSE),0),0)","v":0},"kW/ton",{"$f":"IF($BZ67=\"Yes\",IFERROR(VLOOKUP($AT67,$CL:$CW,11,FALSE),0),0)","v":0},"COP",0,0,"kW/ton",0,"COP",null,"ddaaaa15",11.2,"EER",13.1,"IEER",1.0714285714285714,0.91603053435114501,"kW/ton",null,null,null,null,"VRF AC Air Cooled",0,{"$f":"_xlfn.XLOOKUP(MID(CL67,5,1),$O$3:$O$6,ChillerCompType)","v":0},0,11.25]
[null,null,null,null,null,null,null,null,null,null,null,null,null,null,null,null,null,null,null,null,null,null,null,null,66,{"$f":"IF(Inventory!$C75=\"\",\"a\",VLOOKUP(Inventory!$C75,$B$3:$C$6,2,FALSE))","v":"a"},{"$f":"IF(AND($Z68=\"b\",Inventory!$I75=\"\"),\"a\",IF(AND($Z68=\"b\",Inventory!$I75<>\"\"),VLOOKUP(Inventory!$I75,$E$3:$F$12,2,FALSE),IF(AND(OR($Z68=\"c\",$Z68=\"d\"),Inventory!$AB75=\"\"),\"a\",IF(AND(OR($Z68=\"c\",$Z68=\"d\"),Inventory!$AB75<>\"\"),VLOOKUP(Inventory!$AB75,$E$3:$F$12,2,FALSE),\"a\"))))","v":"a"},{"$f":"IF(OR(AND($AA68<>\"b\",$AA68<>\"c\"),$AF68=0,$AF68>=(65000/12000),Inventory!$AC75=\"\"),\"a\",VLOOKUP(Inventory!$AC75,$H$3:$I$5,2,FALSE))","v":"a"},{"$f":"IF(AND(AA68<>\"I\",AA68<>\"j\"),\"a\",IF(AND(OR(Z68=\"b\",Z68=\"c\",Z68=\"d\"),Inventory!AD75=\"\"),\"a\",IF(AND(OR(Z68=\"b\",Z68=\"c\",Z68=\"d\"),Inventory!AD75<>\"\"),VLOOKUP(Inventory!AD75,$K$3:$L$5,2,FALSE),\"a\")))","v":"a"},{"$f":"IF(AND($AA68<>\"i\",$AA68<>\"j\"),\"a\",IF(AND($Z68=\"b\",Inventory!$L75=\"\"),\"a\",IF(AND($Z68=\"b\",Inventory!$L75<>\"\"),VLOOKUP(Inventory!$L75,$N$3:$O$6,2,FALSE),IF(AND(OR($Z68=\"c\",$Z68=\"d\"),Inventory!$AE75=\"\"),\"a\",IF(AND(OR($Z68=\"c\",$Z68=\"d\"),Inventory!$AE75<>\"\"),VLOOKUP(Inventory!$AE75,$N$3:$O$6,2,FALSE),\"a\")))))","v":"a"},{"$f":"IF(OR(AND($AA68<>\"e\",$AA68<>\"f\"),$AF68=0,Inventory!$AG75=\"\"),\"a\",VLOOKUP(Inventory!$AG75,$Q$3:$R$5,2,FALSE))","v":"a"},{"$f":"IF(OR(Inventory!C75=\"New Construction\",Inventory!C75=\"Replace-on-Burnout\"),Inventory!AT75,IF(Inventory!C75=\"Early Retirement\",Inventory!AS75,0))","v":0},{"$f":"IF(AND($AA68<>\"b\",$AA68<>\"c\",$AA68<>\"d\",$AA68<>\"e\",$AA68<>\"f\"),\"\",IF(AND($AF68>=$AG$2,$AA68=\"b\"),6,IF(AND($AF68>=$AG$2,$AA68=\"c\"),12,IF(AND($AF68>=$AG$2,$AA68=\"d\"),18,IF(AND($AF68>=$AG$2,$AA68=\"e\"),24,IF(AND($AF68>=$AG$2,$AA68=\"f\"),30,0))))))","v":""},{"$f":"IF(OR(AND($AA68<>\"b\",$AA68<>\"c\",$AA68<>\"d\",$AA68<>\"e\",$AA68<>\"f\"),$AG68<>0),\"\",IF(AND($AF68>=$AH$2,$AA68=\"b\"),5,IF(AND($AF68>=$AH$2,$AA68=\"c\"),11,IF(AND($AF68>=$AH$2,$AA68=\"d\"),17,IF(AND($AF68>=$AH$2,$AA68=\"e\"),23,IF(AND($AF68>=$AH$2,$AA68=\"f\"),29,0))))))","v":""},{"$f":"IF(OR(AND($AA68<>\"b\",$AA68<>\"c\",$AA68<>\"d\",$AA68<>\"e\",$AA68<>\"f\"),$AH68<>0),\"\",IF(AND($AF68>=$AI$2,$AA68=\"b\"),4,IF(AND($AF68>=$AI$2,$AA68=\"c\"),10,IF(AND($AF68>=$AI$2,$AA68=\"d\"),16,IF(AND($AF68>=$AI$2,$AA68=\"e\"),22,IF(AND($AF68>=$AI$2,$AA68=\"f\"),28,0))))))","v":""},{"$f":"IF(OR(AND($AA68<>\"b\",$AA68<>\"c\",$AA68<>\"d\",$AA68<>\"e\",$AA68<>\"f\"),$AI68<>0),\"\",IF(AND($AF68>=$AJ$2,$AA68=\"b\"),3,IF(AND($AF68>=$AJ$2,$AA68=\"c\"),9,IF(AND($AF68>=$AJ$2,$AA68=\"d\"),15,IF(AND($AF68>=$AJ$2,$AA68=\"e\"),21,IF(AND($AF68>=$AJ$2,$AA68=\"f\"),27,0))))))","v":""},{"$f":"IF(OR(AND($AA68<>\"b\",$AA68<>\"c\",$AA68<>\"d\",$AA68<>\"e\",$AA68<>\"f\"),$AJ68<>0),\"\",IF(AND($AF68>=$AK$2,$AA68=\"b\"),2,IF(AND($AF68>=$AK$2,$AA68=\"c\"),8,IF(AND($AF68>=$AK$2,$AA68=\"d\"),14,IF(AND($AF68>=$AK$2,$AA68=\"e\"),20,IF(AND($AF68>=$AK$2,$AA68=\"f\"),26,0))))))","v":""},{"$f":"IF(OR(AND($AA68<>\"b\",$AA68<>\"c\",$AA68<>\"d\",$AA68<>\"e\",$AA68<>\"f\"),$AK68<>0),\"\",IF(AND($AF68>=$AL$2,$AA68=\"b\"),1,IF(AND($AF68>=$AL$2,$AA68=\"c\"),7,IF(AND($AF68>=$AL$2,$AA68=\"d\"),13,IF(AND($AF68>=$AL$2,$AA68=\"e\"),19,IF(AND($AF68>=$AL$2,$AA68=\"f\"),25,0))))))","v":""},{"$f":"IF(AND($AA68<>\"i\",$AA68<>\"j\"),\"\",IF(AND($AF68>=$AM$2,$AA68=\"i\"),39,IF(AND($AF68>=$AM$2,$AA68=\"j\",$AD68=\"b\"),44,IF(AND($AF68>=$AM$2,$AA68=\"j\",$AD68<>\"b\"),49,0))))","v":""},{"$f":"IF(OR(AND($AA68<>\"i\",$AA68<>\"j\"),$AM68<>0),\"\",IF(AND($AF68>=$AN$2,$AA68=\"i\"),38,IF(AND($AF68>=$AN$2,$AA68=\"j\",$AD68=\"b\"),43,IF(AND($AF68>=$AN$2,$AA68=\"j\",$AD68<>\"b\"),48,0))))","v":""},{"$f":"IF(OR(AND($AA68<>\"i\",$AA68<>\"j\"),$AN68<>0),\"\",IF(AND($AF68>=$AO$2,$AA68=\"i\"),37,IF(AND($AF68>=$AO$2,$AA68=\"j\",$AD68=\"b\"),42,IF(AND($AF68>=$AO$2,$AA68=\"j\",$AD68<>\"b\"),47,0))))","v":""},{"$f":"IF(OR(AND($AA68<>\"i\",$AA68<>\"j\"),$AO68<>0),\"\",IF(AND($AF68>=$AP$2,$AA68=\"i\"),36,IF(AND($AF68>=$AP$2,$AA68=\"j\",$AD68=\"b\"),41,IF(AND($AF68>=$AP$2,$AA68=\"j\",$AD68<>\"b\"),46,0))))","v":""},{"$f":"IF(OR(AND($AA68<>\"i\",$AA68<>\"j\"),$AP68<>0),\"\",IF(AND($AF68>=$AQ$2,$AA68=\"i\"),35,IF(AND($AF68>=$AQ$2,$AA68=\"j\",$AD68=\"b\"),40,IF(AND($AF68>=$AQ$2,$AA68=\"j\",$AD68<>\"b\"),45,0))))","v":""},{"$f":"IF(AND($AA68<>\"g\",$AA68<>\"h\"),\"\",IF(AND($Z68=\"d\",$AA68=\"g\"),31,IF(AND($Z68=\"c\",$AA68=\"g\"),32,IF(AND($Z68=\"d\",$AA68=\"h\"),33,IF(AND($Z68=\"c\",$AA68=\"h\"),34,\"\")))))","v":""},{"$f":"SUM($AG68:$AR68)","v":0},{"$f":"CONCATENATE($Z68,$AA68,$AB68,$AC68,$AD68,$AE68,$AS68)","v":"aaaaaa0"},{"$f":"IF($AA68=\"g\",\"Yes\",\"No\")","v":"No"},{"$f":"IF($AA68=\"h\",\"Yes\",\"No\")","v":"No"},{"$f":"IF($Z68=\"a\",0,IF($Z68=\"b\",Inventory!$M75,Inventory!$AH75))","v":0},{"$f":"IF(OR($Z68=\"a\",AND($AU68=\"No\",$AV68=\"No\")),0,IF(AND($Z68=\"b\",Inventory!$O75=\"Btu/hr\"),Inventory!$N75,IF(AND($Z68=\"b\",Inventory!$O75=\"Tons\"),Inventory!$N75*12000,IF(AND(OR($Z68=\"c\",$Z68=\"d\"),Inventory!$AJ75=\"Btu/hr\"),Inventory!$AI75,IF(AND(OR($Z68=\"c\",$Z68=\"d\"),Inventory!$AJ75=\"Tons\"),Inventory!$AI75*12000,0)))))","v":0},{"$f":"IF(AX68=0,0,IF($AX68<7000,7000,IF($AX68>15000,15000,$AX68)))","v":0},{"$f":"IF(OR($Z68=\"a\",AND($AU68=\"No\",$AV68=\"No\"),$AX68=0),0,IF(AND($Z68<>\"b\",$AU68=\"Yes\",$AW68=\"Yes\"),14-(0.3*$AY68/1000),IF(AND($Z68<>\"b\",$AU68=\"Yes\",$AW68=\"No\"),10.9-(0.213*$AY68/1000),IF(AND($Z68=\"b\",$AU68=\"Yes\"),10.9-(0.213*$AY68/1000),IF(AND($Z68<>\"b\",$AV68=\"Yes\",$AW68=\"Yes\"),14-(0.3*$AY68/1000),IF(AND($Z68<>\"b\",$AV68=\"Yes\",$AW68=\"No\"),10.8-(0.213*$AY68/1000),IF(AND($Z68=\"b\",$AV68=\"Yes\"),10.8-(0.213*$AY68/1000),0)))))))","v":0},"EER",0,"kW/ton",{"$f":"IF(OR($Z68=\"a\",$AV68=\"No\"),0,IF(AND($Z68=\"b\",Inventory!$Q75=\"Btu/hr\"),Inventory!$P75,IF(AND($Z68=\"b\",Inventory!$Q75=\"Tons\"),Inventory!$P75*12000,IF(AND(OR($Z68=\"c\",$Z68=\"d\"),Inventory!$AL75=\"Btu/hr\"),Inventory!$AK75,IF(AND(OR($Z68=\"c\",$Z68=\"d\"),Inventory!$AL75=\"Tons\"),Inventory!$AK75*12000,0)))))","v":0},{"$f":"IF(BD68=0,0,IF($BD68<7000,7000,IF($BD68>15000,15000,$BD68)))","v":0},{"$f":"IF(OR($Z68=\"a\",$AV68=\"No\",$BD68=0),0,IF(AND($Z68<>\"b\",$AV68=\"Yes\",$AW68=\"Yes\"),3.7-(0.052*$BE68/1000),IF(AND($Z68<>\"b\",$AV68=\"Yes\",$AW68=\"No\"),2.9-(0.026*$BE68/1000),IF(AND($Z68=\"b\",$AV68=\"Yes\"),2.9-(0.026*$BE68/1000),0))))","v":0},"COP","No",{"$f":"IF(OR(Inventory!$J75=\"\",$BH68=\"No\"),\"-\",Inventory!$J75)","v":"-"},{"$f":"IFERROR(VLOOKUP($BI68,'Early Retirement'!$B$6:$C$32,2,FALSE),\"-\")","v":"-"},{"$f":"IF(OR($Z68<>\"b\",AND($AA68<>\"b\",$AA68<>\"c\")),\"n\",IF(AND($AS68<>1,$AS68<>2,$AS68<>7,$AS68<>8),\"n\",IF(Inventory!$K75=\"Split\",\"s\",IF(Inventory!$K75=\"Packaged\",\"p\",\"n\"))))","v":"n"},{"$f":"IF(AND($AA68<>\"i\",$AA68<>\"j\"),\"n\",IF(Inventory!$L75=\"Centrifugal\",\"c\",\"n\"))","v":"n"},{"$f":"IF(OR($BH68=\"No\",$AA68=\"a\"),\"-\",CONCATENATE($AS68,$BK68,$BL68))","v":"-"},"-",{"$f":"IFERROR(INDEX('Early Retirement'!$C$4:$AC$32,$BJ68,$BN68),0)","v":0},{"$f":"IFERROR(HLOOKUP($BN68,'Early Retirement'!$D$4:$AC$5,2,FALSE),0)","v":0},{"$f":"IFERROR(INDEX('Early Retirement'!$AE$4:$BE$32,$BJ68,$BN68),0)","v":0},{"$f":"IFERROR(HLOOKUP($BN68,'Early Retirement'!$AF$4:$BE$5,2,FALSE),0)","v":0},{"$f":"IF(LEFT($BP68,3)=\"EER\",12/$BO68,IF($BP68=\"kW/ton\",$BO68,0))","v":0},{"$f":"IF(OR(LEFT($BR68,4)=\"SEER\",$BR68=\"IEER\",$BR68=\"IPLV (EER)\"),12/$BQ68,IF($BR68=\"IPLV (kW/ton)\",$BQ68,0))","v":0},"kW/ton",{"$f":"IFERROR(INDEX('Early Retirement'!$BG$4:$CG$32,$BJ68,$BN68),0)","v":0},{"$f":"IFERROR(HLOOKUP($BN68,'Early Retirement'!$BH$4:$CH$5,2,FALSE),0)","v":0},{"$f":"IF(LEFT($BW68,4)=\"HSPF\",$BV68/3.412,IF($BW68=\"COP\",$BV68,0))","v":0},"COP",{"$f":"IF(AND($AU68=\"No\",$AV68=\"No\",$BH68=\"No\"),\"Yes\",\"No\")","v":"Yes"},0,0,"kW/ton",0,"COP",{"$f":"MAX($BB68,$BS68,$CA68)","v":0},{"$f":"MAX($BB68,$BT68,$CB68)","v":0},"kW/ton",{"$f":"MAX($BF68,$BX68,$CD68)","v":0},"COP",null,"ddaaaa16",11,"EER",12.9,"IEER",1.0909090909090908,0.93023255813953487,"kW/ton",null,null,null,null,{"$f":"_xlfn.XLOOKUP(MID(CL68,2,1),$F$3:$F$12,$E$3:$E$12)","v":"VRF AC Air Cooled"},{"$f":"_xlfn.XLOOKUP(MID(CL68,3,1),$I$3:$I$5,$H$3:$H$5)","v":0},0,{"$f":"_xlfn.XLOOKUP(MID(CL68,4,1),$L$3:$L$5,$K$3:$K$5)","v":0},{"$f":"_xlfn.XLOOKUP(_xlfn.NUMBERVALUE(RIGHT(CL68,IF(LEN(CL68)=7,1,2))),$W$3:$W$51,$V$3:$V$51)","v":20}]
[null,null,null,null,null,null,null,null,null,null,null,null,null,null,null,null,null,null,null,null,null,null,null,null,67,{"$f":"IF(Inventory!$C76=\"\",\"a\",VLOOKUP(Inventory!$C76,$B$3:$C$6,2,FALSE))","v":"a"},{"$f":"IF(AND($Z69=\"b\",Inventory!$I76=\"\"),\"a\",IF(AND($Z69=\"b\",Inventory!$I76<>\"\"),VLOOKUP(Inventory!$I76,$E$3:$F$12,2,FALSE),IF(AND(OR($Z69=\"c\",$Z69=\"d\"),Inventory!$AB76=\"\"),\"a\",IF(AND(OR($Z69=\"c\",$Z69=\"d\"),Inventory!$AB76<>\"\"),VLOOKUP(Inventory!$AB76,$E$3:$F$12,2,FALSE),\"a\"))))","v":"a"},{"$f":"IF(OR(AND($AA69<>\"b\",$AA69<>\"c\"),$AF69=0,$AF69>=(65000/12000),Inventory!$AC76=\"\"),\"a\",VLOOKUP(Inventory!$AC76,$H$3:$I$5,2,FALSE))","v":"a"},{"$f":"IF(AND(AA69<>\"I\",AA69<>\"j\"),\"a\",IF(AND(OR(Z69=\"b\",Z69=\"c\",Z69=\"d\"),Inventory!AD76=\"\"),\"a\",IF(AND(OR(Z69=\"b\",Z69=\"c\",Z69=\"d\"),Inventory!AD76<>\"\"),VLOOKUP(Inventory!AD76,$K$3:$L$5,2,FALSE),\"a\")))","v":"a"},{"$f":"IF(AND($AA69<>\"i\",$AA69<>\"j\"),\"a\",IF(AND($Z69=\"b\",Inventory!$L76=\"\"),\"a\",IF(AND($Z69=\"b\",Inventory!$L76<>\"\"),VLOOKUP(Inventory!$L76,$N$3:$O$6,2,FALSE),IF(AND(OR($Z69=\"c\",$Z69=\"d\"),Inventory!$AE76=\"\"),\"a\",IF(AND(OR($Z69=\"c\",$Z69=\"d\"),Inventory!$AE76<>\"\"),VLOOKUP(Inventory!$AE76,$N$3:$O$6,2,FALSE),\"a\")))))","v":"a"},{"$f":"IF(OR(AND($AA69<>\"e\",$AA69<>\"f\"),$AF69=0,Inventory!$AG76=\"\"),\"a\",VLOOKUP(Inventory!$AG76,$Q$3:$R$5,2,FALSE))","v":"a"},{"$f":"IF(OR(Inventory!C76=\"New Construction\",Inventory!C76=\"Replace-on-Burnout\"),Inventory!AT76,IF(Inventory!C76=\"Early Retirement\",Inventory!AS76,0))","v":0},"","","","","","","","","","","","",0,"aaaaaa0","No","No",{"$f":"IF($Z69=\"a\",0,IF($Z69=\"b\",Inventory!$M76,Inventory!$AH76))","v":0},{"$f":"IF(OR($Z69=\"a\",AND($AU69=\"No\",$AV69=\"No\")),0,IF(AND($Z69=\"b\",Inventory!$O76=\"Btu/hr\"),Inventory!$N76,IF(AND($Z69=\"b\",Inventory!$O76=\"Tons\"),Inventory!$N76*12000,IF(AND(OR($Z69=\"c\",$Z69=\"d\"),Inventory!$AJ76=\"Btu/hr\"),Inventory!$AI76,IF(AND(OR($Z69=\"c\",$Z69=\"d\"),Inventory!$AJ76=\"Tons\"),Inventory!$AI76*12000,0)))))","v":0},0,0,"EER",0,"kW/ton",{"$f":"IF(OR($Z69=\"a\",$AV69=\"No\"),0,IF(AND($Z69=\"b\",Inventory!$Q76=\"Btu/hr\"),Inventory!$P76,IF(AND($Z69=\"b\",Inventory!$Q76=\"Tons\"),Inventory!$P76*12000,IF(AND(OR($Z69=\"c\",$Z69=\"d\"),Inventory!$AL76=\"Btu/hr\"),Inventory!$AK76,IF(AND(OR($Z69=\"c\",$Z69=\"d\"),Inventory!$AL76=\"Tons\"),Inventory!$AK76*12000,0)))))","v":0},0,0,"COP","No",{"$f":"IF(OR(Inventory!$J76=\"\",$BH69=\"No\"),\"-\",Inventory!$J76)","v":"-"},{"$f":"IFERROR(VLOOKUP($BI69,'Early Retirement'!$B$6:$C$32,2,FALSE),\"-\")","v":"-"},{"$f":"IF(OR($Z69<>\"b\",AND($AA69<>\"b\",$AA69<>\"c\")),\"n\",IF(AND($AS69<>1,$AS69<>2,$AS69<>7,$AS69<>8),\"n\",IF(Inventory!$K76=\"Split\",\"s\",IF(Inventory!$K76=\"Packaged\",\"p\",\"n\"))))","v":"n"},{"$f":"IF(AND($AA69<>\"i\",$AA69<>\"j\"),\"n\",IF(Inventory!$L76=\"Centrifugal\",\"c\",\"n\"))","v":"n"},"-","-",{"$f":"IFERROR(INDEX('Early Retirement'!$C$4:$AC$32,$BJ69,$BN69),0)","v":0},{"$f":"IFERROR(HLOOKUP($BN69,'Early Retirement'!$D$4:$AC$5,2,FALSE),0)","v":0},{"$f":"IFERROR(INDEX('Early Retirement'!$AE$4:$BE$32,$BJ69,$BN69),0)","v":0},{"$f":"IFERROR(HLOOKUP($BN69,'Early Retirement'!$AF$4:$BE$5,2,FALSE),0)","v":0},0,0,"kW/ton",{"$f":"IFERROR(INDEX('Early Retirement'!$BG$4:$CG$32,$BJ69,$BN69),0)","v":0},{"$f":"IFERROR(HLOOKUP($BN69,'Early Retirement'!$BH$4:$CH$5,2,FALSE),0)","v":0},0,"COP","Yes",0,0,"kW/ton",0,"COP",0,0,"kW/ton",0,"COP",null,"ddaaaa17",10,"EER",11.6,"IEER",{"$f":"12/$CM69","v":1.2},{"$f":"12/$CO69","v":1.0344827586206897},"kW/ton",null,null,null,null,"VRF AC Air Cooled",0,0,0,63.333333333333336]
[null,null,null,null,null,null,null,null,null,null,null,null,null,null,null,null,null,null,null,null,null,null,null,null,68,{"$f":"IF(Inventory!$C77=\"\",\"a\",VLOOKUP(Inventory!$C77,$B$3:$C$6,2,FALSE))","v":"a"},{"$f":"IF(AND($Z70=\"b\",Inventory!$I77=\"\"),\"a\",IF(AND($Z70=\"b\",Inventory!$I77<>\"\"),VLOOKUP(Inventory!$I77,$E$3:$F$12,2,FALSE),IF(AND(OR($Z70=\"c\",$Z70=\"d\"),Inventory!$AB77=\"\"),\"a\",IF(AND(OR($Z70=\"c\",$Z70=\"d\"),Inventory!$AB77<>\"\"),VLOOKUP(Inventory!$AB77,$E$3:$F$12,2,FALSE),\"a\"))))","v":"a"},{"$f":"IF(OR(AND($AA70<>\"b\",$AA70<>\"c\"),$AF70=0,$AF70>=(65000/12000),Inventory!$AC77=\"\"),\"a\",VLOOKUP(Inventory!$AC77,$H$3:$I$5,2,FALSE))","v":"a"},{"$f":"IF(AND(AA70<>\"I\",AA70<>\"j\"),\"a\",IF(AND(OR(Z70=\"b\",Z70=\"c\",Z70=\"d\"),Inventory!AD77=\"\"),\"a\",IF(AND(OR(Z70=\"b\",Z70=\"c\",Z70=\"d\"),Inventory!AD77<>\"\"),VLOOKUP(Inventory!AD77,$K$3:$L$5,2,FALSE),\"a\")))","v":"a"},{"$f":"IF(AND($AA70<>\"i\",$AA70<>\"j\"),\"a\",IF(AND($Z70=\"b\",Inventory!$L77=\"\"),\"a\",IF(AND($Z70=\"b\",Inventory!$L77<>\"\"),VLOOKUP(Inventory!$L77,$N$3:$O$6,2,FALSE),IF(AND(OR($Z70=\"c\",$Z70=\"d\"),Inventory!$AE77=\"\"),\"a\",IF(AND(OR($Z70=\"c\",$Z70=\"d\"),Inventory!$AE77<>\"\"),VLOOKUP(Inventory!$AE77,$N$3:$O$6,2,FALSE),\"a\")))))","v":"a"},{"$f":"IF(OR(AND($AA70<>\"e\",$AA70<>\"f\"),$AF70=0,Inventory!$AG77=\"\"),\"a\",VLOOKUP(Inventory!$AG77,$Q$3:$R$5,2,FALSE))","v":"a"},{"$f":"IF(OR(Inventory!C77=\"New Construction\",Inventory!C77=\"Replace-on-Burnout\"),Inventory!AT77,IF(Inventory!C77=\"Early Retirement\",Inventory!AS77,0))","v":0},"","","","","","","","","","","","",0,"aaaaaa0","No","No",{"$f":"IF($Z70=\"a\",0,IF($Z70=\"b\",Inventory!$M77,Inventory!$AH77))","v":0},{"$f":"IF(OR($Z70=\"a\",AND($AU70=\"No\",$AV70=\"No\")),0,IF(AND($Z70=\"b\",Inventory!$O77=\"Btu/hr\"),Inventory!$N77,IF(AND($Z70=\"b\",Inventory!$O77=\"Tons\"),Inventory!$N77*12000,IF(AND(OR($Z70=\"c\",$Z70=\"d\"),Inventory!$AJ77=\"Btu/hr\"),Inventory!$AI77,IF(AND(OR($Z70=\"c\",$Z70=\"d\"),Inventory!$AJ77=\"Tons\"),Inventory!$AI77*12000,0)))))","v":0},0,0,"EER",0,"kW/ton",{"$f":"IF(OR($Z70=\"a\",$AV70=\"No\"),0,IF(AND($Z70=\"b\",Inventory!$Q77=\"Btu/hr\"),Inventory!$P77,IF(AND($Z70=\"b\",Inventory!$Q77=\"Tons\"),Inventory!$P77*12000,IF(AND(OR($Z70=\"c\",$Z70=\"d\"),Inventory!$AL77=\"Btu/hr\"),Inventory!$AK77,IF(AND(OR($Z70=\"c\",$Z70=\"d\"),Inventory!$AL77=\"Tons\"),Inventory!$AK77*12000,0)))))","v":0},0,0,"COP","No",{"$f":"IF(OR(Inventory!$J77=\"\",$BH70=\"No\"),\"-\",Inventory!$J77)","v":"-"},{"$f":"IFERROR(VLOOKUP($BI70,'Early Retirement'!$B$6:$C$32,2,FALSE),\"-\")","v":"-"},{"$f":"IF(OR($Z70<>\"b\",AND($AA70<>\"b\",$AA70<>\"c\")),\"n\",IF(AND($AS70<>1,$AS70<>2,$AS70<>7,$AS70<>8),\"n\",IF(Inventory!$K77=\"Split\",\"s\",IF(Inventory!$K77=\"Packaged\",\"p\",\"n\"))))","v":"n"},{"$f":"IF(AND($AA70<>\"i\",$AA70<>\"j\"),\"n\",IF(Inventory!$L77=\"Centrifugal\",\"c\",\"n\"))","v":"n"},"-","-",{"$f":"IFERROR(INDEX('Early Retirement'!$C$4:$AC$32,$BJ70,$BN70),0)","v":0},{"$f":"IFERROR(HLOOKUP($BN70,'Early Retirement'!$D$4:$AC$5,2,FALSE),0)","v":0},{"$f":"IFERROR(INDEX('Early Retirement'!$AE$4:$BE$32,$BJ70,$BN70),0)","v":0},{"$f":"IFERROR(HLOOKUP($BN70,'Early Retirement'!$AF$4:$BE$5,2,FALSE),0)","v":0},0,0,"kW/ton",{"$f":"IFERROR(INDEX('Early Retirement'!$BG$4:$CG$32,$BJ70,$BN70),0)","v":0},{"$f":"IFERROR(HLOOKUP($BN70,'Early Retirement'!$BH$4:$CH$5,2,FALSE),0)","v":0},0,"COP","Yes",0,0,"kW/ton",0,"COP",0,0,"kW/ton",0,"COP",null,"ddaaaa18",10,"EER",11.6,"IEER",1.2,1.0344827586206897,"kW/ton",null,null,null,null,"VRF AC Air Cooled",0,0,0,0]
[null,null,null,null,null,null,null,null,null,null,null,null,null,null,null,null,null,null,null,null,null,null,null,null,69,{"$f":"IF(Inventory!$C78=\"\",\"a\",VLOOKUP(Inventory!$C78,$B$3:$C$6,2,FALSE))","v":"a"},{"$f":"IF(AND($Z71=\"b\",Inventory!$I78=\"\"),\"a\",IF(AND($Z71=\"b\",Inventory!$I78<>\"\"),VLOOKUP(Inventory!$I78,$E$3:$F$12,2,FALSE),IF(AND(OR($Z71=\"c\",$Z71=\"d\"),Inventory!$AB78=\"\"),\"a\",IF(AND(OR($Z71=\"c\",$Z71=\"d\"),Inventory!$AB78<>\"\"),VLOOKUP(Inventory!$AB78,$E$3:$F$12,2,FALSE),\"a\"))))","v":"a"},{"$f":"IF(OR(AND($AA71<>\"b\",$AA71<>\"c\"),$AF71=0,$AF71>=(65000/12000),Inventory!$AC78=\"\"),\"a\",VLOOKUP(Inventory!$AC78,$H$3:$I$5,2,FALSE))","v":"a"},{"$f":"IF(AND(AA71<>\"I\",AA71<>\"j\"),\"a\",IF(AND(OR(Z71=\"b\",Z71=\"c\",Z71=\"d\"),Inventory!AD78=\"\"),\"a\",IF(AND(OR(Z71=\"b\",Z71=\"c\",Z71=\"d\"),Inventory!AD78<>\"\"),VLOOKUP(Inventory!AD78,$K$3:$L$5,2,FALSE),\"a\")))","v":"a"},{"$f":"IF(AND($AA71<>\"i\",$AA71<>\"j\"),\"a\",IF(AND($Z71=\"b\",Inventory!$L78=\"\"),\"a\",IF(AND($Z71=\"b\",Inventory!$L78<>\"\"),VLOOKUP(Inventory!$L78,$N$3:$O$6,2,FALSE),IF(AND(OR($Z71=\"c\",$Z71=\"d\"),Inventory!$AE78=\"\"),\"a\",IF(AND(OR($Z71=\"c\",$Z71=\"d\"),Inventory!$AE78<>\"\"),VLOOKUP(Inventory!$AE78,$N$3:$O$6,2,FALSE),\"a\")))))","v":"a"},{"$f":"IF(OR(AND($AA71<>\"e\",$AA71<>\"f\"),$AF71=0,Inventory!$AG78=\"\"),\"a\",VLOOKUP(Inventory!$AG78,$Q$3:$R$5,2,FALSE))","v":"a"},{"$f":"IF(OR(Inventory!C78=\"New Construction\",Inventory!C78=\"Replace-on-Burnout\"),Inventory!AT78,IF(Inventory!C78=\"Early Retirement\",Inventory!AS78,0))","v":0},"","","","","","","","","","","","",0,"aaaaaa0","No","No",{"$f":"IF($Z71=\"a\",0,IF($Z71=\"b\",Inventory!$M78,Inventory!$AH78))","v":0},{"$f":"IF(OR($Z71=\"a\",AND($AU71=\"No\",$AV71=\"No\")),0,IF(AND($Z71=\"b\",Inventory!$O78=\"Btu/hr\"),Inventory!$N78,IF(AND($Z71=\"b\",Inventory!$O78=\"Tons\"),Inventory!$N78*12000,IF(AND(OR($Z71=\"c\",$Z71=\"d\"),Inventory!$AJ78=\"Btu/hr\"),Inventory!$AI78,IF(AND(OR($Z71=\"c\",$Z71=\"d\"),Inventory!$AJ78=\"Tons\"),Inventory!$AI78*12000,0)))))","v":0},0,0,"EER",0,"kW/ton",{"$f":"IF(OR($Z71=\"a\",$AV71=\"No\"),0,IF(AND($Z71=\"b\",Inventory!$Q78=\"Btu/hr\"),Inventory!$P78,IF(AND($Z71=\"b\",Inventory!$Q78=\"Tons\"),Inventory!$P78*12000,IF(AND(OR($Z71=\"c\",$Z71=\"d\"),Inventory!$AL78=\"Btu/hr\"),Inventory!$AK78,IF(AND(OR($Z71=\"c\",$Z71=\"d\"),Inventory!$AL78=\"Tons\"),Inventory!$AK78*12000,0)))))","v":0},0,0,"COP","No",{"$f":"IF(OR(Inventory!$J78=\"\",$BH71=\"No\"),\"-\",Inventory!$J78)","v":"-"},{"$f":"IFERROR(VLOOKUP($BI71,'Early Retirement'!$B$6:$C$32,2,FALSE),\"-\")","v":"-"},{"$f":"IF(OR($Z71<>\"b\",AND($AA71<>\"b\",$AA71<>\"c\")),\"n\",IF(AND($AS71<>1,$AS71<>2,$AS71<>7,$AS71<>8),\"n\",IF(Inventory!$K78=\"Split\",\"s\",IF(Inventory!$K78=\"Packaged\",\"p\",\"n\"))))","v":"n"},{"$f":"IF(AND($AA71<>\"i\",$AA71<>\"j\"),\"n\",IF(Inventory!$L78=\"Centrifugal\",\"c\",\"n\"))","v":"n"},"-","-",{"$f":"IFERROR(INDEX('Early Retirement'!$C$4:$AC$32,$BJ71,$BN71),0)","v":0},{"$f":"IFERROR(HLOOKUP($BN71,'Early Retirement'!$D$4:$AC$5,2,FALSE),0)","v":0},{"$f":"IFERROR(INDEX('Early Retirement'!$AE$4:$BE$32,$BJ71,$BN71),0)","v":0},{"$f":"IFERROR(HLOOKUP($BN71,'Early Retirement'!$AF$4:$BE$5,2,FALSE),0)","v":0},0,0,"kW/ton",{"$f":"IFERROR(INDEX('Early Retirement'!$BG$4:$CG$32,$BJ71,$BN71),0)","v":0},{"$f":"IFERROR(HLOOKUP($BN71,'Early Retirement'!$BH$4:$CH$5,2,FALSE),0)","v":0},0,"COP","Yes",0,0,"kW/ton",0,"COP",0,0,"kW/ton",0,"COP",null,"deaaac19",11.2,"EER2",13,"SEER2",1.0714285714285714,0.92307692307692313,"kW/ton",7.7,"HSPF2",{"$f":"CT71/3.412","v":2.2567409144196953},"COP","VRF HP Air Cooled",0,0,0,3.75]
[null,null,null,null,null,null,null,null,null,null,null,null,null,null,null,null,null,null,null,null,null,null,null,null,70,{"$f":"IF(Inventory!$C79=\"\",\"a\",VLOOKUP(Inventory!$C79,$B$3:$C$6,2,FALSE))","v":"a"},{"$f":"IF(AND($Z72=\"b\",Inventory!$I79=\"\"),\"a\",IF(AND($Z72=\"b\",Inventory!$I79<>\"\"),VLOOKUP(Inventory!$I79,$E$3:$F$12,2,FALSE),IF(AND(OR($Z72=\"c\",$Z72=\"d\"),Inventory!$AB79=\"\"),\"a\",IF(AND(OR($Z72=\"c\",$Z72=\"d\"),Inventory!$AB79<>\"\"),VLOOKUP(Inventory!$AB79,$E$3:$F$12,2,FALSE),\"a\"))))","v":"a"},{"$f":"IF(OR(AND($AA72<>\"b\",$AA72<>\"c\"),$AF72=0,$AF72>=(65000/12000),Inventory!$AC79=\"\"),\"a\",VLOOKUP(Inventory!$AC79,$H$3:$I$5,2,FALSE))","v":"a"},{"$f":"IF(AND(AA72<>\"I\",AA72<>\"j\"),\"a\",IF(AND(OR(Z72=\"b\",Z72=\"c\",Z72=\"d\"),Inventory!AD79=\"\"),\"a\",IF(AND(OR(Z72=\"b\",Z72=\"c\",Z72=\"d\"),Inventory!AD79<>\"\"),VLOOKUP(Inventory!AD79,$K$3:$L$5,2,FALSE),\"a\")))","v":"a"},{"$f":"IF(AND($AA72<>\"i\",$AA72<>\"j\"),\"a\",IF(AND($Z72=\"b\",Inventory!$L79=\"\"),\"a\",IF(AND($Z72=\"b\",Inventory!$L79<>\"\"),VLOOKUP(Inventory!$L79,$N$3:$O$6,2,FALSE),IF(AND(OR($Z72=\"c\",$Z72=\"d\"),Inventory!$AE79=\"\"),\"a\",IF(AND(OR($Z72=\"c\",$Z72=\"d\"),Inventory!$AE79<>\"\"),VLOOKUP(Inventory!$AE79,$N$3:$O$6,2,FALSE),\"a\")))))","v":"a"},{"$f":"IF(OR(AND($AA72<>\"e\",$AA72<>\"f\"),$AF72=0,Inventory!$AG79=\"\"),\"a\",VLOOKUP(Inventory!$AG79,$Q$3:$R$5,2,FALSE))","v":"a"},{"$f":"IF(OR(Inventory!C79=\"New Construction\",Inventory!C79=\"Replace-on-Burnout\"),Inventory!AT79,IF(Inventory!C79=\"Early Retirement\",Inventory!AS79,0))","v":0},"","","","","","","","","","","","",0,"aaaaaa0","No","No",{"$f":"IF($Z72=\"a\",0,IF($Z72=\"b\",Inventory!$M79,Inventory!$AH79))","v":0},{"$f":"IF(OR($Z72=\"a\",AND($AU72=\"No\",$AV72=\"No\")),0,IF(AND($Z72=\"b\",Inventory!$O79=\"Btu/hr\"),Inventory!$N79,IF(AND($Z72=\"b\",Inventory!$O79=\"Tons\"),Inventory!$N79*12000,IF(AND(OR($Z72=\"c\",$Z72=\"d\"),Inventory!$AJ79=\"Btu/hr\"),Inventory!$AI79,IF(AND(OR($Z72=\"c\",$Z72=\"d\"),Inventory!$AJ79=\"Tons\"),Inventory!$AI79*12000,0)))))","v":0},0,0,"EER",0,"kW/ton",{"$f":"IF(OR($Z72=\"a\",$AV72=\"No\"),0,IF(AND($Z72=\"b\",Inventory!$Q79=\"Btu/hr\"),Inventory!$P79,IF(AND($Z72=\"b\",Inventory!$Q79=\"Tons\"),Inventory!$P79*12000,IF(AND(OR($Z72=\"c\",$Z72=\"d\"),Inventory!$AL79=\"Btu/hr\"),Inventory!$AK79,IF(AND(OR($Z72=\"c\",$Z72=\"d\"),Inventory!$AL79=\"Tons\"),Inventory!$AK79*12000,0)))))","v":0},0,0,"COP","No",{"$f":"IF(OR(Inventory!$J79=\"\",$BH72=\"No\"),\"-\",Inventory!$J79)","v":"-"},{"$f":"IFERROR(VLOOKUP($BI72,'Early Retirement'!$B$6:$C$32,2,FALSE),\"-\")","v":"-"},{"$f":"IF(OR($Z72<>\"b\",AND($AA72<>\"b\",$AA72<>\"c\")),\"n\",IF(AND($AS72<>1,$AS72<>2,$AS72<>7,$AS72<>8),\"n\",IF(Inventory!$K79=\"Split\",\"s\",IF(Inventory!$K79=\"Packaged\",\"p\",\"n\"))))","v":"n"},{"$f":"IF(AND($AA72<>\"i\",$AA72<>\"j\"),\"n\",IF(Inventory!$L79=\"Centrifugal\",\"c\",\"n\"))","v":"n"},"-","-",{"$f":"IFERROR(INDEX('Early Retirement'!$C$4:$AC$32,$BJ72,$BN72),0)","v":0},{"$f":"IFERROR(HLOOKUP($BN72,'Early Retirement'!$D$4:$AC$5,2,FALSE),0)","v":0},{"$f":"IFERROR(INDEX('Early Retirement'!$AE$4:$BE$32,$BJ72,$BN72),0)","v":0},{"$f":"IFERROR(HLOOKUP($BN72,'Early Retirement'!$AF$4:$BE$5,2,FALSE),0)","v":0},0,0,"kW/ton",{"$f":"IFERROR(INDEX('Early Retirement'!$BG$4:$CG$32,$BJ72,$BN72),0)","v":0},{"$f":"IFERROR(HLOOKUP($BN72,'Early Retirement'!$BH$4:$CH$5,2,FALSE),0)","v":0},0,"COP","Yes",0,0,"kW/ton",0,"COP",0,0,"kW/ton",0,"COP",null,"deaaab19",11.2,"EER2",13,"SEER2",1.0714285714285714,0.92307692307692313,"kW/ton",7.7,"HSPF2",{"$f":"CT72/3.412","v":2.2567409144196953},"COP","VRF HP Air Cooled",0,0,0,3.75]
[null,null,null,null,null,null,null,null,null,null,null,null,null,null,null,null,null,null,null,null,null,null,null,null,71,{"$f":"IF(Inventory!$C80=\"\",\"a\",VLOOKUP(Inventory!$C80,$B$3:$C$6,2,FALSE))","v":"a"},{"$f":"IF(AND($Z73=\"b\",Inventory!$I80=\"\"),\"a\",IF(AND($Z73=\"b\",Inventory!$I80<>\"\"),VLOOKUP(Inventory!$I80,$E$3:$F$12,2,FALSE),IF(AND(OR($Z73=\"c\",$Z73=\"d\"),Inventory!$AB80=\"\"),\"a\",IF(AND(OR($Z73=\"c\",$Z73=\"d\"),Inventory!$AB80<>\"\"),VLOOKUP(Inventory!$AB80,$E$3:$F$12,2,FALSE),\"a\"))))","v":"a"},{"$f":"IF(OR(AND($AA73<>\"b\",$AA73<>\"c\"),$AF73=0,$AF73>=(65000/12000),Inventory!$AC80=\"\"),\"a\",VLOOKUP(Inventory!$AC80,$H$3:$I$5,2,FALSE))","v":"a"},{"$f":"IF(AND(AA73<>\"I\",AA73<>\"j\"),\"a\",IF(AND(OR(Z73=\"b\",Z73=\"c\",Z73=\"d\"),Inventory!AD80=\"\"),\"a\",IF(AND(OR(Z73=\"b\",Z73=\"c\",Z73=\"d\"),Inventory!AD80<>\"\"),VLOOKUP(Inventory!AD80,$K$3:$L$5,2,FALSE),\"a\")))","v":"a"},{"$f":"IF(AND($AA73<>\"i\",$AA73<>\"j\"),\"a\",IF(AND($Z73=\"b\",Inventory!$L80=\"\"),\"a\",IF(AND($Z73=\"b\",Inventory!$L80<>\"\"),VLOOKUP(Inventory!$L80,$N$3:$O$6,2,FALSE),IF(AND(OR($Z73=\"c\",$Z73=\"d\"),Inventory!$AE80=\"\"),\"a\",IF(AND(OR($Z73=\"c\",$Z73=\"d\"),Inventory!$AE80<>\"\"),VLOOKUP(Inventory!$AE80,$N$3:$O$6,2,FALSE),\"a\")))))","v":"a"},{"$f":"IF(OR(AND($AA73<>\"e\",$AA73<>\"f\"),$AF73=0,Inventory!$AG80=\"\"),\"a\",VLOOKUP(Inventory!$AG80,$Q$3:$R$5,2,FALSE))","v":"a"},{"$f":"IF(OR(Inventory!C80=\"New Construction\",Inventory!C80=\"Replace-on-Burnout\"),Inventory!AT80,IF(Inventory!C80=\"Early Retirement\",Inventory!AS80,0))","v":0},"","","","","","","","","","","","",0,"aaaaaa0","No","No",{"$f":"IF($Z73=\"a\",0,IF($Z73=\"b\",Inventory!$M80,Inventory!$AH80))","v":0},{"$f":"IF(OR($Z73=\"a\",AND($AU73=\"No\",$AV73=\"No\")),0,IF(AND($Z73=\"b\",Inventory!$O80=\"Btu/hr\"),Inventory!$N80,IF(AND($Z73=\"b\",Inventory!$O80=\"Tons\"),Inventory!$N80*12000,IF(AND(OR($Z73=\"c\",$Z73=\"d\"),Inventory!$AJ80=\"Btu/hr\"),Inventory!$AI80,IF(AND(OR($Z73=\"c\",$Z73=\"d\"),Inventory!$AJ80=\"Tons\"),Inventory!$AI80*12000,0)))))","v":0},0,0,"EER",0,"kW/ton",{"$f":"IF(OR($Z73=\"a\",$AV73=\"No\"),0,IF(AND($Z73=\"b\",Inventory!$Q80=\"Btu/hr\"),Inventory!$P80,IF(AND($Z73=\"b\",Inventory!$Q80=\"Tons\"),Inventory!$P80*12000,IF(AND(OR($Z73=\"c\",$Z73=\"d\"),Inventory!$AL80=\"Btu/hr\"),Inventory!$AK80,IF(AND(OR($Z73=\"c\",$Z73=\"d\"),Inventory!$AL80=\"Tons\"),Inventory!$AK80*12000,0)))))","v":0},0,0,"COP","No",{"$f":"IF(OR(Inventory!$J80=\"\",$BH73=\"No\"),\"-\",Inventory!$J80)","v":"-"},{"$f":"IFERROR(VLOOKUP($BI73,'Early Retirement'!$B$6:$C$32,2,FALSE),\"-\")","v":"-"},{"$f":"IF(OR($Z73<>\"b\",AND($AA73<>\"b\",$AA73<>\"c\")),\"n\",IF(AND($AS73<>1,$AS73<>2,$AS73<>7,$AS73<>8),\"n\",IF(Inventory!$K80=\"Split\",\"s\",IF(Inventory!$K80=\"Packaged\",\"p\",\"n\"))))","v":"n"},{"$f":"IF(AND($AA73<>\"i\",$AA73<>\"j\"),\"n\",IF(Inventory!$L80=\"Centrifugal\",\"c\",\"n\"))","v":"n"},"-","-",{"$f":"IFERROR(INDEX('Early Retirement'!$C$4:$AC$32,$BJ73,$BN73),0)","v":0},{"$f":"IFERROR(HLOOKUP($BN73,'Early Retirement'!$D$4:$AC$5,2,FALSE),0)","v":0},{"$f":"IFERROR(INDEX('Early Retirement'!$AE$4:$BE$32,$BJ73,$BN73),0)","v":0},{"$f":"IFERROR(HLOOKUP($BN73,'Early Retirement'!$AF$4:$BE$5,2,FALSE),0)","v":0},0,0,"kW/ton",{"$f":"IFERROR(INDEX('Early Retirement'!$BG$4:$CG$32,$BJ73,$BN73),0)","v":0},{"$f":"IFERROR(HLOOKUP($BN73,'Early Retirement'!$BH$4:$CH$5,2,FALSE),0)","v":0},0,"COP","Yes",0,0,"kW/ton",0,"COP",0,0,"kW/ton",0,"COP",null,"deaaac20",11.2,"EER2",13,"SEER2",1.0714285714285714,0.92307692307692313,"kW/ton",7.7,"HSPF2",{"$f":"CT73/3.412","v":2.2567409144196953},"COP","VRF HP Air Cooled",0,0,0,5.416666666666667]
[null,null,null,null,null,null,null,null,null,null,null,null,null,null,null,null,null,null,null,null,null,null,null,null,72,{"$f":"IF(Inventory!$C81=\"\",\"a\",VLOOKUP(Inventory!$C81,$B$3:$C$6,2,FALSE))","v":"a"},{"$f":"IF(AND($Z74=\"b\",Inventory!$I81=\"\"),\"a\",IF(AND($Z74=\"b\",Inventory!$I81<>\"\"),VLOOKUP(Inventory!$I81,$E$3:$F$12,2,FALSE),IF(AND(OR($Z74=\"c\",$Z74=\"d\"),Inventory!$AB81=\"\"),\"a\",IF(AND(OR($Z74=\"c\",$Z74=\"d\"),Inventory!$AB81<>\"\"),VLOOKUP(Inventory!$AB81,$E$3:$F$12,2,FALSE),\"a\"))))","v":"a"},{"$f":"IF(OR(AND($AA74<>\"b\",$AA74<>\"c\"),$AF74=0,$AF74>=(65000/12000),Inventory!$AC81=\"\"),\"a\",VLOOKUP(Inventory!$AC81,$H$3:$I$5,2,FALSE))","v":"a"},{"$f":"IF(AND(AA74<>\"I\",AA74<>\"j\"),\"a\",IF(AND(OR(Z74=\"b\",Z74=\"c\",Z74=\"d\"),Inventory!AD81=\"\"),\"a\",IF(AND(OR(Z74=\"b\",Z74=\"c\",Z74=\"d\"),Inventory!AD81<>\"\"),VLOOKUP(Inventory!AD81,$K$3:$L$5,2,FALSE),\"a\")))","v":"a"},{"$f":"IF(AND($AA74<>\"i\",$AA74<>\"j\"),\"a\",IF(AND($Z74=\"b\",Inventory!$L81=\"\"),\"a\",IF(AND($Z74=\"b\",Inventory!$L81<>\"\"),VLOOKUP(Inventory!$L81,$N$3:$O$6,2,FALSE),IF(AND(OR($Z74=\"c\",$Z74=\"d\"),Inventory!$AE81=\"\"),\"a\",IF(AND(OR($Z74=\"c\",$Z74=\"d\"),Inventory!$AE81<>\"\"),VLOOKUP(Inventory!$AE81,$N$3:$O$6,2,FALSE),\"a\")))))","v":"a"},{"$f":"IF(OR(AND($AA74<>\"e\",$AA74<>\"f\"),$AF74=0,Inventory!$AG81=\"\"),\"a\",VLOOKUP(Inventory!$AG81,$Q$3:$R$5,2,FALSE))","v":"a"},{"$f":"IF(OR(Inventory!C81=\"New Construction\",Inventory!C81=\"Replace-on-Burnout\"),Inventory!AT81,IF(Inventory!C81=\"Early Retirement\",Inventory!AS81,0))","v":0},"","","","","","","","","","","","",0,"aaaaaa0","No","No",{"$f":"IF($Z74=\"a\",0,IF($Z74=\"b\",Inventory!$M81,Inventory!$AH81))","v":0},{"$f":"IF(OR($Z74=\"a\",AND($AU74=\"No\",$AV74=\"No\")),0,IF(AND($Z74=\"b\",Inventory!$O81=\"Btu/hr\"),Inventory!$N81,IF(AND($Z74=\"b\",Inventory!$O81=\"Tons\"),Inventory!$N81*12000,IF(AND(OR($Z74=\"c\",$Z74=\"d\"),Inventory!$AJ81=\"Btu/hr\"),Inventory!$AI81,IF(AND(OR($Z74=\"c\",$Z74=\"d\"),Inventory!$AJ81=\"Tons\"),Inventory!$AI81*12000,0)))))","v":0},0,0,"EER",0,"kW/ton",{"$f":"IF(OR($Z74=\"a\",$AV74=\"No\"),0,IF(AND($Z74=\"b\",Inventory!$Q81=\"Btu/hr\"),Inventory!$P81,IF(AND($Z74=\"b\",Inventory!$Q81=\"Tons\"),Inventory!$P81*12000,IF(AND(OR($Z74=\"c\",$Z74=\"d\"),Inventory!$AL81=\"Btu/hr\"),Inventory!$AK81,IF(AND(OR($Z74=\"c\",$Z74=\"d\"),Inventory!$AL81=\"Tons\"),Inventory!$AK81*12000,0)))))","v":0},0,0,"COP","No",{"$f":"IF(OR(Inventory!$J81=\"\",$BH74=\"No\"),\"-\",Inventory!$J81)","v":"-"},{"$f":"IFERROR(VLOOKUP($BI74,'Early Retirement'!$B$6:$C$32,2,FALSE),\"-\")","v":"-"},{"$f":"IF(OR($Z74<>\"b\",AND($AA74<>\"b\",$AA74<>\"c\")),\"n\",IF(AND($AS74<>1,$AS74<>2,$AS74<>7,$AS74<>8),\"n\",IF(Inventory!$K81=\"Split\",\"s\",IF(Inventory!$K81=\"Packaged\",\"p\",\"n\"))))","v":"n"},{"$f":"IF(AND($AA74<>\"i\",$AA74<>\"j\"),\"n\",IF(Inventory!$L81=\"Centrifugal\",\"c\",\"n\"))","v":"n"},"-","-",{"$f":"IFERROR(INDEX('Early Retirement'!$C$4:$AC$32,$BJ74,$BN74),0)","v":0},{"$f":"IFERROR(HLOOKUP($BN74,'Early Retirement'!$D$4:$AC$5,2,FALSE),0)","v":0},{"$f":"IFERROR(INDEX('Early Retirement'!$AE$4:$BE$32,$BJ74,$BN74),0)","v":0},{"$f":"IFERROR(HLOOKUP($BN74,'Early Retirement'!$AF$4:$BE$5,2,FALSE),0)","v":0},0,0,"kW/ton",{"$f":"IFERROR(INDEX('Early Retirement'!$BG$4:$CG$32,$BJ74,$BN74),0)","v":0},{"$f":"IFERROR(HLOOKUP($BN74,'Early Retirement'!$BH$4:$CH$5,2,FALSE),0)","v":0},0,"COP","Yes",0,0,"kW/ton",0,"COP",0,0,"kW/ton",0,"COP",null,"deaaab20",11.2,"EER2",13,"SEER2",1.0714285714285714,0.92307692307692313,"kW/ton",7.7,"HSPF2",{"$f":"CT74/3.412","v":2.2567409144196953},"COP","VRF HP Air Cooled",0,0,0,5.416666666666667]
[null,null,null,null,null,null,null,null,null,null,null,null,null,null,null,null,null,null,null,null,null,null,null,null,73,{"$f":"IF(Inventory!$C82=\"\",\"a\",VLOOKUP(Inventory!$C82,$B$3:$C$6,2,FALSE))","v":"a"},{"$f":"IF(AND($Z75=\"b\",Inventory!$I82=\"\"),\"a\",IF(AND($Z75=\"b\",Inventory!$I82<>\"\"),VLOOKUP(Inventory!$I82,$E$3:$F$12,2,FALSE),IF(AND(OR($Z75=\"c\",$Z75=\"d\"),Inventory!$AB82=\"\"),\"a\",IF(AND(OR($Z75=\"c\",$Z75=\"d\"),Inventory!$AB82<>\"\"),VLOOKUP(Inventory!$AB82,$E$3:$F$12,2,FALSE),\"a\"))))","v":"a"},{"$f":"IF(OR(AND($AA75<>\"b\",$AA75<>\"c\"),$AF75=0,$AF75>=(65000/12000),Inventory!$AC82=\"\"),\"a\",VLOOKUP(Inventory!$AC82,$H$3:$I$5,2,FALSE))","v":"a"},{"$f":"IF(AND(AA75<>\"I\",AA75<>\"j\"),\"a\",IF(AND(OR(Z75=\"b\",Z75=\"c\",Z75=\"d\"),Inventory!AD82=\"\"),\"a\",IF(AND(OR(Z75=\"b\",Z75=\"c\",Z75=\"d\"),Inventory!AD82<>\"\"),VLOOKUP(Inventory!AD82,$K$3:$L$5,2,FALSE),\"a\")))","v":"a"},{"$f":"IF(AND($AA75<>\"i\",$AA75<>\"j\"),\"a\",IF(AND($Z75=\"b\",Inventory!$L82=\"\"),\"a\",IF(AND($Z75=\"b\",Inventory!$L82<>\"\"),VLOOKUP(Inventory!$L82,$N$3:$O$6,2,FALSE),IF(AND(OR($Z75=\"c\",$Z75=\"d\"),Inventory!$AE82=\"\"),\"a\",IF(AND(OR($Z75=\"c\",$Z75=\"d\"),Inventory!$AE82<>\"\"),VLOOKUP(Inventory!$AE82,$N$3:$O$6,2,FALSE),\"a\")))))","v":"a"},{"$f":"IF(OR(AND($AA75<>\"e\",$AA75<>\"f\"),$AF75=0,Inventory!$AG82=\"\"),\"a\",VLOOKUP(Inventory!$AG82,$Q$3:$R$5,2,FALSE))","v":"a"},{"$f":"IF(OR(Inventory!C82=\"New Construction\",Inventory!C82=\"Replace-on-Burnout\"),Inventory!AT82,IF(Inventory!C82=\"Early Retirement\",Inventory!AS82,0))","v":0},"","","","","","","","","","","","",0,"aaaaaa0","No","No",{"$f":"IF($Z75=\"a\",0,IF($Z75=\"b\",Inventory!$M82,Inventory!$AH82))","v":0},{"$f":"IF(OR($Z75=\"a\",AND($AU75=\"No\",$AV75=\"No\")),0,IF(AND($Z75=\"b\",Inventory!$O82=\"Btu/hr\"),Inventory!$N82,IF(AND($Z75=\"b\",Inventory!$O82=\"Tons\"),Inventory!$N82*12000,IF(AND(OR($Z75=\"c\",$Z75=\"d\"),Inventory!$AJ82=\"Btu/hr\"),Inventory!$AI82,IF(AND(OR($Z75=\"c\",$Z75=\"d\"),Inventory!$AJ82=\"Tons\"),Inventory!$AI82*12000,0)))))","v":0},0,0,"EER",0,"kW/ton",{"$f":"IF(OR($Z75=\"a\",$AV75=\"No\"),0,IF(AND($Z75=\"b\",Inventory!$Q82=\"Btu/hr\"),Inventory!$P82,IF(AND($Z75=\"b\",Inventory!$Q82=\"Tons\"),Inventory!$P82*12000,IF(AND(OR($Z75=\"c\",$Z75=\"d\"),Inventory!$AL82=\"Btu/hr\"),Inventory!$AK82,IF(AND(OR($Z75=\"c\",$Z75=\"d\"),Inventory!$AL82=\"Tons\"),Inventory!$AK82*12000,0)))))","v":0},0,0,"COP","No",{"$f":"IF(OR(Inventory!$J82=\"\",$BH75=\"No\"),\"-\",Inventory!$J82)","v":"-"},{"$f":"IFERROR(VLOOKUP($BI75,'Early Retirement'!$B$6:$C$32,2,FALSE),\"-\")","v":"-"},{"$f":"IF(OR($Z75<>\"b\",AND($AA75<>\"b\",$AA75<>\"c\")),\"n\",IF(AND($AS75<>1,$AS75<>2,$AS75<>7,$AS75<>8),\"n\",IF(Inventory!$K82=\"Split\",\"s\",IF(Inventory!$K82=\"Packaged\",\"p\",\"n\"))))","v":"n"},{"$f":"IF(AND($AA75<>\"i\",$AA75<>\"j\"),\"n\",IF(Inventory!$L82=\"Centrifugal\",\"c\",\"n\"))","v":"n"},"-","-",{"$f":"IFERROR(INDEX('Early Retirement'!$C$4:$AC$32,$BJ75,$BN75),0)","v":0},{"$f":"IFERROR(HLOOKUP($BN75,'Early Retirement'!$D$4:$AC$5,2,FALSE),0)","v":0},{"$f":"IFERROR(INDEX('Early Retirement'!$AE$4:$BE$32,$BJ75,$BN75),0)","v":0},{"$f":"IFERROR(HLOOKUP($BN75,'Early Retirement'!$AF$4:$BE$5,2,FALSE),0)","v":0},0,0,"kW/ton",{"$f":"IFERROR(INDEX('Early Retirement'!$BG$4:$CG$32,$BJ75,$BN75),0)","v":0},{"$f":"IFERROR(HLOOKUP($BN75,'Early Retirement'!$BH$4:$CH$5,2,FALSE),0)","v":0},0,"COP","Yes",0,0,"kW/ton",0,"COP",0,0,"kW/ton",0,"COP",null,"deaaac21",11,"EER",12.3,"IEER",1.0909090909090908,0.97560975609756095,"kW/ton",3.3,"COP",{"$f":"CT75","v":3.3},"COP","VRF HP Air Cooled",0,0,0,11.25]
[null,null,null,null,null,null,null,null,null,null,null,null,null,null,null,null,null,null,null,null,null,null,null,null,74,{"$f":"IF(Inventory!$C83=\"\",\"a\",VLOOKUP(Inventory!$C83,$B$3:$C$6,2,FALSE))","v":"a"},{"$f":"IF(AND($Z76=\"b\",Inventory!$I83=\"\"),\"a\",IF(AND($Z76=\"b\",Inventory!$I83<>\"\"),VLOOKUP(Inventory!$I83,$E$3:$F$12,2,FALSE),IF(AND(OR($Z76=\"c\",$Z76=\"d\"),Inventory!$AB83=\"\"),\"a\",IF(AND(OR($Z76=\"c\",$Z76=\"d\"),Inventory!$AB83<>\"\"),VLOOKUP(Inventory!$AB83,$E$3:$F$12,2,FALSE),\"a\"))))","v":"a"},{"$f":"IF(OR(AND($AA76<>\"b\",$AA76<>\"c\"),$AF76=0,$AF76>=(65000/12000),Inventory!$AC83=\"\"),\"a\",VLOOKUP(Inventory!$AC83,$H$3:$I$5,2,FALSE))","v":"a"},{"$f":"IF(AND(AA76<>\"I\",AA76<>\"j\"),\"a\",IF(AND(OR(Z76=\"b\",Z76=\"c\",Z76=\"d\"),Inventory!AD83=\"\"),\"a\",IF(AND(OR(Z76=\"b\",Z76=\"c\",Z76=\"d\"),Inventory!AD83<>\"\"),VLOOKUP(Inventory!AD83,$K$3:$L$5,2,FALSE),\"a\")))","v":"a"},{"$f":"IF(AND($AA76<>\"i\",$AA76<>\"j\"),\"a\",IF(AND($Z76=\"b\",Inventory!$L83=\"\"),\"a\",IF(AND($Z76=\"b\",Inventory!$L83<>\"\"),VLOOKUP(Inventory!$L83,$N$3:$O$6,2,FALSE),IF(AND(OR($Z76=\"c\",$Z76=\"d\"),Inventory!$AE83=\"\"),\"a\",IF(AND(OR($Z76=\"c\",$Z76=\"d\"),Inventory!$AE83<>\"\"),VLOOKUP(Inventory!$AE83,$N$3:$O$6,2,FALSE),\"a\")))))","v":"a"},{"$f":"IF(OR(AND($AA76<>\"e\",$AA76<>\"f\"),$AF76=0,Inventory!$AG83=\"\"),\"a\",VLOOKUP(Inventory!$AG83,$Q$3:$R$5,2,FALSE))","v":"a"},{"$f":"IF(OR(Inventory!C83=\"New Construction\",Inventory!C83=\"Replace-on-Burnout\"),Inventory!AT83,IF(Inventory!C83=\"Early Retirement\",Inventory!AS83,0))","v":0},"","","","","","","","","","","","",0,"aaaaaa0","No","No",{"$f":"IF($Z76=\"a\",0,IF($Z76=\"b\",Inventory!$M83,Inventory!$AH83))","v":0},{"$f":"IF(OR($Z76=\"a\",AND($AU76=\"No\",$AV76=\"No\")),0,IF(AND($Z76=\"b\",Inventory!$O83=\"Btu/hr\"),Inventory!$N83,IF(AND($Z76=\"b\",Inventory!$O83=\"Tons\"),Inventory!$N83*12000,IF(AND(OR($Z76=\"c\",$Z76=\"d\"),Inventory!$AJ83=\"Btu/hr\"),Inventory!$AI83,IF(AND(OR($Z76=\"c\",$Z76=\"d\"),Inventory!$AJ83=\"Tons\"),Inventory!$AI83*12000,0)))))","v":0},0,0,"EER",0,"kW/ton",{"$f":"IF(OR($Z76=\"a\",$AV76=\"No\"),0,IF(AND($Z76=\"b\",Inventory!$Q83=\"Btu/hr\"),Inventory!$P83,IF(AND($Z76=\"b\",Inventory!$Q83=\"Tons\"),Inventory!$P83*12000,IF(AND(OR($Z76=\"c\",$Z76=\"d\"),Inventory!$AL83=\"Btu/hr\"),Inventory!$AK83,IF(AND(OR($Z76=\"c\",$Z76=\"d\"),Inventory!$AL83=\"Tons\"),Inventory!$AK83*12000,0)))))","v":0},0,0,"COP","No",{"$f":"IF(OR(Inventory!$J83=\"\",$BH76=\"No\"),\"-\",Inventory!$J83)","v":"-"},{"$f":"IFERROR(VLOOKUP($BI76,'Early Retirement'!$B$6:$C$32,2,FALSE),\"-\")","v":"-"},{"$f":"IF(OR($Z76<>\"b\",AND($AA76<>\"b\",$AA76<>\"c\")),\"n\",IF(AND($AS76<>1,$AS76<>2,$AS76<>7,$AS76<>8),\"n\",IF(Inventory!$K83=\"Split\",\"s\",IF(Inventory!$K83=\"Packaged\",\"p\",\"n\"))))","v":"n"},{"$f":"IF(AND($AA76<>\"i\",$AA76<>\"j\"),\"n\",IF(Inventory!$L83=\"Centrifugal\",\"c\",\"n\"))","v":"n"},"-","-",{"$f":"IFERROR(INDEX('Early Retirement'!$C$4:$AC$32,$BJ76,$BN76),0)","v":0},{"$f":"IFERROR(HLOOKUP($BN76,'Early Retirement'!$D$4:$AC$5,2,FALSE),0)","v":0},{"$f":"IFERROR(INDEX('Early Retirement'!$AE$4:$BE$32,$BJ76,$BN76),0)","v":0},{"$f":"IFERROR(HLOOKUP($BN76,'Early Retirement'!$AF$4:$BE$5,2,FALSE),0)","v":0},0,0,"kW/ton",{"$f":"IFERROR(INDEX('Early Retirement'!$BG$4:$CG$32,$BJ76,$BN76),0)","v":0},{"$f":"IFERROR(HLOOKUP($BN76,'Early Retirement'!$BH$4:$CH$5,2,FALSE),0)","v":0},0,"COP","Yes",0,0,"kW/ton",0,"COP",0,0,"kW/ton",0,"COP",null,"deaaab21",10.8,"EER",12.1,"IEER",1.1111111111111109,0.99173553719008267,"kW/ton",3.3,"COP",3.3,"COP","VRF HP Air Cooled",0,0,0,11.25]
[null,null,null,null,null,null,null,null,null,null,null,null,null,null,null,null,null,null,null,null,null,null,null,null,75,{"$f":"IF(Inventory!$C84=\"\",\"a\",VLOOKUP(Inventory!$C84,$B$3:$C$6,2,FALSE))","v":"a"},{"$f":"IF(AND($Z77=\"b\",Inventory!$I84=\"\"),\"a\",IF(AND($Z77=\"b\",Inventory!$I84<>\"\"),VLOOKUP(Inventory!$I84,$E$3:$F$12,2,FALSE),IF(AND(OR($Z77=\"c\",$Z77=\"d\"),Inventory!$AB84=\"\"),\"a\",IF(AND(OR($Z77=\"c\",$Z77=\"d\"),Inventory!$AB84<>\"\"),VLOOKUP(Inventory!$AB84,$E$3:$F$12,2,FALSE),\"a\"))))","v":"a"},{"$f":"IF(OR(AND($AA77<>\"b\",$AA77<>\"c\"),$AF77=0,$AF77>=(65000/12000),Inventory!$AC84=\"\"),\"a\",VLOOKUP(Inventory!$AC84,$H$3:$I$5,2,FALSE))","v":"a"},{"$f":"IF(AND(AA77<>\"I\",AA77<>\"j\"),\"a\",IF(AND(OR(Z77=\"b\",Z77=\"c\",Z77=\"d\"),Inventory!AD84=\"\"),\"a\",IF(AND(OR(Z77=\"b\",Z77=\"c\",Z77=\"d\"),Inventory!AD84<>\"\"),VLOOKUP(Inventory!AD84,$K$3:$L$5,2,FALSE),\"a\")))","v":"a"},{"$f":"IF(AND($AA77<>\"i\",$AA77<>\"j\"),\"a\",IF(AND($Z77=\"b\",Inventory!$L84=\"\"),\"a\",IF(AND($Z77=\"b\",Inventory!$L84<>\"\"),VLOOKUP(Inventory!$L84,$N$3:$O$6,2,FALSE),IF(AND(OR($Z77=\"c\",$Z77=\"d\"),Inventory!$AE84=\"\"),\"a\",IF(AND(OR($Z77=\"c\",$Z77=\"d\"),Inventory!$AE84<>\"\"),VLOOKUP(Inventory!$AE84,$N$3:$O$6,2,FALSE),\"a\")))))","v":"a"},{"$f":"IF(OR(AND($AA77<>\"e\",$AA77<>\"f\"),$AF77=0,Inventory!$AG84=\"\"),\"a\",VLOOKUP(Inventory!$AG84,$Q$3:$R$5,2,FALSE))","v":"a"},{"$f":"IF(OR(Inventory!C84=\"New Construction\",Inventory!C84=\"Replace-on-Burnout\"),Inventory!AT84,IF(Inventory!C84=\"Early Retirement\",Inventory!AS84,0))","v":0},"","","","","","","","","","","","",0,"aaaaaa0","No","No",{"$f":"IF($Z77=\"a\",0,IF($Z77=\"b\",Inventory!$M84,Inventory!$AH84))","v":0},{"$f":"IF(OR($Z77=\"a\",AND($AU77=\"No\",$AV77=\"No\")),0,IF(AND($Z77=\"b\",Inventory!$O84=\"Btu/hr\"),Inventory!$N84,IF(AND($Z77=\"b\",Inventory!$O84=\"Tons\"),Inventory!$N84*12000,IF(AND(OR($Z77=\"c\",$Z77=\"d\"),Inventory!$AJ84=\"Btu/hr\"),Inventory!$AI84,IF(AND(OR($Z77=\"c\",$Z77=\"d\"),Inventory!$AJ84=\"Tons\"),Inventory!$AI84*12000,0)))))","v":0},0,0,"EER",0,"kW/ton",{"$f":"IF(OR($Z77=\"a\",$AV77=\"No\"),0,IF(AND($Z77=\"b\",Inventory!$Q84=\"Btu/hr\"),Inventory!$P84,IF(AND($Z77=\"b\",Inventory!$Q84=\"Tons\"),Inventory!$P84*12000,IF(AND(OR($Z77=\"c\",$Z77=\"d\"),Inventory!$AL84=\"Btu/hr\"),Inventory!$AK84,IF(AND(OR($Z77=\"c\",$Z77=\"d\"),Inventory!$AL84=\"Tons\"),Inventory!$AK84*12000,0)))))","v":0},0,0,"COP","No",{"$f":"IF(OR(Inventory!$J84=\"\",$BH77=\"No\"),\"-\",Inventory!$J84)","v":"-"},{"$f":"IFERROR(VLOOKUP($BI77,'Early Retirement'!$B$6:$C$32,2,FALSE),\"-\")","v":"-"},{"$f":"IF(OR($Z77<>\"b\",AND($AA77<>\"b\",$AA77<>\"c\")),\"n\",IF(AND($AS77<>1,$AS77<>2,$AS77<>7,$AS77<>8),\"n\",IF(Inventory!$K84=\"Split\",\"s\",IF(Inventory!$K84=\"Packaged\",\"p\",\"n\"))))","v":"n"},{"$f":"IF(AND($AA77<>\"i\",$AA77<>\"j\"),\"n\",IF(Inventory!$L84=\"Centrifugal\",\"c\",\"n\"))","v":"n"},"-","-",{"$f":"IFERROR(INDEX('Early Retirement'!$C$4:$AC$32,$BJ77,$BN77),0)","v":0},{"$f":"IFERROR(HLOOKUP($BN77,'Early Retirement'!$D$4:$AC$5,2,FALSE),0)","v":0},{"$f":"IFERROR(INDEX('Early Retirement'!$AE$4:$BE$32,$BJ77,$BN77),0)","v":0},{"$f":"IFERROR(HLOOKUP($BN77,'Early Retirement'!$AF$4:$BE$5,2,FALSE),0)","v":0},0,0,"kW/ton",{"$f":"IFERROR(INDEX('Early Retirement'!$BG$4:$CG$32,$BJ77,$BN77),0)","v":0},{"$f":"IFERROR(HLOOKUP($BN77,'Early Retirement'!$BH$4:$CH$5,2,FALSE),0)","v":0},0,"COP","Yes",0,0,"kW/ton",0,"COP",0,0,"kW/ton",0,"COP",null,"deaaac22",10.6,"EER",11.8,"IEER",1.1320754716981132,1.0169491525423728,"kW/ton",3.2,"COP",3.2,"COP","VRF HP Air Cooled",0,0,0,20]
[null,null,null,null,null,null,null,null,null,null,null,null,null,null,null,null,null,null,null,null,null,null,null,null,76,{"$f":"IF(Inventory!$C85=\"\",\"a\",VLOOKUP(Inventory!$C85,$B$3:$C$6,2,FALSE))","v":"a"},{"$f":"IF(AND($Z78=\"b\",Inventory!$I85=\"\"),\"a\",IF(AND($Z78=\"b\",Inventory!$I85<>\"\"),VLOOKUP(Inventory!$I85,$E$3:$F$12,2,FALSE),IF(AND(OR($Z78=\"c\",$Z78=\"d\"),Inventory!$AB85=\"\"),\"a\",IF(AND(OR($Z78=\"c\",$Z78=\"d\"),Inventory!$AB85<>\"\"),VLOOKUP(Inventory!$AB85,$E$3:$F$12,2,FALSE),\"a\"))))","v":"a"},{"$f":"IF(OR(AND($AA78<>\"b\",$AA78<>\"c\"),$AF78=0,$AF78>=(65000/12000),Inventory!$AC85=\"\"),\"a\",VLOOKUP(Inventory!$AC85,$H$3:$I$5,2,FALSE))","v":"a"},{"$f":"IF(AND(AA78<>\"I\",AA78<>\"j\"),\"a\",IF(AND(OR(Z78=\"b\",Z78=\"c\",Z78=\"d\"),Inventory!AD85=\"\"),\"a\",IF(AND(OR(Z78=\"b\",Z78=\"c\",Z78=\"d\"),Inventory!AD85<>\"\"),VLOOKUP(Inventory!AD85,$K$3:$L$5,2,FALSE),\"a\")))","v":"a"},{"$f":"IF(AND($AA78<>\"i\",$AA78<>\"j\"),\"a\",IF(AND($Z78=\"b\",Inventory!$L85=\"\"),\"a\",IF(AND($Z78=\"b\",Inventory!$L85<>\"\"),VLOOKUP(Inventory!$L85,$N$3:$O$6,2,FALSE),IF(AND(OR($Z78=\"c\",$Z78=\"d\"),Inventory!$AE85=\"\"),\"a\",IF(AND(OR($Z78=\"c\",$Z78=\"d\"),Inventory!$AE85<>\"\"),VLOOKUP(Inventory!$AE85,$N$3:$O$6,2,FALSE),\"a\")))))","v":"a"},{"$f":"IF(OR(AND($AA78<>\"e\",$AA78<>\"f\"),$AF78=0,Inventory!$AG85=\"\"),\"a\",VLOOKUP(Inventory!$AG85,$Q$3:$R$5,2,FALSE))","v":"a"},{"$f":"IF(OR(Inventory!C85=\"New Construction\",Inventory!C85=\"Replace-on-Burnout\"),Inventory!AT85,IF(Inventory!C85=\"Early Retirement\",Inventory!AS85,0))","v":0},"","","","","","","","","","","","",0,"aaaaaa0","No","No",{"$f":"IF($Z78=\"a\",0,IF($Z78=\"b\",Inventory!$M85,Inventory!$AH85))","v":0},{"$f":"IF(OR($Z78=\"a\",AND($AU78=\"No\",$AV78=\"No\")),0,IF(AND($Z78=\"b\",Inventory!$O85=\"Btu/hr\"),Inventory!$N85,IF(AND($Z78=\"b\",Inventory!$O85=\"Tons\"),Inventory!$N85*12000,IF(AND(OR($Z78=\"c\",$Z78=\"d\"),Inventory!$AJ85=\"Btu/hr\"),Inventory!$AI85,IF(AND(OR($Z78=\"c\",$Z78=\"d\"),Inventory!$AJ85=\"Tons\"),Inventory!$AI85*12000,0)))))","v":0},0,0,"EER",0,"kW/ton",{"$f":"IF(OR($Z78=\"a\",$AV78=\"No\"),0,IF(AND($Z78=\"b\",Inventory!$Q85=\"Btu/hr\"),Inventory!$P85,IF(AND($Z78=\"b\",Inventory!$Q85=\"Tons\"),Inventory!$P85*12000,IF(AND(OR($Z78=\"c\",$Z78=\"d\"),Inventory!$AL85=\"Btu/hr\"),Inventory!$AK85,IF(AND(OR($Z78=\"c\",$Z78=\"d\"),Inventory!$AL85=\"Tons\"),Inventory!$AK85*12000,0)))))","v":0},0,0,"COP","No",{"$f":"IF(OR(Inventory!$J85=\"\",$BH78=\"No\"),\"-\",Inventory!$J85)","v":"-"},{"$f":"IFERROR(VLOOKUP($BI78,'Early Retirement'!$B$6:$C$32,2,FALSE),\"-\")","v":"-"},{"$f":"IF(OR($Z78<>\"b\",AND($AA78<>\"b\",$AA78<>\"c\")),\"n\",IF(AND($AS78<>1,$AS78<>2,$AS78<>7,$AS78<>8),\"n\",IF(Inventory!$K85=\"Split\",\"s\",IF(Inventory!$K85=\"Packaged\",\"p\",\"n\"))))","v":"n"},{"$f":"IF(AND($AA78<>\"i\",$AA78<>\"j\"),\"n\",IF(Inventory!$L85=\"Centrifugal\",\"c\",\"n\"))","v":"n"},"-","-",{"$f":"IFERROR(INDEX('Early Retirement'!$C$4:$AC$32,$BJ78,$BN78),0)","v":0},{"$f":"IFERROR(HLOOKUP($BN78,'Early Retirement'!$D$4:$AC$5,2,FALSE),0)","v":0},{"$f":"IFERROR(INDEX('Early Retirement'!$AE$4:$BE$32,$BJ78,$BN78),0)","v":0},{"$f":"IFERROR(HLOOKUP($BN78,'Early Retirement'!$AF$4:$BE$5,2,FALSE),0)","v":0},0,0,"kW/ton",{"$f":"IFERROR(INDEX('Early Retirement'!$BG$4:$CG$32,$BJ78,$BN78),0)","v":0},{"$f":"IFERROR(HLOOKUP($BN78,'Early Retirement'!$BH$4:$CH$5,2,FALSE),0)","v":0},0,"COP","Yes",0,0,"kW/ton",0,"COP",0,0,"kW/ton",0,"COP",null,"deaaab22",10.4,"EER",11.6,"IEER",1.1538461538461537,1.0344827586206897,"kW/ton",3.2,"COP",3.2,"COP","VRF HP Air Cooled",0,0,0,20]
[null,null,null,null,null,null,null,null,null,null,null,null,null,null,null,null,null,null,null,null,null,null,null,null,77,{"$f":"IF(Inventory!$C86=\"\",\"a\",VLOOKUP(Inventory!$C86,$B$3:$C$6,2,FALSE))","v":"a"},{"$f":"IF(AND($Z79=\"b\",Inventory!$I86=\"\"),\"a\",IF(AND($Z79=\"b\",Inventory!$I86<>\"\"),VLOOKUP(Inventory!$I86,$E$3:$F$12,2,FALSE),IF(AND(OR($Z79=\"c\",$Z79=\"d\"),Inventory!$AB86=\"\"),\"a\",IF(AND(OR($Z79=\"c\",$Z79=\"d\"),Inventory!$AB86<>\"\"),VLOOKUP(Inventory!$AB86,$E$3:$F$12,2,FALSE),\"a\"))))","v":"a"},{"$f":"IF(OR(AND($AA79<>\"b\",$AA79<>\"c\"),$AF79=0,$AF79>=(65000/12000),Inventory!$AC86=\"\"),\"a\",VLOOKUP(Inventory!$AC86,$H$3:$I$5,2,FALSE))","v":"a"},{"$f":"IF(AND(AA79<>\"I\",AA79<>\"j\"),\"a\",IF(AND(OR(Z79=\"b\",Z79=\"c\",Z79=\"d\"),Inventory!AD86=\"\"),\"a\",IF(AND(OR(Z79=\"b\",Z79=\"c\",Z79=\"d\"),Inventory!AD86<>\"\"),VLOOKUP(Inventory!AD86,$K$3:$L$5,2,FALSE),\"a\")))","v":"a"},{"$f":"IF(AND($AA79<>\"i\",$AA79<>\"j\"),\"a\",IF(AND($Z79=\"b\",Inventory!$L86=\"\"),\"a\",IF(AND($Z79=\"b\",Inventory!$L86<>\"\"),VLOOKUP(Inventory!$L86,$N$3:$O$6,2,FALSE),IF(AND(OR($Z79=\"c\",$Z79=\"d\"),Inventory!$AE86=\"\"),\"a\",IF(AND(OR($Z79=\"c\",$Z79=\"d\"),Inventory!$AE86<>\"\"),VLOOKUP(Inventory!$AE86,$N$3:$O$6,2,FALSE),\"a\")))))","v":"a"},{"$f":"IF(OR(AND($AA79<>\"e\",$AA79<>\"f\"),$AF79=0,Inventory!$AG86=\"\"),\"a\",VLOOKUP(Inventory!$AG86,$Q$3:$R$5,2,FALSE))","v":"a"},{"$f":"IF(OR(Inventory!C86=\"New Construction\",Inventory!C86=\"Replace-on-Burnout\"),Inventory!AT86,IF(Inventory!C86=\"Early Retirement\",Inventory!AS86,0))","v":0},"","","","","","","","","","","","",0,"aaaaaa0","No","No",{"$f":"IF($Z79=\"a\",0,IF($Z79=\"b\",Inventory!$M86,Inventory!$AH86))","v":0},{"$f":"IF(OR($Z79=\"a\",AND($AU79=\"No\",$AV79=\"No\")),0,IF(AND($Z79=\"b\",Inventory!$O86=\"Btu/hr\"),Inventory!$N86,IF(AND($Z79=\"b\",Inventory!$O86=\"Tons\"),Inventory!$N86*12000,IF(AND(OR($Z79=\"c\",$Z79=\"d\"),Inventory!$AJ86=\"Btu/hr\"),Inventory!$AI86,IF(AND(OR($Z79=\"c\",$Z79=\"d\"),Inventory!$AJ86=\"Tons\"),Inventory!$AI86*12000,0)))))","v":0},0,0,"EER",0,"kW/ton",{"$f":"IF(OR($Z79=\"a\",$AV79=\"No\"),0,IF(AND($Z79=\"b\",Inventory!$Q86=\"Btu/hr\"),Inventory!$P86,IF(AND($Z79=\"b\",Inventory!$Q86=\"Tons\"),Inventory!$P86*12000,IF(AND(OR($Z79=\"c\",$Z79=\"d\"),Inventory!$AL86=\"Btu/hr\"),Inventory!$AK86,IF(AND(OR($Z79=\"c\",$Z79=\"d\"),Inventory!$AL86=\"Tons\"),Inventory!$AK86*12000,0)))))","v":0},0,0,"COP","No",{"$f":"IF(OR(Inventory!$J86=\"\",$BH79=\"No\"),\"-\",Inventory!$J86)","v":"-"},{"$f":"IFERROR(VLOOKUP($BI79,'Early Retirement'!$B$6:$C$32,2,FALSE),\"-\")","v":"-"},{"$f":"IF(OR($Z79<>\"b\",AND($AA79<>\"b\",$AA79<>\"c\")),\"n\",IF(AND($AS79<>1,$AS79<>2,$AS79<>7,$AS79<>8),\"n\",IF(Inventory!$K86=\"Split\",\"s\",IF(Inventory!$K86=\"Packaged\",\"p\",\"n\"))))","v":"n"},{"$f":"IF(AND($AA79<>\"i\",$AA79<>\"j\"),\"n\",IF(Inventory!$L86=\"Centrifugal\",\"c\",\"n\"))","v":"n"},"-","-",{"$f":"IFERROR(INDEX('Early Retirement'!$C$4:$AC$32,$BJ79,$BN79),0)","v":0},{"$f":"IFERROR(HLOOKUP($BN79,'Early Retirement'!$D$4:$AC$5,2,FALSE),0)","v":0},{"$f":"IFERROR(INDEX('Early Retirement'!$AE$4:$BE$32,$BJ79,$BN79),0)","v":0},{"$f":"IFERROR(HLOOKUP($BN79,'Early Retirement'!$AF$4:$BE$5,2,FALSE),0)","v":0},0,0,"kW/ton",{"$f":"IFERROR(INDEX('Early Retirement'!$BG$4:$CG$32,$BJ79,$BN79),0)","v":0},{"$f":"IFERROR(HLOOKUP($BN79,'Early Retirement'!$BH$4:$CH$5,2,FALSE),0)","v":0},0,"COP","Yes",0,0,"kW/ton",0,"COP",0,0,"kW/ton",0,"COP",null,"deaaac23",9.5,"EER",10.6,"IEER",1.263157894736842,1.1320754716981132,"kW/ton",3.2,"COP",3.2,"COP","VRF HP Air Cooled",0,0,0,63.333333333333336]
[null,null,null,null,null,null,null,null,null,null,null,null,null,null,null,null,null,null,null,null,null,null,null,null,78,{"$f":"IF(Inventory!$C87=\"\",\"a\",VLOOKUP(Inventory!$C87,$B$3:$C$6,2,FALSE))","v":"a"},{"$f":"IF(AND($Z80=\"b\",Inventory!$I87=\"\"),\"a\",IF(AND($Z80=\"b\",Inventory!$I87<>\"\"),VLOOKUP(Inventory!$I87,$E$3:$F$12,2,FALSE),IF(AND(OR($Z80=\"c\",$Z80=\"d\"),Inventory!$AB87=\"\"),\"a\",IF(AND(OR($Z80=\"c\",$Z80=\"d\"),Inventory!$AB87<>\"\"),VLOOKUP(Inventory!$AB87,$E$3:$F$12,2,FALSE),\"a\"))))","v":"a"},{"$f":"IF(OR(AND($AA80<>\"b\",$AA80<>\"c\"),$AF80=0,$AF80>=(65000/12000),Inventory!$AC87=\"\"),\"a\",VLOOKUP(Inventory!$AC87,$H$3:$I$5,2,FALSE))","v":"a"},{"$f":"IF(AND(AA80<>\"I\",AA80<>\"j\"),\"a\",IF(AND(OR(Z80=\"b\",Z80=\"c\",Z80=\"d\"),Inventory!AD87=\"\"),\"a\",IF(AND(OR(Z80=\"b\",Z80=\"c\",Z80=\"d\"),Inventory!AD87<>\"\"),VLOOKUP(Inventory!AD87,$K$3:$L$5,2,FALSE),\"a\")))","v":"a"},{"$f":"IF(AND($AA80<>\"i\",$AA80<>\"j\"),\"a\",IF(AND($Z80=\"b\",Inventory!$L87=\"\"),\"a\",IF(AND($Z80=\"b\",Inventory!$L87<>\"\"),VLOOKUP(Inventory!$L87,$N$3:$O$6,2,FALSE),IF(AND(OR($Z80=\"c\",$Z80=\"d\"),Inventory!$AE87=\"\"),\"a\",IF(AND(OR($Z80=\"c\",$Z80=\"d\"),Inventory!$AE87<>\"\"),VLOOKUP(Inventory!$AE87,$N$3:$O$6,2,FALSE),\"a\")))))","v":"a"},{"$f":"IF(OR(AND($AA80<>\"e\",$AA80<>\"f\"),$AF80=0,Inventory!$AG87=\"\"),\"a\",VLOOKUP(Inventory!$AG87,$Q$3:$R$5,2,FALSE))","v":"a"},{"$f":"IF(OR(Inventory!C87=\"New Construction\",Inventory!C87=\"Replace-on-Burnout\"),Inventory!AT87,IF(Inventory!C87=\"Early Retirement\",Inventory!AS87,0))","v":0},"","","","","","","","","","","","",0,"aaaaaa0","No","No",{"$f":"IF($Z80=\"a\",0,IF($Z80=\"b\",Inventory!$M87,Inventory!$AH87))","v":0},{"$f":"IF(OR($Z80=\"a\",AND($AU80=\"No\",$AV80=\"No\")),0,IF(AND($Z80=\"b\",Inventory!$O87=\"Btu/hr\"),Inventory!$N87,IF(AND($Z80=\"b\",Inventory!$O87=\"Tons\"),Inventory!$N87*12000,IF(AND(OR($Z80=\"c\",$Z80=\"d\"),Inventory!$AJ87=\"Btu/hr\"),Inventory!$AI87,IF(AND(OR($Z80=\"c\",$Z80=\"d\"),Inventory!$AJ87=\"Tons\"),Inventory!$AI87*12000,0)))))","v":0},0,0,"EER",0,"kW/ton",{"$f":"IF(OR($Z80=\"a\",$AV80=\"No\"),0,IF(AND($Z80=\"b\",Inventory!$Q87=\"Btu/hr\"),Inventory!$P87,IF(AND($Z80=\"b\",Inventory!$Q87=\"Tons\"),Inventory!$P87*12000,IF(AND(OR($Z80=\"c\",$Z80=\"d\"),Inventory!$AL87=\"Btu/hr\"),Inventory!$AK87,IF(AND(OR($Z80=\"c\",$Z80=\"d\"),Inventory!$AL87=\"Tons\"),Inventory!$AK87*12000,0)))))","v":0},0,0,"COP","No",{"$f":"IF(OR(Inventory!$J87=\"\",$BH80=\"No\"),\"-\",Inventory!$J87)","v":"-"},{"$f":"IFERROR(VLOOKUP($BI80,'Early Retirement'!$B$6:$C$32,2,FALSE),\"-\")","v":"-"},{"$f":"IF(OR($Z80<>\"b\",AND($AA80<>\"b\",$AA80<>\"c\")),\"n\",IF(AND($AS80<>1,$AS80<>2,$AS80<>7,$AS80<>8),\"n\",IF(Inventory!$K87=\"Split\",\"s\",IF(Inventory!$K87=\"Packaged\",\"p\",\"n\"))))","v":"n"},{"$f":"IF(AND($AA80<>\"i\",$AA80<>\"j\"),\"n\",IF(Inventory!$L87=\"Centrifugal\",\"c\",\"n\"))","v":"n"},"-","-",{"$f":"IFERROR(INDEX('Early Retirement'!$C$4:$AC$32,$BJ80,$BN80),0)","v":0},{"$f":"IFERROR(HLOOKUP($BN80,'Early Retirement'!$D$4:$AC$5,2,FALSE),0)","v":0},{"$f":"IFERROR(INDEX('Early Retirement'!$AE$4:$BE$32,$BJ80,$BN80),0)","v":0},{"$f":"IFERROR(HLOOKUP($BN80,'Early Retirement'!$AF$4:$BE$5,2,FALSE),0)","v":0},0,0,"kW/ton",{"$f":"IFERROR(INDEX('Early Retirement'!$BG$4:$CG$32,$BJ80,$BN80),0)","v":0},{"$f":"IFERROR(HLOOKUP($BN80,'Early Retirement'!$BH$4:$CH$5,2,FALSE),0)","v":0},0,"COP","Yes",0,0,"kW/ton",0,"COP",0,0,"kW/ton",0,"COP",null,"deaaab23",9.3000000000000007,"EER",10.4,"IEER",1.2903225806451613,1.1538461538461537,"kW/ton",3.2,"COP",3.2,"COP","VRF HP Air Cooled",0,0,0,63.333333333333336]
[null,null,null,null,null,null,null,null,null,null,null,null,null,null,null,null,null,null,null,null,null,null,null,null,79,{"$f":"IF(Inventory!$C88=\"\",\"a\",VLOOKUP(Inventory!$C88,$B$3:$C$6,2,FALSE))","v":"a"},{"$f":"IF(AND($Z81=\"b\",Inventory!$I88=\"\"),\"a\",IF(AND($Z81=\"b\",Inventory!$I88<>\"\"),VLOOKUP(Inventory!$I88,$E$3:$F$12,2,FALSE),IF(AND(OR($Z81=\"c\",$Z81=\"d\"),Inventory!$AB88=\"\"),\"a\",IF(AND(OR($Z81=\"c\",$Z81=\"d\"),Inventory!$AB88<>\"\"),VLOOKUP(Inventory!$AB88,$E$3:$F$12,2,FALSE),\"a\"))))","v":"a"},{"$f":"IF(OR(AND($AA81<>\"b\",$AA81<>\"c\"),$AF81=0,$AF81>=(65000/12000),Inventory!$AC88=\"\"),\"a\",VLOOKUP(Inventory!$AC88,$H$3:$I$5,2,FALSE))","v":"a"},{"$f":"IF(AND(AA81<>\"I\",AA81<>\"j\"),\"a\",IF(AND(OR(Z81=\"b\",Z81=\"c\",Z81=\"d\"),Inventory!AD88=\"\"),\"a\",IF(AND(OR(Z81=\"b\",Z81=\"c\",Z81=\"d\"),Inventory!AD88<>\"\"),VLOOKUP(Inventory!AD88,$K$3:$L$5,2,FALSE),\"a\")))","v":"a"},{"$f":"IF(AND($AA81<>\"i\",$AA81<>\"j\"),\"a\",IF(AND($Z81=\"b\",Inventory!$L88=\"\"),\"a\",IF(AND($Z81=\"b\",Inventory!$L88<>\"\"),VLOOKUP(Inventory!$L88,$N$3:$O$6,2,FALSE),IF(AND(OR($Z81=\"c\",$Z81=\"d\"),Inventory!$AE88=\"\"),\"a\",IF(AND(OR($Z81=\"c\",$Z81=\"d\"),Inventory!$AE88<>\"\"),VLOOKUP(Inventory!$AE88,$N$3:$O$6,2,FALSE),\"a\")))))","v":"a"},{"$f":"IF(OR(AND($AA81<>\"e\",$AA81<>\"f\"),$AF81=0,Inventory!$AG88=\"\"),\"a\",VLOOKUP(Inventory!$AG88,$Q$3:$R$5,2,FALSE))","v":"a"},{"$f":"IF(OR(Inventory!C88=\"New Construction\",Inventory!C88=\"Replace-on-Burnout\"),Inventory!AT88,IF(Inventory!C88=\"Early Retirement\",Inventory!AS88,0))","v":0},"","","","","","","","","","","","",0,"aaaaaa0","No","No",{"$f":"IF($Z81=\"a\",0,IF($Z81=\"b\",Inventory!$M88,Inventory!$AH88))","v":0},{"$f":"IF(OR($Z81=\"a\",AND($AU81=\"No\",$AV81=\"No\")),0,IF(AND($Z81=\"b\",Inventory!$O88=\"Btu/hr\"),Inventory!$N88,IF(AND($Z81=\"b\",Inventory!$O88=\"Tons\"),Inventory!$N88*12000,IF(AND(OR($Z81=\"c\",$Z81=\"d\"),Inventory!$AJ88=\"Btu/hr\"),Inventory!$AI88,IF(AND(OR($Z81=\"c\",$Z81=\"d\"),Inventory!$AJ88=\"Tons\"),Inventory!$AI88*12000,0)))))","v":0},0,0,"EER",0,"kW/ton",{"$f":"IF(OR($Z81=\"a\",$AV81=\"No\"),0,IF(AND($Z81=\"b\",Inventory!$Q88=\"Btu/hr\"),Inventory!$P88,IF(AND($Z81=\"b\",Inventory!$Q88=\"Tons\"),Inventory!$P88*12000,IF(AND(OR($Z81=\"c\",$Z81=\"d\"),Inventory!$AL88=\"Btu/hr\"),Inventory!$AK88,IF(AND(OR($Z81=\"c\",$Z81=\"d\"),Inventory!$AL88=\"Tons\"),Inventory!$AK88*12000,0)))))","v":0},0,0,"COP","No",{"$f":"IF(OR(Inventory!$J88=\"\",$BH81=\"No\"),\"-\",Inventory!$J88)","v":"-"},{"$f":"IFERROR(VLOOKUP($BI81,'Early Retirement'!$B$6:$C$32,2,FALSE),\"-\")","v":"-"},{"$f":"IF(OR($Z81<>\"b\",AND($AA81<>\"b\",$AA81<>\"c\")),\"n\",IF(AND($AS81<>1,$AS81<>2,$AS81<>7,$AS81<>8),\"n\",IF(Inventory!$K88=\"Split\",\"s\",IF(Inventory!$K88=\"Packaged\",\"p\",\"n\"))))","v":"n"},{"$f":"IF(AND($AA81<>\"i\",$AA81<>\"j\"),\"n\",IF(Inventory!$L88=\"Centrifugal\",\"c\",\"n\"))","v":"n"},"-","-",{"$f":"IFERROR(INDEX('Early Retirement'!$C$4:$AC$32,$BJ81,$BN81),0)","v":0},{"$f":"IFERROR(HLOOKUP($BN81,'Early Retirement'!$D$4:$AC$5,2,FALSE),0)","v":0},{"$f":"IFERROR(INDEX('Early Retirement'!$AE$4:$BE$32,$BJ81,$BN81),0)","v":0},{"$f":"IFERROR(HLOOKUP($BN81,'Early Retirement'!$AF$4:$BE$5,2,FALSE),0)","v":0},0,0,"kW/ton",{"$f":"IFERROR(INDEX('Early Retirement'!$BG$4:$CG$32,$BJ81,$BN81),0)","v":0},{"$f":"IFERROR(HLOOKUP($BN81,'Early Retirement'!$BH$4:$CH$5,2,FALSE),0)","v":0},0,"COP","Yes",0,0,"kW/ton",0,"COP",0,0,"kW/ton",0,"COP",null,"deaaac24",9.5,"EER",10.6,"IEER",1.263157894736842,1.1320754716981132,"kW/ton",3.2,"COP",3.2,"COP","VRF HP Air Cooled",0,0,0,0]
[null,null,null,null,null,null,null,null,null,null,null,null,null,null,null,null,null,null,null,null,null,null,null,null,80,{"$f":"IF(Inventory!$C89=\"\",\"a\",VLOOKUP(Inventory!$C89,$B$3:$C$6,2,FALSE))","v":"a"},{"$f":"IF(AND($Z82=\"b\",Inventory!$I89=\"\"),\"a\",IF(AND($Z82=\"b\",Inventory!$I89<>\"\"),VLOOKUP(Inventory!$I89,$E$3:$F$12,2,FALSE),IF(AND(OR($Z82=\"c\",$Z82=\"d\"),Inventory!$AB89=\"\"),\"a\",IF(AND(OR($Z82=\"c\",$Z82=\"d\"),Inventory!$AB89<>\"\"),VLOOKUP(Inventory!$AB89,$E$3:$F$12,2,FALSE),\"a\"))))","v":"a"},{"$f":"IF(OR(AND($AA82<>\"b\",$AA82<>\"c\"),$AF82=0,$AF82>=(65000/12000),Inventory!$AC89=\"\"),\"a\",VLOOKUP(Inventory!$AC89,$H$3:$I$5,2,FALSE))","v":"a"},{"$f":"IF(AND(AA82<>\"I\",AA82<>\"j\"),\"a\",IF(AND(OR(Z82=\"b\",Z82=\"c\",Z82=\"d\"),Inventory!AD89=\"\"),\"a\",IF(AND(OR(Z82=\"b\",Z82=\"c\",Z82=\"d\"),Inventory!AD89<>\"\"),VLOOKUP(Inventory!AD89,$K$3:$L$5,2,FALSE),\"a\")))","v":"a"},{"$f":"IF(AND($AA82<>\"i\",$AA82<>\"j\"),\"a\",IF(AND($Z82=\"b\",Inventory!$L89=\"\"),\"a\",IF(AND($Z82=\"b\",Inventory!$L89<>\"\"),VLOOKUP(Inventory!$L89,$N$3:$O$6,2,FALSE),IF(AND(OR($Z82=\"c\",$Z82=\"d\"),Inventory!$AE89=\"\"),\"a\",IF(AND(OR($Z82=\"c\",$Z82=\"d\"),Inventory!$AE89<>\"\"),VLOOKUP(Inventory!$AE89,$N$3:$O$6,2,FALSE),\"a\")))))","v":"a"},{"$f":"IF(OR(AND($AA82<>\"e\",$AA82<>\"f\"),$AF82=0,Inventory!$AG89=\"\"),\"a\",VLOOKUP(Inventory!$AG89,$Q$3:$R$5,2,FALSE))","v":"a"},{"$f":"IF(OR(Inventory!C89=\"New Construction\",Inventory!C89=\"Replace-on-Burnout\"),Inventory!AT89,IF(Inventory!C89=\"Early Retirement\",Inventory!AS89,0))","v":0},"","","","","","","","","","","","",0,"aaaaaa0","No","No",{"$f":"IF($Z82=\"a\",0,IF($Z82=\"b\",Inventory!$M89,Inventory!$AH89))","v":0},{"$f":"IF(OR($Z82=\"a\",AND($AU82=\"No\",$AV82=\"No\")),0,IF(AND($Z82=\"b\",Inventory!$O89=\"Btu/hr\"),Inventory!$N89,IF(AND($Z82=\"b\",Inventory!$O89=\"Tons\"),Inventory!$N89*12000,IF(AND(OR($Z82=\"c\",$Z82=\"d\"),Inventory!$AJ89=\"Btu/hr\"),Inventory!$AI89,IF(AND(OR($Z82=\"c\",$Z82=\"d\"),Inventory!$AJ89=\"Tons\"),Inventory!$AI89*12000,0)))))","v":0},0,0,"EER",0,"kW/ton",{"$f":"IF(OR($Z82=\"a\",$AV82=\"No\"),0,IF(AND($Z82=\"b\",Inventory!$Q89=\"Btu/hr\"),Inventory!$P89,IF(AND($Z82=\"b\",Inventory!$Q89=\"Tons\"),Inventory!$P89*12000,IF(AND(OR($Z82=\"c\",$Z82=\"d\"),Inventory!$AL89=\"Btu/hr\"),Inventory!$AK89,IF(AND(OR($Z82=\"c\",$Z82=\"d\"),Inventory!$AL89=\"Tons\"),Inventory!$AK89*12000,0)))))","v":0},0,0,"COP","No",{"$f":"IF(OR(Inventory!$J89=\"\",$BH82=\"No\"),\"-\",Inventory!$J89)","v":"-"},{"$f":"IFERROR(VLOOKUP($BI82,'Early Retirement'!$B$6:$C$32,2,FALSE),\"-\")","v":"-"},{"$f":"IF(OR($Z82<>\"b\",AND($AA82<>\"b\",$AA82<>\"c\")),\"n\",IF(AND($AS82<>1,$AS82<>2,$AS82<>7,$AS82<>8),\"n\",IF(Inventory!$K89=\"Split\",\"s\",IF(Inventory!$K89=\"Packaged\",\"p\",\"n\"))))","v":"n"},{"$f":"IF(AND($AA82<>\"i\",$AA82<>\"j\"),\"n\",IF(Inventory!$L89=\"Centrifugal\",\"c\",\"n\"))","v":"n"},"-","-",{"$f":"IFERROR(INDEX('Early Retirement'!$C$4:$AC$32,$BJ82,$BN82),0)","v":0},{"$f":"IFERROR(HLOOKUP($BN82,'Early Retirement'!$D$4:$AC$5,2,FALSE),0)","v":0},{"$f":"IFERROR(INDEX('Early Retirement'!$AE$4:$BE$32,$BJ82,$BN82),0)","v":0},{"$f":"IFERROR(HLOOKUP($BN82,'Early Retirement'!$AF$4:$BE$5,2,FALSE),0)","v":0},0,0,"kW/ton",{"$f":"IFERROR(INDEX('Early Retirement'!$BG$4:$CG$32,$BJ82,$BN82),0)","v":0},{"$f":"IFERROR(HLOOKUP($BN82,'Early Retirement'!$BH$4:$CH$5,2,FALSE),0)","v":0},0,"COP","Yes",0,0,"kW/ton",0,"COP",0,0,"kW/ton",0,"COP",null,"deaaab24",9.3000000000000007,"EER",10.4,"IEER",1.2903225806451613,1.1538461538461537,"kW/ton",3.2,"COP",3.2,"COP","VRF HP Air Cooled",0,0,0,0]
[null,null,null,null,null,null,null,null,null,null,null,null,null,null,null,null,null,null,null,null,null,null,null,null,81,{"$f":"IF(Inventory!$C90=\"\",\"a\",VLOOKUP(Inventory!$C90,$B$3:$C$6,2,FALSE))","v":"a"},{"$f":"IF(AND($Z83=\"b\",Inventory!$I90=\"\"),\"a\",IF(AND($Z83=\"b\",Inventory!$I90<>\"\"),VLOOKUP(Inventory!$I90,$E$3:$F$12,2,FALSE),IF(AND(OR($Z83=\"c\",$Z83=\"d\"),Inventory!$AB90=\"\"),\"a\",IF(AND(OR($Z83=\"c\",$Z83=\"d\"),Inventory!$AB90<>\"\"),VLOOKUP(Inventory!$AB90,$E$3:$F$12,2,FALSE),\"a\"))))","v":"a"},{"$f":"IF(OR(AND($AA83<>\"b\",$AA83<>\"c\"),$AF83=0,$AF83>=(65000/12000),Inventory!$AC90=\"\"),\"a\",VLOOKUP(Inventory!$AC90,$H$3:$I$5,2,FALSE))","v":"a"},{"$f":"IF(AND(AA83<>\"I\",AA83<>\"j\"),\"a\",IF(AND(OR(Z83=\"b\",Z83=\"c\",Z83=\"d\"),Inventory!AD90=\"\"),\"a\",IF(AND(OR(Z83=\"b\",Z83=\"c\",Z83=\"d\"),Inventory!AD90<>\"\"),VLOOKUP(Inventory!AD90,$K$3:$L$5,2,FALSE),\"a\")))","v":"a"},{"$f":"IF(AND($AA83<>\"i\",$AA83<>\"j\"),\"a\",IF(AND($Z83=\"b\",Inventory!$L90=\"\"),\"a\",IF(AND($Z83=\"b\",Inventory!$L90<>\"\"),VLOOKUP(Inventory!$L90,$N$3:$O$6,2,FALSE),IF(AND(OR($Z83=\"c\",$Z83=\"d\"),Inventory!$AE90=\"\"),\"a\",IF(AND(OR($Z83=\"c\",$Z83=\"d\"),Inventory!$AE90<>\"\"),VLOOKUP(Inventory!$AE90,$N$3:$O$6,2,FALSE),\"a\")))))","v":"a"},{"$f":"IF(OR(AND($AA83<>\"e\",$AA83<>\"f\"),$AF83=0,Inventory!$AG90=\"\"),\"a\",VLOOKUP(Inventory!$AG90,$Q$3:$R$5,2,FALSE))","v":"a"},{"$f":"IF(OR(Inventory!C90=\"New Construction\",Inventory!C90=\"Replace-on-Burnout\"),Inventory!AT90,IF(Inventory!C90=\"Early Retirement\",Inventory!AS90,0))","v":0},"","","","","","","","","","","","",0,"aaaaaa0","No","No",{"$f":"IF($Z83=\"a\",0,IF($Z83=\"b\",Inventory!$M90,Inventory!$AH90))","v":0},{"$f":"IF(OR($Z83=\"a\",AND($AU83=\"No\",$AV83=\"No\")),0,IF(AND($Z83=\"b\",Inventory!$O90=\"Btu/hr\"),Inventory!$N90,IF(AND($Z83=\"b\",Inventory!$O90=\"Tons\"),Inventory!$N90*12000,IF(AND(OR($Z83=\"c\",$Z83=\"d\"),Inventory!$AJ90=\"Btu/hr\"),Inventory!$AI90,IF(AND(OR($Z83=\"c\",$Z83=\"d\"),Inventory!$AJ90=\"Tons\"),Inventory!$AI90*12000,0)))))","v":0},0,0,"EER",0,"kW/ton",{"$f":"IF(OR($Z83=\"a\",$AV83=\"No\"),0,IF(AND($Z83=\"b\",Inventory!$Q90=\"Btu/hr\"),Inventory!$P90,IF(AND($Z83=\"b\",Inventory!$Q90=\"Tons\"),Inventory!$P90*12000,IF(AND(OR($Z83=\"c\",$Z83=\"d\"),Inventory!$AL90=\"Btu/hr\"),Inventory!$AK90,IF(AND(OR($Z83=\"c\",$Z83=\"d\"),Inventory!$AL90=\"Tons\"),Inventory!$AK90*12000,0)))))","v":0},0,0,"COP","No",{"$f":"IF(OR(Inventory!$J90=\"\",$BH83=\"No\"),\"-\",Inventory!$J90)","v":"-"},{"$f":"IFERROR(VLOOKUP($BI83,'Early Retirement'!$B$6:$C$32,2,FALSE),\"-\")","v":"-"},{"$f":"IF(OR($Z83<>\"b\",AND($AA83<>\"b\",$AA83<>\"c\")),\"n\",IF(AND($AS83<>1,$AS83<>2,$AS83<>7,$AS83<>8),\"n\",IF(Inventory!$K90=\"Split\",\"s\",IF(Inventory!$K90=\"Packaged\",\"p\",\"n\"))))","v":"n"},{"$f":"IF(AND($AA83<>\"i\",$AA83<>\"j\"),\"n\",IF(Inventory!$L90=\"Centrifugal\",\"c\",\"n\"))","v":"n"},"-","-",{"$f":"IFERROR(INDEX('Early Retirement'!$C$4:$AC$32,$BJ83,$BN83),0)","v":0},{"$f":"IFERROR(HLOOKUP($BN83,'Early Retirement'!$D$4:$AC$5,2,FALSE),0)","v":0},{"$f":"IFERROR(INDEX('Early Retirement'!$AE$4:$BE$32,$BJ83,$BN83),0)","v":0},{"$f":"IFERROR(HLOOKUP($BN83,'Early Retirement'!$AF$4:$BE$5,2,FALSE),0)","v":0},0,0,"kW/ton",{"$f":"IFERROR(INDEX('Early Retirement'!$BG$4:$CG$32,$BJ83,$BN83),0)","v":0},{"$f":"IFERROR(HLOOKUP($BN83,'Early Retirement'!$BH$4:$CH$5,2,FALSE),0)","v":0},0,"COP","Yes",0,0,"kW/ton",0,"COP",0,0,"kW/ton",0,"COP",null,"dfaaac25",12,"EER",12,"EER",1,1,"kW/ton",4.2,"COP",4.2,"COP","VRF HP Water Cooled",0,0,0,3.75]
[null,null,null,null,null,null,null,null,null,null,null,null,null,null,null,null,null,null,null,null,null,null,null,null,82,{"$f":"IF(Inventory!$C91=\"\",\"a\",VLOOKUP(Inventory!$C91,$B$3:$C$6,2,FALSE))","v":"a"},{"$f":"IF(AND($Z84=\"b\",Inventory!$I91=\"\"),\"a\",IF(AND($Z84=\"b\",Inventory!$I91<>\"\"),VLOOKUP(Inventory!$I91,$E$3:$F$12,2,FALSE),IF(AND(OR($Z84=\"c\",$Z84=\"d\"),Inventory!$AB91=\"\"),\"a\",IF(AND(OR($Z84=\"c\",$Z84=\"d\"),Inventory!$AB91<>\"\"),VLOOKUP(Inventory!$AB91,$E$3:$F$12,2,FALSE),\"a\"))))","v":"a"},{"$f":"IF(OR(AND($AA84<>\"b\",$AA84<>\"c\"),$AF84=0,$AF84>=(65000/12000),Inventory!$AC91=\"\"),\"a\",VLOOKUP(Inventory!$AC91,$H$3:$I$5,2,FALSE))","v":"a"},{"$f":"IF(AND(AA84<>\"I\",AA84<>\"j\"),\"a\",IF(AND(OR(Z84=\"b\",Z84=\"c\",Z84=\"d\"),Inventory!AD91=\"\"),\"a\",IF(AND(OR(Z84=\"b\",Z84=\"c\",Z84=\"d\"),Inventory!AD91<>\"\"),VLOOKUP(Inventory!AD91,$K$3:$L$5,2,FALSE),\"a\")))","v":"a"},{"$f":"IF(AND($AA84<>\"i\",$AA84<>\"j\"),\"a\",IF(AND($Z84=\"b\",Inventory!$L91=\"\"),\"a\",IF(AND($Z84=\"b\",Inventory!$L91<>\"\"),VLOOKUP(Inventory!$L91,$N$3:$O$6,2,FALSE),IF(AND(OR($Z84=\"c\",$Z84=\"d\"),Inventory!$AE91=\"\"),\"a\",IF(AND(OR($Z84=\"c\",$Z84=\"d\"),Inventory!$AE91<>\"\"),VLOOKUP(Inventory!$AE91,$N$3:$O$6,2,FALSE),\"a\")))))","v":"a"},{"$f":"IF(OR(AND($AA84<>\"e\",$AA84<>\"f\"),$AF84=0,Inventory!$AG91=\"\"),\"a\",VLOOKUP(Inventory!$AG91,$Q$3:$R$5,2,FALSE))","v":"a"},{"$f":"IF(OR(Inventory!C91=\"New Construction\",Inventory!C91=\"Replace-on-Burnout\"),Inventory!AT91,IF(Inventory!C91=\"Early Retirement\",Inventory!AS91,0))","v":0},"","","","","","","","","","","","",0,"aaaaaa0","No","No",{"$f":"IF($Z84=\"a\",0,IF($Z84=\"b\",Inventory!$M91,Inventory!$AH91))","v":0},{"$f":"IF(OR($Z84=\"a\",AND($AU84=\"No\",$AV84=\"No\")),0,IF(AND($Z84=\"b\",Inventory!$O91=\"Btu/hr\"),Inventory!$N91,IF(AND($Z84=\"b\",Inventory!$O91=\"Tons\"),Inventory!$N91*12000,IF(AND(OR($Z84=\"c\",$Z84=\"d\"),Inventory!$AJ91=\"Btu/hr\"),Inventory!$AI91,IF(AND(OR($Z84=\"c\",$Z84=\"d\"),Inventory!$AJ91=\"Tons\"),Inventory!$AI91*12000,0)))))","v":0},0,0,"EER",0,"kW/ton",{"$f":"IF(OR($Z84=\"a\",$AV84=\"No\"),0,IF(AND($Z84=\"b\",Inventory!$Q91=\"Btu/hr\"),Inventory!$P91,IF(AND($Z84=\"b\",Inventory!$Q91=\"Tons\"),Inventory!$P91*12000,IF(AND(OR($Z84=\"c\",$Z84=\"d\"),Inventory!$AL91=\"Btu/hr\"),Inventory!$AK91,IF(AND(OR($Z84=\"c\",$Z84=\"d\"),Inventory!$AL91=\"Tons\"),Inventory!$AK91*12000,0)))))","v":0},0,0,"COP","No",{"$f":"IF(OR(Inventory!$J91=\"\",$BH84=\"No\"),\"-\",Inventory!$J91)","v":"-"},{"$f":"IFERROR(VLOOKUP($BI84,'Early Retirement'!$B$6:$C$32,2,FALSE),\"-\")","v":"-"},{"$f":"IF(OR($Z84<>\"b\",AND($AA84<>\"b\",$AA84<>\"c\")),\"n\",IF(AND($AS84<>1,$AS84<>2,$AS84<>7,$AS84<>8),\"n\",IF(Inventory!$K91=\"Split\",\"s\",IF(Inventory!$K91=\"Packaged\",\"p\",\"n\"))))","v":"n"},{"$f":"IF(AND($AA84<>\"i\",$AA84<>\"j\"),\"n\",IF(Inventory!$L91=\"Centrifugal\",\"c\",\"n\"))","v":"n"},"-","-",{"$f":"IFERROR(INDEX('Early Retirement'!$C$4:$AC$32,$BJ84,$BN84),0)","v":0},{"$f":"IFERROR(HLOOKUP($BN84,'Early Retirement'!$D$4:$AC$5,2,FALSE),0)","v":0},{"$f":"IFERROR(INDEX('Early Retirement'!$AE$4:$BE$32,$BJ84,$BN84),0)","v":0},{"$f":"IFERROR(HLOOKUP($BN84,'Early Retirement'!$AF$4:$BE$5,2,FALSE),0)","v":0},0,0,"kW/ton",{"$f":"IFERROR(INDEX('Early Retirement'!$BG$4:$CG$32,$BJ84,$BN84),0)","v":0},{"$f":"IFERROR(HLOOKUP($BN84,'Early Retirement'!$BH$4:$CH$5,2,FALSE),0)","v":0},0,"COP","Yes",0,0,"kW/ton",0,"COP",0,0,"kW/ton",0,"COP",null,"dfaaab25",11.8,"EER",11.8,"EER",1.0169491525423728,1.0169491525423728,"kW/ton",4.2,"COP",4.2,"COP","VRF HP Water Cooled",0,0,0,3.75]
[null,null,null,null,null,null,null,null,null,null,null,null,null,null,null,null,null,null,null,null,null,null,null,null,83,{"$f":"IF(Inventory!$C92=\"\",\"a\",VLOOKUP(Inventory!$C92,$B$3:$C$6,2,FALSE))","v":"a"},{"$f":"IF(AND($Z85=\"b\",Inventory!$I92=\"\"),\"a\",IF(AND($Z85=\"b\",Inventory!$I92<>\"\"),VLOOKUP(Inventory!$I92,$E$3:$F$12,2,FALSE),IF(AND(OR($Z85=\"c\",$Z85=\"d\"),Inventory!$AB92=\"\"),\"a\",IF(AND(OR($Z85=\"c\",$Z85=\"d\"),Inventory!$AB92<>\"\"),VLOOKUP(Inventory!$AB92,$E$3:$F$12,2,FALSE),\"a\"))))","v":"a"},{"$f":"IF(OR(AND($AA85<>\"b\",$AA85<>\"c\"),$AF85=0,$AF85>=(65000/12000),Inventory!$AC92=\"\"),\"a\",VLOOKUP(Inventory!$AC92,$H$3:$I$5,2,FALSE))","v":"a"},{"$f":"IF(AND(AA85<>\"I\",AA85<>\"j\"),\"a\",IF(AND(OR(Z85=\"b\",Z85=\"c\",Z85=\"d\"),Inventory!AD92=\"\"),\"a\",IF(AND(OR(Z85=\"b\",Z85=\"c\",Z85=\"d\"),Inventory!AD92<>\"\"),VLOOKUP(Inventory!AD92,$K$3:$L$5,2,FALSE),\"a\")))","v":"a"},{"$f":"IF(AND($AA85<>\"i\",$AA85<>\"j\"),\"a\",IF(AND($Z85=\"b\",Inventory!$L92=\"\"),\"a\",IF(AND($Z85=\"b\",Inventory!$L92<>\"\"),VLOOKUP(Inventory!$L92,$N$3:$O$6,2,FALSE),IF(AND(OR($Z85=\"c\",$Z85=\"d\"),Inventory!$AE92=\"\"),\"a\",IF(AND(OR($Z85=\"c\",$Z85=\"d\"),Inventory!$AE92<>\"\"),VLOOKUP(Inventory!$AE92,$N$3:$O$6,2,FALSE),\"a\")))))","v":"a"},{"$f":"IF(OR(AND($AA85<>\"e\",$AA85<>\"f\"),$AF85=0,Inventory!$AG92=\"\"),\"a\",VLOOKUP(Inventory!$AG92,$Q$3:$R$5,2,FALSE))","v":"a"},{"$f":"IF(OR(Inventory!C92=\"New Construction\",Inventory!C92=\"Replace-on-Burnout\"),Inventory!AT92,IF(Inventory!C92=\"Early Retirement\",Inventory!AS92,0))","v":0},"","","","","","","","","","","","",0,"aaaaaa0","No","No",{"$f":"IF($Z85=\"a\",0,IF($Z85=\"b\",Inventory!$M92,Inventory!$AH92))","v":0},{"$f":"IF(OR($Z85=\"a\",AND($AU85=\"No\",$AV85=\"No\")),0,IF(AND($Z85=\"b\",Inventory!$O92=\"Btu/hr\"),Inventory!$N92,IF(AND($Z85=\"b\",Inventory!$O92=\"Tons\"),Inventory!$N92*12000,IF(AND(OR($Z85=\"c\",$Z85=\"d\"),Inventory!$AJ92=\"Btu/hr\"),Inventory!$AI92,IF(AND(OR($Z85=\"c\",$Z85=\"d\"),Inventory!$AJ92=\"Tons\"),Inventory!$AI92*12000,0)))))","v":0},0,0,"EER",0,"kW/ton",{"$f":"IF(OR($Z85=\"a\",$AV85=\"No\"),0,IF(AND($Z85=\"b\",Inventory!$Q92=\"Btu/hr\"),Inventory!$P92,IF(AND($Z85=\"b\",Inventory!$Q92=\"Tons\"),Inventory!$P92*12000,IF(AND(OR($Z85=\"c\",$Z85=\"d\"),Inventory!$AL92=\"Btu/hr\"),Inventory!$AK92,IF(AND(OR($Z85=\"c\",$Z85=\"d\"),Inventory!$AL92=\"Tons\"),Inventory!$AK92*12000,0)))))","v":0},0,0,"COP","No",{"$f":"IF(OR(Inventory!$J92=\"\",$BH85=\"No\"),\"-\",Inventory!$J92)","v":"-"},{"$f":"IFERROR(VLOOKUP($BI85,'Early Retirement'!$B$6:$C$32,2,FALSE),\"-\")","v":"-"},{"$f":"IF(OR($Z85<>\"b\",AND($AA85<>\"b\",$AA85<>\"c\")),\"n\",IF(AND($AS85<>1,$AS85<>2,$AS85<>7,$AS85<>8),\"n\",IF(Inventory!$K92=\"Split\",\"s\",IF(Inventory!$K92=\"Packaged\",\"p\",\"n\"))))","v":"n"},{"$f":"IF(AND($AA85<>\"i\",$AA85<>\"j\"),\"n\",IF(Inventory!$L92=\"Centrifugal\",\"c\",\"n\"))","v":"n"},"-","-",{"$f":"IFERROR(INDEX('Early Retirement'!$C$4:$AC$32,$BJ85,$BN85),0)","v":0},{"$f":"IFERROR(HLOOKUP($BN85,'Early Retirement'!$D$4:$AC$5,2,FALSE),0)","v":0},{"$f":"IFERROR(INDEX('Early Retirement'!$AE$4:$BE$32,$BJ85,$BN85),0)","v":0},{"$f":"IFERROR(HLOOKUP($BN85,'Early Retirement'!$AF$4:$BE$5,2,FALSE),0)","v":0},0,0,"kW/ton",{"$f":"IFERROR(INDEX('Early Retirement'!$BG$4:$CG$32,$BJ85,$BN85),0)","v":0},{"$f":"IFERROR(HLOOKUP($BN85,'Early Retirement'!$BH$4:$CH$5,2,FALSE),0)","v":0},0,"COP","Yes",0,0,"kW/ton",0,"COP",0,0,"kW/ton",0,"COP",null,"dfaaac26",12,"EER",12,"EER",1,1,"kW/ton",4.2,"COP",{"$f":"CT85","v":4.2},"COP","VRF HP Water Cooled",0,0,0,5.416666666666667]
[null,null,null,null,null,null,null,null,null,null,null,null,null,null,null,null,null,null,null,null,null,null,null,null,84,{"$f":"IF(Inventory!$C93=\"\",\"a\",VLOOKUP(Inventory!$C93,$B$3:$C$6,2,FALSE))","v":"a"},{"$f":"IF(AND($Z86=\"b\",Inventory!$I93=\"\"),\"a\",IF(AND($Z86=\"b\",Inventory!$I93<>\"\"),VLOOKUP(Inventory!$I93,$E$3:$F$12,2,FALSE),IF(AND(OR($Z86=\"c\",$Z86=\"d\"),Inventory!$AB93=\"\"),\"a\",IF(AND(OR($Z86=\"c\",$Z86=\"d\"),Inventory!$AB93<>\"\"),VLOOKUP(Inventory!$AB93,$E$3:$F$12,2,FALSE),\"a\"))))","v":"a"},{"$f":"IF(OR(AND($AA86<>\"b\",$AA86<>\"c\"),$AF86=0,$AF86>=(65000/12000),Inventory!$AC93=\"\"),\"a\",VLOOKUP(Inventory!$AC93,$H$3:$I$5,2,FALSE))","v":"a"},{"$f":"IF(AND(AA86<>\"I\",AA86<>\"j\"),\"a\",IF(AND(OR(Z86=\"b\",Z86=\"c\",Z86=\"d\"),Inventory!AD93=\"\"),\"a\",IF(AND(OR(Z86=\"b\",Z86=\"c\",Z86=\"d\"),Inventory!AD93<>\"\"),VLOOKUP(Inventory!AD93,$K$3:$L$5,2,FALSE),\"a\")))","v":"a"},{"$f":"IF(AND($AA86<>\"i\",$AA86<>\"j\"),\"a\",IF(AND($Z86=\"b\",Inventory!$L93=\"\"),\"a\",IF(AND($Z86=\"b\",Inventory!$L93<>\"\"),VLOOKUP(Inventory!$L93,$N$3:$O$6,2,FALSE),IF(AND(OR($Z86=\"c\",$Z86=\"d\"),Inventory!$AE93=\"\"),\"a\",IF(AND(OR($Z86=\"c\",$Z86=\"d\"),Inventory!$AE93<>\"\"),VLOOKUP(Inventory!$AE93,$N$3:$O$6,2,FALSE),\"a\")))))","v":"a"},{"$f":"IF(OR(AND($AA86<>\"e\",$AA86<>\"f\"),$AF86=0,Inventory!$AG93=\"\"),\"a\",VLOOKUP(Inventory!$AG93,$Q$3:$R$5,2,FALSE))","v":"a"},{"$f":"IF(OR(Inventory!C93=\"New Construction\",Inventory!C93=\"Replace-on-Burnout\"),Inventory!AT93,IF(Inventory!C93=\"Early Retirement\",Inventory!AS93,0))","v":0},"","","","","","","","","","","","",0,"aaaaaa0","No","No",{"$f":"IF($Z86=\"a\",0,IF($Z86=\"b\",Inventory!$M93,Inventory!$AH93))","v":0},{"$f":"IF(OR($Z86=\"a\",AND($AU86=\"No\",$AV86=\"No\")),0,IF(AND($Z86=\"b\",Inventory!$O93=\"Btu/hr\"),Inventory!$N93,IF(AND($Z86=\"b\",Inventory!$O93=\"Tons\"),Inventory!$N93*12000,IF(AND(OR($Z86=\"c\",$Z86=\"d\"),Inventory!$AJ93=\"Btu/hr\"),Inventory!$AI93,IF(AND(OR($Z86=\"c\",$Z86=\"d\"),Inventory!$AJ93=\"Tons\"),Inventory!$AI93*12000,0)))))","v":0},0,0,"EER",0,"kW/ton",{"$f":"IF(OR($Z86=\"a\",$AV86=\"No\"),0,IF(AND($Z86=\"b\",Inventory!$Q93=\"Btu/hr\"),Inventory!$P93,IF(AND($Z86=\"b\",Inventory!$Q93=\"Tons\"),Inventory!$P93*12000,IF(AND(OR($Z86=\"c\",$Z86=\"d\"),Inventory!$AL93=\"Btu/hr\"),Inventory!$AK93,IF(AND(OR($Z86=\"c\",$Z86=\"d\"),Inventory!$AL93=\"Tons\"),Inventory!$AK93*12000,0)))))","v":0},0,0,"COP","No",{"$f":"IF(OR(Inventory!$J93=\"\",$BH86=\"No\"),\"-\",Inventory!$J93)","v":"-"},{"$f":"IFERROR(VLOOKUP($BI86,'Early Retirement'!$B$6:$C$32,2,FALSE),\"-\")","v":"-"},{"$f":"IF(OR($Z86<>\"b\",AND($AA86<>\"b\",$AA86<>\"c\")),\"n\",IF(AND($AS86<>1,$AS86<>2,$AS86<>7,$AS86<>8),\"n\",IF(Inventory!$K93=\"Split\",\"s\",IF(Inventory!$K93=\"Packaged\",\"p\",\"n\"))))","v":"n"},{"$f":"IF(AND($AA86<>\"i\",$AA86<>\"j\"),\"n\",IF(Inventory!$L93=\"Centrifugal\",\"c\",\"n\"))","v":"n"},"-","-",{"$f":"IFERROR(INDEX('Early Retirement'!$C$4:$AC$32,$BJ86,$BN86),0)","v":0},{"$f":"IFERROR(HLOOKUP($BN86,'Early Retirement'!$D$4:$AC$5,2,FALSE),0)","v":0},{"$f":"IFERROR(INDEX('Early Retirement'!$AE$4:$BE$32,$BJ86,$BN86),0)","v":0},{"$f":"IFERROR(HLOOKUP($BN86,'Early Retirement'!$AF$4:$BE$5,2,FALSE),0)","v":0},0,0,"kW/ton",{"$f":"IFERROR(INDEX('Early Retirement'!$BG$4:$CG$32,$BJ86,$BN86),0)","v":0},{"$f":"IFERROR(HLOOKUP($BN86,'Early Retirement'!$BH$4:$CH$5,2,FALSE),0)","v":0},0,"COP","Yes",0,0,"kW/ton",0,"COP",0,0,"kW/ton",0,"COP",null,"dfaaab26",11.8,"EER",11.8,"EER",1.0169491525423728,1.0169491525423728,"kW/ton",4.2,"COP",4.2,"COP","VRF HP Water Cooled",0,0,0,5.416666666666667]
[null,null,null,null,null,null,null,null,null,null,null,null,null,null,null,null,null,null,null,null,null,null,null,null,85,{"$f":"IF(Inventory!$C94=\"\",\"a\",VLOOKUP(Inventory!$C94,$B$3:$C$6,2,FALSE))","v":"a"},{"$f":"IF(AND($Z87=\"b\",Inventory!$I94=\"\"),\"a\",IF(AND($Z87=\"b\",Inventory!$I94<>\"\"),VLOOKUP(Inventory!$I94,$E$3:$F$12,2,FALSE),IF(AND(OR($Z87=\"c\",$Z87=\"d\"),Inventory!$AB94=\"\"),\"a\",IF(AND(OR($Z87=\"c\",$Z87=\"d\"),Inventory!$AB94<>\"\"),VLOOKUP(Inventory!$AB94,$E$3:$F$12,2,FALSE),\"a\"))))","v":"a"},{"$f":"IF(OR(AND($AA87<>\"b\",$AA87<>\"c\"),$AF87=0,$AF87>=(65000/12000),Inventory!$AC94=\"\"),\"a\",VLOOKUP(Inventory!$AC94,$H$3:$I$5,2,FALSE))","v":"a"},{"$f":"IF(AND(AA87<>\"I\",AA87<>\"j\"),\"a\",IF(AND(OR(Z87=\"b\",Z87=\"c\",Z87=\"d\"),Inventory!AD94=\"\"),\"a\",IF(AND(OR(Z87=\"b\",Z87=\"c\",Z87=\"d\"),Inventory!AD94<>\"\"),VLOOKUP(Inventory!AD94,$K$3:$L$5,2,FALSE),\"a\")))","v":"a"},{"$f":"IF(AND($AA87<>\"i\",$AA87<>\"j\"),\"a\",IF(AND($Z87=\"b\",Inventory!$L94=\"\"),\"a\",IF(AND($Z87=\"b\",Inventory!$L94<>\"\"),VLOOKUP(Inventory!$L94,$N$3:$O$6,2,FALSE),IF(AND(OR($Z87=\"c\",$Z87=\"d\"),Inventory!$AE94=\"\"),\"a\",IF(AND(OR($Z87=\"c\",$Z87=\"d\"),Inventory!$AE94<>\"\"),VLOOKUP(Inventory!$AE94,$N$3:$O$6,2,FALSE),\"a\")))))","v":"a"},{"$f":"IF(OR(AND($AA87<>\"e\",$AA87<>\"f\"),$AF87=0,Inventory!$AG94=\"\"),\"a\",VLOOKUP(Inventory!$AG94,$Q$3:$R$5,2,FALSE))","v":"a"},{"$f":"IF(OR(Inventory!C94=\"New Construction\",Inventory!C94=\"Replace-on-Burnout\"),Inventory!AT94,IF(Inventory!C94=\"Early Retirement\",Inventory!AS94,0))","v":0},"","","","","","","","","","","","",0,"aaaaaa0","No","No",{"$f":"IF($Z87=\"a\",0,IF($Z87=\"b\",Inventory!$M94,Inventory!$AH94))","v":0},{"$f":"IF(OR($Z87=\"a\",AND($AU87=\"No\",$AV87=\"No\")),0,IF(AND($Z87=\"b\",Inventory!$O94=\"Btu/hr\"),Inventory!$N94,IF(AND($Z87=\"b\",Inventory!$O94=\"Tons\"),Inventory!$N94*12000,IF(AND(OR($Z87=\"c\",$Z87=\"d\"),Inventory!$AJ94=\"Btu/hr\"),Inventory!$AI94,IF(AND(OR($Z87=\"c\",$Z87=\"d\"),Inventory!$AJ94=\"Tons\"),Inventory!$AI94*12000,0)))))","v":0},0,0,"EER",0,"kW/ton",{"$f":"IF(OR($Z87=\"a\",$AV87=\"No\"),0,IF(AND($Z87=\"b\",Inventory!$Q94=\"Btu/hr\"),Inventory!$P94,IF(AND($Z87=\"b\",Inventory!$Q94=\"Tons\"),Inventory!$P94*12000,IF(AND(OR($Z87=\"c\",$Z87=\"d\"),Inventory!$AL94=\"Btu/hr\"),Inventory!$AK94,IF(AND(OR($Z87=\"c\",$Z87=\"d\"),Inventory!$AL94=\"Tons\"),Inventory!$AK94*12000,0)))))","v":0},0,0,"COP","No",{"$f":"IF(OR(Inventory!$J94=\"\",$BH87=\"No\"),\"-\",Inventory!$J94)","v":"-"},{"$f":"IFERROR(VLOOKUP($BI87,'Early Retirement'!$B$6:$C$32,2,FALSE),\"-\")","v":"-"},{"$f":"IF(OR($Z87<>\"b\",AND($AA87<>\"b\",$AA87<>\"c\")),\"n\",IF(AND($AS87<>1,$AS87<>2,$AS87<>7,$AS87<>8),\"n\",IF(Inventory!$K94=\"Split\",\"s\",IF(Inventory!$K94=\"Packaged\",\"p\",\"n\"))))","v":"n"},{"$f":"IF(AND($AA87<>\"i\",$AA87<>\"j\"),\"n\",IF(Inventory!$L94=\"Centrifugal\",\"c\",\"n\"))","v":"n"},"-","-",{"$f":"IFERROR(INDEX('Early Retirement'!$C$4:$AC$32,$BJ87,$BN87),0)","v":0},{"$f":"IFERROR(HLOOKUP($BN87,'Early Retirement'!$D$4:$AC$5,2,FALSE),0)","v":0},{"$f":"IFERROR(INDEX('Early Retirement'!$AE$4:$BE$32,$BJ87,$BN87),0)","v":0},{"$f":"IFERROR(HLOOKUP($BN87,'Early Retirement'!$AF$4:$BE$5,2,FALSE),0)","v":0},0,0,"kW/ton",{"$f":"IFERROR(INDEX('Early Retirement'!$BG$4:$CG$32,$BJ87,$BN87),0)","v":0},{"$f":"IFERROR(HLOOKUP($BN87,'Early Retirement'!$BH$4:$CH$5,2,FALSE),0)","v":0},0,"COP","Yes",0,0,"kW/ton",0,"COP",0,0,"kW/ton",0,"COP",null,"dfaaac27",12,"EER",12,"EER",1,1,"kW/ton",4.2,"COP",{"$f":"CT87","v":4.2},"COP","VRF HP Water Cooled",0,0,0,11.25]
[null,null,null,null,null,null,null,null,null,null,null,null,null,null,null,null,null,null,null,null,null,null,null,null,86,{"$f":"IF(Inventory!$C95=\"\",\"a\",VLOOKUP(Inventory!$C95,$B$3:$C$6,2,FALSE))","v":"a"},{"$f":"IF(AND($Z88=\"b\",Inventory!$I95=\"\"),\"a\",IF(AND($Z88=\"b\",Inventory!$I95<>\"\"),VLOOKUP(Inventory!$I95,$E$3:$F$12,2,FALSE),IF(AND(OR($Z88=\"c\",$Z88=\"d\"),Inventory!$AB95=\"\"),\"a\",IF(AND(OR($Z88=\"c\",$Z88=\"d\"),Inventory!$AB95<>\"\"),VLOOKUP(Inventory!$AB95,$E$3:$F$12,2,FALSE),\"a\"))))","v":"a"},{"$f":"IF(OR(AND($AA88<>\"b\",$AA88<>\"c\"),$AF88=0,$AF88>=(65000/12000),Inventory!$AC95=\"\"),\"a\",VLOOKUP(Inventory!$AC95,$H$3:$I$5,2,FALSE))","v":"a"},{"$f":"IF(AND(AA88<>\"I\",AA88<>\"j\"),\"a\",IF(AND(OR(Z88=\"b\",Z88=\"c\",Z88=\"d\"),Inventory!AD95=\"\"),\"a\",IF(AND(OR(Z88=\"b\",Z88=\"c\",Z88=\"d\"),Inventory!AD95<>\"\"),VLOOKUP(Inventory!AD95,$K$3:$L$5,2,FALSE),\"a\")))","v":"a"},{"$f":"IF(AND($AA88<>\"i\",$AA88<>\"j\"),\"a\",IF(AND($Z88=\"b\",Inventory!$L95=\"\"),\"a\",IF(AND($Z88=\"b\",Inventory!$L95<>\"\"),VLOOKUP(Inventory!$L95,$N$3:$O$6,2,FALSE),IF(AND(OR($Z88=\"c\",$Z88=\"d\"),Inventory!$AE95=\"\"),\"a\",IF(AND(OR($Z88=\"c\",$Z88=\"d\"),Inventory!$AE95<>\"\"),VLOOKUP(Inventory!$AE95,$N$3:$O$6,2,FALSE),\"a\")))))","v":"a"},{"$f":"IF(OR(AND($AA88<>\"e\",$AA88<>\"f\"),$AF88=0,Inventory!$AG95=\"\"),\"a\",VLOOKUP(Inventory!$AG95,$Q$3:$R$5,2,FALSE))","v":"a"},{"$f":"IF(OR(Inventory!C95=\"New Construction\",Inventory!C95=\"Replace-on-Burnout\"),Inventory!AT95,IF(Inventory!C95=\"Early Retirement\",Inventory!AS95,0))","v":0},"","","","","","","","","","","","",0,"aaaaaa0","No","No",{"$f":"IF($Z88=\"a\",0,IF($Z88=\"b\",Inventory!$M95,Inventory!$AH95))","v":0},{"$f":"IF(OR($Z88=\"a\",AND($AU88=\"No\",$AV88=\"No\")),0,IF(AND($Z88=\"b\",Inventory!$O95=\"Btu/hr\"),Inventory!$N95,IF(AND($Z88=\"b\",Inventory!$O95=\"Tons\"),Inventory!$N95*12000,IF(AND(OR($Z88=\"c\",$Z88=\"d\"),Inventory!$AJ95=\"Btu/hr\"),Inventory!$AI95,IF(AND(OR($Z88=\"c\",$Z88=\"d\"),Inventory!$AJ95=\"Tons\"),Inventory!$AI95*12000,0)))))","v":0},0,0,"EER",0,"kW/ton",{"$f":"IF(OR($Z88=\"a\",$AV88=\"No\"),0,IF(AND($Z88=\"b\",Inventory!$Q95=\"Btu/hr\"),Inventory!$P95,IF(AND($Z88=\"b\",Inventory!$Q95=\"Tons\"),Inventory!$P95*12000,IF(AND(OR($Z88=\"c\",$Z88=\"d\"),Inventory!$AL95=\"Btu/hr\"),Inventory!$AK95,IF(AND(OR($Z88=\"c\",$Z88=\"d\"),Inventory!$AL95=\"Tons\"),Inventory!$AK95*12000,0)))))","v":0},0,0,"COP","No",{"$f":"IF(OR(Inventory!$J95=\"\",$BH88=\"No\"),\"-\",Inventory!$J95)","v":"-"},{"$f":"IFERROR(VLOOKUP($BI88,'Early Retirement'!$B$6:$C$32,2,FALSE),\"-\")","v":"-"},{"$f":"IF(OR($Z88<>\"b\",AND($AA88<>\"b\",$AA88<>\"c\")),\"n\",IF(AND($AS88<>1,$AS88<>2,$AS88<>7,$AS88<>8),\"n\",IF(Inventory!$K95=\"Split\",\"s\",IF(Inventory!$K95=\"Packaged\",\"p\",\"n\"))))","v":"n"},{"$f":"IF(AND($AA88<>\"i\",$AA88<>\"j\"),\"n\",IF(Inventory!$L95=\"Centrifugal\",\"c\",\"n\"))","v":"n"},"-","-",{"$f":"IFERROR(INDEX('Early Retirement'!$C$4:$AC$32,$BJ88,$BN88),0)","v":0},{"$f":"IFERROR(HLOOKUP($BN88,'Early Retirement'!$D$4:$AC$5,2,FALSE),0)","v":0},{"$f":"IFERROR(INDEX('Early Retirement'!$AE$4:$BE$32,$BJ88,$BN88),0)","v":0},{"$f":"IFERROR(HLOOKUP($BN88,'Early Retirement'!$AF$4:$BE$5,2,FALSE),0)","v":0},0,0,"kW/ton",{"$f":"IFERROR(INDEX('Early Retirement'!$BG$4:$CG$32,$BJ88,$BN88),0)","v":0},{"$f":"IFERROR(HLOOKUP($BN88,'Early Retirement'!$BH$4:$CH$5,2,FALSE),0)","v":0},0,"COP","Yes",0,0,"kW/ton",0,"COP",0,0,"kW/ton",0,"COP",null,"dfaaab27",11.8,"EER",11.8,"EER",1.0169491525423728,1.0169491525423728,"kW/ton",4.2,"COP",4.2,"COP","VRF HP Water Cooled",0,0,0,11.25]
[null,null,null,null,null,null,null,null,null,null,null,null,null,null,null,null,null,null,null,null,null,null,null,null,87,{"$f":"IF(Inventory!$C96=\"\",\"a\",VLOOKUP(Inventory!$C96,$B$3:$C$6,2,FALSE))","v":"a"},{"$f":"IF(AND($Z89=\"b\",Inventory!$I96=\"\"),\"a\",IF(AND($Z89=\"b\",Inventory!$I96<>\"\"),VLOOKUP(Inventory!$I96,$E$3:$F$12,2,FALSE),IF(AND(OR($Z89=\"c\",$Z89=\"d\"),Inventory!$AB96=\"\"),\"a\",IF(AND(OR($Z89=\"c\",$Z89=\"d\"),Inventory!$AB96<>\"\"),VLOOKUP(Inventory!$AB96,$E$3:$F$12,2,FALSE),\"a\"))))","v":"a"},{"$f":"IF(OR(AND($AA89<>\"b\",$AA89<>\"c\"),$AF89=0,$AF89>=(65000/12000),Inventory!$AC96=\"\"),\"a\",VLOOKUP(Inventory!$AC96,$H$3:$I$5,2,FALSE))","v":"a"},{"$f":"IF(AND(AA89<>\"I\",AA89<>\"j\"),\"a\",IF(AND(OR(Z89=\"b\",Z89=\"c\",Z89=\"d\"),Inventory!AD96=\"\"),\"a\",IF(AND(OR(Z89=\"b\",Z89=\"c\",Z89=\"d\"),Inventory!AD96<>\"\"),VLOOKUP(Inventory!AD96,$K$3:$L$5,2,FALSE),\"a\")))","v":"a"},{"$f":"IF(AND($AA89<>\"i\",$AA89<>\"j\"),\"a\",IF(AND($Z89=\"b\",Inventory!$L96=\"\"),\"a\",IF(AND($Z89=\"b\",Inventory!$L96<>\"\"),VLOOKUP(Inventory!$L96,$N$3:$O$6,2,FALSE),IF(AND(OR($Z89=\"c\",$Z89=\"d\"),Inventory!$AE96=\"\"),\"a\",IF(AND(OR($Z89=\"c\",$Z89=\"d\"),Inventory!$AE96<>\"\"),VLOOKUP(Inventory!$AE96,$N$3:$O$6,2,FALSE),\"a\")))))","v":"a"},{"$f":"IF(OR(AND($AA89<>\"e\",$AA89<>\"f\"),$AF89=0,Inventory!$AG96=\"\"),\"a\",VLOOKUP(Inventory!$AG96,$Q$3:$R$5,2,FALSE))","v":"a"},{"$f":"IF(OR(Inventory!C96=\"New Construction\",Inventory!C96=\"Replace-on-Burnout\"),Inventory!AT96,IF(Inventory!C96=\"Early Retirement\",Inventory!AS96,0))","v":0},"","","","","","","","","","","","",0,"aaaaaa0","No","No",{"$f":"IF($Z89=\"a\",0,IF($Z89=\"b\",Inventory!$M96,Inventory!$AH96))","v":0},{"$f":"IF(OR($Z89=\"a\",AND($AU89=\"No\",$AV89=\"No\")),0,IF(AND($Z89=\"b\",Inventory!$O96=\"Btu/hr\"),Inventory!$N96,IF(AND($Z89=\"b\",Inventory!$O96=\"Tons\"),Inventory!$N96*12000,IF(AND(OR($Z89=\"c\",$Z89=\"d\"),Inventory!$AJ96=\"Btu/hr\"),Inventory!$AI96,IF(AND(OR($Z89=\"c\",$Z89=\"d\"),Inventory!$AJ96=\"Tons\"),Inventory!$AI96*12000,0)))))","v":0},0,0,"EER",0,"kW/ton",{"$f":"IF(OR($Z89=\"a\",$AV89=\"No\"),0,IF(AND($Z89=\"b\",Inventory!$Q96=\"Btu/hr\"),Inventory!$P96,IF(AND($Z89=\"b\",Inventory!$Q96=\"Tons\"),Inventory!$P96*12000,IF(AND(OR($Z89=\"c\",$Z89=\"d\"),Inventory!$AL96=\"Btu/hr\"),Inventory!$AK96,IF(AND(OR($Z89=\"c\",$Z89=\"d\"),Inventory!$AL96=\"Tons\"),Inventory!$AK96*12000,0)))))","v":0},0,0,"COP","No",{"$f":"IF(OR(Inventory!$J96=\"\",$BH89=\"No\"),\"-\",Inventory!$J96)","v":"-"},{"$f":"IFERROR(VLOOKUP($BI89,'Early Retirement'!$B$6:$C$32,2,FALSE),\"-\")","v":"-"},{"$f":"IF(OR($Z89<>\"b\",AND($AA89<>\"b\",$AA89<>\"c\")),\"n\",IF(AND($AS89<>1,$AS89<>2,$AS89<>7,$AS89<>8),\"n\",IF(Inventory!$K96=\"Split\",\"s\",IF(Inventory!$K96=\"Packaged\",\"p\",\"n\"))))","v":"n"},{"$f":"IF(AND($AA89<>\"i\",$AA89<>\"j\"),\"n\",IF(Inventory!$L96=\"Centrifugal\",\"c\",\"n\"))","v":"n"},"-","-",{"$f":"IFERROR(INDEX('Early Retirement'!$C$4:$AC$32,$BJ89,$BN89),0)","v":0},{"$f":"IFERROR(HLOOKUP($BN89,'Early Retirement'!$D$4:$AC$5,2,FALSE),0)","v":0},{"$f":"IFERROR(INDEX('Early Retirement'!$AE$4:$BE$32,$BJ89,$BN89),0)","v":0},{"$f":"IFERROR(HLOOKUP($BN89,'Early Retirement'!$AF$4:$BE$5,2,FALSE),0)","v":0},0,0,"kW/ton",{"$f":"IFERROR(INDEX('Early Retirement'!$BG$4:$CG$32,$BJ89,$BN89),0)","v":0},{"$f":"IFERROR(HLOOKUP($BN89,'Early Retirement'!$BH$4:$CH$5,2,FALSE),0)","v":0},0,"COP","Yes",0,0,"kW/ton",0,"COP",0,0,"kW/ton",0,"COP",null,"dfaaac28",10,"EER",10,"EER",1.2,1.2,"kW/ton",3.9,"COP",3.9,"COP","VRF HP Water Cooled",0,0,0,20]
[null,null,null,null,null,null,null,null,null,null,null,null,null,null,null,null,null,null,null,null,null,null,null,null,88,{"$f":"IF(Inventory!$C97=\"\",\"a\",VLOOKUP(Inventory!$C97,$B$3:$C$6,2,FALSE))","v":"a"},{"$f":"IF(AND($Z90=\"b\",Inventory!$I97=\"\"),\"a\",IF(AND($Z90=\"b\",Inventory!$I97<>\"\"),VLOOKUP(Inventory!$I97,$E$3:$F$12,2,FALSE),IF(AND(OR($Z90=\"c\",$Z90=\"d\"),Inventory!$AB97=\"\"),\"a\",IF(AND(OR($Z90=\"c\",$Z90=\"d\"),Inventory!$AB97<>\"\"),VLOOKUP(Inventory!$AB97,$E$3:$F$12,2,FALSE),\"a\"))))","v":"a"},{"$f":"IF(OR(AND($AA90<>\"b\",$AA90<>\"c\"),$AF90=0,$AF90>=(65000/12000),Inventory!$AC97=\"\"),\"a\",VLOOKUP(Inventory!$AC97,$H$3:$I$5,2,FALSE))","v":"a"},{"$f":"IF(AND(AA90<>\"I\",AA90<>\"j\"),\"a\",IF(AND(OR(Z90=\"b\",Z90=\"c\",Z90=\"d\"),Inventory!AD97=\"\"),\"a\",IF(AND(OR(Z90=\"b\",Z90=\"c\",Z90=\"d\"),Inventory!AD97<>\"\"),VLOOKUP(Inventory!AD97,$K$3:$L$5,2,FALSE),\"a\")))","v":"a"},{"$f":"IF(AND($AA90<>\"i\",$AA90<>\"j\"),\"a\",IF(AND($Z90=\"b\",Inventory!$L97=\"\"),\"a\",IF(AND($Z90=\"b\",Inventory!$L97<>\"\"),VLOOKUP(Inventory!$L97,$N$3:$O$6,2,FALSE),IF(AND(OR($Z90=\"c\",$Z90=\"d\"),Inventory!$AE97=\"\"),\"a\",IF(AND(OR($Z90=\"c\",$Z90=\"d\"),Inventory!$AE97<>\"\"),VLOOKUP(Inventory!$AE97,$N$3:$O$6,2,FALSE),\"a\")))))","v":"a"},{"$f":"IF(OR(AND($AA90<>\"e\",$AA90<>\"f\"),$AF90=0,Inventory!$AG97=\"\"),\"a\",VLOOKUP(Inventory!$AG97,$Q$3:$R$5,2,FALSE))","v":"a"},{"$f":"IF(OR(Inventory!C97=\"New Construction\",Inventory!C97=\"Replace-on-Burnout\"),Inventory!AT97,IF(Inventory!C97=\"Early Retirement\",Inventory!AS97,0))","v":0},"","","","","","","","","","","","",0,"aaaaaa0","No","No",{"$f":"IF($Z90=\"a\",0,IF($Z90=\"b\",Inventory!$M97,Inventory!$AH97))","v":0},{"$f":"IF(OR($Z90=\"a\",AND($AU90=\"No\",$AV90=\"No\")),0,IF(AND($Z90=\"b\",Inventory!$O97=\"Btu/hr\"),Inventory!$N97,IF(AND($Z90=\"b\",Inventory!$O97=\"Tons\"),Inventory!$N97*12000,IF(AND(OR($Z90=\"c\",$Z90=\"d\"),Inventory!$AJ97=\"Btu/hr\"),Inventory!$AI97,IF(AND(OR($Z90=\"c\",$Z90=\"d\"),Inventory!$AJ97=\"Tons\"),Inventory!$AI97*12000,0)))))","v":0},0,0,"EER",0,"kW/ton",{"$f":"IF(OR($Z90=\"a\",$AV90=\"No\"),0,IF(AND($Z90=\"b\",Inventory!$Q97=\"Btu/hr\"),Inventory!$P97,IF(AND($Z90=\"b\",Inventory!$Q97=\"Tons\"),Inventory!$P97*12000,IF(AND(OR($Z90=\"c\",$Z90=\"d\"),Inventory!$AL97=\"Btu/hr\"),Inventory!$AK97,IF(AND(OR($Z90=\"c\",$Z90=\"d\"),Inventory!$AL97=\"Tons\"),Inventory!$AK97*12000,0)))))","v":0},0,0,"COP","No",{"$f":"IF(OR(Inventory!$J97=\"\",$BH90=\"No\"),\"-\",Inventory!$J97)","v":"-"},{"$f":"IFERROR(VLOOKUP($BI90,'Early Retirement'!$B$6:$C$32,2,FALSE),\"-\")","v":"-"},{"$f":"IF(OR($Z90<>\"b\",AND($AA90<>\"b\",$AA90<>\"c\")),\"n\",IF(AND($AS90<>1,$AS90<>2,$AS90<>7,$AS90<>8),\"n\",IF(Inventory!$K97=\"Split\",\"s\",IF(Inventory!$K97=\"Packaged\",\"p\",\"n\"))))","v":"n"},{"$f":"IF(AND($AA90<>\"i\",$AA90<>\"j\"),\"n\",IF(Inventory!$L97=\"Centrifugal\",\"c\",\"n\"))","v":"n"},"-","-",{"$f":"IFERROR(INDEX('Early Retirement'!$C$4:$AC$32,$BJ90,$BN90),0)","v":0},{"$f":"IFERROR(HLOOKUP($BN90,'Early Retirement'!$D$4:$AC$5,2,FALSE),0)","v":0},{"$f":"IFERROR(INDEX('Early Retirement'!$AE$4:$BE$32,$BJ90,$BN90),0)","v":0},{"$f":"IFERROR(HLOOKUP($BN90,'Early Retirement'!$AF$4:$BE$5,2,FALSE),0)","v":0},0,0,"kW/ton",{"$f":"IFERROR(INDEX('Early Retirement'!$BG$4:$CG$32,$BJ90,$BN90),0)","v":0},{"$f":"IFERROR(HLOOKUP($BN90,'Early Retirement'!$BH$4:$CH$5,2,FALSE),0)","v":0},0,"COP","Yes",0,0,"kW/ton",0,"COP",0,0,"kW/ton",0,"COP",null,"dfaaab28",9.8000000000000007,"EER",9.8000000000000007,"EER",1.2244897959183672,1.2244897959183672,"kW/ton",3.9,"COP",3.9,"COP","VRF HP Water Cooled",0,0,0,20]
[null,null,null,null,null,null,null,null,null,null,null,null,null,null,null,null,null,null,null,null,null,null,null,null,89,{"$f":"IF(Inventory!$C98=\"\",\"a\",VLOOKUP(Inventory!$C98,$B$3:$C$6,2,FALSE))","v":"a"},{"$f":"IF(AND($Z91=\"b\",Inventory!$I98=\"\"),\"a\",IF(AND($Z91=\"b\",Inventory!$I98<>\"\"),VLOOKUP(Inventory!$I98,$E$3:$F$12,2,FALSE),IF(AND(OR($Z91=\"c\",$Z91=\"d\"),Inventory!$AB98=\"\"),\"a\",IF(AND(OR($Z91=\"c\",$Z91=\"d\"),Inventory!$AB98<>\"\"),VLOOKUP(Inventory!$AB98,$E$3:$F$12,2,FALSE),\"a\"))))","v":"a"},{"$f":"IF(OR(AND($AA91<>\"b\",$AA91<>\"c\"),$AF91=0,$AF91>=(65000/12000),Inventory!$AC98=\"\"),\"a\",VLOOKUP(Inventory!$AC98,$H$3:$I$5,2,FALSE))","v":"a"},{"$f":"IF(AND(AA91<>\"I\",AA91<>\"j\"),\"a\",IF(AND(OR(Z91=\"b\",Z91=\"c\",Z91=\"d\"),Inventory!AD98=\"\"),\"a\",IF(AND(OR(Z91=\"b\",Z91=\"c\",Z91=\"d\"),Inventory!AD98<>\"\"),VLOOKUP(Inventory!AD98,$K$3:$L$5,2,FALSE),\"a\")))","v":"a"},{"$f":"IF(AND($AA91<>\"i\",$AA91<>\"j\"),\"a\",IF(AND($Z91=\"b\",Inventory!$L98=\"\"),\"a\",IF(AND($Z91=\"b\",Inventory!$L98<>\"\"),VLOOKUP(Inventory!$L98,$N$3:$O$6,2,FALSE),IF(AND(OR($Z91=\"c\",$Z91=\"d\"),Inventory!$AE98=\"\"),\"a\",IF(AND(OR($Z91=\"c\",$Z91=\"d\"),Inventory!$AE98<>\"\"),VLOOKUP(Inventory!$AE98,$N$3:$O$6,2,FALSE),\"a\")))))","v":"a"},{"$f":"IF(OR(AND($AA91<>\"e\",$AA91<>\"f\"),$AF91=0,Inventory!$AG98=\"\"),\"a\",VLOOKUP(Inventory!$AG98,$Q$3:$R$5,2,FALSE))","v":"a"},{"$f":"IF(OR(Inventory!C98=\"New Construction\",Inventory!C98=\"Replace-on-Burnout\"),Inventory!AT98,IF(Inventory!C98=\"Early Retirement\",Inventory!AS98,0))","v":0},"","","","","","","","","","","","",0,"aaaaaa0","No","No",{"$f":"IF($Z91=\"a\",0,IF($Z91=\"b\",Inventory!$M98,Inventory!$AH98))","v":0},{"$f":"IF(OR($Z91=\"a\",AND($AU91=\"No\",$AV91=\"No\")),0,IF(AND($Z91=\"b\",Inventory!$O98=\"Btu/hr\"),Inventory!$N98,IF(AND($Z91=\"b\",Inventory!$O98=\"Tons\"),Inventory!$N98*12000,IF(AND(OR($Z91=\"c\",$Z91=\"d\"),Inventory!$AJ98=\"Btu/hr\"),Inventory!$AI98,IF(AND(OR($Z91=\"c\",$Z91=\"d\"),Inventory!$AJ98=\"Tons\"),Inventory!$AI98*12000,0)))))","v":0},0,0,"EER",0,"kW/ton",{"$f":"IF(OR($Z91=\"a\",$AV91=\"No\"),0,IF(AND($Z91=\"b\",Inventory!$Q98=\"Btu/hr\"),Inventory!$P98,IF(AND($Z91=\"b\",Inventory!$Q98=\"Tons\"),Inventory!$P98*12000,IF(AND(OR($Z91=\"c\",$Z91=\"d\"),Inventory!$AL98=\"Btu/hr\"),Inventory!$AK98,IF(AND(OR($Z91=\"c\",$Z91=\"d\"),Inventory!$AL98=\"Tons\"),Inventory!$AK98*12000,0)))))","v":0},0,0,"COP","No",{"$f":"IF(OR(Inventory!$J98=\"\",$BH91=\"No\"),\"-\",Inventory!$J98)","v":"-"},{"$f":"IFERROR(VLOOKUP($BI91,'Early Retirement'!$B$6:$C$32,2,FALSE),\"-\")","v":"-"},{"$f":"IF(OR($Z91<>\"b\",AND($AA91<>\"b\",$AA91<>\"c\")),\"n\",IF(AND($AS91<>1,$AS91<>2,$AS91<>7,$AS91<>8),\"n\",IF(Inventory!$K98=\"Split\",\"s\",IF(Inventory!$K98=\"Packaged\",\"p\",\"n\"))))","v":"n"},{"$f":"IF(AND($AA91<>\"i\",$AA91<>\"j\"),\"n\",IF(Inventory!$L98=\"Centrifugal\",\"c\",\"n\"))","v":"n"},"-","-",{"$f":"IFERROR(INDEX('Early Retirement'!$C$4:$AC$32,$BJ91,$BN91),0)","v":0},{"$f":"IFERROR(HLOOKUP($BN91,'Early Retirement'!$D$4:$AC$5,2,FALSE),0)","v":0},{"$f":"IFERROR(INDEX('Early Retirement'!$AE$4:$BE$32,$BJ91,$BN91),0)","v":0},{"$f":"IFERROR(HLOOKUP($BN91,'Early Retirement'!$AF$4:$BE$5,2,FALSE),0)","v":0},0,0,"kW/ton",{"$f":"IFERROR(INDEX('Early Retirement'!$BG$4:$CG$32,$BJ91,$BN91),0)","v":0},{"$f":"IFERROR(HLOOKUP($BN91,'Early Retirement'!$BH$4:$CH$5,2,FALSE),0)","v":0},0,"COP","Yes",0,0,"kW/ton",0,"COP",0,0,"kW/ton",0,"COP",null,"dfaaac29",10,"EER",10,"EER",1.2,1.2,"kW/ton",3.9,"COP",3.9,"COP","VRF HP Water Cooled",0,0,0,63.333333333333336]
[null,null,null,null,null,null,null,null,null,null,null,null,null,null,null,null,null,null,null,null,null,null,null,null,90,{"$f":"IF(Inventory!$C99=\"\",\"a\",VLOOKUP(Inventory!$C99,$B$3:$C$6,2,FALSE))","v":"a"},{"$f":"IF(AND($Z92=\"b\",Inventory!$I99=\"\"),\"a\",IF(AND($Z92=\"b\",Inventory!$I99<>\"\"),VLOOKUP(Inventory!$I99,$E$3:$F$12,2,FALSE),IF(AND(OR($Z92=\"c\",$Z92=\"d\"),Inventory!$AB99=\"\"),\"a\",IF(AND(OR($Z92=\"c\",$Z92=\"d\"),Inventory!$AB99<>\"\"),VLOOKUP(Inventory!$AB99,$E$3:$F$12,2,FALSE),\"a\"))))","v":"a"},{"$f":"IF(OR(AND($AA92<>\"b\",$AA92<>\"c\"),$AF92=0,$AF92>=(65000/12000),Inventory!$AC99=\"\"),\"a\",VLOOKUP(Inventory!$AC99,$H$3:$I$5,2,FALSE))","v":"a"},{"$f":"IF(AND(AA92<>\"I\",AA92<>\"j\"),\"a\",IF(AND(OR(Z92=\"b\",Z92=\"c\",Z92=\"d\"),Inventory!AD99=\"\"),\"a\",IF(AND(OR(Z92=\"b\",Z92=\"c\",Z92=\"d\"),Inventory!AD99<>\"\"),VLOOKUP(Inventory!AD99,$K$3:$L$5,2,FALSE),\"a\")))","v":"a"},{"$f":"IF(AND($AA92<>\"i\",$AA92<>\"j\"),\"a\",IF(AND($Z92=\"b\",Inventory!$L99=\"\"),\"a\",IF(AND($Z92=\"b\",Inventory!$L99<>\"\"),VLOOKUP(Inventory!$L99,$N$3:$O$6,2,FALSE),IF(AND(OR($Z92=\"c\",$Z92=\"d\"),Inventory!$AE99=\"\"),\"a\",IF(AND(OR($Z92=\"c\",$Z92=\"d\"),Inventory!$AE99<>\"\"),VLOOKUP(Inventory!$AE99,$N$3:$O$6,2,FALSE),\"a\")))))","v":"a"},{"$f":"IF(OR(AND($AA92<>\"e\",$AA92<>\"f\"),$AF92=0,Inventory!$AG99=\"\"),\"a\",VLOOKUP(Inventory!$AG99,$Q$3:$R$5,2,FALSE))","v":"a"},{"$f":"IF(OR(Inventory!C99=\"New Construction\",Inventory!C99=\"Replace-on-Burnout\"),Inventory!AT99,IF(Inventory!C99=\"Early Retirement\",Inventory!AS99,0))","v":0},"","","","","","","","","","","","",0,"aaaaaa0","No","No",{"$f":"IF($Z92=\"a\",0,IF($Z92=\"b\",Inventory!$M99,Inventory!$AH99))","v":0},{"$f":"IF(OR($Z92=\"a\",AND($AU92=\"No\",$AV92=\"No\")),0,IF(AND($Z92=\"b\",Inventory!$O99=\"Btu/hr\"),Inventory!$N99,IF(AND($Z92=\"b\",Inventory!$O99=\"Tons\"),Inventory!$N99*12000,IF(AND(OR($Z92=\"c\",$Z92=\"d\"),Inventory!$AJ99=\"Btu/hr\"),Inventory!$AI99,IF(AND(OR($Z92=\"c\",$Z92=\"d\"),Inventory!$AJ99=\"Tons\"),Inventory!$AI99*12000,0)))))","v":0},0,0,"EER",0,"kW/ton",{"$f":"IF(OR($Z92=\"a\",$AV92=\"No\"),0,IF(AND($Z92=\"b\",Inventory!$Q99=\"Btu/hr\"),Inventory!$P99,IF(AND($Z92=\"b\",Inventory!$Q99=\"Tons\"),Inventory!$P99*12000,IF(AND(OR($Z92=\"c\",$Z92=\"d\"),Inventory!$AL99=\"Btu/hr\"),Inventory!$AK99,IF(AND(OR($Z92=\"c\",$Z92=\"d\"),Inventory!$AL99=\"Tons\"),Inventory!$AK99*12000,0)))))","v":0},0,0,"COP","No",{"$f":"IF(OR(Inventory!$J99=\"\",$BH92=\"No\"),\"-\",Inventory!$J99)","v":"-"},{"$f":"IFERROR(VLOOKUP($BI92,'Early Retirement'!$B$6:$C$32,2,FALSE),\"-\")","v":"-"},{"$f":"IF(OR($Z92<>\"b\",AND($AA92<>\"b\",$AA92<>\"c\")),\"n\",IF(AND($AS92<>1,$AS92<>2,$AS92<>7,$AS92<>8),\"n\",IF(Inventory!$K99=\"Split\",\"s\",IF(Inventory!$K99=\"Packaged\",\"p\",\"n\"))))","v":"n"},{"$f":"IF(AND($AA92<>\"i\",$AA92<>\"j\"),\"n\",IF(Inventory!$L99=\"Centrifugal\",\"c\",\"n\"))","v":"n"},"-","-",{"$f":"IFERROR(INDEX('Early Retirement'!$C$4:$AC$32,$BJ92,$BN92),0)","v":0},{"$f":"IFERROR(HLOOKUP($BN92,'Early Retirement'!$D$4:$AC$5,2,FALSE),0)","v":0},{"$f":"IFERROR(INDEX('Early Retirement'!$AE$4:$BE$32,$BJ92,$BN92),0)","v":0},{"$f":"IFERROR(HLOOKUP($BN92,'Early Retirement'!$AF$4:$BE$5,2,FALSE),0)","v":0},0,0,"kW/ton",{"$f":"IFERROR(INDEX('Early Retirement'!$BG$4:$CG$32,$BJ92,$BN92),0)","v":0},{"$f":"IFERROR(HLOOKUP($BN92,'Early Retirement'!$BH$4:$CH$5,2,FALSE),0)","v":0},0,"COP","Yes",0,0,"kW/ton",0,"COP",0,0,"kW/ton",0,"COP",null,"dfaaab29",9.8000000000000007,"EER",9.8000000000000007,"EER",1.2244897959183672,1.2244897959183672,"kW/ton",3.9,"COP",3.9,"COP","VRF HP Water Cooled",0,0,0,63.333333333333336]
[null,null,null,null,null,null,null,null,null,null,null,null,null,null,null,null,null,null,null,null,null,null,null,null,91,{"$f":"IF(Inventory!$C100=\"\",\"a\",VLOOKUP(Inventory!$C100,$B$3:$C$6,2,FALSE))","v":"a"},{"$f":"IF(AND($Z93=\"b\",Inventory!$I100=\"\"),\"a\",IF(AND($Z93=\"b\",Inventory!$I100<>\"\"),VLOOKUP(Inventory!$I100,$E$3:$F$12,2,FALSE),IF(AND(OR($Z93=\"c\",$Z93=\"d\"),Inventory!$AB100=\"\"),\"a\",IF(AND(OR($Z93=\"c\",$Z93=\"d\"),Inventory!$AB100<>\"\"),VLOOKUP(Inventory!$AB100,$E$3:$F$12,2,FALSE),\"a\"))))","v":"a"},{"$f":"IF(OR(AND($AA93<>\"b\",$AA93<>\"c\"),$AF93=0,$AF93>=(65000/12000),Inventory!$AC100=\"\"),\"a\",VLOOKUP(Inventory!$AC100,$H$3:$I$5,2,FALSE))","v":"a"},{"$f":"IF(AND(AA93<>\"I\",AA93<>\"j\"),\"a\",IF(AND(OR(Z93=\"b\",Z93=\"c\",Z93=\"d\"),Inventory!AD100=\"\"),\"a\",IF(AND(OR(Z93=\"b\",Z93=\"c\",Z93=\"d\"),Inventory!AD100<>\"\"),VLOOKUP(Inventory!AD100,$K$3:$L$5,2,FALSE),\"a\")))","v":"a"},{"$f":"IF(AND($AA93<>\"i\",$AA93<>\"j\"),\"a\",IF(AND($Z93=\"b\",Inventory!$L100=\"\"),\"a\",IF(AND($Z93=\"b\",Inventory!$L100<>\"\"),VLOOKUP(Inventory!$L100,$N$3:$O$6,2,FALSE),IF(AND(OR($Z93=\"c\",$Z93=\"d\"),Inventory!$AE100=\"\"),\"a\",IF(AND(OR($Z93=\"c\",$Z93=\"d\"),Inventory!$AE100<>\"\"),VLOOKUP(Inventory!$AE100,$N$3:$O$6,2,FALSE),\"a\")))))","v":"a"},{"$f":"IF(OR(AND($AA93<>\"e\",$AA93<>\"f\"),$AF93=0,Inventory!$AG100=\"\"),\"a\",VLOOKUP(Inventory!$AG100,$Q$3:$R$5,2,FALSE))","v":"a"},{"$f":"IF(OR(Inventory!C100=\"New Construction\",Inventory!C100=\"Replace-on-Burnout\"),Inventory!AT100,IF(Inventory!C100=\"Early Retirement\",Inventory!AS100,0))","v":0},"","","","","","","","","","","","",0,"aaaaaa0","No","No",{"$f":"IF($Z93=\"a\",0,IF($Z93=\"b\",Inventory!$M100,Inventory!$AH100))","v":0},{"$f":"IF(OR($Z93=\"a\",AND($AU93=\"No\",$AV93=\"No\")),0,IF(AND($Z93=\"b\",Inventory!$O100=\"Btu/hr\"),Inventory!$N100,IF(AND($Z93=\"b\",Inventory!$O100=\"Tons\"),Inventory!$N100*12000,IF(AND(OR($Z93=\"c\",$Z93=\"d\"),Inventory!$AJ100=\"Btu/hr\"),Inventory!$AI100,IF(AND(OR($Z93=\"c\",$Z93=\"d\"),Inventory!$AJ100=\"Tons\"),Inventory!$AI100*12000,0)))))","v":0},0,0,"EER",0,"kW/ton",{"$f":"IF(OR($Z93=\"a\",$AV93=\"No\"),0,IF(AND($Z93=\"b\",Inventory!$Q100=\"Btu/hr\"),Inventory!$P100,IF(AND($Z93=\"b\",Inventory!$Q100=\"Tons\"),Inventory!$P100*12000,IF(AND(OR($Z93=\"c\",$Z93=\"d\"),Inventory!$AL100=\"Btu/hr\"),Inventory!$AK100,IF(AND(OR($Z93=\"c\",$Z93=\"d\"),Inventory!$AL100=\"Tons\"),Inventory!$AK100*12000,0)))))","v":0},0,0,"COP","No",{"$f":"IF(OR(Inventory!$J100=\"\",$BH93=\"No\"),\"-\",Inventory!$J100)","v":"-"},{"$f":"IFERROR(VLOOKUP($BI93,'Early Retirement'!$B$6:$C$32,2,FALSE),\"-\")","v":"-"},{"$f":"IF(OR($Z93<>\"b\",AND($AA93<>\"b\",$AA93<>\"c\")),\"n\",IF(AND($AS93<>1,$AS93<>2,$AS93<>7,$AS93<>8),\"n\",IF(Inventory!$K100=\"Split\",\"s\",IF(Inventory!$K100=\"Packaged\",\"p\",\"n\"))))","v":"n"},{"$f":"IF(AND($AA93<>\"i\",$AA93<>\"j\"),\"n\",IF(Inventory!$L100=\"Centrifugal\",\"c\",\"n\"))","v":"n"},"-","-",{"$f":"IFERROR(INDEX('Early Retirement'!$C$4:$AC$32,$BJ93,$BN93),0)","v":0},{"$f":"IFERROR(HLOOKUP($BN93,'Early Retirement'!$D$4:$AC$5,2,FALSE),0)","v":0},{"$f":"IFERROR(INDEX('Early Retirement'!$AE$4:$BE$32,$BJ93,$BN93),0)","v":0},{"$f":"IFERROR(HLOOKUP($BN93,'Early Retirement'!$AF$4:$BE$5,2,FALSE),0)","v":0},0,0,"kW/ton",{"$f":"IFERROR(INDEX('Early Retirement'!$BG$4:$CG$32,$BJ93,$BN93),0)","v":0},{"$f":"IFERROR(HLOOKUP($BN93,'Early Retirement'!$BH$4:$CH$5,2,FALSE),0)","v":0},0,"COP","Yes",0,0,"kW/ton",0,"COP",0,0,"kW/ton",0,"COP",null,"dfaaac30",10,"EER",10,"EER",1.2,1.2,"kW/ton",3.9,"COP",3.9,"COP","VRF HP Water Cooled",0,0,0,0]
[null,null,null,null,null,null,null,null,null,null,null,null,null,null,null,null,null,null,null,null,null,null,null,null,92,{"$f":"IF(Inventory!$C101=\"\",\"a\",VLOOKUP(Inventory!$C101,$B$3:$C$6,2,FALSE))","v":"a"},{"$f":"IF(AND($Z94=\"b\",Inventory!$I101=\"\"),\"a\",IF(AND($Z94=\"b\",Inventory!$I101<>\"\"),VLOOKUP(Inventory!$I101,$E$3:$F$12,2,FALSE),IF(AND(OR($Z94=\"c\",$Z94=\"d\"),Inventory!$AB101=\"\"),\"a\",IF(AND(OR($Z94=\"c\",$Z94=\"d\"),Inventory!$AB101<>\"\"),VLOOKUP(Inventory!$AB101,$E$3:$F$12,2,FALSE),\"a\"))))","v":"a"},{"$f":"IF(OR(AND($AA94<>\"b\",$AA94<>\"c\"),$AF94=0,$AF94>=(65000/12000),Inventory!$AC101=\"\"),\"a\",VLOOKUP(Inventory!$AC101,$H$3:$I$5,2,FALSE))","v":"a"},{"$f":"IF(AND(AA94<>\"I\",AA94<>\"j\"),\"a\",IF(AND(OR(Z94=\"b\",Z94=\"c\",Z94=\"d\"),Inventory!AD101=\"\"),\"a\",IF(AND(OR(Z94=\"b\",Z94=\"c\",Z94=\"d\"),Inventory!AD101<>\"\"),VLOOKUP(Inventory!AD101,$K$3:$L$5,2,FALSE),\"a\")))","v":"a"},{"$f":"IF(AND($AA94<>\"i\",$AA94<>\"j\"),\"a\",IF(AND($Z94=\"b\",Inventory!$L101=\"\"),\"a\",IF(AND($Z94=\"b\",Inventory!$L101<>\"\"),VLOOKUP(Inventory!$L101,$N$3:$O$6,2,FALSE),IF(AND(OR($Z94=\"c\",$Z94=\"d\"),Inventory!$AE101=\"\"),\"a\",IF(AND(OR($Z94=\"c\",$Z94=\"d\"),Inventory!$AE101<>\"\"),VLOOKUP(Inventory!$AE101,$N$3:$O$6,2,FALSE),\"a\")))))","v":"a"},{"$f":"IF(OR(AND($AA94<>\"e\",$AA94<>\"f\"),$AF94=0,Inventory!$AG101=\"\"),\"a\",VLOOKUP(Inventory!$AG101,$Q$3:$R$5,2,FALSE))","v":"a"},{"$f":"IF(OR(Inventory!C101=\"New Construction\",Inventory!C101=\"Replace-on-Burnout\"),Inventory!AT101,IF(Inventory!C101=\"Early Retirement\",Inventory!AS101,0))","v":0},"","","","","","","","","","","","",0,"aaaaaa0","No","No",{"$f":"IF($Z94=\"a\",0,IF($Z94=\"b\",Inventory!$M101,Inventory!$AH101))","v":0},{"$f":"IF(OR($Z94=\"a\",AND($AU94=\"No\",$AV94=\"No\")),0,IF(AND($Z94=\"b\",Inventory!$O101=\"Btu/hr\"),Inventory!$N101,IF(AND($Z94=\"b\",Inventory!$O101=\"Tons\"),Inventory!$N101*12000,IF(AND(OR($Z94=\"c\",$Z94=\"d\"),Inventory!$AJ101=\"Btu/hr\"),Inventory!$AI101,IF(AND(OR($Z94=\"c\",$Z94=\"d\"),Inventory!$AJ101=\"Tons\"),Inventory!$AI101*12000,0)))))","v":0},0,0,"EER",0,"kW/ton",{"$f":"IF(OR($Z94=\"a\",$AV94=\"No\"),0,IF(AND($Z94=\"b\",Inventory!$Q101=\"Btu/hr\"),Inventory!$P101,IF(AND($Z94=\"b\",Inventory!$Q101=\"Tons\"),Inventory!$P101*12000,IF(AND(OR($Z94=\"c\",$Z94=\"d\"),Inventory!$AL101=\"Btu/hr\"),Inventory!$AK101,IF(AND(OR($Z94=\"c\",$Z94=\"d\"),Inventory!$AL101=\"Tons\"),Inventory!$AK101*12000,0)))))","v":0},0,0,"COP","No",{"$f":"IF(OR(Inventory!$J101=\"\",$BH94=\"No\"),\"-\",Inventory!$J101)","v":"-"},{"$f":"IFERROR(VLOOKUP($BI94,'Early Retirement'!$B$6:$C$32,2,FALSE),\"-\")","v":"-"},{"$f":"IF(OR($Z94<>\"b\",AND($AA94<>\"b\",$AA94<>\"c\")),\"n\",IF(AND($AS94<>1,$AS94<>2,$AS94<>7,$AS94<>8),\"n\",IF(Inventory!$K101=\"Split\",\"s\",IF(Inventory!$K101=\"Packaged\",\"p\",\"n\"))))","v":"n"},{"$f":"IF(AND($AA94<>\"i\",$AA94<>\"j\"),\"n\",IF(Inventory!$L101=\"Centrifugal\",\"c\",\"n\"))","v":"n"},"-","-",{"$f":"IFERROR(INDEX('Early Retirement'!$C$4:$AC$32,$BJ94,$BN94),0)","v":0},{"$f":"IFERROR(HLOOKUP($BN94,'Early Retirement'!$D$4:$AC$5,2,FALSE),0)","v":0},{"$f":"IFERROR(INDEX('Early Retirement'!$AE$4:$BE$32,$BJ94,$BN94),0)","v":0},{"$f":"IFERROR(HLOOKUP($BN94,'Early Retirement'!$AF$4:$BE$5,2,FALSE),0)","v":0},0,0,"kW/ton",{"$f":"IFERROR(INDEX('Early Retirement'!$BG$4:$CG$32,$BJ94,$BN94),0)","v":0},{"$f":"IFERROR(HLOOKUP($BN94,'Early Retirement'!$BH$4:$CH$5,2,FALSE),0)","v":0},0,"COP","Yes",0,0,"kW/ton",0,"COP",0,0,"kW/ton",0,"COP",null,"dfaaab30",9.8000000000000007,"EER",9.8000000000000007,"EER",1.2244897959183672,1.2244897959183672,"kW/ton",3.9,"COP",3.9,"COP","VRF HP Water Cooled",0,0,0,0]
[null,null,null,null,null,null,null,null,null,null,null,null,null,null,null,null,null,null,null,null,null,null,null,null,93,{"$f":"IF(Inventory!$C102=\"\",\"a\",VLOOKUP(Inventory!$C102,$B$3:$C$6,2,FALSE))","v":"a"},{"$f":"IF(AND($Z95=\"b\",Inventory!$I102=\"\"),\"a\",IF(AND($Z95=\"b\",Inventory!$I102<>\"\"),VLOOKUP(Inventory!$I102,$E$3:$F$12,2,FALSE),IF(AND(OR($Z95=\"c\",$Z95=\"d\"),Inventory!$AB102=\"\"),\"a\",IF(AND(OR($Z95=\"c\",$Z95=\"d\"),Inventory!$AB102<>\"\"),VLOOKUP(Inventory!$AB102,$E$3:$F$12,2,FALSE),\"a\"))))","v":"a"},{"$f":"IF(OR(AND($AA95<>\"b\",$AA95<>\"c\"),$AF95=0,$AF95>=(65000/12000),Inventory!$AC102=\"\"),\"a\",VLOOKUP(Inventory!$AC102,$H$3:$I$5,2,FALSE))","v":"a"},{"$f":"IF(AND(AA95<>\"I\",AA95<>\"j\"),\"a\",IF(AND(OR(Z95=\"b\",Z95=\"c\",Z95=\"d\"),Inventory!AD102=\"\"),\"a\",IF(AND(OR(Z95=\"b\",Z95=\"c\",Z95=\"d\"),Inventory!AD102<>\"\"),VLOOKUP(Inventory!AD102,$K$3:$L$5,2,FALSE),\"a\")))","v":"a"},{"$f":"IF(AND($AA95<>\"i\",$AA95<>\"j\"),\"a\",IF(AND($Z95=\"b\",Inventory!$L102=\"\"),\"a\",IF(AND($Z95=\"b\",Inventory!$L102<>\"\"),VLOOKUP(Inventory!$L102,$N$3:$O$6,2,FALSE),IF(AND(OR($Z95=\"c\",$Z95=\"d\"),Inventory!$AE102=\"\"),\"a\",IF(AND(OR($Z95=\"c\",$Z95=\"d\"),Inventory!$AE102<>\"\"),VLOOKUP(Inventory!$AE102,$N$3:$O$6,2,FALSE),\"a\")))))","v":"a"},{"$f":"IF(OR(AND($AA95<>\"e\",$AA95<>\"f\"),$AF95=0,Inventory!$AG102=\"\"),\"a\",VLOOKUP(Inventory!$AG102,$Q$3:$R$5,2,FALSE))","v":"a"},{"$f":"IF(OR(Inventory!C102=\"New Construction\",Inventory!C102=\"Replace-on-Burnout\"),Inventory!AT102,IF(Inventory!C102=\"Early Retirement\",Inventory!AS102,0))","v":0},"","","","","","","","","","","","",0,"aaaaaa0","No","No",{"$f":"IF($Z95=\"a\",0,IF($Z95=\"b\",Inventory!$M102,Inventory!$AH102))","v":0},{"$f":"IF(OR($Z95=\"a\",AND($AU95=\"No\",$AV95=\"No\")),0,IF(AND($Z95=\"b\",Inventory!$O102=\"Btu/hr\"),Inventory!$N102,IF(AND($Z95=\"b\",Inventory!$O102=\"Tons\"),Inventory!$N102*12000,IF(AND(OR($Z95=\"c\",$Z95=\"d\"),Inventory!$AJ102=\"Btu/hr\"),Inventory!$AI102,IF(AND(OR($Z95=\"c\",$Z95=\"d\"),Inventory!$AJ102=\"Tons\"),Inventory!$AI102*12000,0)))))","v":0},0,0,"EER",0,"kW/ton",{"$f":"IF(OR($Z95=\"a\",$AV95=\"No\"),0,IF(AND($Z95=\"b\",Inventory!$Q102=\"Btu/hr\"),Inventory!$P102,IF(AND($Z95=\"b\",Inventory!$Q102=\"Tons\"),Inventory!$P102*12000,IF(AND(OR($Z95=\"c\",$Z95=\"d\"),Inventory!$AL102=\"Btu/hr\"),Inventory!$AK102,IF(AND(OR($Z95=\"c\",$Z95=\"d\"),Inventory!$AL102=\"Tons\"),Inventory!$AK102*12000,0)))))","v":0},0,0,"COP","No",{"$f":"IF(OR(Inventory!$J102=\"\",$BH95=\"No\"),\"-\",Inventory!$J102)","v":"-"},{"$f":"IFERROR(VLOOKUP($BI95,'Early Retirement'!$B$6:$C$32,2,FALSE),\"-\")","v":"-"},{"$f":"IF(OR($Z95<>\"b\",AND($AA95<>\"b\",$AA95<>\"c\")),\"n\",IF(AND($AS95<>1,$AS95<>2,$AS95<>7,$AS95<>8),\"n\",IF(Inventory!$K102=\"Split\",\"s\",IF(Inventory!$K102=\"Packaged\",\"p\",\"n\"))))","v":"n"},{"$f":"IF(AND($AA95<>\"i\",$AA95<>\"j\"),\"n\",IF(Inventory!$L102=\"Centrifugal\",\"c\",\"n\"))","v":"n"},"-","-",{"$f":"IFERROR(INDEX('Early Retirement'!$C$4:$AC$32,$BJ95,$BN95),0)","v":0},{"$f":"IFERROR(HLOOKUP($BN95,'Early Retirement'!$D$4:$AC$5,2,FALSE),0)","v":0},{"$f":"IFERROR(INDEX('Early Retirement'!$AE$4:$BE$32,$BJ95,$BN95),0)","v":0},{"$f":"IFERROR(HLOOKUP($BN95,'Early Retirement'!$AF$4:$BE$5,2,FALSE),0)","v":0},0,0,"kW/ton",{"$f":"IFERROR(INDEX('Early Retirement'!$BG$4:$CG$32,$BJ95,$BN95),0)","v":0},{"$f":"IFERROR(HLOOKUP($BN95,'Early Retirement'!$BH$4:$CH$5,2,FALSE),0)","v":0},0,"COP","Yes",0,0,"kW/ton",0,"COP",0,0,"kW/ton",0,"COP",null,"ciabba35",9.5619999999999994,"EER",12.5,"IPLV",{"$f":"12/$CM95","v":1.2549675800041833},{"$f":"12/$CO95","v":0.96},"kW/ton",null,null,null,null,{"$f":"_xlfn.XLOOKUP(MID(CL95,2,1),$F$3:$F$12,$E$3:$E$12)","v":"Air Cooled Chiller"},{"$f":"_xlfn.XLOOKUP(MID(CL95,3,1),$I$3:$I$5,$H$3:$H$5)","v":0},"Centrifugal",{"$f":"_xlfn.XLOOKUP(MID(CL95,4,1),$L$3:$L$5,$K$3:$K$5)","v":"A"},{"$f":"_xlfn.XLOOKUP(_xlfn.NUMBERVALUE(RIGHT(CL95,IF(LEN(CL95)=7,1,2))),$W$3:$W$51,$V$3:$V$51)","v":75}]
[null,null,null,null,null,null,null,null,null,null,null,null,null,null,null,null,null,null,null,null,null,null,null,null,94,{"$f":"IF(Inventory!$C103=\"\",\"a\",VLOOKUP(Inventory!$C103,$B$3:$C$6,2,FALSE))","v":"a"},{"$f":"IF(AND($Z96=\"b\",Inventory!$I103=\"\"),\"a\",IF(AND($Z96=\"b\",Inventory!$I103<>\"\"),VLOOKUP(Inventory!$I103,$E$3:$F$12,2,FALSE),IF(AND(OR($Z96=\"c\",$Z96=\"d\"),Inventory!$AB103=\"\"),\"a\",IF(AND(OR($Z96=\"c\",$Z96=\"d\"),Inventory!$AB103<>\"\"),VLOOKUP(Inventory!$AB103,$E$3:$F$12,2,FALSE),\"a\"))))","v":"a"},{"$f":"IF(OR(AND($AA96<>\"b\",$AA96<>\"c\"),$AF96=0,$AF96>=(65000/12000),Inventory!$AC103=\"\"),\"a\",VLOOKUP(Inventory!$AC103,$H$3:$I$5,2,FALSE))","v":"a"},{"$f":"IF(AND(AA96<>\"I\",AA96<>\"j\"),\"a\",IF(AND(OR(Z96=\"b\",Z96=\"c\",Z96=\"d\"),Inventory!AD103=\"\"),\"a\",IF(AND(OR(Z96=\"b\",Z96=\"c\",Z96=\"d\"),Inventory!AD103<>\"\"),VLOOKUP(Inventory!AD103,$K$3:$L$5,2,FALSE),\"a\")))","v":"a"},{"$f":"IF(AND($AA96<>\"i\",$AA96<>\"j\"),\"a\",IF(AND($Z96=\"b\",Inventory!$L103=\"\"),\"a\",IF(AND($Z96=\"b\",Inventory!$L103<>\"\"),VLOOKUP(Inventory!$L103,$N$3:$O$6,2,FALSE),IF(AND(OR($Z96=\"c\",$Z96=\"d\"),Inventory!$AE103=\"\"),\"a\",IF(AND(OR($Z96=\"c\",$Z96=\"d\"),Inventory!$AE103<>\"\"),VLOOKUP(Inventory!$AE103,$N$3:$O$6,2,FALSE),\"a\")))))","v":"a"},{"$f":"IF(OR(AND($AA96<>\"e\",$AA96<>\"f\"),$AF96=0,Inventory!$AG103=\"\"),\"a\",VLOOKUP(Inventory!$AG103,$Q$3:$R$5,2,FALSE))","v":"a"},{"$f":"IF(OR(Inventory!C103=\"New Construction\",Inventory!C103=\"Replace-on-Burnout\"),Inventory!AT103,IF(Inventory!C103=\"Early Retirement\",Inventory!AS103,0))","v":0},"","","","","","","","","","","","",0,"aaaaaa0","No","No",{"$f":"IF($Z96=\"a\",0,IF($Z96=\"b\",Inventory!$M103,Inventory!$AH103))","v":0},{"$f":"IF(OR($Z96=\"a\",AND($AU96=\"No\",$AV96=\"No\")),0,IF(AND($Z96=\"b\",Inventory!$O103=\"Btu/hr\"),Inventory!$N103,IF(AND($Z96=\"b\",Inventory!$O103=\"Tons\"),Inventory!$N103*12000,IF(AND(OR($Z96=\"c\",$Z96=\"d\"),Inventory!$AJ103=\"Btu/hr\"),Inventory!$AI103,IF(AND(OR($Z96=\"c\",$Z96=\"d\"),Inventory!$AJ103=\"Tons\"),Inventory!$AI103*12000,0)))))","v":0},0,0,"EER",0,"kW/ton",{"$f":"IF(OR($Z96=\"a\",$AV96=\"No\"),0,IF(AND($Z96=\"b\",Inventory!$Q103=\"Btu/hr\"),Inventory!$P103,IF(AND($Z96=\"b\",Inventory!$Q103=\"Tons\"),Inventory!$P103*12000,IF(AND(OR($Z96=\"c\",$Z96=\"d\"),Inventory!$AL103=\"Btu/hr\"),Inventory!$AK103,IF(AND(OR($Z96=\"c\",$Z96=\"d\"),Inventory!$AL103=\"Tons\"),Inventory!$AK103*12000,0)))))","v":0},0,0,"COP","No",{"$f":"IF(OR(Inventory!$J103=\"\",$BH96=\"No\"),\"-\",Inventory!$J103)","v":"-"},{"$f":"IFERROR(VLOOKUP($BI96,'Early Retirement'!$B$6:$C$32,2,FALSE),\"-\")","v":"-"},{"$f":"IF(OR($Z96<>\"b\",AND($AA96<>\"b\",$AA96<>\"c\")),\"n\",IF(AND($AS96<>1,$AS96<>2,$AS96<>7,$AS96<>8),\"n\",IF(Inventory!$K103=\"Split\",\"s\",IF(Inventory!$K103=\"Packaged\",\"p\",\"n\"))))","v":"n"},{"$f":"IF(AND($AA96<>\"i\",$AA96<>\"j\"),\"n\",IF(Inventory!$L103=\"Centrifugal\",\"c\",\"n\"))","v":"n"},"-","-",{"$f":"IFERROR(INDEX('Early Retirement'!$C$4:$AC$32,$BJ96,$BN96),0)","v":0},{"$f":"IFERROR(HLOOKUP($BN96,'Early Retirement'!$D$4:$AC$5,2,FALSE),0)","v":0},{"$f":"IFERROR(INDEX('Early Retirement'!$AE$4:$BE$32,$BJ96,$BN96),0)","v":0},{"$f":"IFERROR(HLOOKUP($BN96,'Early Retirement'!$AF$4:$BE$5,2,FALSE),0)","v":0},0,0,"kW/ton",{"$f":"IFERROR(INDEX('Early Retirement'!$BG$4:$CG$32,$BJ96,$BN96),0)","v":0},{"$f":"IFERROR(HLOOKUP($BN96,'Early Retirement'!$BH$4:$CH$5,2,FALSE),0)","v":0},0,"COP","Yes",0,0,"kW/ton",0,"COP",0,0,"kW/ton",0,"COP",null,"ciabba36",9.5619999999999994,"EER",12.5,"IPLV",1.2549675800041833,0.96,"kW/ton",null,null,null,null,"Air Cooled Chiller",0,"Centrifugal","A",150]
[null,null,null,null,null,null,null,null,null,null,null,null,null,null,null,null,null,null,null,null,null,null,null,null,95,{"$f":"IF(Inventory!$C104=\"\",\"a\",VLOOKUP(Inventory!$C104,$B$3:$C$6,2,FALSE))","v":"a"},{"$f":"IF(AND($Z97=\"b\",Inventory!$I104=\"\"),\"a\",IF(AND($Z97=\"b\",Inventory!$I104<>\"\"),VLOOKUP(Inventory!$I104,$E$3:$F$12,2,FALSE),IF(AND(OR($Z97=\"c\",$Z97=\"d\"),Inventory!$AB104=\"\"),\"a\",IF(AND(OR($Z97=\"c\",$Z97=\"d\"),Inventory!$AB104<>\"\"),VLOOKUP(Inventory!$AB104,$E$3:$F$12,2,FALSE),\"a\"))))","v":"a"},{"$f":"IF(OR(AND($AA97<>\"b\",$AA97<>\"c\"),$AF97=0,$AF97>=(65000/12000),Inventory!$AC104=\"\"),\"a\",VLOOKUP(Inventory!$AC104,$H$3:$I$5,2,FALSE))","v":"a"},{"$f":"IF(AND(AA97<>\"I\",AA97<>\"j\"),\"a\",IF(AND(OR(Z97=\"b\",Z97=\"c\",Z97=\"d\"),Inventory!AD104=\"\"),\"a\",IF(AND(OR(Z97=\"b\",Z97=\"c\",Z97=\"d\"),Inventory!AD104<>\"\"),VLOOKUP(Inventory!AD104,$K$3:$L$5,2,FALSE),\"a\")))","v":"a"},{"$f":"IF(AND($AA97<>\"i\",$AA97<>\"j\"),\"a\",IF(AND($Z97=\"b\",Inventory!$L104=\"\"),\"a\",IF(AND($Z97=\"b\",Inventory!$L104<>\"\"),VLOOKUP(Inventory!$L104,$N$3:$O$6,2,FALSE),IF(AND(OR($Z97=\"c\",$Z97=\"d\"),Inventory!$AE104=\"\"),\"a\",IF(AND(OR($Z97=\"c\",$Z97=\"d\"),Inventory!$AE104<>\"\"),VLOOKUP(Inventory!$AE104,$N$3:$O$6,2,FALSE),\"a\")))))","v":"a"},{"$f":"IF(OR(AND($AA97<>\"e\",$AA97<>\"f\"),$AF97=0,Inventory!$AG104=\"\"),\"a\",VLOOKUP(Inventory!$AG104,$Q$3:$R$5,2,FALSE))","v":"a"},{"$f":"IF(OR(Inventory!C104=\"New Construction\",Inventory!C104=\"Replace-on-Burnout\"),Inventory!AT104,IF(Inventory!C104=\"Early Retirement\",Inventory!AS104,0))","v":0},"","","","","","","","","","","","",0,"aaaaaa0","No","No",{"$f":"IF($Z97=\"a\",0,IF($Z97=\"b\",Inventory!$M104,Inventory!$AH104))","v":0},{"$f":"IF(OR($Z97=\"a\",AND($AU97=\"No\",$AV97=\"No\")),0,IF(AND($Z97=\"b\",Inventory!$O104=\"Btu/hr\"),Inventory!$N104,IF(AND($Z97=\"b\",Inventory!$O104=\"Tons\"),Inventory!$N104*12000,IF(AND(OR($Z97=\"c\",$Z97=\"d\"),Inventory!$AJ104=\"Btu/hr\"),Inventory!$AI104,IF(AND(OR($Z97=\"c\",$Z97=\"d\"),Inventory!$AJ104=\"Tons\"),Inventory!$AI104*12000,0)))))","v":0},0,0,"EER",0,"kW/ton",{"$f":"IF(OR($Z97=\"a\",$AV97=\"No\"),0,IF(AND($Z97=\"b\",Inventory!$Q104=\"Btu/hr\"),Inventory!$P104,IF(AND($Z97=\"b\",Inventory!$Q104=\"Tons\"),Inventory!$P104*12000,IF(AND(OR($Z97=\"c\",$Z97=\"d\"),Inventory!$AL104=\"Btu/hr\"),Inventory!$AK104,IF(AND(OR($Z97=\"c\",$Z97=\"d\"),Inventory!$AL104=\"Tons\"),Inventory!$AK104*12000,0)))))","v":0},0,0,"COP","No",{"$f":"IF(OR(Inventory!$J104=\"\",$BH97=\"No\"),\"-\",Inventory!$J104)","v":"-"},{"$f":"IFERROR(VLOOKUP($BI97,'Early Retirement'!$B$6:$C$32,2,FALSE),\"-\")","v":"-"},{"$f":"IF(OR($Z97<>\"b\",AND($AA97<>\"b\",$AA97<>\"c\")),\"n\",IF(AND($AS97<>1,$AS97<>2,$AS97<>7,$AS97<>8),\"n\",IF(Inventory!$K104=\"Split\",\"s\",IF(Inventory!$K104=\"Packaged\",\"p\",\"n\"))))","v":"n"},{"$f":"IF(AND($AA97<>\"i\",$AA97<>\"j\"),\"n\",IF(Inventory!$L104=\"Centrifugal\",\"c\",\"n\"))","v":"n"},"-","-",{"$f":"IFERROR(INDEX('Early Retirement'!$C$4:$AC$32,$BJ97,$BN97),0)","v":0},{"$f":"IFERROR(HLOOKUP($BN97,'Early Retirement'!$D$4:$AC$5,2,FALSE),0)","v":0},{"$f":"IFERROR(INDEX('Early Retirement'!$AE$4:$BE$32,$BJ97,$BN97),0)","v":0},{"$f":"IFERROR(HLOOKUP($BN97,'Early Retirement'!$AF$4:$BE$5,2,FALSE),0)","v":0},0,0,"kW/ton",{"$f":"IFERROR(INDEX('Early Retirement'!$BG$4:$CG$32,$BJ97,$BN97),0)","v":0},{"$f":"IFERROR(HLOOKUP($BN97,'Early Retirement'!$BH$4:$CH$5,2,FALSE),0)","v":0},0,"COP","Yes",0,0,"kW/ton",0,"COP",0,0,"kW/ton",0,"COP",null,"ciabba37",9.5619999999999994,"EER",12.75,"IPLV",1.2549675800041833,0.94117647058823528,"kW/ton",null,null,null,null,"Air Cooled Chiller",0,"Centrifugal","A",300]
[null,null,null,null,null,null,null,null,null,null,null,null,null,null,null,null,null,null,null,null,null,null,null,null,96,{"$f":"IF(Inventory!$C105=\"\",\"a\",VLOOKUP(Inventory!$C105,$B$3:$C$6,2,FALSE))","v":"a"},{"$f":"IF(AND($Z98=\"b\",Inventory!$I105=\"\"),\"a\",IF(AND($Z98=\"b\",Inventory!$I105<>\"\"),VLOOKUP(Inventory!$I105,$E$3:$F$12,2,FALSE),IF(AND(OR($Z98=\"c\",$Z98=\"d\"),Inventory!$AB105=\"\"),\"a\",IF(AND(OR($Z98=\"c\",$Z98=\"d\"),Inventory!$AB105<>\"\"),VLOOKUP(Inventory!$AB105,$E$3:$F$12,2,FALSE),\"a\"))))","v":"a"},{"$f":"IF(OR(AND($AA98<>\"b\",$AA98<>\"c\"),$AF98=0,$AF98>=(65000/12000),Inventory!$AC105=\"\"),\"a\",VLOOKUP(Inventory!$AC105,$H$3:$I$5,2,FALSE))","v":"a"},{"$f":"IF(AND(AA98<>\"I\",AA98<>\"j\"),\"a\",IF(AND(OR(Z98=\"b\",Z98=\"c\",Z98=\"d\"),Inventory!AD105=\"\"),\"a\",IF(AND(OR(Z98=\"b\",Z98=\"c\",Z98=\"d\"),Inventory!AD105<>\"\"),VLOOKUP(Inventory!AD105,$K$3:$L$5,2,FALSE),\"a\")))","v":"a"},{"$f":"IF(AND($AA98<>\"i\",$AA98<>\"j\"),\"a\",IF(AND($Z98=\"b\",Inventory!$L105=\"\"),\"a\",IF(AND($Z98=\"b\",Inventory!$L105<>\"\"),VLOOKUP(Inventory!$L105,$N$3:$O$6,2,FALSE),IF(AND(OR($Z98=\"c\",$Z98=\"d\"),Inventory!$AE105=\"\"),\"a\",IF(AND(OR($Z98=\"c\",$Z98=\"d\"),Inventory!$AE105<>\"\"),VLOOKUP(Inventory!$AE105,$N$3:$O$6,2,FALSE),\"a\")))))","v":"a"},{"$f":"IF(OR(AND($AA98<>\"e\",$AA98<>\"f\"),$AF98=0,Inventory!$AG105=\"\"),\"a\",VLOOKUP(Inventory!$AG105,$Q$3:$R$5,2,FALSE))","v":"a"},{"$f":"IF(OR(Inventory!C105=\"New Construction\",Inventory!C105=\"Replace-on-Burnout\"),Inventory!AT105,IF(Inventory!C105=\"Early Retirement\",Inventory!AS105,0))","v":0},"","","","","","","","","","","","",0,"aaaaaa0","No","No",{"$f":"IF($Z98=\"a\",0,IF($Z98=\"b\",Inventory!$M105,Inventory!$AH105))","v":0},{"$f":"IF(OR($Z98=\"a\",AND($AU98=\"No\",$AV98=\"No\")),0,IF(AND($Z98=\"b\",Inventory!$O105=\"Btu/hr\"),Inventory!$N105,IF(AND($Z98=\"b\",Inventory!$O105=\"Tons\"),Inventory!$N105*12000,IF(AND(OR($Z98=\"c\",$Z98=\"d\"),Inventory!$AJ105=\"Btu/hr\"),Inventory!$AI105,IF(AND(OR($Z98=\"c\",$Z98=\"d\"),Inventory!$AJ105=\"Tons\"),Inventory!$AI105*12000,0)))))","v":0},0,0,"EER",0,"kW/ton",{"$f":"IF(OR($Z98=\"a\",$AV98=\"No\"),0,IF(AND($Z98=\"b\",Inventory!$Q105=\"Btu/hr\"),Inventory!$P105,IF(AND($Z98=\"b\",Inventory!$Q105=\"Tons\"),Inventory!$P105*12000,IF(AND(OR($Z98=\"c\",$Z98=\"d\"),Inventory!$AL105=\"Btu/hr\"),Inventory!$AK105,IF(AND(OR($Z98=\"c\",$Z98=\"d\"),Inventory!$AL105=\"Tons\"),Inventory!$AK105*12000,0)))))","v":0},0,0,"COP","No",{"$f":"IF(OR(Inventory!$J105=\"\",$BH98=\"No\"),\"-\",Inventory!$J105)","v":"-"},{"$f":"IFERROR(VLOOKUP($BI98,'Early Retirement'!$B$6:$C$32,2,FALSE),\"-\")","v":"-"},{"$f":"IF(OR($Z98<>\"b\",AND($AA98<>\"b\",$AA98<>\"c\")),\"n\",IF(AND($AS98<>1,$AS98<>2,$AS98<>7,$AS98<>8),\"n\",IF(Inventory!$K105=\"Split\",\"s\",IF(Inventory!$K105=\"Packaged\",\"p\",\"n\"))))","v":"n"},{"$f":"IF(AND($AA98<>\"i\",$AA98<>\"j\"),\"n\",IF(Inventory!$L105=\"Centrifugal\",\"c\",\"n\"))","v":"n"},"-","-",{"$f":"IFERROR(INDEX('Early Retirement'!$C$4:$AC$32,$BJ98,$BN98),0)","v":0},{"$f":"IFERROR(HLOOKUP($BN98,'Early Retirement'!$D$4:$AC$5,2,FALSE),0)","v":0},{"$f":"IFERROR(INDEX('Early Retirement'!$AE$4:$BE$32,$BJ98,$BN98),0)","v":0},{"$f":"IFERROR(HLOOKUP($BN98,'Early Retirement'!$AF$4:$BE$5,2,FALSE),0)","v":0},0,0,"kW/ton",{"$f":"IFERROR(INDEX('Early Retirement'!$BG$4:$CG$32,$BJ98,$BN98),0)","v":0},{"$f":"IFERROR(HLOOKUP($BN98,'Early Retirement'!$BH$4:$CH$5,2,FALSE),0)","v":0},0,"COP","Yes",0,0,"kW/ton",0,"COP",0,0,"kW/ton",0,"COP",null,"ciabba38",9.5619999999999994,"EER",12.75,"IPLV",1.2549675800041833,0.94117647058823528,"kW/ton",null,null,null,null,"Air Cooled Chiller",0,"Centrifugal","A",600]
[null,null,null,null,null,null,null,null,null,null,null,null,null,null,null,null,null,null,null,null,null,null,null,null,97,{"$f":"IF(Inventory!$C106=\"\",\"a\",VLOOKUP(Inventory!$C106,$B$3:$C$6,2,FALSE))","v":"a"},{"$f":"IF(AND($Z99=\"b\",Inventory!$I106=\"\"),\"a\",IF(AND($Z99=\"b\",Inventory!$I106<>\"\"),VLOOKUP(Inventory!$I106,$E$3:$F$12,2,FALSE),IF(AND(OR($Z99=\"c\",$Z99=\"d\"),Inventory!$AB106=\"\"),\"a\",IF(AND(OR($Z99=\"c\",$Z99=\"d\"),Inventory!$AB106<>\"\"),VLOOKUP(Inventory!$AB106,$E$3:$F$12,2,FALSE),\"a\"))))","v":"a"},{"$f":"IF(OR(AND($AA99<>\"b\",$AA99<>\"c\"),$AF99=0,$AF99>=(65000/12000),Inventory!$AC106=\"\"),\"a\",VLOOKUP(Inventory!$AC106,$H$3:$I$5,2,FALSE))","v":"a"},{"$f":"IF(AND(AA99<>\"I\",AA99<>\"j\"),\"a\",IF(AND(OR(Z99=\"b\",Z99=\"c\",Z99=\"d\"),Inventory!AD106=\"\"),\"a\",IF(AND(OR(Z99=\"b\",Z99=\"c\",Z99=\"d\"),Inventory!AD106<>\"\"),VLOOKUP(Inventory!AD106,$K$3:$L$5,2,FALSE),\"a\")))","v":"a"},{"$f":"IF(AND($AA99<>\"i\",$AA99<>\"j\"),\"a\",IF(AND($Z99=\"b\",Inventory!$L106=\"\"),\"a\",IF(AND($Z99=\"b\",Inventory!$L106<>\"\"),VLOOKUP(Inventory!$L106,$N$3:$O$6,2,FALSE),IF(AND(OR($Z99=\"c\",$Z99=\"d\"),Inventory!$AE106=\"\"),\"a\",IF(AND(OR($Z99=\"c\",$Z99=\"d\"),Inventory!$AE106<>\"\"),VLOOKUP(Inventory!$AE106,$N$3:$O$6,2,FALSE),\"a\")))))","v":"a"},{"$f":"IF(OR(AND($AA99<>\"e\",$AA99<>\"f\"),$AF99=0,Inventory!$AG106=\"\"),\"a\",VLOOKUP(Inventory!$AG106,$Q$3:$R$5,2,FALSE))","v":"a"},{"$f":"IF(OR(Inventory!C106=\"New Construction\",Inventory!C106=\"Replace-on-Burnout\"),Inventory!AT106,IF(Inventory!C106=\"Early Retirement\",Inventory!AS106,0))","v":0},"","","","","","","","","","","","",0,"aaaaaa0","No","No",{"$f":"IF($Z99=\"a\",0,IF($Z99=\"b\",Inventory!$M106,Inventory!$AH106))","v":0},{"$f":"IF(OR($Z99=\"a\",AND($AU99=\"No\",$AV99=\"No\")),0,IF(AND($Z99=\"b\",Inventory!$O106=\"Btu/hr\"),Inventory!$N106,IF(AND($Z99=\"b\",Inventory!$O106=\"Tons\"),Inventory!$N106*12000,IF(AND(OR($Z99=\"c\",$Z99=\"d\"),Inventory!$AJ106=\"Btu/hr\"),Inventory!$AI106,IF(AND(OR($Z99=\"c\",$Z99=\"d\"),Inventory!$AJ106=\"Tons\"),Inventory!$AI106*12000,0)))))","v":0},0,0,"EER",0,"kW/ton",{"$f":"IF(OR($Z99=\"a\",$AV99=\"No\"),0,IF(AND($Z99=\"b\",Inventory!$Q106=\"Btu/hr\"),Inventory!$P106,IF(AND($Z99=\"b\",Inventory!$Q106=\"Tons\"),Inventory!$P106*12000,IF(AND(OR($Z99=\"c\",$Z99=\"d\"),Inventory!$AL106=\"Btu/hr\"),Inventory!$AK106,IF(AND(OR($Z99=\"c\",$Z99=\"d\"),Inventory!$AL106=\"Tons\"),Inventory!$AK106*12000,0)))))","v":0},0,0,"COP","No",{"$f":"IF(OR(Inventory!$J106=\"\",$BH99=\"No\"),\"-\",Inventory!$J106)","v":"-"},{"$f":"IFERROR(VLOOKUP($BI99,'Early Retirement'!$B$6:$C$32,2,FALSE),\"-\")","v":"-"},{"$f":"IF(OR($Z99<>\"b\",AND($AA99<>\"b\",$AA99<>\"c\")),\"n\",IF(AND($AS99<>1,$AS99<>2,$AS99<>7,$AS99<>8),\"n\",IF(Inventory!$K106=\"Split\",\"s\",IF(Inventory!$K106=\"Packaged\",\"p\",\"n\"))))","v":"n"},{"$f":"IF(AND($AA99<>\"i\",$AA99<>\"j\"),\"n\",IF(Inventory!$L106=\"Centrifugal\",\"c\",\"n\"))","v":"n"},"-","-",{"$f":"IFERROR(INDEX('Early Retirement'!$C$4:$AC$32,$BJ99,$BN99),0)","v":0},{"$f":"IFERROR(HLOOKUP($BN99,'Early Retirement'!$D$4:$AC$5,2,FALSE),0)","v":0},{"$f":"IFERROR(INDEX('Early Retirement'!$AE$4:$BE$32,$BJ99,$BN99),0)","v":0},{"$f":"IFERROR(HLOOKUP($BN99,'Early Retirement'!$AF$4:$BE$5,2,FALSE),0)","v":0},0,0,"kW/ton",{"$f":"IFERROR(INDEX('Early Retirement'!$BG$4:$CG$32,$BJ99,$BN99),0)","v":0},{"$f":"IFERROR(HLOOKUP($BN99,'Early Retirement'!$BH$4:$CH$5,2,FALSE),0)","v":0},0,"COP","Yes",0,0,"kW/ton",0,"COP",0,0,"kW/ton",0,"COP",null,"ciabba39",9.5619999999999994,"EER",12.75,"IPLV",1.2549675800041833,0.94117647058823528,"kW/ton",null,null,null,null,"Air Cooled Chiller",0,{"$f":"_xlfn.XLOOKUP(MID(CL99,5,1),$O$3:$O$6,ChillerCompType)","v":"Centrifugal"},"A",0]
[null,null,null,null,null,null,null,null,null,null,null,null,null,null,null,null,null,null,null,null,null,null,null,null,98,{"$f":"IF(Inventory!$C107=\"\",\"a\",VLOOKUP(Inventory!$C107,$B$3:$C$6,2,FALSE))","v":"a"},{"$f":"IF(AND($Z100=\"b\",Inventory!$I107=\"\"),\"a\",IF(AND($Z100=\"b\",Inventory!$I107<>\"\"),VLOOKUP(Inventory!$I107,$E$3:$F$12,2,FALSE),IF(AND(OR($Z100=\"c\",$Z100=\"d\"),Inventory!$AB107=\"\"),\"a\",IF(AND(OR($Z100=\"c\",$Z100=\"d\"),Inventory!$AB107<>\"\"),VLOOKUP(Inventory!$AB107,$E$3:$F$12,2,FALSE),\"a\"))))","v":"a"},{"$f":"IF(OR(AND($AA100<>\"b\",$AA100<>\"c\"),$AF100=0,$AF100>=(65000/12000),Inventory!$AC107=\"\"),\"a\",VLOOKUP(Inventory!$AC107,$H$3:$I$5,2,FALSE))","v":"a"},{"$f":"IF(AND(AA100<>\"I\",AA100<>\"j\"),\"a\",IF(AND(OR(Z100=\"b\",Z100=\"c\",Z100=\"d\"),Inventory!AD107=\"\"),\"a\",IF(AND(OR(Z100=\"b\",Z100=\"c\",Z100=\"d\"),Inventory!AD107<>\"\"),VLOOKUP(Inventory!AD107,$K$3:$L$5,2,FALSE),\"a\")))","v":"a"},{"$f":"IF(AND($AA100<>\"i\",$AA100<>\"j\"),\"a\",IF(AND($Z100=\"b\",Inventory!$L107=\"\"),\"a\",IF(AND($Z100=\"b\",Inventory!$L107<>\"\"),VLOOKUP(Inventory!$L107,$N$3:$O$6,2,FALSE),IF(AND(OR($Z100=\"c\",$Z100=\"d\"),Inventory!$AE107=\"\"),\"a\",IF(AND(OR($Z100=\"c\",$Z100=\"d\"),Inventory!$AE107<>\"\"),VLOOKUP(Inventory!$AE107,$N$3:$O$6,2,FALSE),\"a\")))))","v":"a"},{"$f":"IF(OR(AND($AA100<>\"e\",$AA100<>\"f\"),$AF100=0,Inventory!$AG107=\"\"),\"a\",VLOOKUP(Inventory!$AG107,$Q$3:$R$5,2,FALSE))","v":"a"},{"$f":"IF(OR(Inventory!C107=\"New Construction\",Inventory!C107=\"Replace-on-Burnout\"),Inventory!AT107,IF(Inventory!C107=\"Early Retirement\",Inventory!AS107,0))","v":0},"","","","","","","","","","","","",0,"aaaaaa0","No","No",{"$f":"IF($Z100=\"a\",0,IF($Z100=\"b\",Inventory!$M107,Inventory!$AH107))","v":0},{"$f":"IF(OR($Z100=\"a\",AND($AU100=\"No\",$AV100=\"No\")),0,IF(AND($Z100=\"b\",Inventory!$O107=\"Btu/hr\"),Inventory!$N107,IF(AND($Z100=\"b\",Inventory!$O107=\"Tons\"),Inventory!$N107*12000,IF(AND(OR($Z100=\"c\",$Z100=\"d\"),Inventory!$AJ107=\"Btu/hr\"),Inventory!$AI107,IF(AND(OR($Z100=\"c\",$Z100=\"d\"),Inventory!$AJ107=\"Tons\"),Inventory!$AI107*12000,0)))))","v":0},0,0,"EER",0,"kW/ton",{"$f":"IF(OR($Z100=\"a\",$AV100=\"No\"),0,IF(AND($Z100=\"b\",Inventory!$Q107=\"Btu/hr\"),Inventory!$P107,IF(AND($Z100=\"b\",Inventory!$Q107=\"Tons\"),Inventory!$P107*12000,IF(AND(OR($Z100=\"c\",$Z100=\"d\"),Inventory!$AL107=\"Btu/hr\"),Inventory!$AK107,IF(AND(OR($Z100=\"c\",$Z100=\"d\"),Inventory!$AL107=\"Tons\"),Inventory!$AK107*12000,0)))))","v":0},0,0,"COP","No",{"$f":"IF(OR(Inventory!$J107=\"\",$BH100=\"No\"),\"-\",Inventory!$J107)","v":"-"},{"$f":"IFERROR(VLOOKUP($BI100,'Early Retirement'!$B$6:$C$32,2,FALSE),\"-\")","v":"-"},{"$f":"IF(OR($Z100<>\"b\",AND($AA100<>\"b\",$AA100<>\"c\")),\"n\",IF(AND($AS100<>1,$AS100<>2,$AS100<>7,$AS100<>8),\"n\",IF(Inventory!$K107=\"Split\",\"s\",IF(Inventory!$K107=\"Packaged\",\"p\",\"n\"))))","v":"n"},{"$f":"IF(AND($AA100<>\"i\",$AA100<>\"j\"),\"n\",IF(Inventory!$L107=\"Centrifugal\",\"c\",\"n\"))","v":"n"},"-","-",{"$f":"IFERROR(INDEX('Early Retirement'!$C$4:$AC$32,$BJ100,$BN100),0)","v":0},{"$f":"IFERROR(HLOOKUP($BN100,'Early Retirement'!$D$4:$AC$5,2,FALSE),0)","v":0},{"$f":"IFERROR(INDEX('Early Retirement'!$AE$4:$BE$32,$BJ100,$BN100),0)","v":0},{"$f":"IFERROR(HLOOKUP($BN100,'Early Retirement'!$AF$4:$BE$5,2,FALSE),0)","v":0},0,0,"kW/ton",{"$f":"IFERROR(INDEX('Early Retirement'!$BG$4:$CG$32,$BJ100,$BN100),0)","v":0},{"$f":"IFERROR(HLOOKUP($BN100,'Early Retirement'!$BH$4:$CH$5,2,FALSE),0)","v":0},0,"COP","Yes",0,0,"kW/ton",0,"COP",0,0,"kW/ton",0,"COP",null,"ciabca35",9.5619999999999994,"EER",12.5,"IPLV",1.2549675800041833,0.96,"kW/ton",null,null,null,null,"Air Cooled Chiller",0,"Screw","A",75]
[null,null,null,null,null,null,null,null,null,null,null,null,null,null,null,null,null,null,null,null,null,null,null,null,99,{"$f":"IF(Inventory!$C108=\"\",\"a\",VLOOKUP(Inventory!$C108,$B$3:$C$6,2,FALSE))","v":"a"},{"$f":"IF(AND($Z101=\"b\",Inventory!$I108=\"\"),\"a\",IF(AND($Z101=\"b\",Inventory!$I108<>\"\"),VLOOKUP(Inventory!$I108,$E$3:$F$12,2,FALSE),IF(AND(OR($Z101=\"c\",$Z101=\"d\"),Inventory!$AB108=\"\"),\"a\",IF(AND(OR($Z101=\"c\",$Z101=\"d\"),Inventory!$AB108<>\"\"),VLOOKUP(Inventory!$AB108,$E$3:$F$12,2,FALSE),\"a\"))))","v":"a"},{"$f":"IF(OR(AND($AA101<>\"b\",$AA101<>\"c\"),$AF101=0,$AF101>=(65000/12000),Inventory!$AC108=\"\"),\"a\",VLOOKUP(Inventory!$AC108,$H$3:$I$5,2,FALSE))","v":"a"},{"$f":"IF(AND(AA101<>\"I\",AA101<>\"j\"),\"a\",IF(AND(OR(Z101=\"b\",Z101=\"c\",Z101=\"d\"),Inventory!AD108=\"\"),\"a\",IF(AND(OR(Z101=\"b\",Z101=\"c\",Z101=\"d\"),Inventory!AD108<>\"\"),VLOOKUP(Inventory!AD108,$K$3:$L$5,2,FALSE),\"a\")))","v":"a"},{"$f":"IF(AND($AA101<>\"i\",$AA101<>\"j\"),\"a\",IF(AND($Z101=\"b\",Inventory!$L108=\"\"),\"a\",IF(AND($Z101=\"b\",Inventory!$L108<>\"\"),VLOOKUP(Inventory!$L108,$N$3:$O$6,2,FALSE),IF(AND(OR($Z101=\"c\",$Z101=\"d\"),Inventory!$AE108=\"\"),\"a\",IF(AND(OR($Z101=\"c\",$Z101=\"d\"),Inventory!$AE108<>\"\"),VLOOKUP(Inventory!$AE108,$N$3:$O$6,2,FALSE),\"a\")))))","v":"a"},{"$f":"IF(OR(AND($AA101<>\"e\",$AA101<>\"f\"),$AF101=0,Inventory!$AG108=\"\"),\"a\",VLOOKUP(Inventory!$AG108,$Q$3:$R$5,2,FALSE))","v":"a"},{"$f":"IF(OR(Inventory!C108=\"New Construction\",Inventory!C108=\"Replace-on-Burnout\"),Inventory!AT108,IF(Inventory!C108=\"Early Retirement\",Inventory!AS108,0))","v":0},"","","","","","","","","","","","",0,"aaaaaa0","No","No",{"$f":"IF($Z101=\"a\",0,IF($Z101=\"b\",Inventory!$M108,Inventory!$AH108))","v":0},{"$f":"IF(OR($Z101=\"a\",AND($AU101=\"No\",$AV101=\"No\")),0,IF(AND($Z101=\"b\",Inventory!$O108=\"Btu/hr\"),Inventory!$N108,IF(AND($Z101=\"b\",Inventory!$O108=\"Tons\"),Inventory!$N108*12000,IF(AND(OR($Z101=\"c\",$Z101=\"d\"),Inventory!$AJ108=\"Btu/hr\"),Inventory!$AI108,IF(AND(OR($Z101=\"c\",$Z101=\"d\"),Inventory!$AJ108=\"Tons\"),Inventory!$AI108*12000,0)))))","v":0},0,0,"EER",0,"kW/ton",{"$f":"IF(OR($Z101=\"a\",$AV101=\"No\"),0,IF(AND($Z101=\"b\",Inventory!$Q108=\"Btu/hr\"),Inventory!$P108,IF(AND($Z101=\"b\",Inventory!$Q108=\"Tons\"),Inventory!$P108*12000,IF(AND(OR($Z101=\"c\",$Z101=\"d\"),Inventory!$AL108=\"Btu/hr\"),Inventory!$AK108,IF(AND(OR($Z101=\"c\",$Z101=\"d\"),Inventory!$AL108=\"Tons\"),Inventory!$AK108*12000,0)))))","v":0},0,0,"COP","No",{"$f":"IF(OR(Inventory!$J108=\"\",$BH101=\"No\"),\"-\",Inventory!$J108)","v":"-"},{"$f":"IFERROR(VLOOKUP($BI101,'Early Retirement'!$B$6:$C$32,2,FALSE),\"-\")","v":"-"},{"$f":"IF(OR($Z101<>\"b\",AND($AA101<>\"b\",$AA101<>\"c\")),\"n\",IF(AND($AS101<>1,$AS101<>2,$AS101<>7,$AS101<>8),\"n\",IF(Inventory!$K108=\"Split\",\"s\",IF(Inventory!$K108=\"Packaged\",\"p\",\"n\"))))","v":"n"},{"$f":"IF(AND($AA101<>\"i\",$AA101<>\"j\"),\"n\",IF(Inventory!$L108=\"Centrifugal\",\"c\",\"n\"))","v":"n"},"-","-",{"$f":"IFERROR(INDEX('Early Retirement'!$C$4:$AC$32,$BJ101,$BN101),0)","v":0},{"$f":"IFERROR(HLOOKUP($BN101,'Early Retirement'!$D$4:$AC$5,2,FALSE),0)","v":0},{"$f":"IFERROR(INDEX('Early Retirement'!$AE$4:$BE$32,$BJ101,$BN101),0)","v":0},{"$f":"IFERROR(HLOOKUP($BN101,'Early Retirement'!$AF$4:$BE$5,2,FALSE),0)","v":0},0,0,"kW/ton",{"$f":"IFERROR(INDEX('Early Retirement'!$BG$4:$CG$32,$BJ101,$BN101),0)","v":0},{"$f":"IFERROR(HLOOKUP($BN101,'Early Retirement'!$BH$4:$CH$5,2,FALSE),0)","v":0},0,"COP","Yes",0,0,"kW/ton",0,"COP",0,0,"kW/ton",0,"COP",null,"ciabca36",9.5619999999999994,"EER",12.5,"IPLV",1.2549675800041833,0.96,"kW/ton",null,null,null,null,"Air Cooled Chiller",0,"Screw","A",150]
[null,null,null,null,null,null,null,null,null,null,null,null,null,null,null,null,null,null,null,null,null,null,null,null,100,{"$f":"IF(Inventory!$C109=\"\",\"a\",VLOOKUP(Inventory!$C109,$B$3:$C$6,2,FALSE))","v":"a"},{"$f":"IF(AND($Z102=\"b\",Inventory!$I109=\"\"),\"a\",IF(AND($Z102=\"b\",Inventory!$I109<>\"\"),VLOOKUP(Inventory!$I109,$E$3:$F$12,2,FALSE),IF(AND(OR($Z102=\"c\",$Z102=\"d\"),Inventory!$AB109=\"\"),\"a\",IF(AND(OR($Z102=\"c\",$Z102=\"d\"),Inventory!$AB109<>\"\"),VLOOKUP(Inventory!$AB109,$E$3:$F$12,2,FALSE),\"a\"))))","v":"a"},{"$f":"IF(OR(AND($AA102<>\"b\",$AA102<>\"c\"),$AF102=0,$AF102>=(65000/12000),Inventory!$AC109=\"\"),\"a\",VLOOKUP(Inventory!$AC109,$H$3:$I$5,2,FALSE))","v":"a"},{"$f":"IF(AND(AA102<>\"I\",AA102<>\"j\"),\"a\",IF(AND(OR(Z102=\"b\",Z102=\"c\",Z102=\"d\"),Inventory!AD109=\"\"),\"a\",IF(AND(OR(Z102=\"b\",Z102=\"c\",Z102=\"d\"),Inventory!AD109<>\"\"),VLOOKUP(Inventory!AD109,$K$3:$L$5,2,FALSE),\"a\")))","v":"a"},{"$f":"IF(AND($AA102<>\"i\",$AA102<>\"j\"),\"a\",IF(AND($Z102=\"b\",Inventory!$L109=\"\"),\"a\",IF(AND($Z102=\"b\",Inventory!$L109<>\"\"),VLOOKUP(Inventory!$L109,$N$3:$O$6,2,FALSE),IF(AND(OR($Z102=\"c\",$Z102=\"d\"),Inventory!$AE109=\"\"),\"a\",IF(AND(OR($Z102=\"c\",$Z102=\"d\"),Inventory!$AE109<>\"\"),VLOOKUP(Inventory!$AE109,$N$3:$O$6,2,FALSE),\"a\")))))","v":"a"},{"$f":"IF(OR(AND($AA102<>\"e\",$AA102<>\"f\"),$AF102=0,Inventory!$AG109=\"\"),\"a\",VLOOKUP(Inventory!$AG109,$Q$3:$R$5,2,FALSE))","v":"a"},{"$f":"IF(OR(Inventory!C109=\"New Construction\",Inventory!C109=\"Replace-on-Burnout\"),Inventory!AT109,IF(Inventory!C109=\"Early Retirement\",Inventory!AS109,0))","v":0},"","","","","","","","","","","","",0,"aaaaaa0","No","No",{"$f":"IF($Z102=\"a\",0,IF($Z102=\"b\",Inventory!$M109,Inventory!$AH109))","v":0},{"$f":"IF(OR($Z102=\"a\",AND($AU102=\"No\",$AV102=\"No\")),0,IF(AND($Z102=\"b\",Inventory!$O109=\"Btu/hr\"),Inventory!$N109,IF(AND($Z102=\"b\",Inventory!$O109=\"Tons\"),Inventory!$N109*12000,IF(AND(OR($Z102=\"c\",$Z102=\"d\"),Inventory!$AJ109=\"Btu/hr\"),Inventory!$AI109,IF(AND(OR($Z102=\"c\",$Z102=\"d\"),Inventory!$AJ109=\"Tons\"),Inventory!$AI109*12000,0)))))","v":0},0,0,"EER",0,"kW/ton",{"$f":"IF(OR($Z102=\"a\",$AV102=\"No\"),0,IF(AND($Z102=\"b\",Inventory!$Q109=\"Btu/hr\"),Inventory!$P109,IF(AND($Z102=\"b\",Inventory!$Q109=\"Tons\"),Inventory!$P109*12000,IF(AND(OR($Z102=\"c\",$Z102=\"d\"),Inventory!$AL109=\"Btu/hr\"),Inventory!$AK109,IF(AND(OR($Z102=\"c\",$Z102=\"d\"),Inventory!$AL109=\"Tons\"),Inventory!$AK109*12000,0)))))","v":0},0,0,"COP","No",{"$f":"IF(OR(Inventory!$J109=\"\",$BH102=\"No\"),\"-\",Inventory!$J109)","v":"-"},{"$f":"IFERROR(VLOOKUP($BI102,'Early Retirement'!$B$6:$C$32,2,FALSE),\"-\")","v":"-"},{"$f":"IF(OR($Z102<>\"b\",AND($AA102<>\"b\",$AA102<>\"c\")),\"n\",IF(AND($AS102<>1,$AS102<>2,$AS102<>7,$AS102<>8),\"n\",IF(Inventory!$K109=\"Split\",\"s\",IF(Inventory!$K109=\"Packaged\",\"p\",\"n\"))))","v":"n"},{"$f":"IF(AND($AA102<>\"i\",$AA102<>\"j\"),\"n\",IF(Inventory!$L109=\"Centrifugal\",\"c\",\"n\"))","v":"n"},"-","-",{"$f":"IFERROR(INDEX('Early Retirement'!$C$4:$AC$32,$BJ102,$BN102),0)","v":0},{"$f":"IFERROR(HLOOKUP($BN102,'Early Retirement'!$D$4:$AC$5,2,FALSE),0)","v":0},{"$f":"IFERROR(INDEX('Early Retirement'!$AE$4:$BE$32,$BJ102,$BN102),0)","v":0},{"$f":"IFERROR(HLOOKUP($BN102,'Early Retirement'!$AF$4:$BE$5,2,FALSE),0)","v":0},0,0,"kW/ton",{"$f":"IFERROR(INDEX('Early Retirement'!$BG$4:$CG$32,$BJ102,$BN102),0)","v":0},{"$f":"IFERROR(HLOOKUP($BN102,'Early Retirement'!$BH$4:$CH$5,2,FALSE),0)","v":0},0,"COP","Yes",0,0,"kW/ton",0,"COP",0,0,"kW/ton",0,"COP",null,"ciabca37",9.5619999999999994,"EER",12.75,"IPLV",1.2549675800041833,0.94117647058823528,"kW/ton",null,null,null,null,"Air Cooled Chiller",0,"Screw","A",300]
[null,null,null,null,null,null,null,null,null,null,null,null,null,null,null,null,null,null,null,null,null,null,null,null,101,{"$f":"IF(Inventory!$C110=\"\",\"a\",VLOOKUP(Inventory!$C110,$B$3:$C$6,2,FALSE))","v":"a"},{"$f":"IF(AND($Z103=\"b\",Inventory!$I110=\"\"),\"a\",IF(AND($Z103=\"b\",Inventory!$I110<>\"\"),VLOOKUP(Inventory!$I110,$E$3:$F$12,2,FALSE),IF(AND(OR($Z103=\"c\",$Z103=\"d\"),Inventory!$AB110=\"\"),\"a\",IF(AND(OR($Z103=\"c\",$Z103=\"d\"),Inventory!$AB110<>\"\"),VLOOKUP(Inventory!$AB110,$E$3:$F$12,2,FALSE),\"a\"))))","v":"a"},{"$f":"IF(OR(AND($AA103<>\"b\",$AA103<>\"c\"),$AF103=0,$AF103>=(65000/12000),Inventory!$AC110=\"\"),\"a\",VLOOKUP(Inventory!$AC110,$H$3:$I$5,2,FALSE))","v":"a"},{"$f":"IF(AND(AA103<>\"I\",AA103<>\"j\"),\"a\",IF(AND(OR(Z103=\"b\",Z103=\"c\",Z103=\"d\"),Inventory!AD110=\"\"),\"a\",IF(AND(OR(Z103=\"b\",Z103=\"c\",Z103=\"d\"),Inventory!AD110<>\"\"),VLOOKUP(Inventory!AD110,$K$3:$L$5,2,FALSE),\"a\")))","v":"a"},{"$f":"IF(AND($AA103<>\"i\",$AA103<>\"j\"),\"a\",IF(AND($Z103=\"b\",Inventory!$L110=\"\"),\"a\",IF(AND($Z103=\"b\",Inventory!$L110<>\"\"),VLOOKUP(Inventory!$L110,$N$3:$O$6,2,FALSE),IF(AND(OR($Z103=\"c\",$Z103=\"d\"),Inventory!$AE110=\"\"),\"a\",IF(AND(OR($Z103=\"c\",$Z103=\"d\"),Inventory!$AE110<>\"\"),VLOOKUP(Inventory!$AE110,$N$3:$O$6,2,FALSE),\"a\")))))","v":"a"},{"$f":"IF(OR(AND($AA103<>\"e\",$AA103<>\"f\"),$AF103=0,Inventory!$AG110=\"\"),\"a\",VLOOKUP(Inventory!$AG110,$Q$3:$R$5,2,FALSE))","v":"a"},{"$f":"IF(OR(Inventory!C110=\"New Construction\",Inventory!C110=\"Replace-on-Burnout\"),Inventory!AT110,IF(Inventory!C110=\"Early Retirement\",Inventory!AS110,0))","v":0},"","","","","","","","","","","","",0,"aaaaaa0","No","No",{"$f":"IF($Z103=\"a\",0,IF($Z103=\"b\",Inventory!$M110,Inventory!$AH110))","v":0},{"$f":"IF(OR($Z103=\"a\",AND($AU103=\"No\",$AV103=\"No\")),0,IF(AND($Z103=\"b\",Inventory!$O110=\"Btu/hr\"),Inventory!$N110,IF(AND($Z103=\"b\",Inventory!$O110=\"Tons\"),Inventory!$N110*12000,IF(AND(OR($Z103=\"c\",$Z103=\"d\"),Inventory!$AJ110=\"Btu/hr\"),Inventory!$AI110,IF(AND(OR($Z103=\"c\",$Z103=\"d\"),Inventory!$AJ110=\"Tons\"),Inventory!$AI110*12000,0)))))","v":0},0,0,"EER",0,"kW/ton",{"$f":"IF(OR($Z103=\"a\",$AV103=\"No\"),0,IF(AND($Z103=\"b\",Inventory!$Q110=\"Btu/hr\"),Inventory!$P110,IF(AND($Z103=\"b\",Inventory!$Q110=\"Tons\"),Inventory!$P110*12000,IF(AND(OR($Z103=\"c\",$Z103=\"d\"),Inventory!$AL110=\"Btu/hr\"),Inventory!$AK110,IF(AND(OR($Z103=\"c\",$Z103=\"d\"),Inventory!$AL110=\"Tons\"),Inventory!$AK110*12000,0)))))","v":0},0,0,"COP","No",{"$f":"IF(OR(Inventory!$J110=\"\",$BH103=\"No\"),\"-\",Inventory!$J110)","v":"-"},{"$f":"IFERROR(VLOOKUP($BI103,'Early Retirement'!$B$6:$C$32,2,FALSE),\"-\")","v":"-"},{"$f":"IF(OR($Z103<>\"b\",AND($AA103<>\"b\",$AA103<>\"c\")),\"n\",IF(AND($AS103<>1,$AS103<>2,$AS103<>7,$AS103<>8),\"n\",IF(Inventory!$K110=\"Split\",\"s\",IF(Inventory!$K110=\"Packaged\",\"p\",\"n\"))))","v":"n"},{"$f":"IF(AND($AA103<>\"i\",$AA103<>\"j\"),\"n\",IF(Inventory!$L110=\"Centrifugal\",\"c\",\"n\"))","v":"n"},"-","-",{"$f":"IFERROR(INDEX('Early Retirement'!$C$4:$AC$32,$BJ103,$BN103),0)","v":0},{"$f":"IFERROR(HLOOKUP($BN103,'Early Retirement'!$D$4:$AC$5,2,FALSE),0)","v":0},{"$f":"IFERROR(INDEX('Early Retirement'!$AE$4:$BE$32,$BJ103,$BN103),0)","v":0},{"$f":"IFERROR(HLOOKUP($BN103,'Early Retirement'!$AF$4:$BE$5,2,FALSE),0)","v":0},0,0,"kW/ton",{"$f":"IFERROR(INDEX('Early Retirement'!$BG$4:$CG$32,$BJ103,$BN103),0)","v":0},{"$f":"IFERROR(HLOOKUP($BN103,'Early Retirement'!$BH$4:$CH$5,2,FALSE),0)","v":0},0,"COP","Yes",0,0,"kW/ton",0,"COP",0,0,"kW/ton",0,"COP",null,"ciabca38",9.5619999999999994,"EER",12.75,"IPLV",1.2549675800041833,0.94117647058823528,"kW/ton",null,null,null,null,"Air Cooled Chiller",0,"Screw","A",600]
[null,null,null,null,null,null,null,null,null,null,null,null,null,null,null,null,null,null,null,null,null,null,null,null,102,{"$f":"IF(Inventory!$C111=\"\",\"a\",VLOOKUP(Inventory!$C111,$B$3:$C$6,2,FALSE))","v":"a"},{"$f":"IF(AND($Z104=\"b\",Inventory!$I111=\"\"),\"a\",IF(AND($Z104=\"b\",Inventory!$I111<>\"\"),VLOOKUP(Inventory!$I111,$E$3:$F$12,2,FALSE),IF(AND(OR($Z104=\"c\",$Z104=\"d\"),Inventory!$AB111=\"\"),\"a\",IF(AND(OR($Z104=\"c\",$Z104=\"d\"),Inventory!$AB111<>\"\"),VLOOKUP(Inventory!$AB111,$E$3:$F$12,2,FALSE),\"a\"))))","v":"a"},{"$f":"IF(OR(AND($AA104<>\"b\",$AA104<>\"c\"),$AF104=0,$AF104>=(65000/12000),Inventory!$AC111=\"\"),\"a\",VLOOKUP(Inventory!$AC111,$H$3:$I$5,2,FALSE))","v":"a"},{"$f":"IF(AND(AA104<>\"I\",AA104<>\"j\"),\"a\",IF(AND(OR(Z104=\"b\",Z104=\"c\",Z104=\"d\"),Inventory!AD111=\"\"),\"a\",IF(AND(OR(Z104=\"b\",Z104=\"c\",Z104=\"d\"),Inventory!AD111<>\"\"),VLOOKUP(Inventory!AD111,$K$3:$L$5,2,FALSE),\"a\")))","v":"a"},{"$f":"IF(AND($AA104<>\"i\",$AA104<>\"j\"),\"a\",IF(AND($Z104=\"b\",Inventory!$L111=\"\"),\"a\",IF(AND($Z104=\"b\",Inventory!$L111<>\"\"),VLOOKUP(Inventory!$L111,$N$3:$O$6,2,FALSE),IF(AND(OR($Z104=\"c\",$Z104=\"d\"),Inventory!$AE111=\"\"),\"a\",IF(AND(OR($Z104=\"c\",$Z104=\"d\"),Inventory!$AE111<>\"\"),VLOOKUP(Inventory!$AE111,$N$3:$O$6,2,FALSE),\"a\")))))","v":"a"},{"$f":"IF(OR(AND($AA104<>\"e\",$AA104<>\"f\"),$AF104=0,Inventory!$AG111=\"\"),\"a\",VLOOKUP(Inventory!$AG111,$Q$3:$R$5,2,FALSE))","v":"a"},{"$f":"IF(OR(Inventory!C111=\"New Construction\",Inventory!C111=\"Replace-on-Burnout\"),Inventory!AT111,IF(Inventory!C111=\"Early Retirement\",Inventory!AS111,0))","v":0},"","","","","","","","","","","","",0,"aaaaaa0","No","No",{"$f":"IF($Z104=\"a\",0,IF($Z104=\"b\",Inventory!$M111,Inventory!$AH111))","v":0},{"$f":"IF(OR($Z104=\"a\",AND($AU104=\"No\",$AV104=\"No\")),0,IF(AND($Z104=\"b\",Inventory!$O111=\"Btu/hr\"),Inventory!$N111,IF(AND($Z104=\"b\",Inventory!$O111=\"Tons\"),Inventory!$N111*12000,IF(AND(OR($Z104=\"c\",$Z104=\"d\"),Inventory!$AJ111=\"Btu/hr\"),Inventory!$AI111,IF(AND(OR($Z104=\"c\",$Z104=\"d\"),Inventory!$AJ111=\"Tons\"),Inventory!$AI111*12000,0)))))","v":0},0,0,"EER",0,"kW/ton",{"$f":"IF(OR($Z104=\"a\",$AV104=\"No\"),0,IF(AND($Z104=\"b\",Inventory!$Q111=\"Btu/hr\"),Inventory!$P111,IF(AND($Z104=\"b\",Inventory!$Q111=\"Tons\"),Inventory!$P111*12000,IF(AND(OR($Z104=\"c\",$Z104=\"d\"),Inventory!$AL111=\"Btu/hr\"),Inventory!$AK111,IF(AND(OR($Z104=\"c\",$Z104=\"d\"),Inventory!$AL111=\"Tons\"),Inventory!$AK111*12000,0)))))","v":0},0,0,"COP","No",{"$f":"IF(OR(Inventory!$J111=\"\",$BH104=\"No\"),\"-\",Inventory!$J111)","v":"-"},{"$f":"IFERROR(VLOOKUP($BI104,'Early Retirement'!$B$6:$C$32,2,FALSE),\"-\")","v":"-"},{"$f":"IF(OR($Z104<>\"b\",AND($AA104<>\"b\",$AA104<>\"c\")),\"n\",IF(AND($AS104<>1,$AS104<>2,$AS104<>7,$AS104<>8),\"n\",IF(Inventory!$K111=\"Split\",\"s\",IF(Inventory!$K111=\"Packaged\",\"p\",\"n\"))))","v":"n"},{"$f":"IF(AND($AA104<>\"i\",$AA104<>\"j\"),\"n\",IF(Inventory!$L111=\"Centrifugal\",\"c\",\"n\"))","v":"n"},"-","-",{"$f":"IFERROR(INDEX('Early Retirement'!$C$4:$AC$32,$BJ104,$BN104),0)","v":0},{"$f":"IFERROR(HLOOKUP($BN104,'Early Retirement'!$D$4:$AC$5,2,FALSE),0)","v":0},{"$f":"IFERROR(INDEX('Early Retirement'!$AE$4:$BE$32,$BJ104,$BN104),0)","v":0},{"$f":"IFERROR(HLOOKUP($BN104,'Early Retirement'!$AF$4:$BE$5,2,FALSE),0)","v":0},0,0,"kW/ton",{"$f":"IFERROR(INDEX('Early Retirement'!$BG$4:$CG$32,$BJ104,$BN104),0)","v":0},{"$f":"IFERROR(HLOOKUP($BN104,'Early Retirement'!$BH$4:$CH$5,2,FALSE),0)","v":0},0,"COP","Yes",0,0,"kW/ton",0,"COP",0,0,"kW/ton",0,"COP",null,"ciabca39",9.5619999999999994,"EER",12.75,"IPLV",1.2549675800041833,0.94117647058823528,"kW/ton",null,null,null,null,"Air Cooled Chiller",0,"Screw","A",0]
[null,null,null,null,null,null,null,null,null,null,null,null,null,null,null,null,null,null,null,null,null,null,null,null,103,{"$f":"IF(Inventory!$C112=\"\",\"a\",VLOOKUP(Inventory!$C112,$B$3:$C$6,2,FALSE))","v":"a"},{"$f":"IF(AND($Z105=\"b\",Inventory!$I112=\"\"),\"a\",IF(AND($Z105=\"b\",Inventory!$I112<>\"\"),VLOOKUP(Inventory!$I112,$E$3:$F$12,2,FALSE),IF(AND(OR($Z105=\"c\",$Z105=\"d\"),Inventory!$AB112=\"\"),\"a\",IF(AND(OR($Z105=\"c\",$Z105=\"d\"),Inventory!$AB112<>\"\"),VLOOKUP(Inventory!$AB112,$E$3:$F$12,2,FALSE),\"a\"))))","v":"a"},{"$f":"IF(OR(AND($AA105<>\"b\",$AA105<>\"c\"),$AF105=0,$AF105>=(65000/12000),Inventory!$AC112=\"\"),\"a\",VLOOKUP(Inventory!$AC112,$H$3:$I$5,2,FALSE))","v":"a"},{"$f":"IF(AND(AA105<>\"I\",AA105<>\"j\"),\"a\",IF(AND(OR(Z105=\"b\",Z105=\"c\",Z105=\"d\"),Inventory!AD112=\"\"),\"a\",IF(AND(OR(Z105=\"b\",Z105=\"c\",Z105=\"d\"),Inventory!AD112<>\"\"),VLOOKUP(Inventory!AD112,$K$3:$L$5,2,FALSE),\"a\")))","v":"a"},{"$f":"IF(AND($AA105<>\"i\",$AA105<>\"j\"),\"a\",IF(AND($Z105=\"b\",Inventory!$L112=\"\"),\"a\",IF(AND($Z105=\"b\",Inventory!$L112<>\"\"),VLOOKUP(Inventory!$L112,$N$3:$O$6,2,FALSE),IF(AND(OR($Z105=\"c\",$Z105=\"d\"),Inventory!$AE112=\"\"),\"a\",IF(AND(OR($Z105=\"c\",$Z105=\"d\"),Inventory!$AE112<>\"\"),VLOOKUP(Inventory!$AE112,$N$3:$O$6,2,FALSE),\"a\")))))","v":"a"},{"$f":"IF(OR(AND($AA105<>\"e\",$AA105<>\"f\"),$AF105=0,Inventory!$AG112=\"\"),\"a\",VLOOKUP(Inventory!$AG112,$Q$3:$R$5,2,FALSE))","v":"a"},{"$f":"IF(OR(Inventory!C112=\"New Construction\",Inventory!C112=\"Replace-on-Burnout\"),Inventory!AT112,IF(Inventory!C112=\"Early Retirement\",Inventory!AS112,0))","v":0},"","","","","","","","","","","","",0,"aaaaaa0","No","No",{"$f":"IF($Z105=\"a\",0,IF($Z105=\"b\",Inventory!$M112,Inventory!$AH112))","v":0},{"$f":"IF(OR($Z105=\"a\",AND($AU105=\"No\",$AV105=\"No\")),0,IF(AND($Z105=\"b\",Inventory!$O112=\"Btu/hr\"),Inventory!$N112,IF(AND($Z105=\"b\",Inventory!$O112=\"Tons\"),Inventory!$N112*12000,IF(AND(OR($Z105=\"c\",$Z105=\"d\"),Inventory!$AJ112=\"Btu/hr\"),Inventory!$AI112,IF(AND(OR($Z105=\"c\",$Z105=\"d\"),Inventory!$AJ112=\"Tons\"),Inventory!$AI112*12000,0)))))","v":0},0,0,"EER",0,"kW/ton",{"$f":"IF(OR($Z105=\"a\",$AV105=\"No\"),0,IF(AND($Z105=\"b\",Inventory!$Q112=\"Btu/hr\"),Inventory!$P112,IF(AND($Z105=\"b\",Inventory!$Q112=\"Tons\"),Inventory!$P112*12000,IF(AND(OR($Z105=\"c\",$Z105=\"d\"),Inventory!$AL112=\"Btu/hr\"),Inventory!$AK112,IF(AND(OR($Z105=\"c\",$Z105=\"d\"),Inventory!$AL112=\"Tons\"),Inventory!$AK112*12000,0)))))","v":0},0,0,"COP","No",{"$f":"IF(OR(Inventory!$J112=\"\",$BH105=\"No\"),\"-\",Inventory!$J112)","v":"-"},{"$f":"IFERROR(VLOOKUP($BI105,'Early Retirement'!$B$6:$C$32,2,FALSE),\"-\")","v":"-"},{"$f":"IF(OR($Z105<>\"b\",AND($AA105<>\"b\",$AA105<>\"c\")),\"n\",IF(AND($AS105<>1,$AS105<>2,$AS105<>7,$AS105<>8),\"n\",IF(Inventory!$K112=\"Split\",\"s\",IF(Inventory!$K112=\"Packaged\",\"p\",\"n\"))))","v":"n"},{"$f":"IF(AND($AA105<>\"i\",$AA105<>\"j\"),\"n\",IF(Inventory!$L112=\"Centrifugal\",\"c\",\"n\"))","v":"n"},"-","-",{"$f":"IFERROR(INDEX('Early Retirement'!$C$4:$AC$32,$BJ105,$BN105),0)","v":0},{"$f":"IFERROR(HLOOKUP($BN105,'Early Retirement'!$D$4:$AC$5,2,FALSE),0)","v":0},{"$f":"IFERROR(INDEX('Early Retirement'!$AE$4:$BE$32,$BJ105,$BN105),0)","v":0},{"$f":"IFERROR(HLOOKUP($BN105,'Early Retirement'!$AF$4:$BE$5,2,FALSE),0)","v":0},0,0,"kW/ton",{"$f":"IFERROR(INDEX('Early Retirement'!$BG$4:$CG$32,$BJ105,$BN105),0)","v":0},{"$f":"IFERROR(HLOOKUP($BN105,'Early Retirement'!$BH$4:$CH$5,2,FALSE),0)","v":0},0,"COP","Yes",0,0,"kW/ton",0,"COP",0,0,"kW/ton",0,"COP",null,"ciabda35",9.5619999999999994,"EER",12.5,"IPLV",1.2549675800041833,0.96,"kW/ton",null,null,null,null,"Air Cooled Chiller",0,"Scroll","A",75]
[null,null,null,null,null,null,null,null,null,null,null,null,null,null,null,null,null,null,null,null,null,null,null,null,104,{"$f":"IF(Inventory!$C113=\"\",\"a\",VLOOKUP(Inventory!$C113,$B$3:$C$6,2,FALSE))","v":"a"},{"$f":"IF(AND($Z106=\"b\",Inventory!$I113=\"\"),\"a\",IF(AND($Z106=\"b\",Inventory!$I113<>\"\"),VLOOKUP(Inventory!$I113,$E$3:$F$12,2,FALSE),IF(AND(OR($Z106=\"c\",$Z106=\"d\"),Inventory!$AB113=\"\"),\"a\",IF(AND(OR($Z106=\"c\",$Z106=\"d\"),Inventory!$AB113<>\"\"),VLOOKUP(Inventory!$AB113,$E$3:$F$12,2,FALSE),\"a\"))))","v":"a"},{"$f":"IF(OR(AND($AA106<>\"b\",$AA106<>\"c\"),$AF106=0,$AF106>=(65000/12000),Inventory!$AC113=\"\"),\"a\",VLOOKUP(Inventory!$AC113,$H$3:$I$5,2,FALSE))","v":"a"},{"$f":"IF(AND(AA106<>\"I\",AA106<>\"j\"),\"a\",IF(AND(OR(Z106=\"b\",Z106=\"c\",Z106=\"d\"),Inventory!AD113=\"\"),\"a\",IF(AND(OR(Z106=\"b\",Z106=\"c\",Z106=\"d\"),Inventory!AD113<>\"\"),VLOOKUP(Inventory!AD113,$K$3:$L$5,2,FALSE),\"a\")))","v":"a"},{"$f":"IF(AND($AA106<>\"i\",$AA106<>\"j\"),\"a\",IF(AND($Z106=\"b\",Inventory!$L113=\"\"),\"a\",IF(AND($Z106=\"b\",Inventory!$L113<>\"\"),VLOOKUP(Inventory!$L113,$N$3:$O$6,2,FALSE),IF(AND(OR($Z106=\"c\",$Z106=\"d\"),Inventory!$AE113=\"\"),\"a\",IF(AND(OR($Z106=\"c\",$Z106=\"d\"),Inventory!$AE113<>\"\"),VLOOKUP(Inventory!$AE113,$N$3:$O$6,2,FALSE),\"a\")))))","v":"a"},{"$f":"IF(OR(AND($AA106<>\"e\",$AA106<>\"f\"),$AF106=0,Inventory!$AG113=\"\"),\"a\",VLOOKUP(Inventory!$AG113,$Q$3:$R$5,2,FALSE))","v":"a"},{"$f":"IF(OR(Inventory!C113=\"New Construction\",Inventory!C113=\"Replace-on-Burnout\"),Inventory!AT113,IF(Inventory!C113=\"Early Retirement\",Inventory!AS113,0))","v":0},"","","","","","","","","","","","",0,"aaaaaa0","No","No",{"$f":"IF($Z106=\"a\",0,IF($Z106=\"b\",Inventory!$M113,Inventory!$AH113))","v":0},{"$f":"IF(OR($Z106=\"a\",AND($AU106=\"No\",$AV106=\"No\")),0,IF(AND($Z106=\"b\",Inventory!$O113=\"Btu/hr\"),Inventory!$N113,IF(AND($Z106=\"b\",Inventory!$O113=\"Tons\"),Inventory!$N113*12000,IF(AND(OR($Z106=\"c\",$Z106=\"d\"),Inventory!$AJ113=\"Btu/hr\"),Inventory!$AI113,IF(AND(OR($Z106=\"c\",$Z106=\"d\"),Inventory!$AJ113=\"Tons\"),Inventory!$AI113*12000,0)))))","v":0},0,0,"EER",0,"kW/ton",{"$f":"IF(OR($Z106=\"a\",$AV106=\"No\"),0,IF(AND($Z106=\"b\",Inventory!$Q113=\"Btu/hr\"),Inventory!$P113,IF(AND($Z106=\"b\",Inventory!$Q113=\"Tons\"),Inventory!$P113*12000,IF(AND(OR($Z106=\"c\",$Z106=\"d\"),Inventory!$AL113=\"Btu/hr\"),Inventory!$AK113,IF(AND(OR($Z106=\"c\",$Z106=\"d\"),Inventory!$AL113=\"Tons\"),Inventory!$AK113*12000,0)))))","v":0},0,0,"COP","No",{"$f":"IF(OR(Inventory!$J113=\"\",$BH106=\"No\"),\"-\",Inventory!$J113)","v":"-"},{"$f":"IFERROR(VLOOKUP($BI106,'Early Retirement'!$B$6:$C$32,2,FALSE),\"-\")","v":"-"},{"$f":"IF(OR($Z106<>\"b\",AND($AA106<>\"b\",$AA106<>\"c\")),\"n\",IF(AND($AS106<>1,$AS106<>2,$AS106<>7,$AS106<>8),\"n\",IF(Inventory!$K113=\"Split\",\"s\",IF(Inventory!$K113=\"Packaged\",\"p\",\"n\"))))","v":"n"},{"$f":"IF(AND($AA106<>\"i\",$AA106<>\"j\"),\"n\",IF(Inventory!$L113=\"Centrifugal\",\"c\",\"n\"))","v":"n"},"-","-",{"$f":"IFERROR(INDEX('Early Retirement'!$C$4:$AC$32,$BJ106,$BN106),0)","v":0},{"$f":"IFERROR(HLOOKUP($BN106,'Early Retirement'!$D$4:$AC$5,2,FALSE),0)","v":0},{"$f":"IFERROR(INDEX('Early Retirement'!$AE$4:$BE$32,$BJ106,$BN106),0)","v":0},{"$f":"IFERROR(HLOOKUP($BN106,'Early Retirement'!$AF$4:$BE$5,2,FALSE),0)","v":0},0,0,"kW/ton",{"$f":"IFERROR(INDEX('Early Retirement'!$BG$4:$CG$32,$BJ106,$BN106),0)","v":0},{"$f":"IFERROR(HLOOKUP($BN106,'Early Retirement'!$BH$4:$CH$5,2,FALSE),0)","v":0},0,"COP","Yes",0,0,"kW/ton",0,"COP",0,0,"kW/ton",0,"COP",null,"ciabda36",9.5619999999999994,"EER",12.5,"IPLV",1.2549675800041833,0.96,"kW/ton",null,null,null,null,"Air Cooled Chiller",0,"Scroll","A",150]
[null,null,null,null,null,null,null,null,null,null,null,null,null,null,null,null,null,null,null,null,null,null,null,null,105,{"$f":"IF(Inventory!$C114=\"\",\"a\",VLOOKUP(Inventory!$C114,$B$3:$C$6,2,FALSE))","v":"a"},{"$f":"IF(AND($Z107=\"b\",Inventory!$I114=\"\"),\"a\",IF(AND($Z107=\"b\",Inventory!$I114<>\"\"),VLOOKUP(Inventory!$I114,$E$3:$F$12,2,FALSE),IF(AND(OR($Z107=\"c\",$Z107=\"d\"),Inventory!$AB114=\"\"),\"a\",IF(AND(OR($Z107=\"c\",$Z107=\"d\"),Inventory!$AB114<>\"\"),VLOOKUP(Inventory!$AB114,$E$3:$F$12,2,FALSE),\"a\"))))","v":"a"},{"$f":"IF(OR(AND($AA107<>\"b\",$AA107<>\"c\"),$AF107=0,$AF107>=(65000/12000),Inventory!$AC114=\"\"),\"a\",VLOOKUP(Inventory!$AC114,$H$3:$I$5,2,FALSE))","v":"a"},{"$f":"IF(AND(AA107<>\"I\",AA107<>\"j\"),\"a\",IF(AND(OR(Z107=\"b\",Z107=\"c\",Z107=\"d\"),Inventory!AD114=\"\"),\"a\",IF(AND(OR(Z107=\"b\",Z107=\"c\",Z107=\"d\"),Inventory!AD114<>\"\"),VLOOKUP(Inventory!AD114,$K$3:$L$5,2,FALSE),\"a\")))","v":"a"},{"$f":"IF(AND($AA107<>\"i\",$AA107<>\"j\"),\"a\",IF(AND($Z107=\"b\",Inventory!$L114=\"\"),\"a\",IF(AND($Z107=\"b\",Inventory!$L114<>\"\"),VLOOKUP(Inventory!$L114,$N$3:$O$6,2,FALSE),IF(AND(OR($Z107=\"c\",$Z107=\"d\"),Inventory!$AE114=\"\"),\"a\",IF(AND(OR($Z107=\"c\",$Z107=\"d\"),Inventory!$AE114<>\"\"),VLOOKUP(Inventory!$AE114,$N$3:$O$6,2,FALSE),\"a\")))))","v":"a"},{"$f":"IF(OR(AND($AA107<>\"e\",$AA107<>\"f\"),$AF107=0,Inventory!$AG114=\"\"),\"a\",VLOOKUP(Inventory!$AG114,$Q$3:$R$5,2,FALSE))","v":"a"},{"$f":"IF(OR(Inventory!C114=\"New Construction\",Inventory!C114=\"Replace-on-Burnout\"),Inventory!AT114,IF(Inventory!C114=\"Early Retirement\",Inventory!AS114,0))","v":0},"","","","","","","","","","","","",0,"aaaaaa0","No","No",{"$f":"IF($Z107=\"a\",0,IF($Z107=\"b\",Inventory!$M114,Inventory!$AH114))","v":0},{"$f":"IF(OR($Z107=\"a\",AND($AU107=\"No\",$AV107=\"No\")),0,IF(AND($Z107=\"b\",Inventory!$O114=\"Btu/hr\"),Inventory!$N114,IF(AND($Z107=\"b\",Inventory!$O114=\"Tons\"),Inventory!$N114*12000,IF(AND(OR($Z107=\"c\",$Z107=\"d\"),Inventory!$AJ114=\"Btu/hr\"),Inventory!$AI114,IF(AND(OR($Z107=\"c\",$Z107=\"d\"),Inventory!$AJ114=\"Tons\"),Inventory!$AI114*12000,0)))))","v":0},0,0,"EER",0,"kW/ton",{"$f":"IF(OR($Z107=\"a\",$AV107=\"No\"),0,IF(AND($Z107=\"b\",Inventory!$Q114=\"Btu/hr\"),Inventory!$P114,IF(AND($Z107=\"b\",Inventory!$Q114=\"Tons\"),Inventory!$P114*12000,IF(AND(OR($Z107=\"c\",$Z107=\"d\"),Inventory!$AL114=\"Btu/hr\"),Inventory!$AK114,IF(AND(OR($Z107=\"c\",$Z107=\"d\"),Inventory!$AL114=\"Tons\"),Inventory!$AK114*12000,0)))))","v":0},0,0,"COP","No",{"$f":"IF(OR(Inventory!$J114=\"\",$BH107=\"No\"),\"-\",Inventory!$J114)","v":"-"},{"$f":"IFERROR(VLOOKUP($BI107,'Early Retirement'!$B$6:$C$32,2,FALSE),\"-\")","v":"-"},{"$f":"IF(OR($Z107<>\"b\",AND($AA107<>\"b\",$AA107<>\"c\")),\"n\",IF(AND($AS107<>1,$AS107<>2,$AS107<>7,$AS107<>8),\"n\",IF(Inventory!$K114=\"Split\",\"s\",IF(Inventory!$K114=\"Packaged\",\"p\",\"n\"))))","v":"n"},{"$f":"IF(AND($AA107<>\"i\",$AA107<>\"j\"),\"n\",IF(Inventory!$L114=\"Centrifugal\",\"c\",\"n\"))","v":"n"},"-","-",{"$f":"IFERROR(INDEX('Early Retirement'!$C$4:$AC$32,$BJ107,$BN107),0)","v":0},{"$f":"IFERROR(HLOOKUP($BN107,'Early Retirement'!$D$4:$AC$5,2,FALSE),0)","v":0},{"$f":"IFERROR(INDEX('Early Retirement'!$AE$4:$BE$32,$BJ107,$BN107),0)","v":0},{"$f":"IFERROR(HLOOKUP($BN107,'Early Retirement'!$AF$4:$BE$5,2,FALSE),0)","v":0},0,0,"kW/ton",{"$f":"IFERROR(INDEX('Early Retirement'!$BG$4:$CG$32,$BJ107,$BN107),0)","v":0},{"$f":"IFERROR(HLOOKUP($BN107,'Early Retirement'!$BH$4:$CH$5,2,FALSE),0)","v":0},0,"COP","Yes",0,0,"kW/ton",0,"COP",0,0,"kW/ton",0,"COP",null,"ciabda37",9.5619999999999994,"EER",12.75,"IPLV",1.2549675800041833,0.94117647058823528,"kW/ton",null,null,null,null,"Air Cooled Chiller",0,"Scroll","A",300]
[null,null,null,null,null,null,null,null,null,null,null,null,null,null,null,null,null,null,null,null,null,null,null,null,106,{"$f":"IF(Inventory!$C115=\"\",\"a\",VLOOKUP(Inventory!$C115,$B$3:$C$6,2,FALSE))","v":"a"},{"$f":"IF(AND($Z108=\"b\",Inventory!$I115=\"\"),\"a\",IF(AND($Z108=\"b\",Inventory!$I115<>\"\"),VLOOKUP(Inventory!$I115,$E$3:$F$12,2,FALSE),IF(AND(OR($Z108=\"c\",$Z108=\"d\"),Inventory!$AB115=\"\"),\"a\",IF(AND(OR($Z108=\"c\",$Z108=\"d\"),Inventory!$AB115<>\"\"),VLOOKUP(Inventory!$AB115,$E$3:$F$12,2,FALSE),\"a\"))))","v":"a"},{"$f":"IF(OR(AND($AA108<>\"b\",$AA108<>\"c\"),$AF108=0,$AF108>=(65000/12000),Inventory!$AC115=\"\"),\"a\",VLOOKUP(Inventory!$AC115,$H$3:$I$5,2,FALSE))","v":"a"},{"$f":"IF(AND(AA108<>\"I\",AA108<>\"j\"),\"a\",IF(AND(OR(Z108=\"b\",Z108=\"c\",Z108=\"d\"),Inventory!AD115=\"\"),\"a\",IF(AND(OR(Z108=\"b\",Z108=\"c\",Z108=\"d\"),Inventory!AD115<>\"\"),VLOOKUP(Inventory!AD115,$K$3:$L$5,2,FALSE),\"a\")))","v":"a"},{"$f":"IF(AND($AA108<>\"i\",$AA108<>\"j\"),\"a\",IF(AND($Z108=\"b\",Inventory!$L115=\"\"),\"a\",IF(AND($Z108=\"b\",Inventory!$L115<>\"\"),VLOOKUP(Inventory!$L115,$N$3:$O$6,2,FALSE),IF(AND(OR($Z108=\"c\",$Z108=\"d\"),Inventory!$AE115=\"\"),\"a\",IF(AND(OR($Z108=\"c\",$Z108=\"d\"),Inventory!$AE115<>\"\"),VLOOKUP(Inventory!$AE115,$N$3:$O$6,2,FALSE),\"a\")))))","v":"a"},{"$f":"IF(OR(AND($AA108<>\"e\",$AA108<>\"f\"),$AF108=0,Inventory!$AG115=\"\"),\"a\",VLOOKUP(Inventory!$AG115,$Q$3:$R$5,2,FALSE))","v":"a"},{"$f":"IF(OR(Inventory!C115=\"New Construction\",Inventory!C115=\"Replace-on-Burnout\"),Inventory!AT115,IF(Inventory!C115=\"Early Retirement\",Inventory!AS115,0))","v":0},"","","","","","","","","","","","",0,"aaaaaa0","No","No",{"$f":"IF($Z108=\"a\",0,IF($Z108=\"b\",Inventory!$M115,Inventory!$AH115))","v":0},{"$f":"IF(OR($Z108=\"a\",AND($AU108=\"No\",$AV108=\"No\")),0,IF(AND($Z108=\"b\",Inventory!$O115=\"Btu/hr\"),Inventory!$N115,IF(AND($Z108=\"b\",Inventory!$O115=\"Tons\"),Inventory!$N115*12000,IF(AND(OR($Z108=\"c\",$Z108=\"d\"),Inventory!$AJ115=\"Btu/hr\"),Inventory!$AI115,IF(AND(OR($Z108=\"c\",$Z108=\"d\"),Inventory!$AJ115=\"Tons\"),Inventory!$AI115*12000,0)))))","v":0},0,0,"EER",0,"kW/ton",{"$f":"IF(OR($Z108=\"a\",$AV108=\"No\"),0,IF(AND($Z108=\"b\",Inventory!$Q115=\"Btu/hr\"),Inventory!$P115,IF(AND($Z108=\"b\",Inventory!$Q115=\"Tons\"),Inventory!$P115*12000,IF(AND(OR($Z108=\"c\",$Z108=\"d\"),Inventory!$AL115=\"Btu/hr\"),Inventory!$AK115,IF(AND(OR($Z108=\"c\",$Z108=\"d\"),Inventory!$AL115=\"Tons\"),Inventory!$AK115*12000,0)))))","v":0},0,0,"COP","No",{"$f":"IF(OR(Inventory!$J115=\"\",$BH108=\"No\"),\"-\",Inventory!$J115)","v":"-"},{"$f":"IFERROR(VLOOKUP($BI108,'Early Retirement'!$B$6:$C$32,2,FALSE),\"-\")","v":"-"},{"$f":"IF(OR($Z108<>\"b\",AND($AA108<>\"b\",$AA108<>\"c\")),\"n\",IF(AND($AS108<>1,$AS108<>2,$AS108<>7,$AS108<>8),\"n\",IF(Inventory!$K115=\"Split\",\"s\",IF(Inventory!$K115=\"Packaged\",\"p\",\"n\"))))","v":"n"},{"$f":"IF(AND($AA108<>\"i\",$AA108<>\"j\"),\"n\",IF(Inventory!$L115=\"Centrifugal\",\"c\",\"n\"))","v":"n"},"-","-",{"$f":"IFERROR(INDEX('Early Retirement'!$C$4:$AC$32,$BJ108,$BN108),0)","v":0},{"$f":"IFERROR(HLOOKUP($BN108,'Early Retirement'!$D$4:$AC$5,2,FALSE),0)","v":0},{"$f":"IFERROR(INDEX('Early Retirement'!$AE$4:$BE$32,$BJ108,$BN108),0)","v":0},{"$f":"IFERROR(HLOOKUP($BN108,'Early Retirement'!$AF$4:$BE$5,2,FALSE),0)","v":0},0,0,"kW/ton",{"$f":"IFERROR(INDEX('Early Retirement'!$BG$4:$CG$32,$BJ108,$BN108),0)","v":0},{"$f":"IFERROR(HLOOKUP($BN108,'Early Retirement'!$BH$4:$CH$5,2,FALSE),0)","v":0},0,"COP","Yes",0,0,"kW/ton",0,"COP",0,0,"kW/ton",0,"COP",null,"ciabda38",9.5619999999999994,"EER",12.75,"IPLV",1.2549675800041833,0.94117647058823528,"kW/ton",null,null,null,null,"Air Cooled Chiller",0,"Scroll","A",600]
[null,null,null,null,null,null,null,null,null,null,null,null,null,null,null,null,null,null,null,null,null,null,null,null,107,{"$f":"IF(Inventory!$C116=\"\",\"a\",VLOOKUP(Inventory!$C116,$B$3:$C$6,2,FALSE))","v":"a"},{"$f":"IF(AND($Z109=\"b\",Inventory!$I116=\"\"),\"a\",IF(AND($Z109=\"b\",Inventory!$I116<>\"\"),VLOOKUP(Inventory!$I116,$E$3:$F$12,2,FALSE),IF(AND(OR($Z109=\"c\",$Z109=\"d\"),Inventory!$AB116=\"\"),\"a\",IF(AND(OR($Z109=\"c\",$Z109=\"d\"),Inventory!$AB116<>\"\"),VLOOKUP(Inventory!$AB116,$E$3:$F$12,2,FALSE),\"a\"))))","v":"a"},{"$f":"IF(OR(AND($AA109<>\"b\",$AA109<>\"c\"),$AF109=0,$AF109>=(65000/12000),Inventory!$AC116=\"\"),\"a\",VLOOKUP(Inventory!$AC116,$H$3:$I$5,2,FALSE))","v":"a"},{"$f":"IF(AND(AA109<>\"I\",AA109<>\"j\"),\"a\",IF(AND(OR(Z109=\"b\",Z109=\"c\",Z109=\"d\"),Inventory!AD116=\"\"),\"a\",IF(AND(OR(Z109=\"b\",Z109=\"c\",Z109=\"d\"),Inventory!AD116<>\"\"),VLOOKUP(Inventory!AD116,$K$3:$L$5,2,FALSE),\"a\")))","v":"a"},{"$f":"IF(AND($AA109<>\"i\",$AA109<>\"j\"),\"a\",IF(AND($Z109=\"b\",Inventory!$L116=\"\"),\"a\",IF(AND($Z109=\"b\",Inventory!$L116<>\"\"),VLOOKUP(Inventory!$L116,$N$3:$O$6,2,FALSE),IF(AND(OR($Z109=\"c\",$Z109=\"d\"),Inventory!$AE116=\"\"),\"a\",IF(AND(OR($Z109=\"c\",$Z109=\"d\"),Inventory!$AE116<>\"\"),VLOOKUP(Inventory!$AE116,$N$3:$O$6,2,FALSE),\"a\")))))","v":"a"},{"$f":"IF(OR(AND($AA109<>\"e\",$AA109<>\"f\"),$AF109=0,Inventory!$AG116=\"\"),\"a\",VLOOKUP(Inventory!$AG116,$Q$3:$R$5,2,FALSE))","v":"a"},{"$f":"IF(OR(Inventory!C116=\"New Construction\",Inventory!C116=\"Replace-on-Burnout\"),Inventory!AT116,IF(Inventory!C116=\"Early Retirement\",Inventory!AS116,0))","v":0},"","","","","","","","","","","","",0,"aaaaaa0","No","No",{"$f":"IF($Z109=\"a\",0,IF($Z109=\"b\",Inventory!$M116,Inventory!$AH116))","v":0},{"$f":"IF(OR($Z109=\"a\",AND($AU109=\"No\",$AV109=\"No\")),0,IF(AND($Z109=\"b\",Inventory!$O116=\"Btu/hr\"),Inventory!$N116,IF(AND($Z109=\"b\",Inventory!$O116=\"Tons\"),Inventory!$N116*12000,IF(AND(OR($Z109=\"c\",$Z109=\"d\"),Inventory!$AJ116=\"Btu/hr\"),Inventory!$AI116,IF(AND(OR($Z109=\"c\",$Z109=\"d\"),Inventory!$AJ116=\"Tons\"),Inventory!$AI116*12000,0)))))","v":0},0,0,"EER",0,"kW/ton",{"$f":"IF(OR($Z109=\"a\",$AV109=\"No\"),0,IF(AND($Z109=\"b\",Inventory!$Q116=\"Btu/hr\"),Inventory!$P116,IF(AND($Z109=\"b\",Inventory!$Q116=\"Tons\"),Inventory!$P116*12000,IF(AND(OR($Z109=\"c\",$Z109=\"d\"),Inventory!$AL116=\"Btu/hr\"),Inventory!$AK116,IF(AND(OR($Z109=\"c\",$Z109=\"d\"),Inventory!$AL116=\"Tons\"),Inventory!$AK116*12000,0)))))","v":0},0,0,"COP","No",{"$f":"IF(OR(Inventory!$J116=\"\",$BH109=\"No\"),\"-\",Inventory!$J116)","v":"-"},{"$f":"IFERROR(VLOOKUP($BI109,'Early Retirement'!$B$6:$C$32,2,FALSE),\"-\")","v":"-"},{"$f":"IF(OR($Z109<>\"b\",AND($AA109<>\"b\",$AA109<>\"c\")),\"n\",IF(AND($AS109<>1,$AS109<>2,$AS109<>7,$AS109<>8),\"n\",IF(Inventory!$K116=\"Split\",\"s\",IF(Inventory!$K116=\"Packaged\",\"p\",\"n\"))))","v":"n"},{"$f":"IF(AND($AA109<>\"i\",$AA109<>\"j\"),\"n\",IF(Inventory!$L116=\"Centrifugal\",\"c\",\"n\"))","v":"n"},"-","-",{"$f":"IFERROR(INDEX('Early Retirement'!$C$4:$AC$32,$BJ109,$BN109),0)","v":0},{"$f":"IFERROR(HLOOKUP($BN109,'Early Retirement'!$D$4:$AC$5,2,FALSE),0)","v":0},{"$f":"IFERROR(INDEX('Early Retirement'!$AE$4:$BE$32,$BJ109,$BN109),0)","v":0},{"$f":"IFERROR(HLOOKUP($BN109,'Early Retirement'!$AF$4:$BE$5,2,FALSE),0)","v":0},0,0,"kW/ton",{"$f":"IFERROR(INDEX('Early Retirement'!$BG$4:$CG$32,$BJ109,$BN109),0)","v":0},{"$f":"IFERROR(HLOOKUP($BN109,'Early Retirement'!$BH$4:$CH$5,2,FALSE),0)","v":0},0,"COP","Yes",0,0,"kW/ton",0,"COP",0,0,"kW/ton",0,"COP",null,"ciabda39",9.5619999999999994,"EER",12.75,"IPLV",1.2549675800041833,0.94117647058823528,"kW/ton",null,null,null,null,"Air Cooled Chiller",0,"Scroll","A",0]
[null,null,null,null,null,null,null,null,null,null,null,null,null,null,null,null,null,null,null,null,null,null,null,null,108,{"$f":"IF(Inventory!$C117=\"\",\"a\",VLOOKUP(Inventory!$C117,$B$3:$C$6,2,FALSE))","v":"a"},{"$f":"IF(AND($Z110=\"b\",Inventory!$I117=\"\"),\"a\",IF(AND($Z110=\"b\",Inventory!$I117<>\"\"),VLOOKUP(Inventory!$I117,$E$3:$F$12,2,FALSE),IF(AND(OR($Z110=\"c\",$Z110=\"d\"),Inventory!$AB117=\"\"),\"a\",IF(AND(OR($Z110=\"c\",$Z110=\"d\"),Inventory!$AB117<>\"\"),VLOOKUP(Inventory!$AB117,$E$3:$F$12,2,FALSE),\"a\"))))","v":"a"},{"$f":"IF(OR(AND($AA110<>\"b\",$AA110<>\"c\"),$AF110=0,$AF110>=(65000/12000),Inventory!$AC117=\"\"),\"a\",VLOOKUP(Inventory!$AC117,$H$3:$I$5,2,FALSE))","v":"a"},{"$f":"IF(AND(AA110<>\"I\",AA110<>\"j\"),\"a\",IF(AND(OR(Z110=\"b\",Z110=\"c\",Z110=\"d\"),Inventory!AD117=\"\"),\"a\",IF(AND(OR(Z110=\"b\",Z110=\"c\",Z110=\"d\"),Inventory!AD117<>\"\"),VLOOKUP(Inventory!AD117,$K$3:$L$5,2,FALSE),\"a\")))","v":"a"},{"$f":"IF(AND($AA110<>\"i\",$AA110<>\"j\"),\"a\",IF(AND($Z110=\"b\",Inventory!$L117=\"\"),\"a\",IF(AND($Z110=\"b\",Inventory!$L117<>\"\"),VLOOKUP(Inventory!$L117,$N$3:$O$6,2,FALSE),IF(AND(OR($Z110=\"c\",$Z110=\"d\"),Inventory!$AE117=\"\"),\"a\",IF(AND(OR($Z110=\"c\",$Z110=\"d\"),Inventory!$AE117<>\"\"),VLOOKUP(Inventory!$AE117,$N$3:$O$6,2,FALSE),\"a\")))))","v":"a"},{"$f":"IF(OR(AND($AA110<>\"e\",$AA110<>\"f\"),$AF110=0,Inventory!$AG117=\"\"),\"a\",VLOOKUP(Inventory!$AG117,$Q$3:$R$5,2,FALSE))","v":"a"},{"$f":"IF(OR(Inventory!C117=\"New Construction\",Inventory!C117=\"Replace-on-Burnout\"),Inventory!AT117,IF(Inventory!C117=\"Early Retirement\",Inventory!AS117,0))","v":0},"","","","","","","","","","","","",0,"aaaaaa0","No","No",{"$f":"IF($Z110=\"a\",0,IF($Z110=\"b\",Inventory!$M117,Inventory!$AH117))","v":0},{"$f":"IF(OR($Z110=\"a\",AND($AU110=\"No\",$AV110=\"No\")),0,IF(AND($Z110=\"b\",Inventory!$O117=\"Btu/hr\"),Inventory!$N117,IF(AND($Z110=\"b\",Inventory!$O117=\"Tons\"),Inventory!$N117*12000,IF(AND(OR($Z110=\"c\",$Z110=\"d\"),Inventory!$AJ117=\"Btu/hr\"),Inventory!$AI117,IF(AND(OR($Z110=\"c\",$Z110=\"d\"),Inventory!$AJ117=\"Tons\"),Inventory!$AI117*12000,0)))))","v":0},0,0,"EER",0,"kW/ton",{"$f":"IF(OR($Z110=\"a\",$AV110=\"No\"),0,IF(AND($Z110=\"b\",Inventory!$Q117=\"Btu/hr\"),Inventory!$P117,IF(AND($Z110=\"b\",Inventory!$Q117=\"Tons\"),Inventory!$P117*12000,IF(AND(OR($Z110=\"c\",$Z110=\"d\"),Inventory!$AL117=\"Btu/hr\"),Inventory!$AK117,IF(AND(OR($Z110=\"c\",$Z110=\"d\"),Inventory!$AL117=\"Tons\"),Inventory!$AK117*12000,0)))))","v":0},0,0,"COP","No",{"$f":"IF(OR(Inventory!$J117=\"\",$BH110=\"No\"),\"-\",Inventory!$J117)","v":"-"},{"$f":"IFERROR(VLOOKUP($BI110,'Early Retirement'!$B$6:$C$32,2,FALSE),\"-\")","v":"-"},{"$f":"IF(OR($Z110<>\"b\",AND($AA110<>\"b\",$AA110<>\"c\")),\"n\",IF(AND($AS110<>1,$AS110<>2,$AS110<>7,$AS110<>8),\"n\",IF(Inventory!$K117=\"Split\",\"s\",IF(Inventory!$K117=\"Packaged\",\"p\",\"n\"))))","v":"n"},{"$f":"IF(AND($AA110<>\"i\",$AA110<>\"j\"),\"n\",IF(Inventory!$L117=\"Centrifugal\",\"c\",\"n\"))","v":"n"},"-","-",{"$f":"IFERROR(INDEX('Early Retirement'!$C$4:$AC$32,$BJ110,$BN110),0)","v":0},{"$f":"IFERROR(HLOOKUP($BN110,'Early Retirement'!$D$4:$AC$5,2,FALSE),0)","v":0},{"$f":"IFERROR(INDEX('Early Retirement'!$AE$4:$BE$32,$BJ110,$BN110),0)","v":0},{"$f":"IFERROR(HLOOKUP($BN110,'Early Retirement'!$AF$4:$BE$5,2,FALSE),0)","v":0},0,0,"kW/ton",{"$f":"IFERROR(INDEX('Early Retirement'!$BG$4:$CG$32,$BJ110,$BN110),0)","v":0},{"$f":"IFERROR(HLOOKUP($BN110,'Early Retirement'!$BH$4:$CH$5,2,FALSE),0)","v":0},0,"COP","Yes",0,0,"kW/ton",0,"COP",0,0,"kW/ton",0,"COP",null,"ciacba35",9.5619999999999994,"EER",12.5,"IPLV",1.2549675800041833,0.96,"kW/ton",null,null,null,null,{"$f":"_xlfn.XLOOKUP(MID(CL110,2,1),$F$3:$F$12,$E$3:$E$12)","v":"Air Cooled Chiller"},{"$f":"_xlfn.XLOOKUP(MID(CL110,3,1),$I$3:$I$5,$H$3:$H$5)","v":0},"Centrifugal",{"$f":"_xlfn.XLOOKUP(MID(CL110,4,1),$L$3:$L$5,$K$3:$K$5)","v":"B"},{"$f":"_xlfn.XLOOKUP(_xlfn.NUMBERVALUE(RIGHT(CL110,IF(LEN(CL110)=7,1,2))),$W$3:$W$51,$V$3:$V$51)","v":75}]
[null,null,null,null,null,null,null,null,null,null,null,null,null,null,null,null,null,null,null,null,null,null,null,null,109,{"$f":"IF(Inventory!$C118=\"\",\"a\",VLOOKUP(Inventory!$C118,$B$3:$C$6,2,FALSE))","v":"a"},{"$f":"IF(AND($Z111=\"b\",Inventory!$I118=\"\"),\"a\",IF(AND($Z111=\"b\",Inventory!$I118<>\"\"),VLOOKUP(Inventory!$I118,$E$3:$F$12,2,FALSE),IF(AND(OR($Z111=\"c\",$Z111=\"d\"),Inventory!$AB118=\"\"),\"a\",IF(AND(OR($Z111=\"c\",$Z111=\"d\"),Inventory!$AB118<>\"\"),VLOOKUP(Inventory!$AB118,$E$3:$F$12,2,FALSE),\"a\"))))","v":"a"},{"$f":"IF(OR(AND($AA111<>\"b\",$AA111<>\"c\"),$AF111=0,$AF111>=(65000/12000),Inventory!$AC118=\"\"),\"a\",VLOOKUP(Inventory!$AC118,$H$3:$I$5,2,FALSE))","v":"a"},{"$f":"IF(AND(AA111<>\"I\",AA111<>\"j\"),\"a\",IF(AND(OR(Z111=\"b\",Z111=\"c\",Z111=\"d\"),Inventory!AD118=\"\"),\"a\",IF(AND(OR(Z111=\"b\",Z111=\"c\",Z111=\"d\"),Inventory!AD118<>\"\"),VLOOKUP(Inventory!AD118,$K$3:$L$5,2,FALSE),\"a\")))","v":"a"},{"$f":"IF(AND($AA111<>\"i\",$AA111<>\"j\"),\"a\",IF(AND($Z111=\"b\",Inventory!$L118=\"\"),\"a\",IF(AND($Z111=\"b\",Inventory!$L118<>\"\"),VLOOKUP(Inventory!$L118,$N$3:$O$6,2,FALSE),IF(AND(OR($Z111=\"c\",$Z111=\"d\"),Inventory!$AE118=\"\"),\"a\",IF(AND(OR($Z111=\"c\",$Z111=\"d\"),Inventory!$AE118<>\"\"),VLOOKUP(Inventory!$AE118,$N$3:$O$6,2,FALSE),\"a\")))))","v":"a"},{"$f":"IF(OR(AND($AA111<>\"e\",$AA111<>\"f\"),$AF111=0,Inventory!$AG118=\"\"),\"a\",VLOOKUP(Inventory!$AG118,$Q$3:$R$5,2,FALSE))","v":"a"},{"$f":"IF(OR(Inventory!C118=\"New Construction\",Inventory!C118=\"Replace-on-Burnout\"),Inventory!AT118,IF(Inventory!C118=\"Early Retirement\",Inventory!AS118,0))","v":0},"","","","","","","","","","","","",0,"aaaaaa0","No","No",{"$f":"IF($Z111=\"a\",0,IF($Z111=\"b\",Inventory!$M118,Inventory!$AH118))","v":0},{"$f":"IF(OR($Z111=\"a\",AND($AU111=\"No\",$AV111=\"No\")),0,IF(AND($Z111=\"b\",Inventory!$O118=\"Btu/hr\"),Inventory!$N118,IF(AND($Z111=\"b\",Inventory!$O118=\"Tons\"),Inventory!$N118*12000,IF(AND(OR($Z111=\"c\",$Z111=\"d\"),Inventory!$AJ118=\"Btu/hr\"),Inventory!$AI118,IF(AND(OR($Z111=\"c\",$Z111=\"d\"),Inventory!$AJ118=\"Tons\"),Inventory!$AI118*12000,0)))))","v":0},0,0,"EER",0,"kW/ton",{"$f":"IF(OR($Z111=\"a\",$AV111=\"No\"),0,IF(AND($Z111=\"b\",Inventory!$Q118=\"Btu/hr\"),Inventory!$P118,IF(AND($Z111=\"b\",Inventory!$Q118=\"Tons\"),Inventory!$P118*12000,IF(AND(OR($Z111=\"c\",$Z111=\"d\"),Inventory!$AL118=\"Btu/hr\"),Inventory!$AK118,IF(AND(OR($Z111=\"c\",$Z111=\"d\"),Inventory!$AL118=\"Tons\"),Inventory!$AK118*12000,0)))))","v":0},0,0,"COP","No",{"$f":"IF(OR(Inventory!$J118=\"\",$BH111=\"No\"),\"-\",Inventory!$J118)","v":"-"},{"$f":"IFERROR(VLOOKUP($BI111,'Early Retirement'!$B$6:$C$32,2,FALSE),\"-\")","v":"-"},{"$f":"IF(OR($Z111<>\"b\",AND($AA111<>\"b\",$AA111<>\"c\")),\"n\",IF(AND($AS111<>1,$AS111<>2,$AS111<>7,$AS111<>8),\"n\",IF(Inventory!$K118=\"Split\",\"s\",IF(Inventory!$K118=\"Packaged\",\"p\",\"n\"))))","v":"n"},{"$f":"IF(AND($AA111<>\"i\",$AA111<>\"j\"),\"n\",IF(Inventory!$L118=\"Centrifugal\",\"c\",\"n\"))","v":"n"},"-","-",{"$f":"IFERROR(INDEX('Early Retirement'!$C$4:$AC$32,$BJ111,$BN111),0)","v":0},{"$f":"IFERROR(HLOOKUP($BN111,'Early Retirement'!$D$4:$AC$5,2,FALSE),0)","v":0},{"$f":"IFERROR(INDEX('Early Retirement'!$AE$4:$BE$32,$BJ111,$BN111),0)","v":0},{"$f":"IFERROR(HLOOKUP($BN111,'Early Retirement'!$AF$4:$BE$5,2,FALSE),0)","v":0},0,0,"kW/ton",{"$f":"IFERROR(INDEX('Early Retirement'!$BG$4:$CG$32,$BJ111,$BN111),0)","v":0},{"$f":"IFERROR(HLOOKUP($BN111,'Early Retirement'!$BH$4:$CH$5,2,FALSE),0)","v":0},0,"COP","Yes",0,0,"kW/ton",0,"COP",0,0,"kW/ton",0,"COP",null,"ciacba36",9.5619999999999994,"EER",12.5,"IPLV",1.2549675800041833,0.96,"kW/ton",null,null,null,null,"Air Cooled Chiller",0,"Centrifugal","B",150]
[null,null,null,null,null,null,null,null,null,null,null,null,null,null,null,null,null,null,null,null,null,null,null,null,110,{"$f":"IF(Inventory!$C119=\"\",\"a\",VLOOKUP(Inventory!$C119,$B$3:$C$6,2,FALSE))","v":"a"},{"$f":"IF(AND($Z112=\"b\",Inventory!$I119=\"\"),\"a\",IF(AND($Z112=\"b\",Inventory!$I119<>\"\"),VLOOKUP(Inventory!$I119,$E$3:$F$12,2,FALSE),IF(AND(OR($Z112=\"c\",$Z112=\"d\"),Inventory!$AB119=\"\"),\"a\",IF(AND(OR($Z112=\"c\",$Z112=\"d\"),Inventory!$AB119<>\"\"),VLOOKUP(Inventory!$AB119,$E$3:$F$12,2,FALSE),\"a\"))))","v":"a"},{"$f":"IF(OR(AND($AA112<>\"b\",$AA112<>\"c\"),$AF112=0,$AF112>=(65000/12000),Inventory!$AC119=\"\"),\"a\",VLOOKUP(Inventory!$AC119,$H$3:$I$5,2,FALSE))","v":"a"},{"$f":"IF(AND(AA112<>\"I\",AA112<>\"j\"),\"a\",IF(AND(OR(Z112=\"b\",Z112=\"c\",Z112=\"d\"),Inventory!AD119=\"\"),\"a\",IF(AND(OR(Z112=\"b\",Z112=\"c\",Z112=\"d\"),Inventory!AD119<>\"\"),VLOOKUP(Inventory!AD119,$K$3:$L$5,2,FALSE),\"a\")))","v":"a"},{"$f":"IF(AND($AA112<>\"i\",$AA112<>\"j\"),\"a\",IF(AND($Z112=\"b\",Inventory!$L119=\"\"),\"a\",IF(AND($Z112=\"b\",Inventory!$L119<>\"\"),VLOOKUP(Inventory!$L119,$N$3:$O$6,2,FALSE),IF(AND(OR($Z112=\"c\",$Z112=\"d\"),Inventory!$AE119=\"\"),\"a\",IF(AND(OR($Z112=\"c\",$Z112=\"d\"),Inventory!$AE119<>\"\"),VLOOKUP(Inventory!$AE119,$N$3:$O$6,2,FALSE),\"a\")))))","v":"a"},{"$f":"IF(OR(AND($AA112<>\"e\",$AA112<>\"f\"),$AF112=0,Inventory!$AG119=\"\"),\"a\",VLOOKUP(Inventory!$AG119,$Q$3:$R$5,2,FALSE))","v":"a"},{"$f":"IF(OR(Inventory!C119=\"New Construction\",Inventory!C119=\"Replace-on-Burnout\"),Inventory!AT119,IF(Inventory!C119=\"Early Retirement\",Inventory!AS119,0))","v":0},"","","","","","","","","","","","",0,"aaaaaa0","No","No",{"$f":"IF($Z112=\"a\",0,IF($Z112=\"b\",Inventory!$M119,Inventory!$AH119))","v":0},{"$f":"IF(OR($Z112=\"a\",AND($AU112=\"No\",$AV112=\"No\")),0,IF(AND($Z112=\"b\",Inventory!$O119=\"Btu/hr\"),Inventory!$N119,IF(AND($Z112=\"b\",Inventory!$O119=\"Tons\"),Inventory!$N119*12000,IF(AND(OR($Z112=\"c\",$Z112=\"d\"),Inventory!$AJ119=\"Btu/hr\"),Inventory!$AI119,IF(AND(OR($Z112=\"c\",$Z112=\"d\"),Inventory!$AJ119=\"Tons\"),Inventory!$AI119*12000,0)))))","v":0},0,0,"EER",0,"kW/ton",{"$f":"IF(OR($Z112=\"a\",$AV112=\"No\"),0,IF(AND($Z112=\"b\",Inventory!$Q119=\"Btu/hr\"),Inventory!$P119,IF(AND($Z112=\"b\",Inventory!$Q119=\"Tons\"),Inventory!$P119*12000,IF(AND(OR($Z112=\"c\",$Z112=\"d\"),Inventory!$AL119=\"Btu/hr\"),Inventory!$AK119,IF(AND(OR($Z112=\"c\",$Z112=\"d\"),Inventory!$AL119=\"Tons\"),Inventory!$AK119*12000,0)))))","v":0},0,0,"COP","No",{"$f":"IF(OR(Inventory!$J119=\"\",$BH112=\"No\"),\"-\",Inventory!$J119)","v":"-"},{"$f":"IFERROR(VLOOKUP($BI112,'Early Retirement'!$B$6:$C$32,2,FALSE),\"-\")","v":"-"},{"$f":"IF(OR($Z112<>\"b\",AND($AA112<>\"b\",$AA112<>\"c\")),\"n\",IF(AND($AS112<>1,$AS112<>2,$AS112<>7,$AS112<>8),\"n\",IF(Inventory!$K119=\"Split\",\"s\",IF(Inventory!$K119=\"Packaged\",\"p\",\"n\"))))","v":"n"},{"$f":"IF(AND($AA112<>\"i\",$AA112<>\"j\"),\"n\",IF(Inventory!$L119=\"Centrifugal\",\"c\",\"n\"))","v":"n"},"-","-",{"$f":"IFERROR(INDEX('Early Retirement'!$C$4:$AC$32,$BJ112,$BN112),0)","v":0},{"$f":"IFERROR(HLOOKUP($BN112,'Early Retirement'!$D$4:$AC$5,2,FALSE),0)","v":0},{"$f":"IFERROR(INDEX('Early Retirement'!$AE$4:$BE$32,$BJ112,$BN112),0)","v":0},{"$f":"IFERROR(HLOOKUP($BN112,'Early Retirement'!$AF$4:$BE$5,2,FALSE),0)","v":0},0,0,"kW/ton",{"$f":"IFERROR(INDEX('Early Retirement'!$BG$4:$CG$32,$BJ112,$BN112),0)","v":0},{"$f":"IFERROR(HLOOKUP($BN112,'Early Retirement'!$BH$4:$CH$5,2,FALSE),0)","v":0},0,"COP","Yes",0,0,"kW/ton",0,"COP",0,0,"kW/ton",0,"COP",null,"ciacba37",9.5619999999999994,"EER",12.75,"IPLV",1.2549675800041833,0.94117647058823528,"kW/ton",null,null,null,null,"Air Cooled Chiller",0,"Centrifugal","B",300]
[null,null,null,null,null,null,null,null,null,null,null,null,null,null,null,null,null,null,null,null,null,null,null,null,111,{"$f":"IF(Inventory!$C120=\"\",\"a\",VLOOKUP(Inventory!$C120,$B$3:$C$6,2,FALSE))","v":"a"},{"$f":"IF(AND($Z113=\"b\",Inventory!$I120=\"\"),\"a\",IF(AND($Z113=\"b\",Inventory!$I120<>\"\"),VLOOKUP(Inventory!$I120,$E$3:$F$12,2,FALSE),IF(AND(OR($Z113=\"c\",$Z113=\"d\"),Inventory!$AB120=\"\"),\"a\",IF(AND(OR($Z113=\"c\",$Z113=\"d\"),Inventory!$AB120<>\"\"),VLOOKUP(Inventory!$AB120,$E$3:$F$12,2,FALSE),\"a\"))))","v":"a"},{"$f":"IF(OR(AND($AA113<>\"b\",$AA113<>\"c\"),$AF113=0,$AF113>=(65000/12000),Inventory!$AC120=\"\"),\"a\",VLOOKUP(Inventory!$AC120,$H$3:$I$5,2,FALSE))","v":"a"},{"$f":"IF(AND(AA113<>\"I\",AA113<>\"j\"),\"a\",IF(AND(OR(Z113=\"b\",Z113=\"c\",Z113=\"d\"),Inventory!AD120=\"\"),\"a\",IF(AND(OR(Z113=\"b\",Z113=\"c\",Z113=\"d\"),Inventory!AD120<>\"\"),VLOOKUP(Inventory!AD120,$K$3:$L$5,2,FALSE),\"a\")))","v":"a"},{"$f":"IF(AND($AA113<>\"i\",$AA113<>\"j\"),\"a\",IF(AND($Z113=\"b\",Inventory!$L120=\"\"),\"a\",IF(AND($Z113=\"b\",Inventory!$L120<>\"\"),VLOOKUP(Inventory!$L120,$N$3:$O$6,2,FALSE),IF(AND(OR($Z113=\"c\",$Z113=\"d\"),Inventory!$AE120=\"\"),\"a\",IF(AND(OR($Z113=\"c\",$Z113=\"d\"),Inventory!$AE120<>\"\"),VLOOKUP(Inventory!$AE120,$N$3:$O$6,2,FALSE),\"a\")))))","v":"a"},{"$f":"IF(OR(AND($AA113<>\"e\",$AA113<>\"f\"),$AF113=0,Inventory!$AG120=\"\"),\"a\",VLOOKUP(Inventory!$AG120,$Q$3:$R$5,2,FALSE))","v":"a"},{"$f":"IF(OR(Inventory!C120=\"New Construction\",Inventory!C120=\"Replace-on-Burnout\"),Inventory!AT120,IF(Inventory!C120=\"Early Retirement\",Inventory!AS120,0))","v":0},"","","","","","","","","","","","",0,"aaaaaa0","No","No",{"$f":"IF($Z113=\"a\",0,IF($Z113=\"b\",Inventory!$M120,Inventory!$AH120))","v":0},{"$f":"IF(OR($Z113=\"a\",AND($AU113=\"No\",$AV113=\"No\")),0,IF(AND($Z113=\"b\",Inventory!$O120=\"Btu/hr\"),Inventory!$N120,IF(AND($Z113=\"b\",Inventory!$O120=\"Tons\"),Inventory!$N120*12000,IF(AND(OR($Z113=\"c\",$Z113=\"d\"),Inventory!$AJ120=\"Btu/hr\"),Inventory!$AI120,IF(AND(OR($Z113=\"c\",$Z113=\"d\"),Inventory!$AJ120=\"Tons\"),Inventory!$AI120*12000,0)))))","v":0},0,0,"EER",0,"kW/ton",{"$f":"IF(OR($Z113=\"a\",$AV113=\"No\"),0,IF(AND($Z113=\"b\",Inventory!$Q120=\"Btu/hr\"),Inventory!$P120,IF(AND($Z113=\"b\",Inventory!$Q120=\"Tons\"),Inventory!$P120*12000,IF(AND(OR($Z113=\"c\",$Z113=\"d\"),Inventory!$AL120=\"Btu/hr\"),Inventory!$AK120,IF(AND(OR($Z113=\"c\",$Z113=\"d\"),Inventory!$AL120=\"Tons\"),Inventory!$AK120*12000,0)))))","v":0},0,0,"COP","No",{"$f":"IF(OR(Inventory!$J120=\"\",$BH113=\"No\"),\"-\",Inventory!$J120)","v":"-"},{"$f":"IFERROR(VLOOKUP($BI113,'Early Retirement'!$B$6:$C$32,2,FALSE),\"-\")","v":"-"},{"$f":"IF(OR($Z113<>\"b\",AND($AA113<>\"b\",$AA113<>\"c\")),\"n\",IF(AND($AS113<>1,$AS113<>2,$AS113<>7,$AS113<>8),\"n\",IF(Inventory!$K120=\"Split\",\"s\",IF(Inventory!$K120=\"Packaged\",\"p\",\"n\"))))","v":"n"},{"$f":"IF(AND($AA113<>\"i\",$AA113<>\"j\"),\"n\",IF(Inventory!$L120=\"Centrifugal\",\"c\",\"n\"))","v":"n"},"-","-",{"$f":"IFERROR(INDEX('Early Retirement'!$C$4:$AC$32,$BJ113,$BN113),0)","v":0},{"$f":"IFERROR(HLOOKUP($BN113,'Early Retirement'!$D$4:$AC$5,2,FALSE),0)","v":0},{"$f":"IFERROR(INDEX('Early Retirement'!$AE$4:$BE$32,$BJ113,$BN113),0)","v":0},{"$f":"IFERROR(HLOOKUP($BN113,'Early Retirement'!$AF$4:$BE$5,2,FALSE),0)","v":0},0,0,"kW/ton",{"$f":"IFERROR(INDEX('Early Retirement'!$BG$4:$CG$32,$BJ113,$BN113),0)","v":0},{"$f":"IFERROR(HLOOKUP($BN113,'Early Retirement'!$BH$4:$CH$5,2,FALSE),0)","v":0},0,"COP","Yes",0,0,"kW/ton",0,"COP",0,0,"kW/ton",0,"COP",null,"ciacba38",9.5619999999999994,"EER",12.75,"IPLV",1.2549675800041833,0.94117647058823528,"kW/ton",null,null,null,null,"Air Cooled Chiller",0,"Centrifugal","B",600]
[null,null,null,null,null,null,null,null,null,null,null,null,null,null,null,null,null,null,null,null,null,null,null,null,112,{"$f":"IF(Inventory!$C121=\"\",\"a\",VLOOKUP(Inventory!$C121,$B$3:$C$6,2,FALSE))","v":"a"},{"$f":"IF(AND($Z114=\"b\",Inventory!$I121=\"\"),\"a\",IF(AND($Z114=\"b\",Inventory!$I121<>\"\"),VLOOKUP(Inventory!$I121,$E$3:$F$12,2,FALSE),IF(AND(OR($Z114=\"c\",$Z114=\"d\"),Inventory!$AB121=\"\"),\"a\",IF(AND(OR($Z114=\"c\",$Z114=\"d\"),Inventory!$AB121<>\"\"),VLOOKUP(Inventory!$AB121,$E$3:$F$12,2,FALSE),\"a\"))))","v":"a"},{"$f":"IF(OR(AND($AA114<>\"b\",$AA114<>\"c\"),$AF114=0,$AF114>=(65000/12000),Inventory!$AC121=\"\"),\"a\",VLOOKUP(Inventory!$AC121,$H$3:$I$5,2,FALSE))","v":"a"},{"$f":"IF(AND(AA114<>\"I\",AA114<>\"j\"),\"a\",IF(AND(OR(Z114=\"b\",Z114=\"c\",Z114=\"d\"),Inventory!AD121=\"\"),\"a\",IF(AND(OR(Z114=\"b\",Z114=\"c\",Z114=\"d\"),Inventory!AD121<>\"\"),VLOOKUP(Inventory!AD121,$K$3:$L$5,2,FALSE),\"a\")))","v":"a"},{"$f":"IF(AND($AA114<>\"i\",$AA114<>\"j\"),\"a\",IF(AND($Z114=\"b\",Inventory!$L121=\"\"),\"a\",IF(AND($Z114=\"b\",Inventory!$L121<>\"\"),VLOOKUP(Inventory!$L121,$N$3:$O$6,2,FALSE),IF(AND(OR($Z114=\"c\",$Z114=\"d\"),Inventory!$AE121=\"\"),\"a\",IF(AND(OR($Z114=\"c\",$Z114=\"d\"),Inventory!$AE121<>\"\"),VLOOKUP(Inventory!$AE121,$N$3:$O$6,2,FALSE),\"a\")))))","v":"a"},{"$f":"IF(OR(AND($AA114<>\"e\",$AA114<>\"f\"),$AF114=0,Inventory!$AG121=\"\"),\"a\",VLOOKUP(Inventory!$AG121,$Q$3:$R$5,2,FALSE))","v":"a"},{"$f":"IF(OR(Inventory!C121=\"New Construction\",Inventory!C121=\"Replace-on-Burnout\"),Inventory!AT121,IF(Inventory!C121=\"Early Retirement\",Inventory!AS121,0))","v":0},"","","","","","","","","","","","",0,"aaaaaa0","No","No",{"$f":"IF($Z114=\"a\",0,IF($Z114=\"b\",Inventory!$M121,Inventory!$AH121))","v":0},{"$f":"IF(OR($Z114=\"a\",AND($AU114=\"No\",$AV114=\"No\")),0,IF(AND($Z114=\"b\",Inventory!$O121=\"Btu/hr\"),Inventory!$N121,IF(AND($Z114=\"b\",Inventory!$O121=\"Tons\"),Inventory!$N121*12000,IF(AND(OR($Z114=\"c\",$Z114=\"d\"),Inventory!$AJ121=\"Btu/hr\"),Inventory!$AI121,IF(AND(OR($Z114=\"c\",$Z114=\"d\"),Inventory!$AJ121=\"Tons\"),Inventory!$AI121*12000,0)))))","v":0},0,0,"EER",0,"kW/ton",{"$f":"IF(OR($Z114=\"a\",$AV114=\"No\"),0,IF(AND($Z114=\"b\",Inventory!$Q121=\"Btu/hr\"),Inventory!$P121,IF(AND($Z114=\"b\",Inventory!$Q121=\"Tons\"),Inventory!$P121*12000,IF(AND(OR($Z114=\"c\",$Z114=\"d\"),Inventory!$AL121=\"Btu/hr\"),Inventory!$AK121,IF(AND(OR($Z114=\"c\",$Z114=\"d\"),Inventory!$AL121=\"Tons\"),Inventory!$AK121*12000,0)))))","v":0},0,0,"COP","No",{"$f":"IF(OR(Inventory!$J121=\"\",$BH114=\"No\"),\"-\",Inventory!$J121)","v":"-"},{"$f":"IFERROR(VLOOKUP($BI114,'Early Retirement'!$B$6:$C$32,2,FALSE),\"-\")","v":"-"},{"$f":"IF(OR($Z114<>\"b\",AND($AA114<>\"b\",$AA114<>\"c\")),\"n\",IF(AND($AS114<>1,$AS114<>2,$AS114<>7,$AS114<>8),\"n\",IF(Inventory!$K121=\"Split\",\"s\",IF(Inventory!$K121=\"Packaged\",\"p\",\"n\"))))","v":"n"},{"$f":"IF(AND($AA114<>\"i\",$AA114<>\"j\"),\"n\",IF(Inventory!$L121=\"Centrifugal\",\"c\",\"n\"))","v":"n"},"-","-",{"$f":"IFERROR(INDEX('Early Retirement'!$C$4:$AC$32,$BJ114,$BN114),0)","v":0},{"$f":"IFERROR(HLOOKUP($BN114,'Early Retirement'!$D$4:$AC$5,2,FALSE),0)","v":0},{"$f":"IFERROR(INDEX('Early Retirement'!$AE$4:$BE$32,$BJ114,$BN114),0)","v":0},{"$f":"IFERROR(HLOOKUP($BN114,'Early Retirement'!$AF$4:$BE$5,2,FALSE),0)","v":0},0,0,"kW/ton",{"$f":"IFERROR(INDEX('Early Retirement'!$BG$4:$CG$32,$BJ114,$BN114),0)","v":0},{"$f":"IFERROR(HLOOKUP($BN114,'Early Retirement'!$BH$4:$CH$5,2,FALSE),0)","v":0},0,"COP","Yes",0,0,"kW/ton",0,"COP",0,0,"kW/ton",0,"COP",null,"ciacba39",9.5619999999999994,"EER",12.75,"IPLV",1.2549675800041833,0.94117647058823528,"kW/ton",null,null,null,null,"Air Cooled Chiller",0,"Centrifugal","B",0]
[null,null,null,null,null,null,null,null,null,null,null,null,null,null,null,null,null,null,null,null,null,null,null,null,113,{"$f":"IF(Inventory!$C122=\"\",\"a\",VLOOKUP(Inventory!$C122,$B$3:$C$6,2,FALSE))","v":"a"},{"$f":"IF(AND($Z115=\"b\",Inventory!$I122=\"\"),\"a\",IF(AND($Z115=\"b\",Inventory!$I122<>\"\"),VLOOKUP(Inventory!$I122,$E$3:$F$12,2,FALSE),IF(AND(OR($Z115=\"c\",$Z115=\"d\"),Inventory!$AB122=\"\"),\"a\",IF(AND(OR($Z115=\"c\",$Z115=\"d\"),Inventory!$AB122<>\"\"),VLOOKUP(Inventory!$AB122,$E$3:$F$12,2,FALSE),\"a\"))))","v":"a"},{"$f":"IF(OR(AND($AA115<>\"b\",$AA115<>\"c\"),$AF115=0,$AF115>=(65000/12000),Inventory!$AC122=\"\"),\"a\",VLOOKUP(Inventory!$AC122,$H$3:$I$5,2,FALSE))","v":"a"},{"$f":"IF(AND(AA115<>\"I\",AA115<>\"j\"),\"a\",IF(AND(OR(Z115=\"b\",Z115=\"c\",Z115=\"d\"),Inventory!AD122=\"\"),\"a\",IF(AND(OR(Z115=\"b\",Z115=\"c\",Z115=\"d\"),Inventory!AD122<>\"\"),VLOOKUP(Inventory!AD122,$K$3:$L$5,2,FALSE),\"a\")))","v":"a"},{"$f":"IF(AND($AA115<>\"i\",$AA115<>\"j\"),\"a\",IF(AND($Z115=\"b\",Inventory!$L122=\"\"),\"a\",IF(AND($Z115=\"b\",Inventory!$L122<>\"\"),VLOOKUP(Inventory!$L122,$N$3:$O$6,2,FALSE),IF(AND(OR($Z115=\"c\",$Z115=\"d\"),Inventory!$AE122=\"\"),\"a\",IF(AND(OR($Z115=\"c\",$Z115=\"d\"),Inventory!$AE122<>\"\"),VLOOKUP(Inventory!$AE122,$N$3:$O$6,2,FALSE),\"a\")))))","v":"a"},{"$f":"IF(OR(AND($AA115<>\"e\",$AA115<>\"f\"),$AF115=0,Inventory!$AG122=\"\"),\"a\",VLOOKUP(Inventory!$AG122,$Q$3:$R$5,2,FALSE))","v":"a"},{"$f":"IF(OR(Inventory!C122=\"New Construction\",Inventory!C122=\"Replace-on-Burnout\"),Inventory!AT122,IF(Inventory!C122=\"Early Retirement\",Inventory!AS122,0))","v":0},"","","","","","","","","","","","",0,"aaaaaa0","No","No",{"$f":"IF($Z115=\"a\",0,IF($Z115=\"b\",Inventory!$M122,Inventory!$AH122))","v":0},{"$f":"IF(OR($Z115=\"a\",AND($AU115=\"No\",$AV115=\"No\")),0,IF(AND($Z115=\"b\",Inventory!$O122=\"Btu/hr\"),Inventory!$N122,IF(AND($Z115=\"b\",Inventory!$O122=\"Tons\"),Inventory!$N122*12000,IF(AND(OR($Z115=\"c\",$Z115=\"d\"),Inventory!$AJ122=\"Btu/hr\"),Inventory!$AI122,IF(AND(OR($Z115=\"c\",$Z115=\"d\"),Inventory!$AJ122=\"Tons\"),Inventory!$AI122*12000,0)))))","v":0},0,0,"EER",0,"kW/ton",{"$f":"IF(OR($Z115=\"a\",$AV115=\"No\"),0,IF(AND($Z115=\"b\",Inventory!$Q122=\"Btu/hr\"),Inventory!$P122,IF(AND($Z115=\"b\",Inventory!$Q122=\"Tons\"),Inventory!$P122*12000,IF(AND(OR($Z115=\"c\",$Z115=\"d\"),Inventory!$AL122=\"Btu/hr\"),Inventory!$AK122,IF(AND(OR($Z115=\"c\",$Z115=\"d\"),Inventory!$AL122=\"Tons\"),Inventory!$AK122*12000,0)))))","v":0},0,0,"COP","No",{"$f":"IF(OR(Inventory!$J122=\"\",$BH115=\"No\"),\"-\",Inventory!$J122)","v":"-"},{"$f":"IFERROR(VLOOKUP($BI115,'Early Retirement'!$B$6:$C$32,2,FALSE),\"-\")","v":"-"},{"$f":"IF(OR($Z115<>\"b\",AND($AA115<>\"b\",$AA115<>\"c\")),\"n\",IF(AND($AS115<>1,$AS115<>2,$AS115<>7,$AS115<>8),\"n\",IF(Inventory!$K122=\"Split\",\"s\",IF(Inventory!$K122=\"Packaged\",\"p\",\"n\"))))","v":"n"},{"$f":"IF(AND($AA115<>\"i\",$AA115<>\"j\"),\"n\",IF(Inventory!$L122=\"Centrifugal\",\"c\",\"n\"))","v":"n"},"-","-",{"$f":"IFERROR(INDEX('Early Retirement'!$C$4:$AC$32,$BJ115,$BN115),0)","v":0},{"$f":"IFERROR(HLOOKUP($BN115,'Early Retirement'!$D$4:$AC$5,2,FALSE),0)","v":0},{"$f":"IFERROR(INDEX('Early Retirement'!$AE$4:$BE$32,$BJ115,$BN115),0)","v":0},{"$f":"IFERROR(HLOOKUP($BN115,'Early Retirement'!$AF$4:$BE$5,2,FALSE),0)","v":0},0,0,"kW/ton",{"$f":"IFERROR(INDEX('Early Retirement'!$BG$4:$CG$32,$BJ115,$BN115),0)","v":0},{"$f":"IFERROR(HLOOKUP($BN115,'Early Retirement'!$BH$4:$CH$5,2,FALSE),0)","v":0},0,"COP","Yes",0,0,"kW/ton",0,"COP",0,0,"kW/ton",0,"COP",null,"ciacca35",9.5619999999999994,"EER",12.5,"IPLV",1.2549675800041833,0.96,"kW/ton",null,null,null,null,"Air Cooled Chiller",0,"Screw","B",75]
[null,null,null,null,null,null,null,null,null,null,null,null,null,null,null,null,null,null,null,null,null,null,null,null,114,{"$f":"IF(Inventory!$C123=\"\",\"a\",VLOOKUP(Inventory!$C123,$B$3:$C$6,2,FALSE))","v":"a"},{"$f":"IF(AND($Z116=\"b\",Inventory!$I123=\"\"),\"a\",IF(AND($Z116=\"b\",Inventory!$I123<>\"\"),VLOOKUP(Inventory!$I123,$E$3:$F$12,2,FALSE),IF(AND(OR($Z116=\"c\",$Z116=\"d\"),Inventory!$AB123=\"\"),\"a\",IF(AND(OR($Z116=\"c\",$Z116=\"d\"),Inventory!$AB123<>\"\"),VLOOKUP(Inventory!$AB123,$E$3:$F$12,2,FALSE),\"a\"))))","v":"a"},{"$f":"IF(OR(AND($AA116<>\"b\",$AA116<>\"c\"),$AF116=0,$AF116>=(65000/12000),Inventory!$AC123=\"\"),\"a\",VLOOKUP(Inventory!$AC123,$H$3:$I$5,2,FALSE))","v":"a"},{"$f":"IF(AND(AA116<>\"I\",AA116<>\"j\"),\"a\",IF(AND(OR(Z116=\"b\",Z116=\"c\",Z116=\"d\"),Inventory!AD123=\"\"),\"a\",IF(AND(OR(Z116=\"b\",Z116=\"c\",Z116=\"d\"),Inventory!AD123<>\"\"),VLOOKUP(Inventory!AD123,$K$3:$L$5,2,FALSE),\"a\")))","v":"a"},{"$f":"IF(AND($AA116<>\"i\",$AA116<>\"j\"),\"a\",IF(AND($Z116=\"b\",Inventory!$L123=\"\"),\"a\",IF(AND($Z116=\"b\",Inventory!$L123<>\"\"),VLOOKUP(Inventory!$L123,$N$3:$O$6,2,FALSE),IF(AND(OR($Z116=\"c\",$Z116=\"d\"),Inventory!$AE123=\"\"),\"a\",IF(AND(OR($Z116=\"c\",$Z116=\"d\"),Inventory!$AE123<>\"\"),VLOOKUP(Inventory!$AE123,$N$3:$O$6,2,FALSE),\"a\")))))","v":"a"},{"$f":"IF(OR(AND($AA116<>\"e\",$AA116<>\"f\"),$AF116=0,Inventory!$AG123=\"\"),\"a\",VLOOKUP(Inventory!$AG123,$Q$3:$R$5,2,FALSE))","v":"a"},{"$f":"IF(OR(Inventory!C123=\"New Construction\",Inventory!C123=\"Replace-on-Burnout\"),Inventory!AT123,IF(Inventory!C123=\"Early Retirement\",Inventory!AS123,0))","v":0},"","","","","","","","","","","","",0,"aaaaaa0","No","No",{"$f":"IF($Z116=\"a\",0,IF($Z116=\"b\",Inventory!$M123,Inventory!$AH123))","v":0},{"$f":"IF(OR($Z116=\"a\",AND($AU116=\"No\",$AV116=\"No\")),0,IF(AND($Z116=\"b\",Inventory!$O123=\"Btu/hr\"),Inventory!$N123,IF(AND($Z116=\"b\",Inventory!$O123=\"Tons\"),Inventory!$N123*12000,IF(AND(OR($Z116=\"c\",$Z116=\"d\"),Inventory!$AJ123=\"Btu/hr\"),Inventory!$AI123,IF(AND(OR($Z116=\"c\",$Z116=\"d\"),Inventory!$AJ123=\"Tons\"),Inventory!$AI123*12000,0)))))","v":0},0,0,"EER",0,"kW/ton",{"$f":"IF(OR($Z116=\"a\",$AV116=\"No\"),0,IF(AND($Z116=\"b\",Inventory!$Q123=\"Btu/hr\"),Inventory!$P123,IF(AND($Z116=\"b\",Inventory!$Q123=\"Tons\"),Inventory!$P123*12000,IF(AND(OR($Z116=\"c\",$Z116=\"d\"),Inventory!$AL123=\"Btu/hr\"),Inventory!$AK123,IF(AND(OR($Z116=\"c\",$Z116=\"d\"),Inventory!$AL123=\"Tons\"),Inventory!$AK123*12000,0)))))","v":0},0,0,"COP","No",{"$f":"IF(OR(Inventory!$J123=\"\",$BH116=\"No\"),\"-\",Inventory!$J123)","v":"-"},{"$f":"IFERROR(VLOOKUP($BI116,'Early Retirement'!$B$6:$C$32,2,FALSE),\"-\")","v":"-"},{"$f":"IF(OR($Z116<>\"b\",AND($AA116<>\"b\",$AA116<>\"c\")),\"n\",IF(AND($AS116<>1,$AS116<>2,$AS116<>7,$AS116<>8),\"n\",IF(Inventory!$K123=\"Split\",\"s\",IF(Inventory!$K123=\"Packaged\",\"p\",\"n\"))))","v":"n"},{"$f":"IF(AND($AA116<>\"i\",$AA116<>\"j\"),\"n\",IF(Inventory!$L123=\"Centrifugal\",\"c\",\"n\"))","v":"n"},"-","-",{"$f":"IFERROR(INDEX('Early Retirement'!$C$4:$AC$32,$BJ116,$BN116),0)","v":0},{"$f":"IFERROR(HLOOKUP($BN116,'Early Retirement'!$D$4:$AC$5,2,FALSE),0)","v":0},{"$f":"IFERROR(INDEX('Early Retirement'!$AE$4:$BE$32,$BJ116,$BN116),0)","v":0},{"$f":"IFERROR(HLOOKUP($BN116,'Early Retirement'!$AF$4:$BE$5,2,FALSE),0)","v":0},0,0,"kW/ton",{"$f":"IFERROR(INDEX('Early Retirement'!$BG$4:$CG$32,$BJ116,$BN116),0)","v":0},{"$f":"IFERROR(HLOOKUP($BN116,'Early Retirement'!$BH$4:$CH$5,2,FALSE),0)","v":0},0,"COP","Yes",0,0,"kW/ton",0,"COP",0,0,"kW/ton",0,"COP",null,"ciacca36",9.5619999999999994,"EER",12.5,"IPLV",1.2549675800041833,0.96,"kW/ton",null,null,null,null,"Air Cooled Chiller",0,"Screw","B",150]
[null,null,null,null,null,null,null,null,null,null,null,null,null,null,null,null,null,null,null,null,null,null,null,null,115,{"$f":"IF(Inventory!$C124=\"\",\"a\",VLOOKUP(Inventory!$C124,$B$3:$C$6,2,FALSE))","v":"a"},{"$f":"IF(AND($Z117=\"b\",Inventory!$I124=\"\"),\"a\",IF(AND($Z117=\"b\",Inventory!$I124<>\"\"),VLOOKUP(Inventory!$I124,$E$3:$F$12,2,FALSE),IF(AND(OR($Z117=\"c\",$Z117=\"d\"),Inventory!$AB124=\"\"),\"a\",IF(AND(OR($Z117=\"c\",$Z117=\"d\"),Inventory!$AB124<>\"\"),VLOOKUP(Inventory!$AB124,$E$3:$F$12,2,FALSE),\"a\"))))","v":"a"},{"$f":"IF(OR(AND($AA117<>\"b\",$AA117<>\"c\"),$AF117=0,$AF117>=(65000/12000),Inventory!$AC124=\"\"),\"a\",VLOOKUP(Inventory!$AC124,$H$3:$I$5,2,FALSE))","v":"a"},{"$f":"IF(AND(AA117<>\"I\",AA117<>\"j\"),\"a\",IF(AND(OR(Z117=\"b\",Z117=\"c\",Z117=\"d\"),Inventory!AD124=\"\"),\"a\",IF(AND(OR(Z117=\"b\",Z117=\"c\",Z117=\"d\"),Inventory!AD124<>\"\"),VLOOKUP(Inventory!AD124,$K$3:$L$5,2,FALSE),\"a\")))","v":"a"},{"$f":"IF(AND($AA117<>\"i\",$AA117<>\"j\"),\"a\",IF(AND($Z117=\"b\",Inventory!$L124=\"\"),\"a\",IF(AND($Z117=\"b\",Inventory!$L124<>\"\"),VLOOKUP(Inventory!$L124,$N$3:$O$6,2,FALSE),IF(AND(OR($Z117=\"c\",$Z117=\"d\"),Inventory!$AE124=\"\"),\"a\",IF(AND(OR($Z117=\"c\",$Z117=\"d\"),Inventory!$AE124<>\"\"),VLOOKUP(Inventory!$AE124,$N$3:$O$6,2,FALSE),\"a\")))))","v":"a"},{"$f":"IF(OR(AND($AA117<>\"e\",$AA117<>\"f\"),$AF117=0,Inventory!$AG124=\"\"),\"a\",VLOOKUP(Inventory!$AG124,$Q$3:$R$5,2,FALSE))","v":"a"},{"$f":"IF(OR(Inventory!C124=\"New Construction\",Inventory!C124=\"Replace-on-Burnout\"),Inventory!AT124,IF(Inventory!C124=\"Early Retirement\",Inventory!AS124,0))","v":0},"","","","","","","","","","","","",0,"aaaaaa0","No","No",{"$f":"IF($Z117=\"a\",0,IF($Z117=\"b\",Inventory!$M124,Inventory!$AH124))","v":0},{"$f":"IF(OR($Z117=\"a\",AND($AU117=\"No\",$AV117=\"No\")),0,IF(AND($Z117=\"b\",Inventory!$O124=\"Btu/hr\"),Inventory!$N124,IF(AND($Z117=\"b\",Inventory!$O124=\"Tons\"),Inventory!$N124*12000,IF(AND(OR($Z117=\"c\",$Z117=\"d\"),Inventory!$AJ124=\"Btu/hr\"),Inventory!$AI124,IF(AND(OR($Z117=\"c\",$Z117=\"d\"),Inventory!$AJ124=\"Tons\"),Inventory!$AI124*12000,0)))))","v":0},0,0,"EER",0,"kW/ton",{"$f":"IF(OR($Z117=\"a\",$AV117=\"No\"),0,IF(AND($Z117=\"b\",Inventory!$Q124=\"Btu/hr\"),Inventory!$P124,IF(AND($Z117=\"b\",Inventory!$Q124=\"Tons\"),Inventory!$P124*12000,IF(AND(OR($Z117=\"c\",$Z117=\"d\"),Inventory!$AL124=\"Btu/hr\"),Inventory!$AK124,IF(AND(OR($Z117=\"c\",$Z117=\"d\"),Inventory!$AL124=\"Tons\"),Inventory!$AK124*12000,0)))))","v":0},0,0,"COP","No",{"$f":"IF(OR(Inventory!$J124=\"\",$BH117=\"No\"),\"-\",Inventory!$J124)","v":"-"},{"$f":"IFERROR(VLOOKUP($BI117,'Early Retirement'!$B$6:$C$32,2,FALSE),\"-\")","v":"-"},{"$f":"IF(OR($Z117<>\"b\",AND($AA117<>\"b\",$AA117<>\"c\")),\"n\",IF(AND($AS117<>1,$AS117<>2,$AS117<>7,$AS117<>8),\"n\",IF(Inventory!$K124=\"Split\",\"s\",IF(Inventory!$K124=\"Packaged\",\"p\",\"n\"))))","v":"n"},{"$f":"IF(AND($AA117<>\"i\",$AA117<>\"j\"),\"n\",IF(Inventory!$L124=\"Centrifugal\",\"c\",\"n\"))","v":"n"},"-","-",{"$f":"IFERROR(INDEX('Early Retirement'!$C$4:$AC$32,$BJ117,$BN117),0)","v":0},{"$f":"IFERROR(HLOOKUP($BN117,'Early Retirement'!$D$4:$AC$5,2,FALSE),0)","v":0},{"$f":"IFERROR(INDEX('Early Retirement'!$AE$4:$BE$32,$BJ117,$BN117),0)","v":0},{"$f":"IFERROR(HLOOKUP($BN117,'Early Retirement'!$AF$4:$BE$5,2,FALSE),0)","v":0},0,0,"kW/ton",{"$f":"IFERROR(INDEX('Early Retirement'!$BG$4:$CG$32,$BJ117,$BN117),0)","v":0},{"$f":"IFERROR(HLOOKUP($BN117,'Early Retirement'!$BH$4:$CH$5,2,FALSE),0)","v":0},0,"COP","Yes",0,0,"kW/ton",0,"COP",0,0,"kW/ton",0,"COP",null,"ciacca37",9.5619999999999994,"EER",12.75,"IPLV",1.2549675800041833,0.94117647058823528,"kW/ton",null,null,null,null,"Air Cooled Chiller",0,"Screw","B",300]
[null,null,null,null,null,null,null,null,null,null,null,null,null,null,null,null,null,null,null,null,null,null,null,null,116,{"$f":"IF(Inventory!$C125=\"\",\"a\",VLOOKUP(Inventory!$C125,$B$3:$C$6,2,FALSE))","v":"a"},{"$f":"IF(AND($Z118=\"b\",Inventory!$I125=\"\"),\"a\",IF(AND($Z118=\"b\",Inventory!$I125<>\"\"),VLOOKUP(Inventory!$I125,$E$3:$F$12,2,FALSE),IF(AND(OR($Z118=\"c\",$Z118=\"d\"),Inventory!$AB125=\"\"),\"a\",IF(AND(OR($Z118=\"c\",$Z118=\"d\"),Inventory!$AB125<>\"\"),VLOOKUP(Inventory!$AB125,$E$3:$F$12,2,FALSE),\"a\"))))","v":"a"},{"$f":"IF(OR(AND($AA118<>\"b\",$AA118<>\"c\"),$AF118=0,$AF118>=(65000/12000),Inventory!$AC125=\"\"),\"a\",VLOOKUP(Inventory!$AC125,$H$3:$I$5,2,FALSE))","v":"a"},{"$f":"IF(AND(AA118<>\"I\",AA118<>\"j\"),\"a\",IF(AND(OR(Z118=\"b\",Z118=\"c\",Z118=\"d\"),Inventory!AD125=\"\"),\"a\",IF(AND(OR(Z118=\"b\",Z118=\"c\",Z118=\"d\"),Inventory!AD125<>\"\"),VLOOKUP(Inventory!AD125,$K$3:$L$5,2,FALSE),\"a\")))","v":"a"},{"$f":"IF(AND($AA118<>\"i\",$AA118<>\"j\"),\"a\",IF(AND($Z118=\"b\",Inventory!$L125=\"\"),\"a\",IF(AND($Z118=\"b\",Inventory!$L125<>\"\"),VLOOKUP(Inventory!$L125,$N$3:$O$6,2,FALSE),IF(AND(OR($Z118=\"c\",$Z118=\"d\"),Inventory!$AE125=\"\"),\"a\",IF(AND(OR($Z118=\"c\",$Z118=\"d\"),Inventory!$AE125<>\"\"),VLOOKUP(Inventory!$AE125,$N$3:$O$6,2,FALSE),\"a\")))))","v":"a"},{"$f":"IF(OR(AND($AA118<>\"e\",$AA118<>\"f\"),$AF118=0,Inventory!$AG125=\"\"),\"a\",VLOOKUP(Inventory!$AG125,$Q$3:$R$5,2,FALSE))","v":"a"},{"$f":"IF(OR(Inventory!C125=\"New Construction\",Inventory!C125=\"Replace-on-Burnout\"),Inventory!AT125,IF(Inventory!C125=\"Early Retirement\",Inventory!AS125,0))","v":0},"","","","","","","","","","","","",0,"aaaaaa0","No","No",{"$f":"IF($Z118=\"a\",0,IF($Z118=\"b\",Inventory!$M125,Inventory!$AH125))","v":0},{"$f":"IF(OR($Z118=\"a\",AND($AU118=\"No\",$AV118=\"No\")),0,IF(AND($Z118=\"b\",Inventory!$O125=\"Btu/hr\"),Inventory!$N125,IF(AND($Z118=\"b\",Inventory!$O125=\"Tons\"),Inventory!$N125*12000,IF(AND(OR($Z118=\"c\",$Z118=\"d\"),Inventory!$AJ125=\"Btu/hr\"),Inventory!$AI125,IF(AND(OR($Z118=\"c\",$Z118=\"d\"),Inventory!$AJ125=\"Tons\"),Inventory!$AI125*12000,0)))))","v":0},0,0,"EER",0,"kW/ton",{"$f":"IF(OR($Z118=\"a\",$AV118=\"No\"),0,IF(AND($Z118=\"b\",Inventory!$Q125=\"Btu/hr\"),Inventory!$P125,IF(AND($Z118=\"b\",Inventory!$Q125=\"Tons\"),Inventory!$P125*12000,IF(AND(OR($Z118=\"c\",$Z118=\"d\"),Inventory!$AL125=\"Btu/hr\"),Inventory!$AK125,IF(AND(OR($Z118=\"c\",$Z118=\"d\"),Inventory!$AL125=\"Tons\"),Inventory!$AK125*12000,0)))))","v":0},0,0,"COP","No",{"$f":"IF(OR(Inventory!$J125=\"\",$BH118=\"No\"),\"-\",Inventory!$J125)","v":"-"},{"$f":"IFERROR(VLOOKUP($BI118,'Early Retirement'!$B$6:$C$32,2,FALSE),\"-\")","v":"-"},{"$f":"IF(OR($Z118<>\"b\",AND($AA118<>\"b\",$AA118<>\"c\")),\"n\",IF(AND($AS118<>1,$AS118<>2,$AS118<>7,$AS118<>8),\"n\",IF(Inventory!$K125=\"Split\",\"s\",IF(Inventory!$K125=\"Packaged\",\"p\",\"n\"))))","v":"n"},{"$f":"IF(AND($AA118<>\"i\",$AA118<>\"j\"),\"n\",IF(Inventory!$L125=\"Centrifugal\",\"c\",\"n\"))","v":"n"},"-","-",{"$f":"IFERROR(INDEX('Early Retirement'!$C$4:$AC$32,$BJ118,$BN118),0)","v":0},{"$f":"IFERROR(HLOOKUP($BN118,'Early Retirement'!$D$4:$AC$5,2,FALSE),0)","v":0},{"$f":"IFERROR(INDEX('Early Retirement'!$AE$4:$BE$32,$BJ118,$BN118),0)","v":0},{"$f":"IFERROR(HLOOKUP($BN118,'Early Retirement'!$AF$4:$BE$5,2,FALSE),0)","v":0},0,0,"kW/ton",{"$f":"IFERROR(INDEX('Early Retirement'!$BG$4:$CG$32,$BJ118,$BN118),0)","v":0},{"$f":"IFERROR(HLOOKUP($BN118,'Early Retirement'!$BH$4:$CH$5,2,FALSE),0)","v":0},0,"COP","Yes",0,0,"kW/ton",0,"COP",0,0,"kW/ton",0,"COP",null,"ciacca38",9.5619999999999994,"EER",12.75,"IPLV",1.2549675800041833,0.94117647058823528,"kW/ton",null,null,null,null,"Air Cooled Chiller",0,"Screw","B",600]
[null,null,null,null,null,null,null,null,null,null,null,null,null,null,null,null,null,null,null,null,null,null,null,null,117,{"$f":"IF(Inventory!$C126=\"\",\"a\",VLOOKUP(Inventory!$C126,$B$3:$C$6,2,FALSE))","v":"a"},{"$f":"IF(AND($Z119=\"b\",Inventory!$I126=\"\"),\"a\",IF(AND($Z119=\"b\",Inventory!$I126<>\"\"),VLOOKUP(Inventory!$I126,$E$3:$F$12,2,FALSE),IF(AND(OR($Z119=\"c\",$Z119=\"d\"),Inventory!$AB126=\"\"),\"a\",IF(AND(OR($Z119=\"c\",$Z119=\"d\"),Inventory!$AB126<>\"\"),VLOOKUP(Inventory!$AB126,$E$3:$F$12,2,FALSE),\"a\"))))","v":"a"},{"$f":"IF(OR(AND($AA119<>\"b\",$AA119<>\"c\"),$AF119=0,$AF119>=(65000/12000),Inventory!$AC126=\"\"),\"a\",VLOOKUP(Inventory!$AC126,$H$3:$I$5,2,FALSE))","v":"a"},{"$f":"IF(AND(AA119<>\"I\",AA119<>\"j\"),\"a\",IF(AND(OR(Z119=\"b\",Z119=\"c\",Z119=\"d\"),Inventory!AD126=\"\"),\"a\",IF(AND(OR(Z119=\"b\",Z119=\"c\",Z119=\"d\"),Inventory!AD126<>\"\"),VLOOKUP(Inventory!AD126,$K$3:$L$5,2,FALSE),\"a\")))","v":"a"},{"$f":"IF(AND($AA119<>\"i\",$AA119<>\"j\"),\"a\",IF(AND($Z119=\"b\",Inventory!$L126=\"\"),\"a\",IF(AND($Z119=\"b\",Inventory!$L126<>\"\"),VLOOKUP(Inventory!$L126,$N$3:$O$6,2,FALSE),IF(AND(OR($Z119=\"c\",$Z119=\"d\"),Inventory!$AE126=\"\"),\"a\",IF(AND(OR($Z119=\"c\",$Z119=\"d\"),Inventory!$AE126<>\"\"),VLOOKUP(Inventory!$AE126,$N$3:$O$6,2,FALSE),\"a\")))))","v":"a"},{"$f":"IF(OR(AND($AA119<>\"e\",$AA119<>\"f\"),$AF119=0,Inventory!$AG126=\"\"),\"a\",VLOOKUP(Inventory!$AG126,$Q$3:$R$5,2,FALSE))","v":"a"},{"$f":"IF(OR(Inventory!C126=\"New Construction\",Inventory!C126=\"Replace-on-Burnout\"),Inventory!AT126,IF(Inventory!C126=\"Early Retirement\",Inventory!AS126,0))","v":0},"","","","","","","","","","","","",0,"aaaaaa0","No","No",{"$f":"IF($Z119=\"a\",0,IF($Z119=\"b\",Inventory!$M126,Inventory!$AH126))","v":0},{"$f":"IF(OR($Z119=\"a\",AND($AU119=\"No\",$AV119=\"No\")),0,IF(AND($Z119=\"b\",Inventory!$O126=\"Btu/hr\"),Inventory!$N126,IF(AND($Z119=\"b\",Inventory!$O126=\"Tons\"),Inventory!$N126*12000,IF(AND(OR($Z119=\"c\",$Z119=\"d\"),Inventory!$AJ126=\"Btu/hr\"),Inventory!$AI126,IF(AND(OR($Z119=\"c\",$Z119=\"d\"),Inventory!$AJ126=\"Tons\"),Inventory!$AI126*12000,0)))))","v":0},0,0,"EER",0,"kW/ton",{"$f":"IF(OR($Z119=\"a\",$AV119=\"No\"),0,IF(AND($Z119=\"b\",Inventory!$Q126=\"Btu/hr\"),Inventory!$P126,IF(AND($Z119=\"b\",Inventory!$Q126=\"Tons\"),Inventory!$P126*12000,IF(AND(OR($Z119=\"c\",$Z119=\"d\"),Inventory!$AL126=\"Btu/hr\"),Inventory!$AK126,IF(AND(OR($Z119=\"c\",$Z119=\"d\"),Inventory!$AL126=\"Tons\"),Inventory!$AK126*12000,0)))))","v":0},0,0,"COP","No",{"$f":"IF(OR(Inventory!$J126=\"\",$BH119=\"No\"),\"-\",Inventory!$J126)","v":"-"},{"$f":"IFERROR(VLOOKUP($BI119,'Early Retirement'!$B$6:$C$32,2,FALSE),\"-\")","v":"-"},{"$f":"IF(OR($Z119<>\"b\",AND($AA119<>\"b\",$AA119<>\"c\")),\"n\",IF(AND($AS119<>1,$AS119<>2,$AS119<>7,$AS119<>8),\"n\",IF(Inventory!$K126=\"Split\",\"s\",IF(Inventory!$K126=\"Packaged\",\"p\",\"n\"))))","v":"n"},{"$f":"IF(AND($AA119<>\"i\",$AA119<>\"j\"),\"n\",IF(Inventory!$L126=\"Centrifugal\",\"c\",\"n\"))","v":"n"},"-","-",{"$f":"IFERROR(INDEX('Early Retirement'!$C$4:$AC$32,$BJ119,$BN119),0)","v":0},{"$f":"IFERROR(HLOOKUP($BN119,'Early Retirement'!$D$4:$AC$5,2,FALSE),0)","v":0},{"$f":"IFERROR(INDEX('Early Retirement'!$AE$4:$BE$32,$BJ119,$BN119),0)","v":0},{"$f":"IFERROR(HLOOKUP($BN119,'Early Retirement'!$AF$4:$BE$5,2,FALSE),0)","v":0},0,0,"kW/ton",{"$f":"IFERROR(INDEX('Early Retirement'!$BG$4:$CG$32,$BJ119,$BN119),0)","v":0},{"$f":"IFERROR(HLOOKUP($BN119,'Early Retirement'!$BH$4:$CH$5,2,FALSE),0)","v":0},0,"COP","Yes",0,0,"kW/ton",0,"COP",0,0,"kW/ton",0,"COP",null,"ciacca39",9.5619999999999994,"EER",12.75,"IPLV",1.2549675800041833,0.94117647058823528,"kW/ton",null,null,null,null,"Air Cooled Chiller",0,"Screw","B",0]
[null,null,null,null,null,null,null,null,null,null,null,null,null,null,null,null,null,null,null,null,null,null,null,null,118,{"$f":"IF(Inventory!$C127=\"\",\"a\",VLOOKUP(Inventory!$C127,$B$3:$C$6,2,FALSE))","v":"a"},{"$f":"IF(AND($Z120=\"b\",Inventory!$I127=\"\"),\"a\",IF(AND($Z120=\"b\",Inventory!$I127<>\"\"),VLOOKUP(Inventory!$I127,$E$3:$F$12,2,FALSE),IF(AND(OR($Z120=\"c\",$Z120=\"d\"),Inventory!$AB127=\"\"),\"a\",IF(AND(OR($Z120=\"c\",$Z120=\"d\"),Inventory!$AB127<>\"\"),VLOOKUP(Inventory!$AB127,$E$3:$F$12,2,FALSE),\"a\"))))","v":"a"},{"$f":"IF(OR(AND($AA120<>\"b\",$AA120<>\"c\"),$AF120=0,$AF120>=(65000/12000),Inventory!$AC127=\"\"),\"a\",VLOOKUP(Inventory!$AC127,$H$3:$I$5,2,FALSE))","v":"a"},{"$f":"IF(AND(AA120<>\"I\",AA120<>\"j\"),\"a\",IF(AND(OR(Z120=\"b\",Z120=\"c\",Z120=\"d\"),Inventory!AD127=\"\"),\"a\",IF(AND(OR(Z120=\"b\",Z120=\"c\",Z120=\"d\"),Inventory!AD127<>\"\"),VLOOKUP(Inventory!AD127,$K$3:$L$5,2,FALSE),\"a\")))","v":"a"},{"$f":"IF(AND($AA120<>\"i\",$AA120<>\"j\"),\"a\",IF(AND($Z120=\"b\",Inventory!$L127=\"\"),\"a\",IF(AND($Z120=\"b\",Inventory!$L127<>\"\"),VLOOKUP(Inventory!$L127,$N$3:$O$6,2,FALSE),IF(AND(OR($Z120=\"c\",$Z120=\"d\"),Inventory!$AE127=\"\"),\"a\",IF(AND(OR($Z120=\"c\",$Z120=\"d\"),Inventory!$AE127<>\"\"),VLOOKUP(Inventory!$AE127,$N$3:$O$6,2,FALSE),\"a\")))))","v":"a"},{"$f":"IF(OR(AND($AA120<>\"e\",$AA120<>\"f\"),$AF120=0,Inventory!$AG127=\"\"),\"a\",VLOOKUP(Inventory!$AG127,$Q$3:$R$5,2,FALSE))","v":"a"},{"$f":"IF(OR(Inventory!C127=\"New Construction\",Inventory!C127=\"Replace-on-Burnout\"),Inventory!AT127,IF(Inventory!C127=\"Early Retirement\",Inventory!AS127,0))","v":0},"","","","","","","","","","","","",0,"aaaaaa0","No","No",{"$f":"IF($Z120=\"a\",0,IF($Z120=\"b\",Inventory!$M127,Inventory!$AH127))","v":0},{"$f":"IF(OR($Z120=\"a\",AND($AU120=\"No\",$AV120=\"No\")),0,IF(AND($Z120=\"b\",Inventory!$O127=\"Btu/hr\"),Inventory!$N127,IF(AND($Z120=\"b\",Inventory!$O127=\"Tons\"),Inventory!$N127*12000,IF(AND(OR($Z120=\"c\",$Z120=\"d\"),Inventory!$AJ127=\"Btu/hr\"),Inventory!$AI127,IF(AND(OR($Z120=\"c\",$Z120=\"d\"),Inventory!$AJ127=\"Tons\"),Inventory!$AI127*12000,0)))))","v":0},0,0,"EER",0,"kW/ton",{"$f":"IF(OR($Z120=\"a\",$AV120=\"No\"),0,IF(AND($Z120=\"b\",Inventory!$Q127=\"Btu/hr\"),Inventory!$P127,IF(AND($Z120=\"b\",Inventory!$Q127=\"Tons\"),Inventory!$P127*12000,IF(AND(OR($Z120=\"c\",$Z120=\"d\"),Inventory!$AL127=\"Btu/hr\"),Inventory!$AK127,IF(AND(OR($Z120=\"c\",$Z120=\"d\"),Inventory!$AL127=\"Tons\"),Inventory!$AK127*12000,0)))))","v":0},0,0,"COP","No",{"$f":"IF(OR(Inventory!$J127=\"\",$BH120=\"No\"),\"-\",Inventory!$J127)","v":"-"},{"$f":"IFERROR(VLOOKUP($BI120,'Early Retirement'!$B$6:$C$32,2,FALSE),\"-\")","v":"-"},{"$f":"IF(OR($Z120<>\"b\",AND($AA120<>\"b\",$AA120<>\"c\")),\"n\",IF(AND($AS120<>1,$AS120<>2,$AS120<>7,$AS120<>8),\"n\",IF(Inventory!$K127=\"Split\",\"s\",IF(Inventory!$K127=\"Packaged\",\"p\",\"n\"))))","v":"n"},{"$f":"IF(AND($AA120<>\"i\",$AA120<>\"j\"),\"n\",IF(Inventory!$L127=\"Centrifugal\",\"c\",\"n\"))","v":"n"},"-","-",{"$f":"IFERROR(INDEX('Early Retirement'!$C$4:$AC$32,$BJ120,$BN120),0)","v":0},{"$f":"IFERROR(HLOOKUP($BN120,'Early Retirement'!$D$4:$AC$5,2,FALSE),0)","v":0},{"$f":"IFERROR(INDEX('Early Retirement'!$AE$4:$BE$32,$BJ120,$BN120),0)","v":0},{"$f":"IFERROR(HLOOKUP($BN120,'Early Retirement'!$AF$4:$BE$5,2,FALSE),0)","v":0},0,0,"kW/ton",{"$f":"IFERROR(INDEX('Early Retirement'!$BG$4:$CG$32,$BJ120,$BN120),0)","v":0},{"$f":"IFERROR(HLOOKUP($BN120,'Early Retirement'!$BH$4:$CH$5,2,FALSE),0)","v":0},0,"COP","Yes",0,0,"kW/ton",0,"COP",0,0,"kW/ton",0,"COP",null,"ciacda35",9.5619999999999994,"EER",12.5,"IPLV",1.2549675800041833,0.96,"kW/ton",null,null,null,null,"Air Cooled Chiller",0,"Scroll","B",75]
[null,null,null,null,null,null,null,null,null,null,null,null,null,null,null,null,null,null,null,null,null,null,null,null,119,{"$f":"IF(Inventory!$C128=\"\",\"a\",VLOOKUP(Inventory!$C128,$B$3:$C$6,2,FALSE))","v":"a"},{"$f":"IF(AND($Z121=\"b\",Inventory!$I128=\"\"),\"a\",IF(AND($Z121=\"b\",Inventory!$I128<>\"\"),VLOOKUP(Inventory!$I128,$E$3:$F$12,2,FALSE),IF(AND(OR($Z121=\"c\",$Z121=\"d\"),Inventory!$AB128=\"\"),\"a\",IF(AND(OR($Z121=\"c\",$Z121=\"d\"),Inventory!$AB128<>\"\"),VLOOKUP(Inventory!$AB128,$E$3:$F$12,2,FALSE),\"a\"))))","v":"a"},{"$f":"IF(OR(AND($AA121<>\"b\",$AA121<>\"c\"),$AF121=0,$AF121>=(65000/12000),Inventory!$AC128=\"\"),\"a\",VLOOKUP(Inventory!$AC128,$H$3:$I$5,2,FALSE))","v":"a"},{"$f":"IF(AND(AA121<>\"I\",AA121<>\"j\"),\"a\",IF(AND(OR(Z121=\"b\",Z121=\"c\",Z121=\"d\"),Inventory!AD128=\"\"),\"a\",IF(AND(OR(Z121=\"b\",Z121=\"c\",Z121=\"d\"),Inventory!AD128<>\"\"),VLOOKUP(Inventory!AD128,$K$3:$L$5,2,FALSE),\"a\")))","v":"a"},{"$f":"IF(AND($AA121<>\"i\",$AA121<>\"j\"),\"a\",IF(AND($Z121=\"b\",Inventory!$L128=\"\"),\"a\",IF(AND($Z121=\"b\",Inventory!$L128<>\"\"),VLOOKUP(Inventory!$L128,$N$3:$O$6,2,FALSE),IF(AND(OR($Z121=\"c\",$Z121=\"d\"),Inventory!$AE128=\"\"),\"a\",IF(AND(OR($Z121=\"c\",$Z121=\"d\"),Inventory!$AE128<>\"\"),VLOOKUP(Inventory!$AE128,$N$3:$O$6,2,FALSE),\"a\")))))","v":"a"},{"$f":"IF(OR(AND($AA121<>\"e\",$AA121<>\"f\"),$AF121=0,Inventory!$AG128=\"\"),\"a\",VLOOKUP(Inventory!$AG128,$Q$3:$R$5,2,FALSE))","v":"a"},{"$f":"IF(OR(Inventory!C128=\"New Construction\",Inventory!C128=\"Replace-on-Burnout\"),Inventory!AT128,IF(Inventory!C128=\"Early Retirement\",Inventory!AS128,0))","v":0},"","","","","","","","","","","","",0,"aaaaaa0","No","No",{"$f":"IF($Z121=\"a\",0,IF($Z121=\"b\",Inventory!$M128,Inventory!$AH128))","v":0},{"$f":"IF(OR($Z121=\"a\",AND($AU121=\"No\",$AV121=\"No\")),0,IF(AND($Z121=\"b\",Inventory!$O128=\"Btu/hr\"),Inventory!$N128,IF(AND($Z121=\"b\",Inventory!$O128=\"Tons\"),Inventory!$N128*12000,IF(AND(OR($Z121=\"c\",$Z121=\"d\"),Inventory!$AJ128=\"Btu/hr\"),Inventory!$AI128,IF(AND(OR($Z121=\"c\",$Z121=\"d\"),Inventory!$AJ128=\"Tons\"),Inventory!$AI128*12000,0)))))","v":0},0,0,"EER",0,"kW/ton",{"$f":"IF(OR($Z121=\"a\",$AV121=\"No\"),0,IF(AND($Z121=\"b\",Inventory!$Q128=\"Btu/hr\"),Inventory!$P128,IF(AND($Z121=\"b\",Inventory!$Q128=\"Tons\"),Inventory!$P128*12000,IF(AND(OR($Z121=\"c\",$Z121=\"d\"),Inventory!$AL128=\"Btu/hr\"),Inventory!$AK128,IF(AND(OR($Z121=\"c\",$Z121=\"d\"),Inventory!$AL128=\"Tons\"),Inventory!$AK128*12000,0)))))","v":0},0,0,"COP","No",{"$f":"IF(OR(Inventory!$J128=\"\",$BH121=\"No\"),\"-\",Inventory!$J128)","v":"-"},{"$f":"IFERROR(VLOOKUP($BI121,'Early Retirement'!$B$6:$C$32,2,FALSE),\"-\")","v":"-"},{"$f":"IF(OR($Z121<>\"b\",AND($AA121<>\"b\",$AA121<>\"c\")),\"n\",IF(AND($AS121<>1,$AS121<>2,$AS121<>7,$AS121<>8),\"n\",IF(Inventory!$K128=\"Split\",\"s\",IF(Inventory!$K128=\"Packaged\",\"p\",\"n\"))))","v":"n"},{"$f":"IF(AND($AA121<>\"i\",$AA121<>\"j\"),\"n\",IF(Inventory!$L128=\"Centrifugal\",\"c\",\"n\"))","v":"n"},"-","-",{"$f":"IFERROR(INDEX('Early Retirement'!$C$4:$AC$32,$BJ121,$BN121),0)","v":0},{"$f":"IFERROR(HLOOKUP($BN121,'Early Retirement'!$D$4:$AC$5,2,FALSE),0)","v":0},{"$f":"IFERROR(INDEX('Early Retirement'!$AE$4:$BE$32,$BJ121,$BN121),0)","v":0},{"$f":"IFERROR(HLOOKUP($BN121,'Early Retirement'!$AF$4:$BE$5,2,FALSE),0)","v":0},0,0,"kW/ton",{"$f":"IFERROR(INDEX('Early Retirement'!$BG$4:$CG$32,$BJ121,$BN121),0)","v":0},{"$f":"IFERROR(HLOOKUP($BN121,'Early Retirement'!$BH$4:$CH$5,2,FALSE),0)","v":0},0,"COP","Yes",0,0,"kW/ton",0,"COP",0,0,"kW/ton",0,"COP",null,"ciacda36",9.5619999999999994,"EER",12.5,"IPLV",1.2549675800041833,0.96,"kW/ton",null,null,null,null,"Air Cooled Chiller",0,"Scroll","B",150]
[null,null,null,null,null,null,null,null,null,null,null,null,null,null,null,null,null,null,null,null,null,null,null,null,120,{"$f":"IF(Inventory!$C129=\"\",\"a\",VLOOKUP(Inventory!$C129,$B$3:$C$6,2,FALSE))","v":"a"},{"$f":"IF(AND($Z122=\"b\",Inventory!$I129=\"\"),\"a\",IF(AND($Z122=\"b\",Inventory!$I129<>\"\"),VLOOKUP(Inventory!$I129,$E$3:$F$12,2,FALSE),IF(AND(OR($Z122=\"c\",$Z122=\"d\"),Inventory!$AB129=\"\"),\"a\",IF(AND(OR($Z122=\"c\",$Z122=\"d\"),Inventory!$AB129<>\"\"),VLOOKUP(Inventory!$AB129,$E$3:$F$12,2,FALSE),\"a\"))))","v":"a"},{"$f":"IF(OR(AND($AA122<>\"b\",$AA122<>\"c\"),$AF122=0,$AF122>=(65000/12000),Inventory!$AC129=\"\"),\"a\",VLOOKUP(Inventory!$AC129,$H$3:$I$5,2,FALSE))","v":"a"},{"$f":"IF(AND(AA122<>\"I\",AA122<>\"j\"),\"a\",IF(AND(OR(Z122=\"b\",Z122=\"c\",Z122=\"d\"),Inventory!AD129=\"\"),\"a\",IF(AND(OR(Z122=\"b\",Z122=\"c\",Z122=\"d\"),Inventory!AD129<>\"\"),VLOOKUP(Inventory!AD129,$K$3:$L$5,2,FALSE),\"a\")))","v":"a"},{"$f":"IF(AND($AA122<>\"i\",$AA122<>\"j\"),\"a\",IF(AND($Z122=\"b\",Inventory!$L129=\"\"),\"a\",IF(AND($Z122=\"b\",Inventory!$L129<>\"\"),VLOOKUP(Inventory!$L129,$N$3:$O$6,2,FALSE),IF(AND(OR($Z122=\"c\",$Z122=\"d\"),Inventory!$AE129=\"\"),\"a\",IF(AND(OR($Z122=\"c\",$Z122=\"d\"),Inventory!$AE129<>\"\"),VLOOKUP(Inventory!$AE129,$N$3:$O$6,2,FALSE),\"a\")))))","v":"a"},{"$f":"IF(OR(AND($AA122<>\"e\",$AA122<>\"f\"),$AF122=0,Inventory!$AG129=\"\"),\"a\",VLOOKUP(Inventory!$AG129,$Q$3:$R$5,2,FALSE))","v":"a"},{"$f":"IF(OR(Inventory!C129=\"New Construction\",Inventory!C129=\"Replace-on-Burnout\"),Inventory!AT129,IF(Inventory!C129=\"Early Retirement\",Inventory!AS129,0))","v":0},"","","","","","","","","","","","",0,"aaaaaa0","No","No",{"$f":"IF($Z122=\"a\",0,IF($Z122=\"b\",Inventory!$M129,Inventory!$AH129))","v":0},{"$f":"IF(OR($Z122=\"a\",AND($AU122=\"No\",$AV122=\"No\")),0,IF(AND($Z122=\"b\",Inventory!$O129=\"Btu/hr\"),Inventory!$N129,IF(AND($Z122=\"b\",Inventory!$O129=\"Tons\"),Inventory!$N129*12000,IF(AND(OR($Z122=\"c\",$Z122=\"d\"),Inventory!$AJ129=\"Btu/hr\"),Inventory!$AI129,IF(AND(OR($Z122=\"c\",$Z122=\"d\"),Inventory!$AJ129=\"Tons\"),Inventory!$AI129*12000,0)))))","v":0},0,0,"EER",0,"kW/ton",{"$f":"IF(OR($Z122=\"a\",$AV122=\"No\"),0,IF(AND($Z122=\"b\",Inventory!$Q129=\"Btu/hr\"),Inventory!$P129,IF(AND($Z122=\"b\",Inventory!$Q129=\"Tons\"),Inventory!$P129*12000,IF(AND(OR($Z122=\"c\",$Z122=\"d\"),Inventory!$AL129=\"Btu/hr\"),Inventory!$AK129,IF(AND(OR($Z122=\"c\",$Z122=\"d\"),Inventory!$AL129=\"Tons\"),Inventory!$AK129*12000,0)))))","v":0},0,0,"COP","No",{"$f":"IF(OR(Inventory!$J129=\"\",$BH122=\"No\"),\"-\",Inventory!$J129)","v":"-"},{"$f":"IFERROR(VLOOKUP($BI122,'Early Retirement'!$B$6:$C$32,2,FALSE),\"-\")","v":"-"},{"$f":"IF(OR($Z122<>\"b\",AND($AA122<>\"b\",$AA122<>\"c\")),\"n\",IF(AND($AS122<>1,$AS122<>2,$AS122<>7,$AS122<>8),\"n\",IF(Inventory!$K129=\"Split\",\"s\",IF(Inventory!$K129=\"Packaged\",\"p\",\"n\"))))","v":"n"},{"$f":"IF(AND($AA122<>\"i\",$AA122<>\"j\"),\"n\",IF(Inventory!$L129=\"Centrifugal\",\"c\",\"n\"))","v":"n"},"-","-",{"$f":"IFERROR(INDEX('Early Retirement'!$C$4:$AC$32,$BJ122,$BN122),0)","v":0},{"$f":"IFERROR(HLOOKUP($BN122,'Early Retirement'!$D$4:$AC$5,2,FALSE),0)","v":0},{"$f":"IFERROR(INDEX('Early Retirement'!$AE$4:$BE$32,$BJ122,$BN122),0)","v":0},{"$f":"IFERROR(HLOOKUP($BN122,'Early Retirement'!$AF$4:$BE$5,2,FALSE),0)","v":0},0,0,"kW/ton",{"$f":"IFERROR(INDEX('Early Retirement'!$BG$4:$CG$32,$BJ122,$BN122),0)","v":0},{"$f":"IFERROR(HLOOKUP($BN122,'Early Retirement'!$BH$4:$CH$5,2,FALSE),0)","v":0},0,"COP","Yes",0,0,"kW/ton",0,"COP",0,0,"kW/ton",0,"COP",null,"ciacda37",9.5619999999999994,"EER",12.75,"IPLV",1.2549675800041833,0.94117647058823528,"kW/ton",null,null,null,null,"Air Cooled Chiller",0,"Scroll","B",300]
[null,null,null,null,null,null,null,null,null,null,null,null,null,null,null,null,null,null,null,null,null,null,null,null,121,{"$f":"IF(Inventory!$C130=\"\",\"a\",VLOOKUP(Inventory!$C130,$B$3:$C$6,2,FALSE))","v":"a"},{"$f":"IF(AND($Z123=\"b\",Inventory!$I130=\"\"),\"a\",IF(AND($Z123=\"b\",Inventory!$I130<>\"\"),VLOOKUP(Inventory!$I130,$E$3:$F$12,2,FALSE),IF(AND(OR($Z123=\"c\",$Z123=\"d\"),Inventory!$AB130=\"\"),\"a\",IF(AND(OR($Z123=\"c\",$Z123=\"d\"),Inventory!$AB130<>\"\"),VLOOKUP(Inventory!$AB130,$E$3:$F$12,2,FALSE),\"a\"))))","v":"a"},{"$f":"IF(OR(AND($AA123<>\"b\",$AA123<>\"c\"),$AF123=0,$AF123>=(65000/12000),Inventory!$AC130=\"\"),\"a\",VLOOKUP(Inventory!$AC130,$H$3:$I$5,2,FALSE))","v":"a"},{"$f":"IF(AND(AA123<>\"I\",AA123<>\"j\"),\"a\",IF(AND(OR(Z123=\"b\",Z123=\"c\",Z123=\"d\"),Inventory!AD130=\"\"),\"a\",IF(AND(OR(Z123=\"b\",Z123=\"c\",Z123=\"d\"),Inventory!AD130<>\"\"),VLOOKUP(Inventory!AD130,$K$3:$L$5,2,FALSE),\"a\")))","v":"a"},{"$f":"IF(AND($AA123<>\"i\",$AA123<>\"j\"),\"a\",IF(AND($Z123=\"b\",Inventory!$L130=\"\"),\"a\",IF(AND($Z123=\"b\",Inventory!$L130<>\"\"),VLOOKUP(Inventory!$L130,$N$3:$O$6,2,FALSE),IF(AND(OR($Z123=\"c\",$Z123=\"d\"),Inventory!$AE130=\"\"),\"a\",IF(AND(OR($Z123=\"c\",$Z123=\"d\"),Inventory!$AE130<>\"\"),VLOOKUP(Inventory!$AE130,$N$3:$O$6,2,FALSE),\"a\")))))","v":"a"},{"$f":"IF(OR(AND($AA123<>\"e\",$AA123<>\"f\"),$AF123=0,Inventory!$AG130=\"\"),\"a\",VLOOKUP(Inventory!$AG130,$Q$3:$R$5,2,FALSE))","v":"a"},{"$f":"IF(OR(Inventory!C130=\"New Construction\",Inventory!C130=\"Replace-on-Burnout\"),Inventory!AT130,IF(Inventory!C130=\"Early Retirement\",Inventory!AS130,0))","v":0},"","","","","","","","","","","","",0,"aaaaaa0","No","No",{"$f":"IF($Z123=\"a\",0,IF($Z123=\"b\",Inventory!$M130,Inventory!$AH130))","v":0},{"$f":"IF(OR($Z123=\"a\",AND($AU123=\"No\",$AV123=\"No\")),0,IF(AND($Z123=\"b\",Inventory!$O130=\"Btu/hr\"),Inventory!$N130,IF(AND($Z123=\"b\",Inventory!$O130=\"Tons\"),Inventory!$N130*12000,IF(AND(OR($Z123=\"c\",$Z123=\"d\"),Inventory!$AJ130=\"Btu/hr\"),Inventory!$AI130,IF(AND(OR($Z123=\"c\",$Z123=\"d\"),Inventory!$AJ130=\"Tons\"),Inventory!$AI130*12000,0)))))","v":0},0,0,"EER",0,"kW/ton",{"$f":"IF(OR($Z123=\"a\",$AV123=\"No\"),0,IF(AND($Z123=\"b\",Inventory!$Q130=\"Btu/hr\"),Inventory!$P130,IF(AND($Z123=\"b\",Inventory!$Q130=\"Tons\"),Inventory!$P130*12000,IF(AND(OR($Z123=\"c\",$Z123=\"d\"),Inventory!$AL130=\"Btu/hr\"),Inventory!$AK130,IF(AND(OR($Z123=\"c\",$Z123=\"d\"),Inventory!$AL130=\"Tons\"),Inventory!$AK130*12000,0)))))","v":0},0,0,"COP","No",{"$f":"IF(OR(Inventory!$J130=\"\",$BH123=\"No\"),\"-\",Inventory!$J130)","v":"-"},{"$f":"IFERROR(VLOOKUP($BI123,'Early Retirement'!$B$6:$C$32,2,FALSE),\"-\")","v":"-"},{"$f":"IF(OR($Z123<>\"b\",AND($AA123<>\"b\",$AA123<>\"c\")),\"n\",IF(AND($AS123<>1,$AS123<>2,$AS123<>7,$AS123<>8),\"n\",IF(Inventory!$K130=\"Split\",\"s\",IF(Inventory!$K130=\"Packaged\",\"p\",\"n\"))))","v":"n"},{"$f":"IF(AND($AA123<>\"i\",$AA123<>\"j\"),\"n\",IF(Inventory!$L130=\"Centrifugal\",\"c\",\"n\"))","v":"n"},"-","-",{"$f":"IFERROR(INDEX('Early Retirement'!$C$4:$AC$32,$BJ123,$BN123),0)","v":0},{"$f":"IFERROR(HLOOKUP($BN123,'Early Retirement'!$D$4:$AC$5,2,FALSE),0)","v":0},{"$f":"IFERROR(INDEX('Early Retirement'!$AE$4:$BE$32,$BJ123,$BN123),0)","v":0},{"$f":"IFERROR(HLOOKUP($BN123,'Early Retirement'!$AF$4:$BE$5,2,FALSE),0)","v":0},0,0,"kW/ton",{"$f":"IFERROR(INDEX('Early Retirement'!$BG$4:$CG$32,$BJ123,$BN123),0)","v":0},{"$f":"IFERROR(HLOOKUP($BN123,'Early Retirement'!$BH$4:$CH$5,2,FALSE),0)","v":0},0,"COP","Yes",0,0,"kW/ton",0,"COP",0,0,"kW/ton",0,"COP",null,"ciacda38",9.5619999999999994,"EER",12.75,"IPLV",1.2549675800041833,0.94117647058823528,"kW/ton",null,null,null,null,"Air Cooled Chiller",0,"Scroll","B",600]
[null,null,null,null,null,null,null,null,null,null,null,null,null,null,null,null,null,null,null,null,null,null,null,null,122,{"$f":"IF(Inventory!$C131=\"\",\"a\",VLOOKUP(Inventory!$C131,$B$3:$C$6,2,FALSE))","v":"a"},{"$f":"IF(AND($Z124=\"b\",Inventory!$I131=\"\"),\"a\",IF(AND($Z124=\"b\",Inventory!$I131<>\"\"),VLOOKUP(Inventory!$I131,$E$3:$F$12,2,FALSE),IF(AND(OR($Z124=\"c\",$Z124=\"d\"),Inventory!$AB131=\"\"),\"a\",IF(AND(OR($Z124=\"c\",$Z124=\"d\"),Inventory!$AB131<>\"\"),VLOOKUP(Inventory!$AB131,$E$3:$F$12,2,FALSE),\"a\"))))","v":"a"},{"$f":"IF(OR(AND($AA124<>\"b\",$AA124<>\"c\"),$AF124=0,$AF124>=(65000/12000),Inventory!$AC131=\"\"),\"a\",VLOOKUP(Inventory!$AC131,$H$3:$I$5,2,FALSE))","v":"a"},{"$f":"IF(AND(AA124<>\"I\",AA124<>\"j\"),\"a\",IF(AND(OR(Z124=\"b\",Z124=\"c\",Z124=\"d\"),Inventory!AD131=\"\"),\"a\",IF(AND(OR(Z124=\"b\",Z124=\"c\",Z124=\"d\"),Inventory!AD131<>\"\"),VLOOKUP(Inventory!AD131,$K$3:$L$5,2,FALSE),\"a\")))","v":"a"},{"$f":"IF(AND($AA124<>\"i\",$AA124<>\"j\"),\"a\",IF(AND($Z124=\"b\",Inventory!$L131=\"\"),\"a\",IF(AND($Z124=\"b\",Inventory!$L131<>\"\"),VLOOKUP(Inventory!$L131,$N$3:$O$6,2,FALSE),IF(AND(OR($Z124=\"c\",$Z124=\"d\"),Inventory!$AE131=\"\"),\"a\",IF(AND(OR($Z124=\"c\",$Z124=\"d\"),Inventory!$AE131<>\"\"),VLOOKUP(Inventory!$AE131,$N$3:$O$6,2,FALSE),\"a\")))))","v":"a"},{"$f":"IF(OR(AND($AA124<>\"e\",$AA124<>\"f\"),$AF124=0,Inventory!$AG131=\"\"),\"a\",VLOOKUP(Inventory!$AG131,$Q$3:$R$5,2,FALSE))","v":"a"},{"$f":"IF(OR(Inventory!C131=\"New Construction\",Inventory!C131=\"Replace-on-Burnout\"),Inventory!AT131,IF(Inventory!C131=\"Early Retirement\",Inventory!AS131,0))","v":0},"","","","","","","","","","","","",0,"aaaaaa0","No","No",{"$f":"IF($Z124=\"a\",0,IF($Z124=\"b\",Inventory!$M131,Inventory!$AH131))","v":0},{"$f":"IF(OR($Z124=\"a\",AND($AU124=\"No\",$AV124=\"No\")),0,IF(AND($Z124=\"b\",Inventory!$O131=\"Btu/hr\"),Inventory!$N131,IF(AND($Z124=\"b\",Inventory!$O131=\"Tons\"),Inventory!$N131*12000,IF(AND(OR($Z124=\"c\",$Z124=\"d\"),Inventory!$AJ131=\"Btu/hr\"),Inventory!$AI131,IF(AND(OR($Z124=\"c\",$Z124=\"d\"),Inventory!$AJ131=\"Tons\"),Inventory!$AI131*12000,0)))))","v":0},0,0,"EER",0,"kW/ton",{"$f":"IF(OR($Z124=\"a\",$AV124=\"No\"),0,IF(AND($Z124=\"b\",Inventory!$Q131=\"Btu/hr\"),Inventory!$P131,IF(AND($Z124=\"b\",Inventory!$Q131=\"Tons\"),Inventory!$P131*12000,IF(AND(OR($Z124=\"c\",$Z124=\"d\"),Inventory!$AL131=\"Btu/hr\"),Inventory!$AK131,IF(AND(OR($Z124=\"c\",$Z124=\"d\"),Inventory!$AL131=\"Tons\"),Inventory!$AK131*12000,0)))))","v":0},0,0,"COP","No",{"$f":"IF(OR(Inventory!$J131=\"\",$BH124=\"No\"),\"-\",Inventory!$J131)","v":"-"},{"$f":"IFERROR(VLOOKUP($BI124,'Early Retirement'!$B$6:$C$32,2,FALSE),\"-\")","v":"-"},{"$f":"IF(OR($Z124<>\"b\",AND($AA124<>\"b\",$AA124<>\"c\")),\"n\",IF(AND($AS124<>1,$AS124<>2,$AS124<>7,$AS124<>8),\"n\",IF(Inventory!$K131=\"Split\",\"s\",IF(Inventory!$K131=\"Packaged\",\"p\",\"n\"))))","v":"n"},{"$f":"IF(AND($AA124<>\"i\",$AA124<>\"j\"),\"n\",IF(Inventory!$L131=\"Centrifugal\",\"c\",\"n\"))","v":"n"},"-","-",{"$f":"IFERROR(INDEX('Early Retirement'!$C$4:$AC$32,$BJ124,$BN124),0)","v":0},{"$f":"IFERROR(HLOOKUP($BN124,'Early Retirement'!$D$4:$AC$5,2,FALSE),0)","v":0},{"$f":"IFERROR(INDEX('Early Retirement'!$AE$4:$BE$32,$BJ124,$BN124),0)","v":0},{"$f":"IFERROR(HLOOKUP($BN124,'Early Retirement'!$AF$4:$BE$5,2,FALSE),0)","v":0},0,0,"kW/ton",{"$f":"IFERROR(INDEX('Early Retirement'!$BG$4:$CG$32,$BJ124,$BN124),0)","v":0},{"$f":"IFERROR(HLOOKUP($BN124,'Early Retirement'!$BH$4:$CH$5,2,FALSE),0)","v":0},0,"COP","Yes",0,0,"kW/ton",0,"COP",0,0,"kW/ton",0,"COP",null,"ciacda39",9.5619999999999994,"EER",12.75,"IPLV",1.2549675800041833,0.94117647058823528,"kW/ton",null,null,null,null,"Air Cooled Chiller",0,"Scroll","B",0]
[null,null,null,null,null,null,null,null,null,null,null,null,null,null,null,null,null,null,null,null,null,null,null,null,123,{"$f":"IF(Inventory!$C132=\"\",\"a\",VLOOKUP(Inventory!$C132,$B$3:$C$6,2,FALSE))","v":"a"},{"$f":"IF(AND($Z125=\"b\",Inventory!$I132=\"\"),\"a\",IF(AND($Z125=\"b\",Inventory!$I132<>\"\"),VLOOKUP(Inventory!$I132,$E$3:$F$12,2,FALSE),IF(AND(OR($Z125=\"c\",$Z125=\"d\"),Inventory!$AB132=\"\"),\"a\",IF(AND(OR($Z125=\"c\",$Z125=\"d\"),Inventory!$AB132<>\"\"),VLOOKUP(Inventory!$AB132,$E$3:$F$12,2,FALSE),\"a\"))))","v":"a"},{"$f":"IF(OR(AND($AA125<>\"b\",$AA125<>\"c\"),$AF125=0,$AF125>=(65000/12000),Inventory!$AC132=\"\"),\"a\",VLOOKUP(Inventory!$AC132,$H$3:$I$5,2,FALSE))","v":"a"},{"$f":"IF(AND(AA125<>\"I\",AA125<>\"j\"),\"a\",IF(AND(OR(Z125=\"b\",Z125=\"c\",Z125=\"d\"),Inventory!AD132=\"\"),\"a\",IF(AND(OR(Z125=\"b\",Z125=\"c\",Z125=\"d\"),Inventory!AD132<>\"\"),VLOOKUP(Inventory!AD132,$K$3:$L$5,2,FALSE),\"a\")))","v":"a"},{"$f":"IF(AND($AA125<>\"i\",$AA125<>\"j\"),\"a\",IF(AND($Z125=\"b\",Inventory!$L132=\"\"),\"a\",IF(AND($Z125=\"b\",Inventory!$L132<>\"\"),VLOOKUP(Inventory!$L132,$N$3:$O$6,2,FALSE),IF(AND(OR($Z125=\"c\",$Z125=\"d\"),Inventory!$AE132=\"\"),\"a\",IF(AND(OR($Z125=\"c\",$Z125=\"d\"),Inventory!$AE132<>\"\"),VLOOKUP(Inventory!$AE132,$N$3:$O$6,2,FALSE),\"a\")))))","v":"a"},{"$f":"IF(OR(AND($AA125<>\"e\",$AA125<>\"f\"),$AF125=0,Inventory!$AG132=\"\"),\"a\",VLOOKUP(Inventory!$AG132,$Q$3:$R$5,2,FALSE))","v":"a"},{"$f":"IF(OR(Inventory!C132=\"New Construction\",Inventory!C132=\"Replace-on-Burnout\"),Inventory!AT132,IF(Inventory!C132=\"Early Retirement\",Inventory!AS132,0))","v":0},"","","","","","","","","","","","",0,"aaaaaa0","No","No",{"$f":"IF($Z125=\"a\",0,IF($Z125=\"b\",Inventory!$M132,Inventory!$AH132))","v":0},{"$f":"IF(OR($Z125=\"a\",AND($AU125=\"No\",$AV125=\"No\")),0,IF(AND($Z125=\"b\",Inventory!$O132=\"Btu/hr\"),Inventory!$N132,IF(AND($Z125=\"b\",Inventory!$O132=\"Tons\"),Inventory!$N132*12000,IF(AND(OR($Z125=\"c\",$Z125=\"d\"),Inventory!$AJ132=\"Btu/hr\"),Inventory!$AI132,IF(AND(OR($Z125=\"c\",$Z125=\"d\"),Inventory!$AJ132=\"Tons\"),Inventory!$AI132*12000,0)))))","v":0},0,0,"EER",0,"kW/ton",{"$f":"IF(OR($Z125=\"a\",$AV125=\"No\"),0,IF(AND($Z125=\"b\",Inventory!$Q132=\"Btu/hr\"),Inventory!$P132,IF(AND($Z125=\"b\",Inventory!$Q132=\"Tons\"),Inventory!$P132*12000,IF(AND(OR($Z125=\"c\",$Z125=\"d\"),Inventory!$AL132=\"Btu/hr\"),Inventory!$AK132,IF(AND(OR($Z125=\"c\",$Z125=\"d\"),Inventory!$AL132=\"Tons\"),Inventory!$AK132*12000,0)))))","v":0},0,0,"COP","No",{"$f":"IF(OR(Inventory!$J132=\"\",$BH125=\"No\"),\"-\",Inventory!$J132)","v":"-"},{"$f":"IFERROR(VLOOKUP($BI125,'Early Retirement'!$B$6:$C$32,2,FALSE),\"-\")","v":"-"},{"$f":"IF(OR($Z125<>\"b\",AND($AA125<>\"b\",$AA125<>\"c\")),\"n\",IF(AND($AS125<>1,$AS125<>2,$AS125<>7,$AS125<>8),\"n\",IF(Inventory!$K132=\"Split\",\"s\",IF(Inventory!$K132=\"Packaged\",\"p\",\"n\"))))","v":"n"},{"$f":"IF(AND($AA125<>\"i\",$AA125<>\"j\"),\"n\",IF(Inventory!$L132=\"Centrifugal\",\"c\",\"n\"))","v":"n"},"-","-",{"$f":"IFERROR(INDEX('Early Retirement'!$C$4:$AC$32,$BJ125,$BN125),0)","v":0},{"$f":"IFERROR(HLOOKUP($BN125,'Early Retirement'!$D$4:$AC$5,2,FALSE),0)","v":0},{"$f":"IFERROR(INDEX('Early Retirement'!$AE$4:$BE$32,$BJ125,$BN125),0)","v":0},{"$f":"IFERROR(HLOOKUP($BN125,'Early Retirement'!$AF$4:$BE$5,2,FALSE),0)","v":0},0,0,"kW/ton",{"$f":"IFERROR(INDEX('Early Retirement'!$BG$4:$CG$32,$BJ125,$BN125),0)","v":0},{"$f":"IFERROR(HLOOKUP($BN125,'Early Retirement'!$BH$4:$CH$5,2,FALSE),0)","v":0},0,"COP","Yes",0,0,"kW/ton",0,"COP",0,0,"kW/ton",0,"COP",null,"cjabba40",0.63400000000000001,"kW/ton",0.59599999999999997,"IPLV",{"$f":"$CM125","v":0.63400000000000001},{"$f":"$CO125","v":0.59599999999999997},"kW/ton",null,null,null,null,"Water Cooled Chiller",0,"Centrifugal","A",75]
[null,null,null,null,null,null,null,null,null,null,null,null,null,null,null,null,null,null,null,null,null,null,null,null,124,{"$f":"IF(Inventory!$C133=\"\",\"a\",VLOOKUP(Inventory!$C133,$B$3:$C$6,2,FALSE))","v":"a"},{"$f":"IF(AND($Z126=\"b\",Inventory!$I133=\"\"),\"a\",IF(AND($Z126=\"b\",Inventory!$I133<>\"\"),VLOOKUP(Inventory!$I133,$E$3:$F$12,2,FALSE),IF(AND(OR($Z126=\"c\",$Z126=\"d\"),Inventory!$AB133=\"\"),\"a\",IF(AND(OR($Z126=\"c\",$Z126=\"d\"),Inventory!$AB133<>\"\"),VLOOKUP(Inventory!$AB133,$E$3:$F$12,2,FALSE),\"a\"))))","v":"a"},{"$f":"IF(OR(AND($AA126<>\"b\",$AA126<>\"c\"),$AF126=0,$AF126>=(65000/12000),Inventory!$AC133=\"\"),\"a\",VLOOKUP(Inventory!$AC133,$H$3:$I$5,2,FALSE))","v":"a"},{"$f":"IF(AND(AA126<>\"I\",AA126<>\"j\"),\"a\",IF(AND(OR(Z126=\"b\",Z126=\"c\",Z126=\"d\"),Inventory!AD133=\"\"),\"a\",IF(AND(OR(Z126=\"b\",Z126=\"c\",Z126=\"d\"),Inventory!AD133<>\"\"),VLOOKUP(Inventory!AD133,$K$3:$L$5,2,FALSE),\"a\")))","v":"a"},{"$f":"IF(AND($AA126<>\"i\",$AA126<>\"j\"),\"a\",IF(AND($Z126=\"b\",Inventory!$L133=\"\"),\"a\",IF(AND($Z126=\"b\",Inventory!$L133<>\"\"),VLOOKUP(Inventory!$L133,$N$3:$O$6,2,FALSE),IF(AND(OR($Z126=\"c\",$Z126=\"d\"),Inventory!$AE133=\"\"),\"a\",IF(AND(OR($Z126=\"c\",$Z126=\"d\"),Inventory!$AE133<>\"\"),VLOOKUP(Inventory!$AE133,$N$3:$O$6,2,FALSE),\"a\")))))","v":"a"},{"$f":"IF(OR(AND($AA126<>\"e\",$AA126<>\"f\"),$AF126=0,Inventory!$AG133=\"\"),\"a\",VLOOKUP(Inventory!$AG133,$Q$3:$R$5,2,FALSE))","v":"a"},{"$f":"IF(OR(Inventory!C133=\"New Construction\",Inventory!C133=\"Replace-on-Burnout\"),Inventory!AT133,IF(Inventory!C133=\"Early Retirement\",Inventory!AS133,0))","v":0},"","","","","","","","","","","","",0,"aaaaaa0","No","No",{"$f":"IF($Z126=\"a\",0,IF($Z126=\"b\",Inventory!$M133,Inventory!$AH133))","v":0},{"$f":"IF(OR($Z126=\"a\",AND($AU126=\"No\",$AV126=\"No\")),0,IF(AND($Z126=\"b\",Inventory!$O133=\"Btu/hr\"),Inventory!$N133,IF(AND($Z126=\"b\",Inventory!$O133=\"Tons\"),Inventory!$N133*12000,IF(AND(OR($Z126=\"c\",$Z126=\"d\"),Inventory!$AJ133=\"Btu/hr\"),Inventory!$AI133,IF(AND(OR($Z126=\"c\",$Z126=\"d\"),Inventory!$AJ133=\"Tons\"),Inventory!$AI133*12000,0)))))","v":0},0,0,"EER",0,"kW/ton",{"$f":"IF(OR($Z126=\"a\",$AV126=\"No\"),0,IF(AND($Z126=\"b\",Inventory!$Q133=\"Btu/hr\"),Inventory!$P133,IF(AND($Z126=\"b\",Inventory!$Q133=\"Tons\"),Inventory!$P133*12000,IF(AND(OR($Z126=\"c\",$Z126=\"d\"),Inventory!$AL133=\"Btu/hr\"),Inventory!$AK133,IF(AND(OR($Z126=\"c\",$Z126=\"d\"),Inventory!$AL133=\"Tons\"),Inventory!$AK133*12000,0)))))","v":0},0,0,"COP","No",{"$f":"IF(OR(Inventory!$J133=\"\",$BH126=\"No\"),\"-\",Inventory!$J133)","v":"-"},{"$f":"IFERROR(VLOOKUP($BI126,'Early Retirement'!$B$6:$C$32,2,FALSE),\"-\")","v":"-"},{"$f":"IF(OR($Z126<>\"b\",AND($AA126<>\"b\",$AA126<>\"c\")),\"n\",IF(AND($AS126<>1,$AS126<>2,$AS126<>7,$AS126<>8),\"n\",IF(Inventory!$K133=\"Split\",\"s\",IF(Inventory!$K133=\"Packaged\",\"p\",\"n\"))))","v":"n"},{"$f":"IF(AND($AA126<>\"i\",$AA126<>\"j\"),\"n\",IF(Inventory!$L133=\"Centrifugal\",\"c\",\"n\"))","v":"n"},"-","-",{"$f":"IFERROR(INDEX('Early Retirement'!$C$4:$AC$32,$BJ126,$BN126),0)","v":0},{"$f":"IFERROR(HLOOKUP($BN126,'Early Retirement'!$D$4:$AC$5,2,FALSE),0)","v":0},{"$f":"IFERROR(INDEX('Early Retirement'!$AE$4:$BE$32,$BJ126,$BN126),0)","v":0},{"$f":"IFERROR(HLOOKUP($BN126,'Early Retirement'!$AF$4:$BE$5,2,FALSE),0)","v":0},0,0,"kW/ton",{"$f":"IFERROR(INDEX('Early Retirement'!$BG$4:$CG$32,$BJ126,$BN126),0)","v":0},{"$f":"IFERROR(HLOOKUP($BN126,'Early Retirement'!$BH$4:$CH$5,2,FALSE),0)","v":0},0,"COP","Yes",0,0,"kW/ton",0,"COP",0,0,"kW/ton",0,"COP",null,"cjabba41",0.63400000000000001,"kW/ton",0.59599999999999997,"IPLV",0.63400000000000001,0.59599999999999997,"kW/ton",null,null,null,null,"Water Cooled Chiller",0,"Centrifugal","A",150]
[null,null,null,null,null,null,null,null,null,null,null,null,null,null,null,null,null,null,null,null,null,null,null,null,125,{"$f":"IF(Inventory!$C134=\"\",\"a\",VLOOKUP(Inventory!$C134,$B$3:$C$6,2,FALSE))","v":"a"},{"$f":"IF(AND($Z127=\"b\",Inventory!$I134=\"\"),\"a\",IF(AND($Z127=\"b\",Inventory!$I134<>\"\"),VLOOKUP(Inventory!$I134,$E$3:$F$12,2,FALSE),IF(AND(OR($Z127=\"c\",$Z127=\"d\"),Inventory!$AB134=\"\"),\"a\",IF(AND(OR($Z127=\"c\",$Z127=\"d\"),Inventory!$AB134<>\"\"),VLOOKUP(Inventory!$AB134,$E$3:$F$12,2,FALSE),\"a\"))))","v":"a"},{"$f":"IF(OR(AND($AA127<>\"b\",$AA127<>\"c\"),$AF127=0,$AF127>=(65000/12000),Inventory!$AC134=\"\"),\"a\",VLOOKUP(Inventory!$AC134,$H$3:$I$5,2,FALSE))","v":"a"},{"$f":"IF(AND(AA127<>\"I\",AA127<>\"j\"),\"a\",IF(AND(OR(Z127=\"b\",Z127=\"c\",Z127=\"d\"),Inventory!AD134=\"\"),\"a\",IF(AND(OR(Z127=\"b\",Z127=\"c\",Z127=\"d\"),Inventory!AD134<>\"\"),VLOOKUP(Inventory!AD134,$K$3:$L$5,2,FALSE),\"a\")))","v":"a"},{"$f":"IF(AND($AA127<>\"i\",$AA127<>\"j\"),\"a\",IF(AND($Z127=\"b\",Inventory!$L134=\"\"),\"a\",IF(AND($Z127=\"b\",Inventory!$L134<>\"\"),VLOOKUP(Inventory!$L134,$N$3:$O$6,2,FALSE),IF(AND(OR($Z127=\"c\",$Z127=\"d\"),Inventory!$AE134=\"\"),\"a\",IF(AND(OR($Z127=\"c\",$Z127=\"d\"),Inventory!$AE134<>\"\"),VLOOKUP(Inventory!$AE134,$N$3:$O$6,2,FALSE),\"a\")))))","v":"a"},{"$f":"IF(OR(AND($AA127<>\"e\",$AA127<>\"f\"),$AF127=0,Inventory!$AG134=\"\"),\"a\",VLOOKUP(Inventory!$AG134,$Q$3:$R$5,2,FALSE))","v":"a"},{"$f":"IF(OR(Inventory!C134=\"New Construction\",Inventory!C134=\"Replace-on-Burnout\"),Inventory!AT134,IF(Inventory!C134=\"Early Retirement\",Inventory!AS134,0))","v":0},"","","","","","","","","","","","",0,"aaaaaa0","No","No",{"$f":"IF($Z127=\"a\",0,IF($Z127=\"b\",Inventory!$M134,Inventory!$AH134))","v":0},{"$f":"IF(OR($Z127=\"a\",AND($AU127=\"No\",$AV127=\"No\")),0,IF(AND($Z127=\"b\",Inventory!$O134=\"Btu/hr\"),Inventory!$N134,IF(AND($Z127=\"b\",Inventory!$O134=\"Tons\"),Inventory!$N134*12000,IF(AND(OR($Z127=\"c\",$Z127=\"d\"),Inventory!$AJ134=\"Btu/hr\"),Inventory!$AI134,IF(AND(OR($Z127=\"c\",$Z127=\"d\"),Inventory!$AJ134=\"Tons\"),Inventory!$AI134*12000,0)))))","v":0},0,0,"EER",0,"kW/ton",{"$f":"IF(OR($Z127=\"a\",$AV127=\"No\"),0,IF(AND($Z127=\"b\",Inventory!$Q134=\"Btu/hr\"),Inventory!$P134,IF(AND($Z127=\"b\",Inventory!$Q134=\"Tons\"),Inventory!$P134*12000,IF(AND(OR($Z127=\"c\",$Z127=\"d\"),Inventory!$AL134=\"Btu/hr\"),Inventory!$AK134,IF(AND(OR($Z127=\"c\",$Z127=\"d\"),Inventory!$AL134=\"Tons\"),Inventory!$AK134*12000,0)))))","v":0},0,0,"COP","No",{"$f":"IF(OR(Inventory!$J134=\"\",$BH127=\"No\"),\"-\",Inventory!$J134)","v":"-"},{"$f":"IFERROR(VLOOKUP($BI127,'Early Retirement'!$B$6:$C$32,2,FALSE),\"-\")","v":"-"},{"$f":"IF(OR($Z127<>\"b\",AND($AA127<>\"b\",$AA127<>\"c\")),\"n\",IF(AND($AS127<>1,$AS127<>2,$AS127<>7,$AS127<>8),\"n\",IF(Inventory!$K134=\"Split\",\"s\",IF(Inventory!$K134=\"Packaged\",\"p\",\"n\"))))","v":"n"},{"$f":"IF(AND($AA127<>\"i\",$AA127<>\"j\"),\"n\",IF(Inventory!$L134=\"Centrifugal\",\"c\",\"n\"))","v":"n"},"-","-",{"$f":"IFERROR(INDEX('Early Retirement'!$C$4:$AC$32,$BJ127,$BN127),0)","v":0},{"$f":"IFERROR(HLOOKUP($BN127,'Early Retirement'!$D$4:$AC$5,2,FALSE),0)","v":0},{"$f":"IFERROR(INDEX('Early Retirement'!$AE$4:$BE$32,$BJ127,$BN127),0)","v":0},{"$f":"IFERROR(HLOOKUP($BN127,'Early Retirement'!$AF$4:$BE$5,2,FALSE),0)","v":0},0,0,"kW/ton",{"$f":"IFERROR(INDEX('Early Retirement'!$BG$4:$CG$32,$BJ127,$BN127),0)","v":0},{"$f":"IFERROR(HLOOKUP($BN127,'Early Retirement'!$BH$4:$CH$5,2,FALSE),0)","v":0},0,"COP","Yes",0,0,"kW/ton",0,"COP",0,0,"kW/ton",0,"COP",null,"cjabba42",0.63400000000000001,"kW/ton",0.59599999999999997,"IPLV",0.63400000000000001,0.59599999999999997,"kW/ton",null,null,null,null,"Water Cooled Chiller",0,"Centrifugal","A",300]
[null,null,null,null,null,null,null,null,null,null,null,null,null,null,null,null,null,null,null,null,null,null,null,null,126,{"$f":"IF(Inventory!$C135=\"\",\"a\",VLOOKUP(Inventory!$C135,$B$3:$C$6,2,FALSE))","v":"a"},{"$f":"IF(AND($Z128=\"b\",Inventory!$I135=\"\"),\"a\",IF(AND($Z128=\"b\",Inventory!$I135<>\"\"),VLOOKUP(Inventory!$I135,$E$3:$F$12,2,FALSE),IF(AND(OR($Z128=\"c\",$Z128=\"d\"),Inventory!$AB135=\"\"),\"a\",IF(AND(OR($Z128=\"c\",$Z128=\"d\"),Inventory!$AB135<>\"\"),VLOOKUP(Inventory!$AB135,$E$3:$F$12,2,FALSE),\"a\"))))","v":"a"},{"$f":"IF(OR(AND($AA128<>\"b\",$AA128<>\"c\"),$AF128=0,$AF128>=(65000/12000),Inventory!$AC135=\"\"),\"a\",VLOOKUP(Inventory!$AC135,$H$3:$I$5,2,FALSE))","v":"a"},{"$f":"IF(AND(AA128<>\"I\",AA128<>\"j\"),\"a\",IF(AND(OR(Z128=\"b\",Z128=\"c\",Z128=\"d\"),Inventory!AD135=\"\"),\"a\",IF(AND(OR(Z128=\"b\",Z128=\"c\",Z128=\"d\"),Inventory!AD135<>\"\"),VLOOKUP(Inventory!AD135,$K$3:$L$5,2,FALSE),\"a\")))","v":"a"},{"$f":"IF(AND($AA128<>\"i\",$AA128<>\"j\"),\"a\",IF(AND($Z128=\"b\",Inventory!$L135=\"\"),\"a\",IF(AND($Z128=\"b\",Inventory!$L135<>\"\"),VLOOKUP(Inventory!$L135,$N$3:$O$6,2,FALSE),IF(AND(OR($Z128=\"c\",$Z128=\"d\"),Inventory!$AE135=\"\"),\"a\",IF(AND(OR($Z128=\"c\",$Z128=\"d\"),Inventory!$AE135<>\"\"),VLOOKUP(Inventory!$AE135,$N$3:$O$6,2,FALSE),\"a\")))))","v":"a"},{"$f":"IF(OR(AND($AA128<>\"e\",$AA128<>\"f\"),$AF128=0,Inventory!$AG135=\"\"),\"a\",VLOOKUP(Inventory!$AG135,$Q$3:$R$5,2,FALSE))","v":"a"},{"$f":"IF(OR(Inventory!C135=\"New Construction\",Inventory!C135=\"Replace-on-Burnout\"),Inventory!AT135,IF(Inventory!C135=\"Early Retirement\",Inventory!AS135,0))","v":0},"","","","","","","","","","","","",0,"aaaaaa0","No","No",{"$f":"IF($Z128=\"a\",0,IF($Z128=\"b\",Inventory!$M135,Inventory!$AH135))","v":0},{"$f":"IF(OR($Z128=\"a\",AND($AU128=\"No\",$AV128=\"No\")),0,IF(AND($Z128=\"b\",Inventory!$O135=\"Btu/hr\"),Inventory!$N135,IF(AND($Z128=\"b\",Inventory!$O135=\"Tons\"),Inventory!$N135*12000,IF(AND(OR($Z128=\"c\",$Z128=\"d\"),Inventory!$AJ135=\"Btu/hr\"),Inventory!$AI135,IF(AND(OR($Z128=\"c\",$Z128=\"d\"),Inventory!$AJ135=\"Tons\"),Inventory!$AI135*12000,0)))))","v":0},0,0,"EER",0,"kW/ton",{"$f":"IF(OR($Z128=\"a\",$AV128=\"No\"),0,IF(AND($Z128=\"b\",Inventory!$Q135=\"Btu/hr\"),Inventory!$P135,IF(AND($Z128=\"b\",Inventory!$Q135=\"Tons\"),Inventory!$P135*12000,IF(AND(OR($Z128=\"c\",$Z128=\"d\"),Inventory!$AL135=\"Btu/hr\"),Inventory!$AK135,IF(AND(OR($Z128=\"c\",$Z128=\"d\"),Inventory!$AL135=\"Tons\"),Inventory!$AK135*12000,0)))))","v":0},0,0,"COP","No",{"$f":"IF(OR(Inventory!$J135=\"\",$BH128=\"No\"),\"-\",Inventory!$J135)","v":"-"},{"$f":"IFERROR(VLOOKUP($BI128,'Early Retirement'!$B$6:$C$32,2,FALSE),\"-\")","v":"-"},{"$f":"IF(OR($Z128<>\"b\",AND($AA128<>\"b\",$AA128<>\"c\")),\"n\",IF(AND($AS128<>1,$AS128<>2,$AS128<>7,$AS128<>8),\"n\",IF(Inventory!$K135=\"Split\",\"s\",IF(Inventory!$K135=\"Packaged\",\"p\",\"n\"))))","v":"n"},{"$f":"IF(AND($AA128<>\"i\",$AA128<>\"j\"),\"n\",IF(Inventory!$L135=\"Centrifugal\",\"c\",\"n\"))","v":"n"},"-","-",{"$f":"IFERROR(INDEX('Early Retirement'!$C$4:$AC$32,$BJ128,$BN128),0)","v":0},{"$f":"IFERROR(HLOOKUP($BN128,'Early Retirement'!$D$4:$AC$5,2,FALSE),0)","v":0},{"$f":"IFERROR(INDEX('Early Retirement'!$AE$4:$BE$32,$BJ128,$BN128),0)","v":0},{"$f":"IFERROR(HLOOKUP($BN128,'Early Retirement'!$AF$4:$BE$5,2,FALSE),0)","v":0},0,0,"kW/ton",{"$f":"IFERROR(INDEX('Early Retirement'!$BG$4:$CG$32,$BJ128,$BN128),0)","v":0},{"$f":"IFERROR(HLOOKUP($BN128,'Early Retirement'!$BH$4:$CH$5,2,FALSE),0)","v":0},0,"COP","Yes",0,0,"kW/ton",0,"COP",0,0,"kW/ton",0,"COP",null,"cjabba43",0.57599999999999996,"kW/ton",0.54900000000000004,"IPLV",0.57599999999999996,0.54900000000000004,"kW/ton",null,null,null,null,"Water Cooled Chiller",0,"Centrifugal","A",600]
[null,null,null,null,null,null,null,null,null,null,null,null,null,null,null,null,null,null,null,null,null,null,null,null,127,{"$f":"IF(Inventory!$C136=\"\",\"a\",VLOOKUP(Inventory!$C136,$B$3:$C$6,2,FALSE))","v":"a"},{"$f":"IF(AND($Z129=\"b\",Inventory!$I136=\"\"),\"a\",IF(AND($Z129=\"b\",Inventory!$I136<>\"\"),VLOOKUP(Inventory!$I136,$E$3:$F$12,2,FALSE),IF(AND(OR($Z129=\"c\",$Z129=\"d\"),Inventory!$AB136=\"\"),\"a\",IF(AND(OR($Z129=\"c\",$Z129=\"d\"),Inventory!$AB136<>\"\"),VLOOKUP(Inventory!$AB136,$E$3:$F$12,2,FALSE),\"a\"))))","v":"a"},{"$f":"IF(OR(AND($AA129<>\"b\",$AA129<>\"c\"),$AF129=0,$AF129>=(65000/12000),Inventory!$AC136=\"\"),\"a\",VLOOKUP(Inventory!$AC136,$H$3:$I$5,2,FALSE))","v":"a"},{"$f":"IF(AND(AA129<>\"I\",AA129<>\"j\"),\"a\",IF(AND(OR(Z129=\"b\",Z129=\"c\",Z129=\"d\"),Inventory!AD136=\"\"),\"a\",IF(AND(OR(Z129=\"b\",Z129=\"c\",Z129=\"d\"),Inventory!AD136<>\"\"),VLOOKUP(Inventory!AD136,$K$3:$L$5,2,FALSE),\"a\")))","v":"a"},{"$f":"IF(AND($AA129<>\"i\",$AA129<>\"j\"),\"a\",IF(AND($Z129=\"b\",Inventory!$L136=\"\"),\"a\",IF(AND($Z129=\"b\",Inventory!$L136<>\"\"),VLOOKUP(Inventory!$L136,$N$3:$O$6,2,FALSE),IF(AND(OR($Z129=\"c\",$Z129=\"d\"),Inventory!$AE136=\"\"),\"a\",IF(AND(OR($Z129=\"c\",$Z129=\"d\"),Inventory!$AE136<>\"\"),VLOOKUP(Inventory!$AE136,$N$3:$O$6,2,FALSE),\"a\")))))","v":"a"},{"$f":"IF(OR(AND($AA129<>\"e\",$AA129<>\"f\"),$AF129=0,Inventory!$AG136=\"\"),\"a\",VLOOKUP(Inventory!$AG136,$Q$3:$R$5,2,FALSE))","v":"a"},{"$f":"IF(OR(Inventory!C136=\"New Construction\",Inventory!C136=\"Replace-on-Burnout\"),Inventory!AT136,IF(Inventory!C136=\"Early Retirement\",Inventory!AS136,0))","v":0},"","","","","","","","","","","","",0,"aaaaaa0","No","No",{"$f":"IF($Z129=\"a\",0,IF($Z129=\"b\",Inventory!$M136,Inventory!$AH136))","v":0},{"$f":"IF(OR($Z129=\"a\",AND($AU129=\"No\",$AV129=\"No\")),0,IF(AND($Z129=\"b\",Inventory!$O136=\"Btu/hr\"),Inventory!$N136,IF(AND($Z129=\"b\",Inventory!$O136=\"Tons\"),Inventory!$N136*12000,IF(AND(OR($Z129=\"c\",$Z129=\"d\"),Inventory!$AJ136=\"Btu/hr\"),Inventory!$AI136,IF(AND(OR($Z129=\"c\",$Z129=\"d\"),Inventory!$AJ136=\"Tons\"),Inventory!$AI136*12000,0)))))","v":0},0,0,"EER",0,"kW/ton",{"$f":"IF(OR($Z129=\"a\",$AV129=\"No\"),0,IF(AND($Z129=\"b\",Inventory!$Q136=\"Btu/hr\"),Inventory!$P136,IF(AND($Z129=\"b\",Inventory!$Q136=\"Tons\"),Inventory!$P136*12000,IF(AND(OR($Z129=\"c\",$Z129=\"d\"),Inventory!$AL136=\"Btu/hr\"),Inventory!$AK136,IF(AND(OR($Z129=\"c\",$Z129=\"d\"),Inventory!$AL136=\"Tons\"),Inventory!$AK136*12000,0)))))","v":0},0,0,"COP","No",{"$f":"IF(OR(Inventory!$J136=\"\",$BH129=\"No\"),\"-\",Inventory!$J136)","v":"-"},{"$f":"IFERROR(VLOOKUP($BI129,'Early Retirement'!$B$6:$C$32,2,FALSE),\"-\")","v":"-"},{"$f":"IF(OR($Z129<>\"b\",AND($AA129<>\"b\",$AA129<>\"c\")),\"n\",IF(AND($AS129<>1,$AS129<>2,$AS129<>7,$AS129<>8),\"n\",IF(Inventory!$K136=\"Split\",\"s\",IF(Inventory!$K136=\"Packaged\",\"p\",\"n\"))))","v":"n"},{"$f":"IF(AND($AA129<>\"i\",$AA129<>\"j\"),\"n\",IF(Inventory!$L136=\"Centrifugal\",\"c\",\"n\"))","v":"n"},"-","-",{"$f":"IFERROR(INDEX('Early Retirement'!$C$4:$AC$32,$BJ129,$BN129),0)","v":0},{"$f":"IFERROR(HLOOKUP($BN129,'Early Retirement'!$D$4:$AC$5,2,FALSE),0)","v":0},{"$f":"IFERROR(INDEX('Early Retirement'!$AE$4:$BE$32,$BJ129,$BN129),0)","v":0},{"$f":"IFERROR(HLOOKUP($BN129,'Early Retirement'!$AF$4:$BE$5,2,FALSE),0)","v":0},0,0,"kW/ton",{"$f":"IFERROR(INDEX('Early Retirement'!$BG$4:$CG$32,$BJ129,$BN129),0)","v":0},{"$f":"IFERROR(HLOOKUP($BN129,'Early Retirement'!$BH$4:$CH$5,2,FALSE),0)","v":0},0,"COP","Yes",0,0,"kW/ton",0,"COP",0,0,"kW/ton",0,"COP",null,"cjabba44",0.56999999999999995,"kW/ton",0.53900000000000003,"IPLV",0.56999999999999995,0.53900000000000003,"kW/ton",null,null,null,null,"Water Cooled Chiller",0,"Centrifugal","A",0]
[null,null,null,null,null,null,null,null,null,null,null,null,null,null,null,null,null,null,null,null,null,null,null,null,128,{"$f":"IF(Inventory!$C137=\"\",\"a\",VLOOKUP(Inventory!$C137,$B$3:$C$6,2,FALSE))","v":"a"},{"$f":"IF(AND($Z130=\"b\",Inventory!$I137=\"\"),\"a\",IF(AND($Z130=\"b\",Inventory!$I137<>\"\"),VLOOKUP(Inventory!$I137,$E$3:$F$12,2,FALSE),IF(AND(OR($Z130=\"c\",$Z130=\"d\"),Inventory!$AB137=\"\"),\"a\",IF(AND(OR($Z130=\"c\",$Z130=\"d\"),Inventory!$AB137<>\"\"),VLOOKUP(Inventory!$AB137,$E$3:$F$12,2,FALSE),\"a\"))))","v":"a"},{"$f":"IF(OR(AND($AA130<>\"b\",$AA130<>\"c\"),$AF130=0,$AF130>=(65000/12000),Inventory!$AC137=\"\"),\"a\",VLOOKUP(Inventory!$AC137,$H$3:$I$5,2,FALSE))","v":"a"},{"$f":"IF(AND(AA130<>\"I\",AA130<>\"j\"),\"a\",IF(AND(OR(Z130=\"b\",Z130=\"c\",Z130=\"d\"),Inventory!AD137=\"\"),\"a\",IF(AND(OR(Z130=\"b\",Z130=\"c\",Z130=\"d\"),Inventory!AD137<>\"\"),VLOOKUP(Inventory!AD137,$K$3:$L$5,2,FALSE),\"a\")))","v":"a"},{"$f":"IF(AND($AA130<>\"i\",$AA130<>\"j\"),\"a\",IF(AND($Z130=\"b\",Inventory!$L137=\"\"),\"a\",IF(AND($Z130=\"b\",Inventory!$L137<>\"\"),VLOOKUP(Inventory!$L137,$N$3:$O$6,2,FALSE),IF(AND(OR($Z130=\"c\",$Z130=\"d\"),Inventory!$AE137=\"\"),\"a\",IF(AND(OR($Z130=\"c\",$Z130=\"d\"),Inventory!$AE137<>\"\"),VLOOKUP(Inventory!$AE137,$N$3:$O$6,2,FALSE),\"a\")))))","v":"a"},{"$f":"IF(OR(AND($AA130<>\"e\",$AA130<>\"f\"),$AF130=0,Inventory!$AG137=\"\"),\"a\",VLOOKUP(Inventory!$AG137,$Q$3:$R$5,2,FALSE))","v":"a"},{"$f":"IF(OR(Inventory!C137=\"New Construction\",Inventory!C137=\"Replace-on-Burnout\"),Inventory!AT137,IF(Inventory!C137=\"Early Retirement\",Inventory!AS137,0))","v":0},"","","","","","","","","","","","",0,"aaaaaa0","No","No",{"$f":"IF($Z130=\"a\",0,IF($Z130=\"b\",Inventory!$M137,Inventory!$AH137))","v":0},{"$f":"IF(OR($Z130=\"a\",AND($AU130=\"No\",$AV130=\"No\")),0,IF(AND($Z130=\"b\",Inventory!$O137=\"Btu/hr\"),Inventory!$N137,IF(AND($Z130=\"b\",Inventory!$O137=\"Tons\"),Inventory!$N137*12000,IF(AND(OR($Z130=\"c\",$Z130=\"d\"),Inventory!$AJ137=\"Btu/hr\"),Inventory!$AI137,IF(AND(OR($Z130=\"c\",$Z130=\"d\"),Inventory!$AJ137=\"Tons\"),Inventory!$AI137*12000,0)))))","v":0},0,0,"EER",0,"kW/ton",{"$f":"IF(OR($Z130=\"a\",$AV130=\"No\"),0,IF(AND($Z130=\"b\",Inventory!$Q137=\"Btu/hr\"),Inventory!$P137,IF(AND($Z130=\"b\",Inventory!$Q137=\"Tons\"),Inventory!$P137*12000,IF(AND(OR($Z130=\"c\",$Z130=\"d\"),Inventory!$AL137=\"Btu/hr\"),Inventory!$AK137,IF(AND(OR($Z130=\"c\",$Z130=\"d\"),Inventory!$AL137=\"Tons\"),Inventory!$AK137*12000,0)))))","v":0},0,0,"COP","No",{"$f":"IF(OR(Inventory!$J137=\"\",$BH130=\"No\"),\"-\",Inventory!$J137)","v":"-"},{"$f":"IFERROR(VLOOKUP($BI130,'Early Retirement'!$B$6:$C$32,2,FALSE),\"-\")","v":"-"},{"$f":"IF(OR($Z130<>\"b\",AND($AA130<>\"b\",$AA130<>\"c\")),\"n\",IF(AND($AS130<>1,$AS130<>2,$AS130<>7,$AS130<>8),\"n\",IF(Inventory!$K137=\"Split\",\"s\",IF(Inventory!$K137=\"Packaged\",\"p\",\"n\"))))","v":"n"},{"$f":"IF(AND($AA130<>\"i\",$AA130<>\"j\"),\"n\",IF(Inventory!$L137=\"Centrifugal\",\"c\",\"n\"))","v":"n"},"-","-",{"$f":"IFERROR(INDEX('Early Retirement'!$C$4:$AC$32,$BJ130,$BN130),0)","v":0},{"$f":"IFERROR(HLOOKUP($BN130,'Early Retirement'!$D$4:$AC$5,2,FALSE),0)","v":0},{"$f":"IFERROR(INDEX('Early Retirement'!$AE$4:$BE$32,$BJ130,$BN130),0)","v":0},{"$f":"IFERROR(HLOOKUP($BN130,'Early Retirement'!$AF$4:$BE$5,2,FALSE),0)","v":0},0,0,"kW/ton",{"$f":"IFERROR(INDEX('Early Retirement'!$BG$4:$CG$32,$BJ130,$BN130),0)","v":0},{"$f":"IFERROR(HLOOKUP($BN130,'Early Retirement'!$BH$4:$CH$5,2,FALSE),0)","v":0},0,"COP","Yes",0,0,"kW/ton",0,"COP",0,0,"kW/ton",0,"COP",null,"cjabca45",0.78,"kW/ton",0.63,"IPLV",0.78,0.63,"kW/ton",null,null,null,null,"Water Cooled Chiller",0,"Screw","A",75]
[null,null,null,null,null,null,null,null,null,null,null,null,null,null,null,null,null,null,null,null,null,null,null,null,129,{"$f":"IF(Inventory!$C138=\"\",\"a\",VLOOKUP(Inventory!$C138,$B$3:$C$6,2,FALSE))","v":"a"},{"$f":"IF(AND($Z131=\"b\",Inventory!$I138=\"\"),\"a\",IF(AND($Z131=\"b\",Inventory!$I138<>\"\"),VLOOKUP(Inventory!$I138,$E$3:$F$12,2,FALSE),IF(AND(OR($Z131=\"c\",$Z131=\"d\"),Inventory!$AB138=\"\"),\"a\",IF(AND(OR($Z131=\"c\",$Z131=\"d\"),Inventory!$AB138<>\"\"),VLOOKUP(Inventory!$AB138,$E$3:$F$12,2,FALSE),\"a\"))))","v":"a"},{"$f":"IF(OR(AND($AA131<>\"b\",$AA131<>\"c\"),$AF131=0,$AF131>=(65000/12000),Inventory!$AC138=\"\"),\"a\",VLOOKUP(Inventory!$AC138,$H$3:$I$5,2,FALSE))","v":"a"},{"$f":"IF(AND(AA131<>\"I\",AA131<>\"j\"),\"a\",IF(AND(OR(Z131=\"b\",Z131=\"c\",Z131=\"d\"),Inventory!AD138=\"\"),\"a\",IF(AND(OR(Z131=\"b\",Z131=\"c\",Z131=\"d\"),Inventory!AD138<>\"\"),VLOOKUP(Inventory!AD138,$K$3:$L$5,2,FALSE),\"a\")))","v":"a"},{"$f":"IF(AND($AA131<>\"i\",$AA131<>\"j\"),\"a\",IF(AND($Z131=\"b\",Inventory!$L138=\"\"),\"a\",IF(AND($Z131=\"b\",Inventory!$L138<>\"\"),VLOOKUP(Inventory!$L138,$N$3:$O$6,2,FALSE),IF(AND(OR($Z131=\"c\",$Z131=\"d\"),Inventory!$AE138=\"\"),\"a\",IF(AND(OR($Z131=\"c\",$Z131=\"d\"),Inventory!$AE138<>\"\"),VLOOKUP(Inventory!$AE138,$N$3:$O$6,2,FALSE),\"a\")))))","v":"a"},{"$f":"IF(OR(AND($AA131<>\"e\",$AA131<>\"f\"),$AF131=0,Inventory!$AG138=\"\"),\"a\",VLOOKUP(Inventory!$AG138,$Q$3:$R$5,2,FALSE))","v":"a"},{"$f":"IF(OR(Inventory!C138=\"New Construction\",Inventory!C138=\"Replace-on-Burnout\"),Inventory!AT138,IF(Inventory!C138=\"Early Retirement\",Inventory!AS138,0))","v":0},"","","","","","","","","","","","",0,"aaaaaa0","No","No",{"$f":"IF($Z131=\"a\",0,IF($Z131=\"b\",Inventory!$M138,Inventory!$AH138))","v":0},{"$f":"IF(OR($Z131=\"a\",AND($AU131=\"No\",$AV131=\"No\")),0,IF(AND($Z131=\"b\",Inventory!$O138=\"Btu/hr\"),Inventory!$N138,IF(AND($Z131=\"b\",Inventory!$O138=\"Tons\"),Inventory!$N138*12000,IF(AND(OR($Z131=\"c\",$Z131=\"d\"),Inventory!$AJ138=\"Btu/hr\"),Inventory!$AI138,IF(AND(OR($Z131=\"c\",$Z131=\"d\"),Inventory!$AJ138=\"Tons\"),Inventory!$AI138*12000,0)))))","v":0},0,0,"EER",{"$f":"IFERROR(12/$AZ131,0)","v":0},"kW/ton",{"$f":"IF(OR($Z131=\"a\",$AV131=\"No\"),0,IF(AND($Z131=\"b\",Inventory!$Q138=\"Btu/hr\"),Inventory!$P138,IF(AND($Z131=\"b\",Inventory!$Q138=\"Tons\"),Inventory!$P138*12000,IF(AND(OR($Z131=\"c\",$Z131=\"d\"),Inventory!$AL138=\"Btu/hr\"),Inventory!$AK138,IF(AND(OR($Z131=\"c\",$Z131=\"d\"),Inventory!$AL138=\"Tons\"),Inventory!$AK138*12000,0)))))","v":0},0,0,"COP",{"$f":"IF($Z131=\"b\",\"Yes\",\"No\")","v":"No"},{"$f":"IF(OR(Inventory!$J138=\"\",$BH131=\"No\"),\"-\",Inventory!$J138)","v":"-"},{"$f":"IFERROR(VLOOKUP($BI131,'Early Retirement'!$B$6:$C$32,2,FALSE),\"-\")","v":"-"},{"$f":"IF(OR($Z131<>\"b\",AND($AA131<>\"b\",$AA131<>\"c\")),\"n\",IF(AND($AS131<>1,$AS131<>2,$AS131<>7,$AS131<>8),\"n\",IF(Inventory!$K138=\"Split\",\"s\",IF(Inventory!$K138=\"Packaged\",\"p\",\"n\"))))","v":"n"},{"$f":"IF(AND($AA131<>\"i\",$AA131<>\"j\"),\"n\",IF(Inventory!$L138=\"Centrifugal\",\"c\",\"n\"))","v":"n"},"-",{"$f":"IFERROR(VLOOKUP($BM131,$BM$506:$BN$541,2,FALSE),\"-\")","v":"-"},{"$f":"IFERROR(INDEX('Early Retirement'!$C$4:$AC$32,$BJ131,$BN131),0)","v":0},{"$f":"IFERROR(HLOOKUP($BN131,'Early Retirement'!$D$4:$AC$5,2,FALSE),0)","v":0},{"$f":"IFERROR(INDEX('Early Retirement'!$AE$4:$BE$32,$BJ131,$BN131),0)","v":0},{"$f":"IFERROR(HLOOKUP($BN131,'Early Retirement'!$AF$4:$BE$5,2,FALSE),0)","v":0},0,0,"kW/ton",{"$f":"IFERROR(INDEX('Early Retirement'!$BG$4:$CG$32,$BJ131,$BN131),0)","v":0},{"$f":"IFERROR(HLOOKUP($BN131,'Early Retirement'!$BH$4:$CH$5,2,FALSE),0)","v":0},0,"COP","Yes",{"$f":"IF($BZ131=\"Yes\",IFERROR(VLOOKUP($AT131,$CL:$CS,6,FALSE),0),0)","v":0},{"$f":"IF($BZ131=\"Yes\",IFERROR(VLOOKUP($AT131,$CL:$CS,7,FALSE),0),0)","v":0},"kW/ton",{"$f":"IF($BZ131=\"Yes\",IFERROR(VLOOKUP($AT131,$CL:$CW,11,FALSE),0),0)","v":0},"COP",0,0,"kW/ton",0,"COP",null,"cjabca46",0.77500000000000002,"kW/ton",0.61499999999999999,"IPLV",0.77500000000000002,0.61499999999999999,"kW/ton",null,null,null,null,"Water Cooled Chiller",0,"Screw","A",150]
[null,null,null,null,null,null,null,null,null,null,null,null,null,null,null,null,null,null,null,null,null,null,null,null,130,{"$f":"IF(Inventory!$C139=\"\",\"a\",VLOOKUP(Inventory!$C139,$B$3:$C$6,2,FALSE))","v":"a"},{"$f":"IF(AND($Z132=\"b\",Inventory!$I139=\"\"),\"a\",IF(AND($Z132=\"b\",Inventory!$I139<>\"\"),VLOOKUP(Inventory!$I139,$E$3:$F$12,2,FALSE),IF(AND(OR($Z132=\"c\",$Z132=\"d\"),Inventory!$AB139=\"\"),\"a\",IF(AND(OR($Z132=\"c\",$Z132=\"d\"),Inventory!$AB139<>\"\"),VLOOKUP(Inventory!$AB139,$E$3:$F$12,2,FALSE),\"a\"))))","v":"a"},{"$f":"IF(OR(AND($AA132<>\"b\",$AA132<>\"c\"),$AF132=0,$AF132>=(65000/12000),Inventory!$AC139=\"\"),\"a\",VLOOKUP(Inventory!$AC139,$H$3:$I$5,2,FALSE))","v":"a"},{"$f":"IF(AND(AA132<>\"I\",AA132<>\"j\"),\"a\",IF(AND(OR(Z132=\"b\",Z132=\"c\",Z132=\"d\"),Inventory!AD139=\"\"),\"a\",IF(AND(OR(Z132=\"b\",Z132=\"c\",Z132=\"d\"),Inventory!AD139<>\"\"),VLOOKUP(Inventory!AD139,$K$3:$L$5,2,FALSE),\"a\")))","v":"a"},{"$f":"IF(AND($AA132<>\"i\",$AA132<>\"j\"),\"a\",IF(AND($Z132=\"b\",Inventory!$L139=\"\"),\"a\",IF(AND($Z132=\"b\",Inventory!$L139<>\"\"),VLOOKUP(Inventory!$L139,$N$3:$O$6,2,FALSE),IF(AND(OR($Z132=\"c\",$Z132=\"d\"),Inventory!$AE139=\"\"),\"a\",IF(AND(OR($Z132=\"c\",$Z132=\"d\"),Inventory!$AE139<>\"\"),VLOOKUP(Inventory!$AE139,$N$3:$O$6,2,FALSE),\"a\")))))","v":"a"},{"$f":"IF(OR(AND($AA132<>\"e\",$AA132<>\"f\"),$AF132=0,Inventory!$AG139=\"\"),\"a\",VLOOKUP(Inventory!$AG139,$Q$3:$R$5,2,FALSE))","v":"a"},{"$f":"IF(OR(Inventory!C139=\"New Construction\",Inventory!C139=\"Replace-on-Burnout\"),Inventory!AT139,IF(Inventory!C139=\"Early Retirement\",Inventory!AS139,0))","v":0},{"$f":"IF(AND($AA132<>\"b\",$AA132<>\"c\",$AA132<>\"d\",$AA132<>\"e\",$AA132<>\"f\"),\"\",IF(AND($AF132>=$AG$2,$AA132=\"b\"),6,IF(AND($AF132>=$AG$2,$AA132=\"c\"),12,IF(AND($AF132>=$AG$2,$AA132=\"d\"),18,IF(AND($AF132>=$AG$2,$AA132=\"e\"),24,IF(AND($AF132>=$AG$2,$AA132=\"f\"),30,0))))))","v":""},{"$f":"IF(OR(AND($AA132<>\"b\",$AA132<>\"c\",$AA132<>\"d\",$AA132<>\"e\",$AA132<>\"f\"),$AG132<>0),\"\",IF(AND($AF132>=$AH$2,$AA132=\"b\"),5,IF(AND($AF132>=$AH$2,$AA132=\"c\"),11,IF(AND($AF132>=$AH$2,$AA132=\"d\"),17,IF(AND($AF132>=$AH$2,$AA132=\"e\"),23,IF(AND($AF132>=$AH$2,$AA132=\"f\"),29,0))))))","v":""},{"$f":"IF(OR(AND($AA132<>\"b\",$AA132<>\"c\",$AA132<>\"d\",$AA132<>\"e\",$AA132<>\"f\"),$AH132<>0),\"\",IF(AND($AF132>=$AI$2,$AA132=\"b\"),4,IF(AND($AF132>=$AI$2,$AA132=\"c\"),10,IF(AND($AF132>=$AI$2,$AA132=\"d\"),16,IF(AND($AF132>=$AI$2,$AA132=\"e\"),22,IF(AND($AF132>=$AI$2,$AA132=\"f\"),28,0))))))","v":""},{"$f":"IF(OR(AND($AA132<>\"b\",$AA132<>\"c\",$AA132<>\"d\",$AA132<>\"e\",$AA132<>\"f\"),$AI132<>0),\"\",IF(AND($AF132>=$AJ$2,$AA132=\"b\"),3,IF(AND($AF132>=$AJ$2,$AA132=\"c\"),9,IF(AND($AF132>=$AJ$2,$AA132=\"d\"),15,IF(AND($AF132>=$AJ$2,$AA132=\"e\"),21,IF(AND($AF132>=$AJ$2,$AA132=\"f\"),27,0))))))","v":""},{"$f":"IF(OR(AND($AA132<>\"b\",$AA132<>\"c\",$AA132<>\"d\",$AA132<>\"e\",$AA132<>\"f\"),$AJ132<>0),\"\",IF(AND($AF132>=$AK$2,$AA132=\"b\"),2,IF(AND($AF132>=$AK$2,$AA132=\"c\"),8,IF(AND($AF132>=$AK$2,$AA132=\"d\"),14,IF(AND($AF132>=$AK$2,$AA132=\"e\"),20,IF(AND($AF132>=$AK$2,$AA132=\"f\"),26,0))))))","v":""},{"$f":"IF(OR(AND($AA132<>\"b\",$AA132<>\"c\",$AA132<>\"d\",$AA132<>\"e\",$AA132<>\"f\"),$AK132<>0),\"\",IF(AND($AF132>=$AL$2,$AA132=\"b\"),1,IF(AND($AF132>=$AL$2,$AA132=\"c\"),7,IF(AND($AF132>=$AL$2,$AA132=\"d\"),13,IF(AND($AF132>=$AL$2,$AA132=\"e\"),19,IF(AND($AF132>=$AL$2,$AA132=\"f\"),25,0))))))","v":""},{"$f":"IF(AND($AA132<>\"i\",$AA132<>\"j\"),\"\",IF(AND($AF132>=$AM$2,$AA132=\"i\"),39,IF(AND($AF132>=$AM$2,$AA132=\"j\",$AD132=\"b\"),44,IF(AND($AF132>=$AM$2,$AA132=\"j\",$AD132<>\"b\"),49,0))))","v":""},{"$f":"IF(OR(AND($AA132<>\"i\",$AA132<>\"j\"),$AM132<>0),\"\",IF(AND($AF132>=$AN$2,$AA132=\"i\"),38,IF(AND($AF132>=$AN$2,$AA132=\"j\",$AD132=\"b\"),43,IF(AND($AF132>=$AN$2,$AA132=\"j\",$AD132<>\"b\"),48,0))))","v":""},{"$f":"IF(OR(AND($AA132<>\"i\",$AA132<>\"j\"),$AN132<>0),\"\",IF(AND($AF132>=$AO$2,$AA132=\"i\"),37,IF(AND($AF132>=$AO$2,$AA132=\"j\",$AD132=\"b\"),42,IF(AND($AF132>=$AO$2,$AA132=\"j\",$AD132<>\"b\"),47,0))))","v":""},{"$f":"IF(OR(AND($AA132<>\"i\",$AA132<>\"j\"),$AO132<>0),\"\",IF(AND($AF132>=$AP$2,$AA132=\"i\"),36,IF(AND($AF132>=$AP$2,$AA132=\"j\",$AD132=\"b\"),41,IF(AND($AF132>=$AP$2,$AA132=\"j\",$AD132<>\"b\"),46,0))))","v":""},{"$f":"IF(OR(AND($AA132<>\"i\",$AA132<>\"j\"),$AP132<>0),\"\",IF(AND($AF132>=$AQ$2,$AA132=\"i\"),35,IF(AND($AF132>=$AQ$2,$AA132=\"j\",$AD132=\"b\"),40,IF(AND($AF132>=$AQ$2,$AA132=\"j\",$AD132<>\"b\"),45,0))))","v":""},{"$f":"IF(AND($AA132<>\"g\",$AA132<>\"h\"),\"\",IF(AND($Z132=\"d\",$AA132=\"g\"),31,IF(AND($Z132=\"c\",$AA132=\"g\"),32,IF(AND($Z132=\"d\",$AA132=\"h\"),33,IF(AND($Z132=\"c\",$AA132=\"h\"),34,\"\")))))","v":""},{"$f":"SUM($AG132:$AR132)","v":0},{"$f":"CONCATENATE($Z132,$AA132,$AB132,$AC132,$AD132,$AE132,$AS132)","v":"aaaaaa0"},{"$f":"IF($AA132=\"g\",\"Yes\",\"No\")","v":"No"},{"$f":"IF($AA132=\"h\",\"Yes\",\"No\")","v":"No"},{"$f":"IF($Z132=\"a\",0,IF($Z132=\"b\",Inventory!$M139,Inventory!$AH139))","v":0},{"$f":"IF(OR($Z132=\"a\",AND($AU132=\"No\",$AV132=\"No\")),0,IF(AND($Z132=\"b\",Inventory!$O139=\"Btu/hr\"),Inventory!$N139,IF(AND($Z132=\"b\",Inventory!$O139=\"Tons\"),Inventory!$N139*12000,IF(AND(OR($Z132=\"c\",$Z132=\"d\"),Inventory!$AJ139=\"Btu/hr\"),Inventory!$AI139,IF(AND(OR($Z132=\"c\",$Z132=\"d\"),Inventory!$AJ139=\"Tons\"),Inventory!$AI139*12000,0)))))","v":0},{"$f":"IF(AX132=0,0,IF($AX132<7000,7000,IF($AX132>15000,15000,$AX132)))","v":0},{"$f":"IF(OR($Z132=\"a\",AND($AU132=\"No\",$AV132=\"No\"),$AX132=0),0,IF(AND($Z132<>\"b\",$AU132=\"Yes\",$AW132=\"Yes\"),14-(0.3*$AY132/1000),IF(AND($Z132<>\"b\",$AU132=\"Yes\",$AW132=\"No\"),10.9-(0.213*$AY132/1000),IF(AND($Z132=\"b\",$AU132=\"Yes\"),10.9-(0.213*$AY132/1000),IF(AND($Z132<>\"b\",$AV132=\"Yes\",$AW132=\"Yes\"),14-(0.3*$AY132/1000),IF(AND($Z132<>\"b\",$AV132=\"Yes\",$AW132=\"No\"),10.8-(0.213*$AY132/1000),IF(AND($Z132=\"b\",$AV132=\"Yes\"),10.8-(0.213*$AY132/1000),0)))))))","v":0},"EER",0,"kW/ton",{"$f":"IF(OR($Z132=\"a\",$AV132=\"No\"),0,IF(AND($Z132=\"b\",Inventory!$Q139=\"Btu/hr\"),Inventory!$P139,IF(AND($Z132=\"b\",Inventory!$Q139=\"Tons\"),Inventory!$P139*12000,IF(AND(OR($Z132=\"c\",$Z132=\"d\"),Inventory!$AL139=\"Btu/hr\"),Inventory!$AK139,IF(AND(OR($Z132=\"c\",$Z132=\"d\"),Inventory!$AL139=\"Tons\"),Inventory!$AK139*12000,0)))))","v":0},{"$f":"IF(BD132=0,0,IF($BD132<7000,7000,IF($BD132>15000,15000,$BD132)))","v":0},{"$f":"IF(OR($Z132=\"a\",$AV132=\"No\",$BD132=0),0,IF(AND($Z132<>\"b\",$AV132=\"Yes\",$AW132=\"Yes\"),3.7-(0.052*$BE132/1000),IF(AND($Z132<>\"b\",$AV132=\"Yes\",$AW132=\"No\"),2.9-(0.026*$BE132/1000),IF(AND($Z132=\"b\",$AV132=\"Yes\"),2.9-(0.026*$BE132/1000),0))))","v":0},"COP","No",{"$f":"IF(OR(Inventory!$J139=\"\",$BH132=\"No\"),\"-\",Inventory!$J139)","v":"-"},{"$f":"IFERROR(VLOOKUP($BI132,'Early Retirement'!$B$6:$C$32,2,FALSE),\"-\")","v":"-"},{"$f":"IF(OR($Z132<>\"b\",AND($AA132<>\"b\",$AA132<>\"c\")),\"n\",IF(AND($AS132<>1,$AS132<>2,$AS132<>7,$AS132<>8),\"n\",IF(Inventory!$K139=\"Split\",\"s\",IF(Inventory!$K139=\"Packaged\",\"p\",\"n\"))))","v":"n"},{"$f":"IF(AND($AA132<>\"i\",$AA132<>\"j\"),\"n\",IF(Inventory!$L139=\"Centrifugal\",\"c\",\"n\"))","v":"n"},{"$f":"IF(OR($BH132=\"No\",$AA132=\"a\"),\"-\",CONCATENATE($AS132,$BK132,$BL132))","v":"-"},"-",{"$f":"IFERROR(INDEX('Early Retirement'!$C$4:$AC$32,$BJ132,$BN132),0)","v":0},{"$f":"IFERROR(HLOOKUP($BN132,'Early Retirement'!$D$4:$AC$5,2,FALSE),0)","v":0},{"$f":"IFERROR(INDEX('Early Retirement'!$AE$4:$BE$32,$BJ132,$BN132),0)","v":0},{"$f":"IFERROR(HLOOKUP($BN132,'Early Retirement'!$AF$4:$BE$5,2,FALSE),0)","v":0},{"$f":"IF(LEFT($BP132,3)=\"EER\",12/$BO132,IF($BP132=\"kW/ton\",$BO132,0))","v":0},{"$f":"IF(OR(LEFT($BR132,4)=\"SEER\",$BR132=\"IEER\",$BR132=\"IPLV (EER)\"),12/$BQ132,IF($BR132=\"IPLV (kW/ton)\",$BQ132,0))","v":0},"kW/ton",{"$f":"IFERROR(INDEX('Early Retirement'!$BG$4:$CG$32,$BJ132,$BN132),0)","v":0},{"$f":"IFERROR(HLOOKUP($BN132,'Early Retirement'!$BH$4:$CH$5,2,FALSE),0)","v":0},{"$f":"IF(LEFT($BW132,4)=\"HSPF\",$BV132/3.412,IF($BW132=\"COP\",$BV132,0))","v":0},"COP",{"$f":"IF(AND($AU132=\"No\",$AV132=\"No\",$BH132=\"No\"),\"Yes\",\"No\")","v":"Yes"},0,0,"kW/ton",0,"COP",{"$f":"MAX($BB132,$BS132,$CA132)","v":0},{"$f":"MAX($BB132,$BT132,$CB132)","v":0},"kW/ton",{"$f":"MAX($BF132,$BX132,$CD132)","v":0},"COP",null,"cjabca47",0.68,"kW/ton",0.57999999999999996,"IPLV",0.68,0.57999999999999996,"kW/ton",null,null,null,null,"Water Cooled Chiller",0,"Screw","A",300]
[null,null,null,null,null,null,null,null,null,null,null,null,null,null,null,null,null,null,null,null,null,null,null,null,131,{"$f":"IF(Inventory!$C140=\"\",\"a\",VLOOKUP(Inventory!$C140,$B$3:$C$6,2,FALSE))","v":"a"},{"$f":"IF(AND($Z133=\"b\",Inventory!$I140=\"\"),\"a\",IF(AND($Z133=\"b\",Inventory!$I140<>\"\"),VLOOKUP(Inventory!$I140,$E$3:$F$12,2,FALSE),IF(AND(OR($Z133=\"c\",$Z133=\"d\"),Inventory!$AB140=\"\"),\"a\",IF(AND(OR($Z133=\"c\",$Z133=\"d\"),Inventory!$AB140<>\"\"),VLOOKUP(Inventory!$AB140,$E$3:$F$12,2,FALSE),\"a\"))))","v":"a"},{"$f":"IF(OR(AND($AA133<>\"b\",$AA133<>\"c\"),$AF133=0,$AF133>=(65000/12000),Inventory!$AC140=\"\"),\"a\",VLOOKUP(Inventory!$AC140,$H$3:$I$5,2,FALSE))","v":"a"},{"$f":"IF(AND(AA133<>\"I\",AA133<>\"j\"),\"a\",IF(AND(OR(Z133=\"b\",Z133=\"c\",Z133=\"d\"),Inventory!AD140=\"\"),\"a\",IF(AND(OR(Z133=\"b\",Z133=\"c\",Z133=\"d\"),Inventory!AD140<>\"\"),VLOOKUP(Inventory!AD140,$K$3:$L$5,2,FALSE),\"a\")))","v":"a"},{"$f":"IF(AND($AA133<>\"i\",$AA133<>\"j\"),\"a\",IF(AND($Z133=\"b\",Inventory!$L140=\"\"),\"a\",IF(AND($Z133=\"b\",Inventory!$L140<>\"\"),VLOOKUP(Inventory!$L140,$N$3:$O$6,2,FALSE),IF(AND(OR($Z133=\"c\",$Z133=\"d\"),Inventory!$AE140=\"\"),\"a\",IF(AND(OR($Z133=\"c\",$Z133=\"d\"),Inventory!$AE140<>\"\"),VLOOKUP(Inventory!$AE140,$N$3:$O$6,2,FALSE),\"a\")))))","v":"a"},{"$f":"IF(OR(AND($AA133<>\"e\",$AA133<>\"f\"),$AF133=0,Inventory!$AG140=\"\"),\"a\",VLOOKUP(Inventory!$AG140,$Q$3:$R$5,2,FALSE))","v":"a"},{"$f":"IF(OR(Inventory!C140=\"New Construction\",Inventory!C140=\"Replace-on-Burnout\"),Inventory!AT140,IF(Inventory!C140=\"Early Retirement\",Inventory!AS140,0))","v":0},"","","","","","","","","","","","",0,"aaaaaa0","No","No",{"$f":"IF($Z133=\"a\",0,IF($Z133=\"b\",Inventory!$M140,Inventory!$AH140))","v":0},{"$f":"IF(OR($Z133=\"a\",AND($AU133=\"No\",$AV133=\"No\")),0,IF(AND($Z133=\"b\",Inventory!$O140=\"Btu/hr\"),Inventory!$N140,IF(AND($Z133=\"b\",Inventory!$O140=\"Tons\"),Inventory!$N140*12000,IF(AND(OR($Z133=\"c\",$Z133=\"d\"),Inventory!$AJ140=\"Btu/hr\"),Inventory!$AI140,IF(AND(OR($Z133=\"c\",$Z133=\"d\"),Inventory!$AJ140=\"Tons\"),Inventory!$AI140*12000,0)))))","v":0},0,0,"EER",0,"kW/ton",{"$f":"IF(OR($Z133=\"a\",$AV133=\"No\"),0,IF(AND($Z133=\"b\",Inventory!$Q140=\"Btu/hr\"),Inventory!$P140,IF(AND($Z133=\"b\",Inventory!$Q140=\"Tons\"),Inventory!$P140*12000,IF(AND(OR($Z133=\"c\",$Z133=\"d\"),Inventory!$AL140=\"Btu/hr\"),Inventory!$AK140,IF(AND(OR($Z133=\"c\",$Z133=\"d\"),Inventory!$AL140=\"Tons\"),Inventory!$AK140*12000,0)))))","v":0},0,0,"COP","No",{"$f":"IF(OR(Inventory!$J140=\"\",$BH133=\"No\"),\"-\",Inventory!$J140)","v":"-"},{"$f":"IFERROR(VLOOKUP($BI133,'Early Retirement'!$B$6:$C$32,2,FALSE),\"-\")","v":"-"},{"$f":"IF(OR($Z133<>\"b\",AND($AA133<>\"b\",$AA133<>\"c\")),\"n\",IF(AND($AS133<>1,$AS133<>2,$AS133<>7,$AS133<>8),\"n\",IF(Inventory!$K140=\"Split\",\"s\",IF(Inventory!$K140=\"Packaged\",\"p\",\"n\"))))","v":"n"},{"$f":"IF(AND($AA133<>\"i\",$AA133<>\"j\"),\"n\",IF(Inventory!$L140=\"Centrifugal\",\"c\",\"n\"))","v":"n"},"-","-",{"$f":"IFERROR(INDEX('Early Retirement'!$C$4:$AC$32,$BJ133,$BN133),0)","v":0},{"$f":"IFERROR(HLOOKUP($BN133,'Early Retirement'!$D$4:$AC$5,2,FALSE),0)","v":0},{"$f":"IFERROR(INDEX('Early Retirement'!$AE$4:$BE$32,$BJ133,$BN133),0)","v":0},{"$f":"IFERROR(HLOOKUP($BN133,'Early Retirement'!$AF$4:$BE$5,2,FALSE),0)","v":0},0,0,"kW/ton",{"$f":"IFERROR(INDEX('Early Retirement'!$BG$4:$CG$32,$BJ133,$BN133),0)","v":0},{"$f":"IFERROR(HLOOKUP($BN133,'Early Retirement'!$BH$4:$CH$5,2,FALSE),0)","v":0},0,"COP","Yes",0,0,"kW/ton",0,"COP",0,0,"kW/ton",0,"COP",null,"cjabca48",0.62,"kW/ton",0.54,"IPLV",0.62,0.54,"kW/ton",null,null,null,null,"Water Cooled Chiller",0,"Screw","A",600]
[null,null,null,null,null,null,null,null,null,null,null,null,null,null,null,null,null,null,null,null,null,null,null,null,132,{"$f":"IF(Inventory!$C141=\"\",\"a\",VLOOKUP(Inventory!$C141,$B$3:$C$6,2,FALSE))","v":"a"},{"$f":"IF(AND($Z134=\"b\",Inventory!$I141=\"\"),\"a\",IF(AND($Z134=\"b\",Inventory!$I141<>\"\"),VLOOKUP(Inventory!$I141,$E$3:$F$12,2,FALSE),IF(AND(OR($Z134=\"c\",$Z134=\"d\"),Inventory!$AB141=\"\"),\"a\",IF(AND(OR($Z134=\"c\",$Z134=\"d\"),Inventory!$AB141<>\"\"),VLOOKUP(Inventory!$AB141,$E$3:$F$12,2,FALSE),\"a\"))))","v":"a"},{"$f":"IF(OR(AND($AA134<>\"b\",$AA134<>\"c\"),$AF134=0,$AF134>=(65000/12000),Inventory!$AC141=\"\"),\"a\",VLOOKUP(Inventory!$AC141,$H$3:$I$5,2,FALSE))","v":"a"},{"$f":"IF(AND(AA134<>\"I\",AA134<>\"j\"),\"a\",IF(AND(OR(Z134=\"b\",Z134=\"c\",Z134=\"d\"),Inventory!AD141=\"\"),\"a\",IF(AND(OR(Z134=\"b\",Z134=\"c\",Z134=\"d\"),Inventory!AD141<>\"\"),VLOOKUP(Inventory!AD141,$K$3:$L$5,2,FALSE),\"a\")))","v":"a"},{"$f":"IF(AND($AA134<>\"i\",$AA134<>\"j\"),\"a\",IF(AND($Z134=\"b\",Inventory!$L141=\"\"),\"a\",IF(AND($Z134=\"b\",Inventory!$L141<>\"\"),VLOOKUP(Inventory!$L141,$N$3:$O$6,2,FALSE),IF(AND(OR($Z134=\"c\",$Z134=\"d\"),Inventory!$AE141=\"\"),\"a\",IF(AND(OR($Z134=\"c\",$Z134=\"d\"),Inventory!$AE141<>\"\"),VLOOKUP(Inventory!$AE141,$N$3:$O$6,2,FALSE),\"a\")))))","v":"a"},{"$f":"IF(OR(AND($AA134<>\"e\",$AA134<>\"f\"),$AF134=0,Inventory!$AG141=\"\"),\"a\",VLOOKUP(Inventory!$AG141,$Q$3:$R$5,2,FALSE))","v":"a"},{"$f":"IF(OR(Inventory!C141=\"New Construction\",Inventory!C141=\"Replace-on-Burnout\"),Inventory!AT141,IF(Inventory!C141=\"Early Retirement\",Inventory!AS141,0))","v":0},"","","","","","","","","","","","",0,"aaaaaa0","No","No",{"$f":"IF($Z134=\"a\",0,IF($Z134=\"b\",Inventory!$M141,Inventory!$AH141))","v":0},{"$f":"IF(OR($Z134=\"a\",AND($AU134=\"No\",$AV134=\"No\")),0,IF(AND($Z134=\"b\",Inventory!$O141=\"Btu/hr\"),Inventory!$N141,IF(AND($Z134=\"b\",Inventory!$O141=\"Tons\"),Inventory!$N141*12000,IF(AND(OR($Z134=\"c\",$Z134=\"d\"),Inventory!$AJ141=\"Btu/hr\"),Inventory!$AI141,IF(AND(OR($Z134=\"c\",$Z134=\"d\"),Inventory!$AJ141=\"Tons\"),Inventory!$AI141*12000,0)))))","v":0},0,0,"EER",0,"kW/ton",{"$f":"IF(OR($Z134=\"a\",$AV134=\"No\"),0,IF(AND($Z134=\"b\",Inventory!$Q141=\"Btu/hr\"),Inventory!$P141,IF(AND($Z134=\"b\",Inventory!$Q141=\"Tons\"),Inventory!$P141*12000,IF(AND(OR($Z134=\"c\",$Z134=\"d\"),Inventory!$AL141=\"Btu/hr\"),Inventory!$AK141,IF(AND(OR($Z134=\"c\",$Z134=\"d\"),Inventory!$AL141=\"Tons\"),Inventory!$AK141*12000,0)))))","v":0},0,0,"COP","No",{"$f":"IF(OR(Inventory!$J141=\"\",$BH134=\"No\"),\"-\",Inventory!$J141)","v":"-"},{"$f":"IFERROR(VLOOKUP($BI134,'Early Retirement'!$B$6:$C$32,2,FALSE),\"-\")","v":"-"},{"$f":"IF(OR($Z134<>\"b\",AND($AA134<>\"b\",$AA134<>\"c\")),\"n\",IF(AND($AS134<>1,$AS134<>2,$AS134<>7,$AS134<>8),\"n\",IF(Inventory!$K141=\"Split\",\"s\",IF(Inventory!$K141=\"Packaged\",\"p\",\"n\"))))","v":"n"},{"$f":"IF(AND($AA134<>\"i\",$AA134<>\"j\"),\"n\",IF(Inventory!$L141=\"Centrifugal\",\"c\",\"n\"))","v":"n"},"-","-",{"$f":"IFERROR(INDEX('Early Retirement'!$C$4:$AC$32,$BJ134,$BN134),0)","v":0},{"$f":"IFERROR(HLOOKUP($BN134,'Early Retirement'!$D$4:$AC$5,2,FALSE),0)","v":0},{"$f":"IFERROR(INDEX('Early Retirement'!$AE$4:$BE$32,$BJ134,$BN134),0)","v":0},{"$f":"IFERROR(HLOOKUP($BN134,'Early Retirement'!$AF$4:$BE$5,2,FALSE),0)","v":0},0,0,"kW/ton",{"$f":"IFERROR(INDEX('Early Retirement'!$BG$4:$CG$32,$BJ134,$BN134),0)","v":0},{"$f":"IFERROR(HLOOKUP($BN134,'Early Retirement'!$BH$4:$CH$5,2,FALSE),0)","v":0},0,"COP","Yes",0,0,"kW/ton",0,"COP",0,0,"kW/ton",0,"COP",null,"cjabca49",0.62,"kW/ton",0.54,"IPLV",0.62,0.54,"kW/ton",null,null,null,null,"Water Cooled Chiller",0,"Screw","A",0]
[null,null,null,null,null,null,null,null,null,null,null,null,null,null,null,null,null,null,null,null,null,null,null,null,133,{"$f":"IF(Inventory!$C142=\"\",\"a\",VLOOKUP(Inventory!$C142,$B$3:$C$6,2,FALSE))","v":"a"},{"$f":"IF(AND($Z135=\"b\",Inventory!$I142=\"\"),\"a\",IF(AND($Z135=\"b\",Inventory!$I142<>\"\"),VLOOKUP(Inventory!$I142,$E$3:$F$12,2,FALSE),IF(AND(OR($Z135=\"c\",$Z135=\"d\"),Inventory!$AB142=\"\"),\"a\",IF(AND(OR($Z135=\"c\",$Z135=\"d\"),Inventory!$AB142<>\"\"),VLOOKUP(Inventory!$AB142,$E$3:$F$12,2,FALSE),\"a\"))))","v":"a"},{"$f":"IF(OR(AND($AA135<>\"b\",$AA135<>\"c\"),$AF135=0,$AF135>=(65000/12000),Inventory!$AC142=\"\"),\"a\",VLOOKUP(Inventory!$AC142,$H$3:$I$5,2,FALSE))","v":"a"},{"$f":"IF(AND(AA135<>\"I\",AA135<>\"j\"),\"a\",IF(AND(OR(Z135=\"b\",Z135=\"c\",Z135=\"d\"),Inventory!AD142=\"\"),\"a\",IF(AND(OR(Z135=\"b\",Z135=\"c\",Z135=\"d\"),Inventory!AD142<>\"\"),VLOOKUP(Inventory!AD142,$K$3:$L$5,2,FALSE),\"a\")))","v":"a"},{"$f":"IF(AND($AA135<>\"i\",$AA135<>\"j\"),\"a\",IF(AND($Z135=\"b\",Inventory!$L142=\"\"),\"a\",IF(AND($Z135=\"b\",Inventory!$L142<>\"\"),VLOOKUP(Inventory!$L142,$N$3:$O$6,2,FALSE),IF(AND(OR($Z135=\"c\",$Z135=\"d\"),Inventory!$AE142=\"\"),\"a\",IF(AND(OR($Z135=\"c\",$Z135=\"d\"),Inventory!$AE142<>\"\"),VLOOKUP(Inventory!$AE142,$N$3:$O$6,2,FALSE),\"a\")))))","v":"a"},{"$f":"IF(OR(AND($AA135<>\"e\",$AA135<>\"f\"),$AF135=0,Inventory!$AG142=\"\"),\"a\",VLOOKUP(Inventory!$AG142,$Q$3:$R$5,2,FALSE))","v":"a"},{"$f":"IF(OR(Inventory!C142=\"New Construction\",Inventory!C142=\"Replace-on-Burnout\"),Inventory!AT142,IF(Inventory!C142=\"Early Retirement\",Inventory!AS142,0))","v":0},"","","","","","","","","","","","",0,"aaaaaa0","No","No",{"$f":"IF($Z135=\"a\",0,IF($Z135=\"b\",Inventory!$M142,Inventory!$AH142))","v":0},{"$f":"IF(OR($Z135=\"a\",AND($AU135=\"No\",$AV135=\"No\")),0,IF(AND($Z135=\"b\",Inventory!$O142=\"Btu/hr\"),Inventory!$N142,IF(AND($Z135=\"b\",Inventory!$O142=\"Tons\"),Inventory!$N142*12000,IF(AND(OR($Z135=\"c\",$Z135=\"d\"),Inventory!$AJ142=\"Btu/hr\"),Inventory!$AI142,IF(AND(OR($Z135=\"c\",$Z135=\"d\"),Inventory!$AJ142=\"Tons\"),Inventory!$AI142*12000,0)))))","v":0},0,0,"EER",0,"kW/ton",{"$f":"IF(OR($Z135=\"a\",$AV135=\"No\"),0,IF(AND($Z135=\"b\",Inventory!$Q142=\"Btu/hr\"),Inventory!$P142,IF(AND($Z135=\"b\",Inventory!$Q142=\"Tons\"),Inventory!$P142*12000,IF(AND(OR($Z135=\"c\",$Z135=\"d\"),Inventory!$AL142=\"Btu/hr\"),Inventory!$AK142,IF(AND(OR($Z135=\"c\",$Z135=\"d\"),Inventory!$AL142=\"Tons\"),Inventory!$AK142*12000,0)))))","v":0},0,0,"COP","No",{"$f":"IF(OR(Inventory!$J142=\"\",$BH135=\"No\"),\"-\",Inventory!$J142)","v":"-"},{"$f":"IFERROR(VLOOKUP($BI135,'Early Retirement'!$B$6:$C$32,2,FALSE),\"-\")","v":"-"},{"$f":"IF(OR($Z135<>\"b\",AND($AA135<>\"b\",$AA135<>\"c\")),\"n\",IF(AND($AS135<>1,$AS135<>2,$AS135<>7,$AS135<>8),\"n\",IF(Inventory!$K142=\"Split\",\"s\",IF(Inventory!$K142=\"Packaged\",\"p\",\"n\"))))","v":"n"},{"$f":"IF(AND($AA135<>\"i\",$AA135<>\"j\"),\"n\",IF(Inventory!$L142=\"Centrifugal\",\"c\",\"n\"))","v":"n"},"-","-",{"$f":"IFERROR(INDEX('Early Retirement'!$C$4:$AC$32,$BJ135,$BN135),0)","v":0},{"$f":"IFERROR(HLOOKUP($BN135,'Early Retirement'!$D$4:$AC$5,2,FALSE),0)","v":0},{"$f":"IFERROR(INDEX('Early Retirement'!$AE$4:$BE$32,$BJ135,$BN135),0)","v":0},{"$f":"IFERROR(HLOOKUP($BN135,'Early Retirement'!$AF$4:$BE$5,2,FALSE),0)","v":0},0,0,"kW/ton",{"$f":"IFERROR(INDEX('Early Retirement'!$BG$4:$CG$32,$BJ135,$BN135),0)","v":0},{"$f":"IFERROR(HLOOKUP($BN135,'Early Retirement'!$BH$4:$CH$5,2,FALSE),0)","v":0},0,"COP","Yes",0,0,"kW/ton",0,"COP",0,0,"kW/ton",0,"COP",null,"cjabda45",0.78,"kW/ton",0.63,"IPLV",0.78,0.63,"kW/ton",null,null,null,null,"Water Cooled Chiller",0,"Scroll","A",75]
[null,null,null,null,null,null,null,null,null,null,null,null,null,null,null,null,null,null,null,null,null,null,null,null,134,{"$f":"IF(Inventory!$C143=\"\",\"a\",VLOOKUP(Inventory!$C143,$B$3:$C$6,2,FALSE))","v":"a"},{"$f":"IF(AND($Z136=\"b\",Inventory!$I143=\"\"),\"a\",IF(AND($Z136=\"b\",Inventory!$I143<>\"\"),VLOOKUP(Inventory!$I143,$E$3:$F$12,2,FALSE),IF(AND(OR($Z136=\"c\",$Z136=\"d\"),Inventory!$AB143=\"\"),\"a\",IF(AND(OR($Z136=\"c\",$Z136=\"d\"),Inventory!$AB143<>\"\"),VLOOKUP(Inventory!$AB143,$E$3:$F$12,2,FALSE),\"a\"))))","v":"a"},{"$f":"IF(OR(AND($AA136<>\"b\",$AA136<>\"c\"),$AF136=0,$AF136>=(65000/12000),Inventory!$AC143=\"\"),\"a\",VLOOKUP(Inventory!$AC143,$H$3:$I$5,2,FALSE))","v":"a"},{"$f":"IF(AND(AA136<>\"I\",AA136<>\"j\"),\"a\",IF(AND(OR(Z136=\"b\",Z136=\"c\",Z136=\"d\"),Inventory!AD143=\"\"),\"a\",IF(AND(OR(Z136=\"b\",Z136=\"c\",Z136=\"d\"),Inventory!AD143<>\"\"),VLOOKUP(Inventory!AD143,$K$3:$L$5,2,FALSE),\"a\")))","v":"a"},{"$f":"IF(AND($AA136<>\"i\",$AA136<>\"j\"),\"a\",IF(AND($Z136=\"b\",Inventory!$L143=\"\"),\"a\",IF(AND($Z136=\"b\",Inventory!$L143<>\"\"),VLOOKUP(Inventory!$L143,$N$3:$O$6,2,FALSE),IF(AND(OR($Z136=\"c\",$Z136=\"d\"),Inventory!$AE143=\"\"),\"a\",IF(AND(OR($Z136=\"c\",$Z136=\"d\"),Inventory!$AE143<>\"\"),VLOOKUP(Inventory!$AE143,$N$3:$O$6,2,FALSE),\"a\")))))","v":"a"},{"$f":"IF(OR(AND($AA136<>\"e\",$AA136<>\"f\"),$AF136=0,Inventory!$AG143=\"\"),\"a\",VLOOKUP(Inventory!$AG143,$Q$3:$R$5,2,FALSE))","v":"a"},{"$f":"IF(OR(Inventory!C143=\"New Construction\",Inventory!C143=\"Replace-on-Burnout\"),Inventory!AT143,IF(Inventory!C143=\"Early Retirement\",Inventory!AS143,0))","v":0},"","","","","","","","","","","","",0,"aaaaaa0","No","No",{"$f":"IF($Z136=\"a\",0,IF($Z136=\"b\",Inventory!$M143,Inventory!$AH143))","v":0},{"$f":"IF(OR($Z136=\"a\",AND($AU136=\"No\",$AV136=\"No\")),0,IF(AND($Z136=\"b\",Inventory!$O143=\"Btu/hr\"),Inventory!$N143,IF(AND($Z136=\"b\",Inventory!$O143=\"Tons\"),Inventory!$N143*12000,IF(AND(OR($Z136=\"c\",$Z136=\"d\"),Inventory!$AJ143=\"Btu/hr\"),Inventory!$AI143,IF(AND(OR($Z136=\"c\",$Z136=\"d\"),Inventory!$AJ143=\"Tons\"),Inventory!$AI143*12000,0)))))","v":0},0,0,"EER",0,"kW/ton",{"$f":"IF(OR($Z136=\"a\",$AV136=\"No\"),0,IF(AND($Z136=\"b\",Inventory!$Q143=\"Btu/hr\"),Inventory!$P143,IF(AND($Z136=\"b\",Inventory!$Q143=\"Tons\"),Inventory!$P143*12000,IF(AND(OR($Z136=\"c\",$Z136=\"d\"),Inventory!$AL143=\"Btu/hr\"),Inventory!$AK143,IF(AND(OR($Z136=\"c\",$Z136=\"d\"),Inventory!$AL143=\"Tons\"),Inventory!$AK143*12000,0)))))","v":0},0,0,"COP","No",{"$f":"IF(OR(Inventory!$J143=\"\",$BH136=\"No\"),\"-\",Inventory!$J143)","v":"-"},{"$f":"IFERROR(VLOOKUP($BI136,'Early Retirement'!$B$6:$C$32,2,FALSE),\"-\")","v":"-"},{"$f":"IF(OR($Z136<>\"b\",AND($AA136<>\"b\",$AA136<>\"c\")),\"n\",IF(AND($AS136<>1,$AS136<>2,$AS136<>7,$AS136<>8),\"n\",IF(Inventory!$K143=\"Split\",\"s\",IF(Inventory!$K143=\"Packaged\",\"p\",\"n\"))))","v":"n"},{"$f":"IF(AND($AA136<>\"i\",$AA136<>\"j\"),\"n\",IF(Inventory!$L143=\"Centrifugal\",\"c\",\"n\"))","v":"n"},"-","-",{"$f":"IFERROR(INDEX('Early Retirement'!$C$4:$AC$32,$BJ136,$BN136),0)","v":0},{"$f":"IFERROR(HLOOKUP($BN136,'Early Retirement'!$D$4:$AC$5,2,FALSE),0)","v":0},{"$f":"IFERROR(INDEX('Early Retirement'!$AE$4:$BE$32,$BJ136,$BN136),0)","v":0},{"$f":"IFERROR(HLOOKUP($BN136,'Early Retirement'!$AF$4:$BE$5,2,FALSE),0)","v":0},0,0,"kW/ton",{"$f":"IFERROR(INDEX('Early Retirement'!$BG$4:$CG$32,$BJ136,$BN136),0)","v":0},{"$f":"IFERROR(HLOOKUP($BN136,'Early Retirement'!$BH$4:$CH$5,2,FALSE),0)","v":0},0,"COP","Yes",0,0,"kW/ton",0,"COP",0,0,"kW/ton",0,"COP",null,"cjabda46",0.77500000000000002,"kW/ton",0.61499999999999999,"IPLV",0.77500000000000002,0.61499999999999999,"kW/ton",null,null,null,null,"Water Cooled Chiller",0,"Scroll","A",150]
[null,null,null,null,null,null,null,null,null,null,null,null,null,null,null,null,null,null,null,null,null,null,null,null,135,{"$f":"IF(Inventory!$C144=\"\",\"a\",VLOOKUP(Inventory!$C144,$B$3:$C$6,2,FALSE))","v":"a"},{"$f":"IF(AND($Z137=\"b\",Inventory!$I144=\"\"),\"a\",IF(AND($Z137=\"b\",Inventory!$I144<>\"\"),VLOOKUP(Inventory!$I144,$E$3:$F$12,2,FALSE),IF(AND(OR($Z137=\"c\",$Z137=\"d\"),Inventory!$AB144=\"\"),\"a\",IF(AND(OR($Z137=\"c\",$Z137=\"d\"),Inventory!$AB144<>\"\"),VLOOKUP(Inventory!$AB144,$E$3:$F$12,2,FALSE),\"a\"))))","v":"a"},{"$f":"IF(OR(AND($AA137<>\"b\",$AA137<>\"c\"),$AF137=0,$AF137>=(65000/12000),Inventory!$AC144=\"\"),\"a\",VLOOKUP(Inventory!$AC144,$H$3:$I$5,2,FALSE))","v":"a"},{"$f":"IF(AND(AA137<>\"I\",AA137<>\"j\"),\"a\",IF(AND(OR(Z137=\"b\",Z137=\"c\",Z137=\"d\"),Inventory!AD144=\"\"),\"a\",IF(AND(OR(Z137=\"b\",Z137=\"c\",Z137=\"d\"),Inventory!AD144<>\"\"),VLOOKUP(Inventory!AD144,$K$3:$L$5,2,FALSE),\"a\")))","v":"a"},{"$f":"IF(AND($AA137<>\"i\",$AA137<>\"j\"),\"a\",IF(AND($Z137=\"b\",Inventory!$L144=\"\"),\"a\",IF(AND($Z137=\"b\",Inventory!$L144<>\"\"),VLOOKUP(Inventory!$L144,$N$3:$O$6,2,FALSE),IF(AND(OR($Z137=\"c\",$Z137=\"d\"),Inventory!$AE144=\"\"),\"a\",IF(AND(OR($Z137=\"c\",$Z137=\"d\"),Inventory!$AE144<>\"\"),VLOOKUP(Inventory!$AE144,$N$3:$O$6,2,FALSE),\"a\")))))","v":"a"},{"$f":"IF(OR(AND($AA137<>\"e\",$AA137<>\"f\"),$AF137=0,Inventory!$AG144=\"\"),\"a\",VLOOKUP(Inventory!$AG144,$Q$3:$R$5,2,FALSE))","v":"a"},{"$f":"IF(OR(Inventory!C144=\"New Construction\",Inventory!C144=\"Replace-on-Burnout\"),Inventory!AT144,IF(Inventory!C144=\"Early Retirement\",Inventory!AS144,0))","v":0},"","","","","","","","","","","","",0,"aaaaaa0","No","No",{"$f":"IF($Z137=\"a\",0,IF($Z137=\"b\",Inventory!$M144,Inventory!$AH144))","v":0},{"$f":"IF(OR($Z137=\"a\",AND($AU137=\"No\",$AV137=\"No\")),0,IF(AND($Z137=\"b\",Inventory!$O144=\"Btu/hr\"),Inventory!$N144,IF(AND($Z137=\"b\",Inventory!$O144=\"Tons\"),Inventory!$N144*12000,IF(AND(OR($Z137=\"c\",$Z137=\"d\"),Inventory!$AJ144=\"Btu/hr\"),Inventory!$AI144,IF(AND(OR($Z137=\"c\",$Z137=\"d\"),Inventory!$AJ144=\"Tons\"),Inventory!$AI144*12000,0)))))","v":0},0,0,"EER",0,"kW/ton",{"$f":"IF(OR($Z137=\"a\",$AV137=\"No\"),0,IF(AND($Z137=\"b\",Inventory!$Q144=\"Btu/hr\"),Inventory!$P144,IF(AND($Z137=\"b\",Inventory!$Q144=\"Tons\"),Inventory!$P144*12000,IF(AND(OR($Z137=\"c\",$Z137=\"d\"),Inventory!$AL144=\"Btu/hr\"),Inventory!$AK144,IF(AND(OR($Z137=\"c\",$Z137=\"d\"),Inventory!$AL144=\"Tons\"),Inventory!$AK144*12000,0)))))","v":0},0,0,"COP","No",{"$f":"IF(OR(Inventory!$J144=\"\",$BH137=\"No\"),\"-\",Inventory!$J144)","v":"-"},{"$f":"IFERROR(VLOOKUP($BI137,'Early Retirement'!$B$6:$C$32,2,FALSE),\"-\")","v":"-"},{"$f":"IF(OR($Z137<>\"b\",AND($AA137<>\"b\",$AA137<>\"c\")),\"n\",IF(AND($AS137<>1,$AS137<>2,$AS137<>7,$AS137<>8),\"n\",IF(Inventory!$K144=\"Split\",\"s\",IF(Inventory!$K144=\"Packaged\",\"p\",\"n\"))))","v":"n"},{"$f":"IF(AND($AA137<>\"i\",$AA137<>\"j\"),\"n\",IF(Inventory!$L144=\"Centrifugal\",\"c\",\"n\"))","v":"n"},"-","-",{"$f":"IFERROR(INDEX('Early Retirement'!$C$4:$AC$32,$BJ137,$BN137),0)","v":0},{"$f":"IFERROR(HLOOKUP($BN137,'Early Retirement'!$D$4:$AC$5,2,FALSE),0)","v":0},{"$f":"IFERROR(INDEX('Early Retirement'!$AE$4:$BE$32,$BJ137,$BN137),0)","v":0},{"$f":"IFERROR(HLOOKUP($BN137,'Early Retirement'!$AF$4:$BE$5,2,FALSE),0)","v":0},0,0,"kW/ton",{"$f":"IFERROR(INDEX('Early Retirement'!$BG$4:$CG$32,$BJ137,$BN137),0)","v":0},{"$f":"IFERROR(HLOOKUP($BN137,'Early Retirement'!$BH$4:$CH$5,2,FALSE),0)","v":0},0,"COP","Yes",0,0,"kW/ton",0,"COP",0,0,"kW/ton",0,"COP",null,"cjabda47",0.68,"kW/ton",0.57999999999999996,"IPLV",0.68,0.57999999999999996,"kW/ton",null,null,null,null,"Water Cooled Chiller",0,"Scroll","A",300]
[null,null,null,null,null,null,null,null,null,null,null,null,null,null,null,null,null,null,null,null,null,null,null,null,136,{"$f":"IF(Inventory!$C145=\"\",\"a\",VLOOKUP(Inventory!$C145,$B$3:$C$6,2,FALSE))","v":"a"},{"$f":"IF(AND($Z138=\"b\",Inventory!$I145=\"\"),\"a\",IF(AND($Z138=\"b\",Inventory!$I145<>\"\"),VLOOKUP(Inventory!$I145,$E$3:$F$12,2,FALSE),IF(AND(OR($Z138=\"c\",$Z138=\"d\"),Inventory!$AB145=\"\"),\"a\",IF(AND(OR($Z138=\"c\",$Z138=\"d\"),Inventory!$AB145<>\"\"),VLOOKUP(Inventory!$AB145,$E$3:$F$12,2,FALSE),\"a\"))))","v":"a"},{"$f":"IF(OR(AND($AA138<>\"b\",$AA138<>\"c\"),$AF138=0,$AF138>=(65000/12000),Inventory!$AC145=\"\"),\"a\",VLOOKUP(Inventory!$AC145,$H$3:$I$5,2,FALSE))","v":"a"},{"$f":"IF(AND(AA138<>\"I\",AA138<>\"j\"),\"a\",IF(AND(OR(Z138=\"b\",Z138=\"c\",Z138=\"d\"),Inventory!AD145=\"\"),\"a\",IF(AND(OR(Z138=\"b\",Z138=\"c\",Z138=\"d\"),Inventory!AD145<>\"\"),VLOOKUP(Inventory!AD145,$K$3:$L$5,2,FALSE),\"a\")))","v":"a"},{"$f":"IF(AND($AA138<>\"i\",$AA138<>\"j\"),\"a\",IF(AND($Z138=\"b\",Inventory!$L145=\"\"),\"a\",IF(AND($Z138=\"b\",Inventory!$L145<>\"\"),VLOOKUP(Inventory!$L145,$N$3:$O$6,2,FALSE),IF(AND(OR($Z138=\"c\",$Z138=\"d\"),Inventory!$AE145=\"\"),\"a\",IF(AND(OR($Z138=\"c\",$Z138=\"d\"),Inventory!$AE145<>\"\"),VLOOKUP(Inventory!$AE145,$N$3:$O$6,2,FALSE),\"a\")))))","v":"a"},{"$f":"IF(OR(AND($AA138<>\"e\",$AA138<>\"f\"),$AF138=0,Inventory!$AG145=\"\"),\"a\",VLOOKUP(Inventory!$AG145,$Q$3:$R$5,2,FALSE))","v":"a"},{"$f":"IF(OR(Inventory!C145=\"New Construction\",Inventory!C145=\"Replace-on-Burnout\"),Inventory!AT145,IF(Inventory!C145=\"Early Retirement\",Inventory!AS145,0))","v":0},"","","","","","","","","","","","",0,"aaaaaa0","No","No",{"$f":"IF($Z138=\"a\",0,IF($Z138=\"b\",Inventory!$M145,Inventory!$AH145))","v":0},{"$f":"IF(OR($Z138=\"a\",AND($AU138=\"No\",$AV138=\"No\")),0,IF(AND($Z138=\"b\",Inventory!$O145=\"Btu/hr\"),Inventory!$N145,IF(AND($Z138=\"b\",Inventory!$O145=\"Tons\"),Inventory!$N145*12000,IF(AND(OR($Z138=\"c\",$Z138=\"d\"),Inventory!$AJ145=\"Btu/hr\"),Inventory!$AI145,IF(AND(OR($Z138=\"c\",$Z138=\"d\"),Inventory!$AJ145=\"Tons\"),Inventory!$AI145*12000,0)))))","v":0},0,0,"EER",0,"kW/ton",{"$f":"IF(OR($Z138=\"a\",$AV138=\"No\"),0,IF(AND($Z138=\"b\",Inventory!$Q145=\"Btu/hr\"),Inventory!$P145,IF(AND($Z138=\"b\",Inventory!$Q145=\"Tons\"),Inventory!$P145*12000,IF(AND(OR($Z138=\"c\",$Z138=\"d\"),Inventory!$AL145=\"Btu/hr\"),Inventory!$AK145,IF(AND(OR($Z138=\"c\",$Z138=\"d\"),Inventory!$AL145=\"Tons\"),Inventory!$AK145*12000,0)))))","v":0},0,0,"COP","No",{"$f":"IF(OR(Inventory!$J145=\"\",$BH138=\"No\"),\"-\",Inventory!$J145)","v":"-"},{"$f":"IFERROR(VLOOKUP($BI138,'Early Retirement'!$B$6:$C$32,2,FALSE),\"-\")","v":"-"},{"$f":"IF(OR($Z138<>\"b\",AND($AA138<>\"b\",$AA138<>\"c\")),\"n\",IF(AND($AS138<>1,$AS138<>2,$AS138<>7,$AS138<>8),\"n\",IF(Inventory!$K145=\"Split\",\"s\",IF(Inventory!$K145=\"Packaged\",\"p\",\"n\"))))","v":"n"},{"$f":"IF(AND($AA138<>\"i\",$AA138<>\"j\"),\"n\",IF(Inventory!$L145=\"Centrifugal\",\"c\",\"n\"))","v":"n"},"-","-",{"$f":"IFERROR(INDEX('Early Retirement'!$C$4:$AC$32,$BJ138,$BN138),0)","v":0},{"$f":"IFERROR(HLOOKUP($BN138,'Early Retirement'!$D$4:$AC$5,2,FALSE),0)","v":0},{"$f":"IFERROR(INDEX('Early Retirement'!$AE$4:$BE$32,$BJ138,$BN138),0)","v":0},{"$f":"IFERROR(HLOOKUP($BN138,'Early Retirement'!$AF$4:$BE$5,2,FALSE),0)","v":0},0,0,"kW/ton",{"$f":"IFERROR(INDEX('Early Retirement'!$BG$4:$CG$32,$BJ138,$BN138),0)","v":0},{"$f":"IFERROR(HLOOKUP($BN138,'Early Retirement'!$BH$4:$CH$5,2,FALSE),0)","v":0},0,"COP","Yes",0,0,"kW/ton",0,"COP",0,0,"kW/ton",0,"COP",null,"cjabda48",0.62,"kW/ton",0.54,"IPLV",0.62,0.54,"kW/ton",null,null,null,null,"Water Cooled Chiller",0,"Scroll","A",600]
[null,null,null,null,null,null,null,null,null,null,null,null,null,null,null,null,null,null,null,null,null,null,null,null,137,{"$f":"IF(Inventory!$C146=\"\",\"a\",VLOOKUP(Inventory!$C146,$B$3:$C$6,2,FALSE))","v":"a"},{"$f":"IF(AND($Z139=\"b\",Inventory!$I146=\"\"),\"a\",IF(AND($Z139=\"b\",Inventory!$I146<>\"\"),VLOOKUP(Inventory!$I146,$E$3:$F$12,2,FALSE),IF(AND(OR($Z139=\"c\",$Z139=\"d\"),Inventory!$AB146=\"\"),\"a\",IF(AND(OR($Z139=\"c\",$Z139=\"d\"),Inventory!$AB146<>\"\"),VLOOKUP(Inventory!$AB146,$E$3:$F$12,2,FALSE),\"a\"))))","v":"a"},{"$f":"IF(OR(AND($AA139<>\"b\",$AA139<>\"c\"),$AF139=0,$AF139>=(65000/12000),Inventory!$AC146=\"\"),\"a\",VLOOKUP(Inventory!$AC146,$H$3:$I$5,2,FALSE))","v":"a"},{"$f":"IF(AND(AA139<>\"I\",AA139<>\"j\"),\"a\",IF(AND(OR(Z139=\"b\",Z139=\"c\",Z139=\"d\"),Inventory!AD146=\"\"),\"a\",IF(AND(OR(Z139=\"b\",Z139=\"c\",Z139=\"d\"),Inventory!AD146<>\"\"),VLOOKUP(Inventory!AD146,$K$3:$L$5,2,FALSE),\"a\")))","v":"a"},{"$f":"IF(AND($AA139<>\"i\",$AA139<>\"j\"),\"a\",IF(AND($Z139=\"b\",Inventory!$L146=\"\"),\"a\",IF(AND($Z139=\"b\",Inventory!$L146<>\"\"),VLOOKUP(Inventory!$L146,$N$3:$O$6,2,FALSE),IF(AND(OR($Z139=\"c\",$Z139=\"d\"),Inventory!$AE146=\"\"),\"a\",IF(AND(OR($Z139=\"c\",$Z139=\"d\"),Inventory!$AE146<>\"\"),VLOOKUP(Inventory!$AE146,$N$3:$O$6,2,FALSE),\"a\")))))","v":"a"},{"$f":"IF(OR(AND($AA139<>\"e\",$AA139<>\"f\"),$AF139=0,Inventory!$AG146=\"\"),\"a\",VLOOKUP(Inventory!$AG146,$Q$3:$R$5,2,FALSE))","v":"a"},{"$f":"IF(OR(Inventory!C146=\"New Construction\",Inventory!C146=\"Replace-on-Burnout\"),Inventory!AT146,IF(Inventory!C146=\"Early Retirement\",Inventory!AS146,0))","v":0},"","","","","","","","","","","","",0,"aaaaaa0","No","No",{"$f":"IF($Z139=\"a\",0,IF($Z139=\"b\",Inventory!$M146,Inventory!$AH146))","v":0},{"$f":"IF(OR($Z139=\"a\",AND($AU139=\"No\",$AV139=\"No\")),0,IF(AND($Z139=\"b\",Inventory!$O146=\"Btu/hr\"),Inventory!$N146,IF(AND($Z139=\"b\",Inventory!$O146=\"Tons\"),Inventory!$N146*12000,IF(AND(OR($Z139=\"c\",$Z139=\"d\"),Inventory!$AJ146=\"Btu/hr\"),Inventory!$AI146,IF(AND(OR($Z139=\"c\",$Z139=\"d\"),Inventory!$AJ146=\"Tons\"),Inventory!$AI146*12000,0)))))","v":0},0,0,"EER",0,"kW/ton",{"$f":"IF(OR($Z139=\"a\",$AV139=\"No\"),0,IF(AND($Z139=\"b\",Inventory!$Q146=\"Btu/hr\"),Inventory!$P146,IF(AND($Z139=\"b\",Inventory!$Q146=\"Tons\"),Inventory!$P146*12000,IF(AND(OR($Z139=\"c\",$Z139=\"d\"),Inventory!$AL146=\"Btu/hr\"),Inventory!$AK146,IF(AND(OR($Z139=\"c\",$Z139=\"d\"),Inventory!$AL146=\"Tons\"),Inventory!$AK146*12000,0)))))","v":0},0,0,"COP","No",{"$f":"IF(OR(Inventory!$J146=\"\",$BH139=\"No\"),\"-\",Inventory!$J146)","v":"-"},{"$f":"IFERROR(VLOOKUP($BI139,'Early Retirement'!$B$6:$C$32,2,FALSE),\"-\")","v":"-"},{"$f":"IF(OR($Z139<>\"b\",AND($AA139<>\"b\",$AA139<>\"c\")),\"n\",IF(AND($AS139<>1,$AS139<>2,$AS139<>7,$AS139<>8),\"n\",IF(Inventory!$K146=\"Split\",\"s\",IF(Inventory!$K146=\"Packaged\",\"p\",\"n\"))))","v":"n"},{"$f":"IF(AND($AA139<>\"i\",$AA139<>\"j\"),\"n\",IF(Inventory!$L146=\"Centrifugal\",\"c\",\"n\"))","v":"n"},"-","-",{"$f":"IFERROR(INDEX('Early Retirement'!$C$4:$AC$32,$BJ139,$BN139),0)","v":0},{"$f":"IFERROR(HLOOKUP($BN139,'Early Retirement'!$D$4:$AC$5,2,FALSE),0)","v":0},{"$f":"IFERROR(INDEX('Early Retirement'!$AE$4:$BE$32,$BJ139,$BN139),0)","v":0},{"$f":"IFERROR(HLOOKUP($BN139,'Early Retirement'!$AF$4:$BE$5,2,FALSE),0)","v":0},0,0,"kW/ton",{"$f":"IFERROR(INDEX('Early Retirement'!$BG$4:$CG$32,$BJ139,$BN139),0)","v":0},{"$f":"IFERROR(HLOOKUP($BN139,'Early Retirement'!$BH$4:$CH$5,2,FALSE),0)","v":0},0,"COP","Yes",0,0,"kW/ton",0,"COP",0,0,"kW/ton",0,"COP",null,"cjabda49",0.62,"kW/ton",0.54,"IPLV",0.62,0.54,"kW/ton",null,null,null,null,"Water Cooled Chiller",0,"Scroll","A",0]
[null,null,null,null,null,null,null,null,null,null,null,null,null,null,null,null,null,null,null,null,null,null,null,null,138,{"$f":"IF(Inventory!$C147=\"\",\"a\",VLOOKUP(Inventory!$C147,$B$3:$C$6,2,FALSE))","v":"a"},{"$f":"IF(AND($Z140=\"b\",Inventory!$I147=\"\"),\"a\",IF(AND($Z140=\"b\",Inventory!$I147<>\"\"),VLOOKUP(Inventory!$I147,$E$3:$F$12,2,FALSE),IF(AND(OR($Z140=\"c\",$Z140=\"d\"),Inventory!$AB147=\"\"),\"a\",IF(AND(OR($Z140=\"c\",$Z140=\"d\"),Inventory!$AB147<>\"\"),VLOOKUP(Inventory!$AB147,$E$3:$F$12,2,FALSE),\"a\"))))","v":"a"},{"$f":"IF(OR(AND($AA140<>\"b\",$AA140<>\"c\"),$AF140=0,$AF140>=(65000/12000),Inventory!$AC147=\"\"),\"a\",VLOOKUP(Inventory!$AC147,$H$3:$I$5,2,FALSE))","v":"a"},{"$f":"IF(AND(AA140<>\"I\",AA140<>\"j\"),\"a\",IF(AND(OR(Z140=\"b\",Z140=\"c\",Z140=\"d\"),Inventory!AD147=\"\"),\"a\",IF(AND(OR(Z140=\"b\",Z140=\"c\",Z140=\"d\"),Inventory!AD147<>\"\"),VLOOKUP(Inventory!AD147,$K$3:$L$5,2,FALSE),\"a\")))","v":"a"},{"$f":"IF(AND($AA140<>\"i\",$AA140<>\"j\"),\"a\",IF(AND($Z140=\"b\",Inventory!$L147=\"\"),\"a\",IF(AND($Z140=\"b\",Inventory!$L147<>\"\"),VLOOKUP(Inventory!$L147,$N$3:$O$6,2,FALSE),IF(AND(OR($Z140=\"c\",$Z140=\"d\"),Inventory!$AE147=\"\"),\"a\",IF(AND(OR($Z140=\"c\",$Z140=\"d\"),Inventory!$AE147<>\"\"),VLOOKUP(Inventory!$AE147,$N$3:$O$6,2,FALSE),\"a\")))))","v":"a"},{"$f":"IF(OR(AND($AA140<>\"e\",$AA140<>\"f\"),$AF140=0,Inventory!$AG147=\"\"),\"a\",VLOOKUP(Inventory!$AG147,$Q$3:$R$5,2,FALSE))","v":"a"},{"$f":"IF(OR(Inventory!C147=\"New Construction\",Inventory!C147=\"Replace-on-Burnout\"),Inventory!AT147,IF(Inventory!C147=\"Early Retirement\",Inventory!AS147,0))","v":0},"","","","","","","","","","","","",0,"aaaaaa0","No","No",{"$f":"IF($Z140=\"a\",0,IF($Z140=\"b\",Inventory!$M147,Inventory!$AH147))","v":0},{"$f":"IF(OR($Z140=\"a\",AND($AU140=\"No\",$AV140=\"No\")),0,IF(AND($Z140=\"b\",Inventory!$O147=\"Btu/hr\"),Inventory!$N147,IF(AND($Z140=\"b\",Inventory!$O147=\"Tons\"),Inventory!$N147*12000,IF(AND(OR($Z140=\"c\",$Z140=\"d\"),Inventory!$AJ147=\"Btu/hr\"),Inventory!$AI147,IF(AND(OR($Z140=\"c\",$Z140=\"d\"),Inventory!$AJ147=\"Tons\"),Inventory!$AI147*12000,0)))))","v":0},0,0,"EER",0,"kW/ton",{"$f":"IF(OR($Z140=\"a\",$AV140=\"No\"),0,IF(AND($Z140=\"b\",Inventory!$Q147=\"Btu/hr\"),Inventory!$P147,IF(AND($Z140=\"b\",Inventory!$Q147=\"Tons\"),Inventory!$P147*12000,IF(AND(OR($Z140=\"c\",$Z140=\"d\"),Inventory!$AL147=\"Btu/hr\"),Inventory!$AK147,IF(AND(OR($Z140=\"c\",$Z140=\"d\"),Inventory!$AL147=\"Tons\"),Inventory!$AK147*12000,0)))))","v":0},0,0,"COP","No",{"$f":"IF(OR(Inventory!$J147=\"\",$BH140=\"No\"),\"-\",Inventory!$J147)","v":"-"},{"$f":"IFERROR(VLOOKUP($BI140,'Early Retirement'!$B$6:$C$32,2,FALSE),\"-\")","v":"-"},{"$f":"IF(OR($Z140<>\"b\",AND($AA140<>\"b\",$AA140<>\"c\")),\"n\",IF(AND($AS140<>1,$AS140<>2,$AS140<>7,$AS140<>8),\"n\",IF(Inventory!$K147=\"Split\",\"s\",IF(Inventory!$K147=\"Packaged\",\"p\",\"n\"))))","v":"n"},{"$f":"IF(AND($AA140<>\"i\",$AA140<>\"j\"),\"n\",IF(Inventory!$L147=\"Centrifugal\",\"c\",\"n\"))","v":"n"},"-","-",{"$f":"IFERROR(INDEX('Early Retirement'!$C$4:$AC$32,$BJ140,$BN140),0)","v":0},{"$f":"IFERROR(HLOOKUP($BN140,'Early Retirement'!$D$4:$AC$5,2,FALSE),0)","v":0},{"$f":"IFERROR(INDEX('Early Retirement'!$AE$4:$BE$32,$BJ140,$BN140),0)","v":0},{"$f":"IFERROR(HLOOKUP($BN140,'Early Retirement'!$AF$4:$BE$5,2,FALSE),0)","v":0},0,0,"kW/ton",{"$f":"IFERROR(INDEX('Early Retirement'!$BG$4:$CG$32,$BJ140,$BN140),0)","v":0},{"$f":"IFERROR(HLOOKUP($BN140,'Early Retirement'!$BH$4:$CH$5,2,FALSE),0)","v":0},0,"COP","Yes",0,0,"kW/ton",0,"COP",0,0,"kW/ton",0,"COP",null,"cjacba40",0.63900000000000001,"kW/ton",0.45,"IPLV",0.63900000000000001,0.45,"kW/ton",null,null,null,null,{"$f":"_xlfn.XLOOKUP(MID(CL140,2,1),$F$3:$F$12,$E$3:$E$12)","v":"Water Cooled Chiller"},{"$f":"_xlfn.XLOOKUP(MID(CL140,3,1),$I$3:$I$5,$H$3:$H$5)","v":0},"Centrifugal",{"$f":"_xlfn.XLOOKUP(MID(CL140,4,1),$L$3:$L$5,$K$3:$K$5)","v":"B"},{"$f":"_xlfn.XLOOKUP(_xlfn.NUMBERVALUE(RIGHT(CL140,IF(LEN(CL140)=7,1,2))),$W$3:$W$51,$V$3:$V$51)","v":75}]
[null,null,null,null,null,null,null,null,null,null,null,null,null,null,null,null,null,null,null,null,null,null,null,null,139,{"$f":"IF(Inventory!$C148=\"\",\"a\",VLOOKUP(Inventory!$C148,$B$3:$C$6,2,FALSE))","v":"a"},{"$f":"IF(AND($Z141=\"b\",Inventory!$I148=\"\"),\"a\",IF(AND($Z141=\"b\",Inventory!$I148<>\"\"),VLOOKUP(Inventory!$I148,$E$3:$F$12,2,FALSE),IF(AND(OR($Z141=\"c\",$Z141=\"d\"),Inventory!$AB148=\"\"),\"a\",IF(AND(OR($Z141=\"c\",$Z141=\"d\"),Inventory!$AB148<>\"\"),VLOOKUP(Inventory!$AB148,$E$3:$F$12,2,FALSE),\"a\"))))","v":"a"},{"$f":"IF(OR(AND($AA141<>\"b\",$AA141<>\"c\"),$AF141=0,$AF141>=(65000/12000),Inventory!$AC148=\"\"),\"a\",VLOOKUP(Inventory!$AC148,$H$3:$I$5,2,FALSE))","v":"a"},{"$f":"IF(AND(AA141<>\"I\",AA141<>\"j\"),\"a\",IF(AND(OR(Z141=\"b\",Z141=\"c\",Z141=\"d\"),Inventory!AD148=\"\"),\"a\",IF(AND(OR(Z141=\"b\",Z141=\"c\",Z141=\"d\"),Inventory!AD148<>\"\"),VLOOKUP(Inventory!AD148,$K$3:$L$5,2,FALSE),\"a\")))","v":"a"},{"$f":"IF(AND($AA141<>\"i\",$AA141<>\"j\"),\"a\",IF(AND($Z141=\"b\",Inventory!$L148=\"\"),\"a\",IF(AND($Z141=\"b\",Inventory!$L148<>\"\"),VLOOKUP(Inventory!$L148,$N$3:$O$6,2,FALSE),IF(AND(OR($Z141=\"c\",$Z141=\"d\"),Inventory!$AE148=\"\"),\"a\",IF(AND(OR($Z141=\"c\",$Z141=\"d\"),Inventory!$AE148<>\"\"),VLOOKUP(Inventory!$AE148,$N$3:$O$6,2,FALSE),\"a\")))))","v":"a"},{"$f":"IF(OR(AND($AA141<>\"e\",$AA141<>\"f\"),$AF141=0,Inventory!$AG148=\"\"),\"a\",VLOOKUP(Inventory!$AG148,$Q$3:$R$5,2,FALSE))","v":"a"},{"$f":"IF(OR(Inventory!C148=\"New Construction\",Inventory!C148=\"Replace-on-Burnout\"),Inventory!AT148,IF(Inventory!C148=\"Early Retirement\",Inventory!AS148,0))","v":0},"","","","","","","","","","","","",0,"aaaaaa0","No","No",{"$f":"IF($Z141=\"a\",0,IF($Z141=\"b\",Inventory!$M148,Inventory!$AH148))","v":0},{"$f":"IF(OR($Z141=\"a\",AND($AU141=\"No\",$AV141=\"No\")),0,IF(AND($Z141=\"b\",Inventory!$O148=\"Btu/hr\"),Inventory!$N148,IF(AND($Z141=\"b\",Inventory!$O148=\"Tons\"),Inventory!$N148*12000,IF(AND(OR($Z141=\"c\",$Z141=\"d\"),Inventory!$AJ148=\"Btu/hr\"),Inventory!$AI148,IF(AND(OR($Z141=\"c\",$Z141=\"d\"),Inventory!$AJ148=\"Tons\"),Inventory!$AI148*12000,0)))))","v":0},0,0,"EER",0,"kW/ton",{"$f":"IF(OR($Z141=\"a\",$AV141=\"No\"),0,IF(AND($Z141=\"b\",Inventory!$Q148=\"Btu/hr\"),Inventory!$P148,IF(AND($Z141=\"b\",Inventory!$Q148=\"Tons\"),Inventory!$P148*12000,IF(AND(OR($Z141=\"c\",$Z141=\"d\"),Inventory!$AL148=\"Btu/hr\"),Inventory!$AK148,IF(AND(OR($Z141=\"c\",$Z141=\"d\"),Inventory!$AL148=\"Tons\"),Inventory!$AK148*12000,0)))))","v":0},0,0,"COP","No",{"$f":"IF(OR(Inventory!$J148=\"\",$BH141=\"No\"),\"-\",Inventory!$J148)","v":"-"},{"$f":"IFERROR(VLOOKUP($BI141,'Early Retirement'!$B$6:$C$32,2,FALSE),\"-\")","v":"-"},{"$f":"IF(OR($Z141<>\"b\",AND($AA141<>\"b\",$AA141<>\"c\")),\"n\",IF(AND($AS141<>1,$AS141<>2,$AS141<>7,$AS141<>8),\"n\",IF(Inventory!$K148=\"Split\",\"s\",IF(Inventory!$K148=\"Packaged\",\"p\",\"n\"))))","v":"n"},{"$f":"IF(AND($AA141<>\"i\",$AA141<>\"j\"),\"n\",IF(Inventory!$L148=\"Centrifugal\",\"c\",\"n\"))","v":"n"},"-","-",{"$f":"IFERROR(INDEX('Early Retirement'!$C$4:$AC$32,$BJ141,$BN141),0)","v":0},{"$f":"IFERROR(HLOOKUP($BN141,'Early Retirement'!$D$4:$AC$5,2,FALSE),0)","v":0},{"$f":"IFERROR(INDEX('Early Retirement'!$AE$4:$BE$32,$BJ141,$BN141),0)","v":0},{"$f":"IFERROR(HLOOKUP($BN141,'Early Retirement'!$AF$4:$BE$5,2,FALSE),0)","v":0},0,0,"kW/ton",{"$f":"IFERROR(INDEX('Early Retirement'!$BG$4:$CG$32,$BJ141,$BN141),0)","v":0},{"$f":"IFERROR(HLOOKUP($BN141,'Early Retirement'!$BH$4:$CH$5,2,FALSE),0)","v":0},0,"COP","Yes",0,0,"kW/ton",0,"COP",0,0,"kW/ton",0,"COP",null,"cjacba41",0.63900000000000001,"kW/ton",0.45,"IPLV",0.63900000000000001,0.45,"kW/ton",null,null,null,null,"Water Cooled Chiller",0,"Centrifugal","B",150]
[null,null,null,null,null,null,null,null,null,null,null,null,null,null,null,null,null,null,null,null,null,null,null,null,140,{"$f":"IF(Inventory!$C149=\"\",\"a\",VLOOKUP(Inventory!$C149,$B$3:$C$6,2,FALSE))","v":"a"},{"$f":"IF(AND($Z142=\"b\",Inventory!$I149=\"\"),\"a\",IF(AND($Z142=\"b\",Inventory!$I149<>\"\"),VLOOKUP(Inventory!$I149,$E$3:$F$12,2,FALSE),IF(AND(OR($Z142=\"c\",$Z142=\"d\"),Inventory!$AB149=\"\"),\"a\",IF(AND(OR($Z142=\"c\",$Z142=\"d\"),Inventory!$AB149<>\"\"),VLOOKUP(Inventory!$AB149,$E$3:$F$12,2,FALSE),\"a\"))))","v":"a"},{"$f":"IF(OR(AND($AA142<>\"b\",$AA142<>\"c\"),$AF142=0,$AF142>=(65000/12000),Inventory!$AC149=\"\"),\"a\",VLOOKUP(Inventory!$AC149,$H$3:$I$5,2,FALSE))","v":"a"},{"$f":"IF(AND(AA142<>\"I\",AA142<>\"j\"),\"a\",IF(AND(OR(Z142=\"b\",Z142=\"c\",Z142=\"d\"),Inventory!AD149=\"\"),\"a\",IF(AND(OR(Z142=\"b\",Z142=\"c\",Z142=\"d\"),Inventory!AD149<>\"\"),VLOOKUP(Inventory!AD149,$K$3:$L$5,2,FALSE),\"a\")))","v":"a"},{"$f":"IF(AND($AA142<>\"i\",$AA142<>\"j\"),\"a\",IF(AND($Z142=\"b\",Inventory!$L149=\"\"),\"a\",IF(AND($Z142=\"b\",Inventory!$L149<>\"\"),VLOOKUP(Inventory!$L149,$N$3:$O$6,2,FALSE),IF(AND(OR($Z142=\"c\",$Z142=\"d\"),Inventory!$AE149=\"\"),\"a\",IF(AND(OR($Z142=\"c\",$Z142=\"d\"),Inventory!$AE149<>\"\"),VLOOKUP(Inventory!$AE149,$N$3:$O$6,2,FALSE),\"a\")))))","v":"a"},{"$f":"IF(OR(AND($AA142<>\"e\",$AA142<>\"f\"),$AF142=0,Inventory!$AG149=\"\"),\"a\",VLOOKUP(Inventory!$AG149,$Q$3:$R$5,2,FALSE))","v":"a"},{"$f":"IF(OR(Inventory!C149=\"New Construction\",Inventory!C149=\"Replace-on-Burnout\"),Inventory!AT149,IF(Inventory!C149=\"Early Retirement\",Inventory!AS149,0))","v":0},"","","","","","","","","","","","",0,"aaaaaa0","No","No",{"$f":"IF($Z142=\"a\",0,IF($Z142=\"b\",Inventory!$M149,Inventory!$AH149))","v":0},{"$f":"IF(OR($Z142=\"a\",AND($AU142=\"No\",$AV142=\"No\")),0,IF(AND($Z142=\"b\",Inventory!$O149=\"Btu/hr\"),Inventory!$N149,IF(AND($Z142=\"b\",Inventory!$O149=\"Tons\"),Inventory!$N149*12000,IF(AND(OR($Z142=\"c\",$Z142=\"d\"),Inventory!$AJ149=\"Btu/hr\"),Inventory!$AI149,IF(AND(OR($Z142=\"c\",$Z142=\"d\"),Inventory!$AJ149=\"Tons\"),Inventory!$AI149*12000,0)))))","v":0},0,0,"EER",0,"kW/ton",{"$f":"IF(OR($Z142=\"a\",$AV142=\"No\"),0,IF(AND($Z142=\"b\",Inventory!$Q149=\"Btu/hr\"),Inventory!$P149,IF(AND($Z142=\"b\",Inventory!$Q149=\"Tons\"),Inventory!$P149*12000,IF(AND(OR($Z142=\"c\",$Z142=\"d\"),Inventory!$AL149=\"Btu/hr\"),Inventory!$AK149,IF(AND(OR($Z142=\"c\",$Z142=\"d\"),Inventory!$AL149=\"Tons\"),Inventory!$AK149*12000,0)))))","v":0},0,0,"COP","No",{"$f":"IF(OR(Inventory!$J149=\"\",$BH142=\"No\"),\"-\",Inventory!$J149)","v":"-"},{"$f":"IFERROR(VLOOKUP($BI142,'Early Retirement'!$B$6:$C$32,2,FALSE),\"-\")","v":"-"},{"$f":"IF(OR($Z142<>\"b\",AND($AA142<>\"b\",$AA142<>\"c\")),\"n\",IF(AND($AS142<>1,$AS142<>2,$AS142<>7,$AS142<>8),\"n\",IF(Inventory!$K149=\"Split\",\"s\",IF(Inventory!$K149=\"Packaged\",\"p\",\"n\"))))","v":"n"},{"$f":"IF(AND($AA142<>\"i\",$AA142<>\"j\"),\"n\",IF(Inventory!$L149=\"Centrifugal\",\"c\",\"n\"))","v":"n"},"-","-",{"$f":"IFERROR(INDEX('Early Retirement'!$C$4:$AC$32,$BJ142,$BN142),0)","v":0},{"$f":"IFERROR(HLOOKUP($BN142,'Early Retirement'!$D$4:$AC$5,2,FALSE),0)","v":0},{"$f":"IFERROR(INDEX('Early Retirement'!$AE$4:$BE$32,$BJ142,$BN142),0)","v":0},{"$f":"IFERROR(HLOOKUP($BN142,'Early Retirement'!$AF$4:$BE$5,2,FALSE),0)","v":0},0,0,"kW/ton",{"$f":"IFERROR(INDEX('Early Retirement'!$BG$4:$CG$32,$BJ142,$BN142),0)","v":0},{"$f":"IFERROR(HLOOKUP($BN142,'Early Retirement'!$BH$4:$CH$5,2,FALSE),0)","v":0},0,"COP","Yes",0,0,"kW/ton",0,"COP",0,0,"kW/ton",0,"COP",null,"cjacba42",0.63900000000000001,"kW/ton",0.45,"IPLV",0.63900000000000001,0.45,"kW/ton",null,null,null,null,"Water Cooled Chiller",0,"Centrifugal","B",300]
[null,null,null,null,null,null,null,null,null,null,null,null,null,null,null,null,null,null,null,null,null,null,null,null,141,{"$f":"IF(Inventory!$C150=\"\",\"a\",VLOOKUP(Inventory!$C150,$B$3:$C$6,2,FALSE))","v":"a"},{"$f":"IF(AND($Z143=\"b\",Inventory!$I150=\"\"),\"a\",IF(AND($Z143=\"b\",Inventory!$I150<>\"\"),VLOOKUP(Inventory!$I150,$E$3:$F$12,2,FALSE),IF(AND(OR($Z143=\"c\",$Z143=\"d\"),Inventory!$AB150=\"\"),\"a\",IF(AND(OR($Z143=\"c\",$Z143=\"d\"),Inventory!$AB150<>\"\"),VLOOKUP(Inventory!$AB150,$E$3:$F$12,2,FALSE),\"a\"))))","v":"a"},{"$f":"IF(OR(AND($AA143<>\"b\",$AA143<>\"c\"),$AF143=0,$AF143>=(65000/12000),Inventory!$AC150=\"\"),\"a\",VLOOKUP(Inventory!$AC150,$H$3:$I$5,2,FALSE))","v":"a"},{"$f":"IF(AND(AA143<>\"I\",AA143<>\"j\"),\"a\",IF(AND(OR(Z143=\"b\",Z143=\"c\",Z143=\"d\"),Inventory!AD150=\"\"),\"a\",IF(AND(OR(Z143=\"b\",Z143=\"c\",Z143=\"d\"),Inventory!AD150<>\"\"),VLOOKUP(Inventory!AD150,$K$3:$L$5,2,FALSE),\"a\")))","v":"a"},{"$f":"IF(AND($AA143<>\"i\",$AA143<>\"j\"),\"a\",IF(AND($Z143=\"b\",Inventory!$L150=\"\"),\"a\",IF(AND($Z143=\"b\",Inventory!$L150<>\"\"),VLOOKUP(Inventory!$L150,$N$3:$O$6,2,FALSE),IF(AND(OR($Z143=\"c\",$Z143=\"d\"),Inventory!$AE150=\"\"),\"a\",IF(AND(OR($Z143=\"c\",$Z143=\"d\"),Inventory!$AE150<>\"\"),VLOOKUP(Inventory!$AE150,$N$3:$O$6,2,FALSE),\"a\")))))","v":"a"},{"$f":"IF(OR(AND($AA143<>\"e\",$AA143<>\"f\"),$AF143=0,Inventory!$AG150=\"\"),\"a\",VLOOKUP(Inventory!$AG150,$Q$3:$R$5,2,FALSE))","v":"a"},{"$f":"IF(OR(Inventory!C150=\"New Construction\",Inventory!C150=\"Replace-on-Burnout\"),Inventory!AT150,IF(Inventory!C150=\"Early Retirement\",Inventory!AS150,0))","v":0},"","","","","","","","","","","","",0,"aaaaaa0","No","No",{"$f":"IF($Z143=\"a\",0,IF($Z143=\"b\",Inventory!$M150,Inventory!$AH150))","v":0},{"$f":"IF(OR($Z143=\"a\",AND($AU143=\"No\",$AV143=\"No\")),0,IF(AND($Z143=\"b\",Inventory!$O150=\"Btu/hr\"),Inventory!$N150,IF(AND($Z143=\"b\",Inventory!$O150=\"Tons\"),Inventory!$N150*12000,IF(AND(OR($Z143=\"c\",$Z143=\"d\"),Inventory!$AJ150=\"Btu/hr\"),Inventory!$AI150,IF(AND(OR($Z143=\"c\",$Z143=\"d\"),Inventory!$AJ150=\"Tons\"),Inventory!$AI150*12000,0)))))","v":0},0,0,"EER",0,"kW/ton",{"$f":"IF(OR($Z143=\"a\",$AV143=\"No\"),0,IF(AND($Z143=\"b\",Inventory!$Q150=\"Btu/hr\"),Inventory!$P150,IF(AND($Z143=\"b\",Inventory!$Q150=\"Tons\"),Inventory!$P150*12000,IF(AND(OR($Z143=\"c\",$Z143=\"d\"),Inventory!$AL150=\"Btu/hr\"),Inventory!$AK150,IF(AND(OR($Z143=\"c\",$Z143=\"d\"),Inventory!$AL150=\"Tons\"),Inventory!$AK150*12000,0)))))","v":0},0,0,"COP","No",{"$f":"IF(OR(Inventory!$J150=\"\",$BH143=\"No\"),\"-\",Inventory!$J150)","v":"-"},{"$f":"IFERROR(VLOOKUP($BI143,'Early Retirement'!$B$6:$C$32,2,FALSE),\"-\")","v":"-"},{"$f":"IF(OR($Z143<>\"b\",AND($AA143<>\"b\",$AA143<>\"c\")),\"n\",IF(AND($AS143<>1,$AS143<>2,$AS143<>7,$AS143<>8),\"n\",IF(Inventory!$K150=\"Split\",\"s\",IF(Inventory!$K150=\"Packaged\",\"p\",\"n\"))))","v":"n"},{"$f":"IF(AND($AA143<>\"i\",$AA143<>\"j\"),\"n\",IF(Inventory!$L150=\"Centrifugal\",\"c\",\"n\"))","v":"n"},"-","-",{"$f":"IFERROR(INDEX('Early Retirement'!$C$4:$AC$32,$BJ143,$BN143),0)","v":0},{"$f":"IFERROR(HLOOKUP($BN143,'Early Retirement'!$D$4:$AC$5,2,FALSE),0)","v":0},{"$f":"IFERROR(INDEX('Early Retirement'!$AE$4:$BE$32,$BJ143,$BN143),0)","v":0},{"$f":"IFERROR(HLOOKUP($BN143,'Early Retirement'!$AF$4:$BE$5,2,FALSE),0)","v":0},0,0,"kW/ton",{"$f":"IFERROR(INDEX('Early Retirement'!$BG$4:$CG$32,$BJ143,$BN143),0)","v":0},{"$f":"IFERROR(HLOOKUP($BN143,'Early Retirement'!$BH$4:$CH$5,2,FALSE),0)","v":0},0,"COP","Yes",0,0,"kW/ton",0,"COP",0,0,"kW/ton",0,"COP",null,"cjacba43",0.6,"kW/ton",0.4,"IPLV",0.6,0.4,"kW/ton",null,null,null,null,"Water Cooled Chiller",0,"Centrifugal","B",600]
[null,null,null,null,null,null,null,null,null,null,null,null,null,null,null,null,null,null,null,null,null,null,null,null,142,{"$f":"IF(Inventory!$C151=\"\",\"a\",VLOOKUP(Inventory!$C151,$B$3:$C$6,2,FALSE))","v":"a"},{"$f":"IF(AND($Z144=\"b\",Inventory!$I151=\"\"),\"a\",IF(AND($Z144=\"b\",Inventory!$I151<>\"\"),VLOOKUP(Inventory!$I151,$E$3:$F$12,2,FALSE),IF(AND(OR($Z144=\"c\",$Z144=\"d\"),Inventory!$AB151=\"\"),\"a\",IF(AND(OR($Z144=\"c\",$Z144=\"d\"),Inventory!$AB151<>\"\"),VLOOKUP(Inventory!$AB151,$E$3:$F$12,2,FALSE),\"a\"))))","v":"a"},{"$f":"IF(OR(AND($AA144<>\"b\",$AA144<>\"c\"),$AF144=0,$AF144>=(65000/12000),Inventory!$AC151=\"\"),\"a\",VLOOKUP(Inventory!$AC151,$H$3:$I$5,2,FALSE))","v":"a"},{"$f":"IF(AND(AA144<>\"I\",AA144<>\"j\"),\"a\",IF(AND(OR(Z144=\"b\",Z144=\"c\",Z144=\"d\"),Inventory!AD151=\"\"),\"a\",IF(AND(OR(Z144=\"b\",Z144=\"c\",Z144=\"d\"),Inventory!AD151<>\"\"),VLOOKUP(Inventory!AD151,$K$3:$L$5,2,FALSE),\"a\")))","v":"a"},{"$f":"IF(AND($AA144<>\"i\",$AA144<>\"j\"),\"a\",IF(AND($Z144=\"b\",Inventory!$L151=\"\"),\"a\",IF(AND($Z144=\"b\",Inventory!$L151<>\"\"),VLOOKUP(Inventory!$L151,$N$3:$O$6,2,FALSE),IF(AND(OR($Z144=\"c\",$Z144=\"d\"),Inventory!$AE151=\"\"),\"a\",IF(AND(OR($Z144=\"c\",$Z144=\"d\"),Inventory!$AE151<>\"\"),VLOOKUP(Inventory!$AE151,$N$3:$O$6,2,FALSE),\"a\")))))","v":"a"},{"$f":"IF(OR(AND($AA144<>\"e\",$AA144<>\"f\"),$AF144=0,Inventory!$AG151=\"\"),\"a\",VLOOKUP(Inventory!$AG151,$Q$3:$R$5,2,FALSE))","v":"a"},{"$f":"IF(OR(Inventory!C151=\"New Construction\",Inventory!C151=\"Replace-on-Burnout\"),Inventory!AT151,IF(Inventory!C151=\"Early Retirement\",Inventory!AS151,0))","v":0},"","","","","","","","","","","","",0,"aaaaaa0","No","No",{"$f":"IF($Z144=\"a\",0,IF($Z144=\"b\",Inventory!$M151,Inventory!$AH151))","v":0},{"$f":"IF(OR($Z144=\"a\",AND($AU144=\"No\",$AV144=\"No\")),0,IF(AND($Z144=\"b\",Inventory!$O151=\"Btu/hr\"),Inventory!$N151,IF(AND($Z144=\"b\",Inventory!$O151=\"Tons\"),Inventory!$N151*12000,IF(AND(OR($Z144=\"c\",$Z144=\"d\"),Inventory!$AJ151=\"Btu/hr\"),Inventory!$AI151,IF(AND(OR($Z144=\"c\",$Z144=\"d\"),Inventory!$AJ151=\"Tons\"),Inventory!$AI151*12000,0)))))","v":0},0,0,"EER",0,"kW/ton",{"$f":"IF(OR($Z144=\"a\",$AV144=\"No\"),0,IF(AND($Z144=\"b\",Inventory!$Q151=\"Btu/hr\"),Inventory!$P151,IF(AND($Z144=\"b\",Inventory!$Q151=\"Tons\"),Inventory!$P151*12000,IF(AND(OR($Z144=\"c\",$Z144=\"d\"),Inventory!$AL151=\"Btu/hr\"),Inventory!$AK151,IF(AND(OR($Z144=\"c\",$Z144=\"d\"),Inventory!$AL151=\"Tons\"),Inventory!$AK151*12000,0)))))","v":0},0,0,"COP","No",{"$f":"IF(OR(Inventory!$J151=\"\",$BH144=\"No\"),\"-\",Inventory!$J151)","v":"-"},{"$f":"IFERROR(VLOOKUP($BI144,'Early Retirement'!$B$6:$C$32,2,FALSE),\"-\")","v":"-"},{"$f":"IF(OR($Z144<>\"b\",AND($AA144<>\"b\",$AA144<>\"c\")),\"n\",IF(AND($AS144<>1,$AS144<>2,$AS144<>7,$AS144<>8),\"n\",IF(Inventory!$K151=\"Split\",\"s\",IF(Inventory!$K151=\"Packaged\",\"p\",\"n\"))))","v":"n"},{"$f":"IF(AND($AA144<>\"i\",$AA144<>\"j\"),\"n\",IF(Inventory!$L151=\"Centrifugal\",\"c\",\"n\"))","v":"n"},"-","-",{"$f":"IFERROR(INDEX('Early Retirement'!$C$4:$AC$32,$BJ144,$BN144),0)","v":0},{"$f":"IFERROR(HLOOKUP($BN144,'Early Retirement'!$D$4:$AC$5,2,FALSE),0)","v":0},{"$f":"IFERROR(INDEX('Early Retirement'!$AE$4:$BE$32,$BJ144,$BN144),0)","v":0},{"$f":"IFERROR(HLOOKUP($BN144,'Early Retirement'!$AF$4:$BE$5,2,FALSE),0)","v":0},0,0,"kW/ton",{"$f":"IFERROR(INDEX('Early Retirement'!$BG$4:$CG$32,$BJ144,$BN144),0)","v":0},{"$f":"IFERROR(HLOOKUP($BN144,'Early Retirement'!$BH$4:$CH$5,2,FALSE),0)","v":0},0,"COP","Yes",0,0,"kW/ton",0,"COP",0,0,"kW/ton",0,"COP",null,"cjacba44",0.59,"kW/ton",0.4,"IPLV",0.59,0.4,"kW/ton",null,null,null,null,"Water Cooled Chiller",0,"Centrifugal","B",0]
[null,null,null,null,null,null,null,null,null,null,null,null,null,null,null,null,null,null,null,null,null,null,null,null,143,{"$f":"IF(Inventory!$C152=\"\",\"a\",VLOOKUP(Inventory!$C152,$B$3:$C$6,2,FALSE))","v":"a"},{"$f":"IF(AND($Z145=\"b\",Inventory!$I152=\"\"),\"a\",IF(AND($Z145=\"b\",Inventory!$I152<>\"\"),VLOOKUP(Inventory!$I152,$E$3:$F$12,2,FALSE),IF(AND(OR($Z145=\"c\",$Z145=\"d\"),Inventory!$AB152=\"\"),\"a\",IF(AND(OR($Z145=\"c\",$Z145=\"d\"),Inventory!$AB152<>\"\"),VLOOKUP(Inventory!$AB152,$E$3:$F$12,2,FALSE),\"a\"))))","v":"a"},{"$f":"IF(OR(AND($AA145<>\"b\",$AA145<>\"c\"),$AF145=0,$AF145>=(65000/12000),Inventory!$AC152=\"\"),\"a\",VLOOKUP(Inventory!$AC152,$H$3:$I$5,2,FALSE))","v":"a"},{"$f":"IF(AND(AA145<>\"I\",AA145<>\"j\"),\"a\",IF(AND(OR(Z145=\"b\",Z145=\"c\",Z145=\"d\"),Inventory!AD152=\"\"),\"a\",IF(AND(OR(Z145=\"b\",Z145=\"c\",Z145=\"d\"),Inventory!AD152<>\"\"),VLOOKUP(Inventory!AD152,$K$3:$L$5,2,FALSE),\"a\")))","v":"a"},{"$f":"IF(AND($AA145<>\"i\",$AA145<>\"j\"),\"a\",IF(AND($Z145=\"b\",Inventory!$L152=\"\"),\"a\",IF(AND($Z145=\"b\",Inventory!$L152<>\"\"),VLOOKUP(Inventory!$L152,$N$3:$O$6,2,FALSE),IF(AND(OR($Z145=\"c\",$Z145=\"d\"),Inventory!$AE152=\"\"),\"a\",IF(AND(OR($Z145=\"c\",$Z145=\"d\"),Inventory!$AE152<>\"\"),VLOOKUP(Inventory!$AE152,$N$3:$O$6,2,FALSE),\"a\")))))","v":"a"},{"$f":"IF(OR(AND($AA145<>\"e\",$AA145<>\"f\"),$AF145=0,Inventory!$AG152=\"\"),\"a\",VLOOKUP(Inventory!$AG152,$Q$3:$R$5,2,FALSE))","v":"a"},{"$f":"IF(OR(Inventory!C152=\"New Construction\",Inventory!C152=\"Replace-on-Burnout\"),Inventory!AT152,IF(Inventory!C152=\"Early Retirement\",Inventory!AS152,0))","v":0},"","","","","","","","","","","","",0,"aaaaaa0","No","No",{"$f":"IF($Z145=\"a\",0,IF($Z145=\"b\",Inventory!$M152,Inventory!$AH152))","v":0},{"$f":"IF(OR($Z145=\"a\",AND($AU145=\"No\",$AV145=\"No\")),0,IF(AND($Z145=\"b\",Inventory!$O152=\"Btu/hr\"),Inventory!$N152,IF(AND($Z145=\"b\",Inventory!$O152=\"Tons\"),Inventory!$N152*12000,IF(AND(OR($Z145=\"c\",$Z145=\"d\"),Inventory!$AJ152=\"Btu/hr\"),Inventory!$AI152,IF(AND(OR($Z145=\"c\",$Z145=\"d\"),Inventory!$AJ152=\"Tons\"),Inventory!$AI152*12000,0)))))","v":0},0,0,"EER",0,"kW/ton",{"$f":"IF(OR($Z145=\"a\",$AV145=\"No\"),0,IF(AND($Z145=\"b\",Inventory!$Q152=\"Btu/hr\"),Inventory!$P152,IF(AND($Z145=\"b\",Inventory!$Q152=\"Tons\"),Inventory!$P152*12000,IF(AND(OR($Z145=\"c\",$Z145=\"d\"),Inventory!$AL152=\"Btu/hr\"),Inventory!$AK152,IF(AND(OR($Z145=\"c\",$Z145=\"d\"),Inventory!$AL152=\"Tons\"),Inventory!$AK152*12000,0)))))","v":0},0,0,"COP","No",{"$f":"IF(OR(Inventory!$J152=\"\",$BH145=\"No\"),\"-\",Inventory!$J152)","v":"-"},{"$f":"IFERROR(VLOOKUP($BI145,'Early Retirement'!$B$6:$C$32,2,FALSE),\"-\")","v":"-"},{"$f":"IF(OR($Z145<>\"b\",AND($AA145<>\"b\",$AA145<>\"c\")),\"n\",IF(AND($AS145<>1,$AS145<>2,$AS145<>7,$AS145<>8),\"n\",IF(Inventory!$K152=\"Split\",\"s\",IF(Inventory!$K152=\"Packaged\",\"p\",\"n\"))))","v":"n"},{"$f":"IF(AND($AA145<>\"i\",$AA145<>\"j\"),\"n\",IF(Inventory!$L152=\"Centrifugal\",\"c\",\"n\"))","v":"n"},"-","-",{"$f":"IFERROR(INDEX('Early Retirement'!$C$4:$AC$32,$BJ145,$BN145),0)","v":0},{"$f":"IFERROR(HLOOKUP($BN145,'Early Retirement'!$D$4:$AC$5,2,FALSE),0)","v":0},{"$f":"IFERROR(INDEX('Early Retirement'!$AE$4:$BE$32,$BJ145,$BN145),0)","v":0},{"$f":"IFERROR(HLOOKUP($BN145,'Early Retirement'!$AF$4:$BE$5,2,FALSE),0)","v":0},0,0,"kW/ton",{"$f":"IFERROR(INDEX('Early Retirement'!$BG$4:$CG$32,$BJ145,$BN145),0)","v":0},{"$f":"IFERROR(HLOOKUP($BN145,'Early Retirement'!$BH$4:$CH$5,2,FALSE),0)","v":0},0,"COP","Yes",0,0,"kW/ton",0,"COP",0,0,"kW/ton",0,"COP",null,"cjacca45",0.8,"kW/ton",0.6,"IPLV",0.8,0.6,"kW/ton",null,null,null,null,"Water Cooled Chiller",0,"Screw","B",75]
[null,null,null,null,null,null,null,null,null,null,null,null,null,null,null,null,null,null,null,null,null,null,null,null,144,{"$f":"IF(Inventory!$C153=\"\",\"a\",VLOOKUP(Inventory!$C153,$B$3:$C$6,2,FALSE))","v":"a"},{"$f":"IF(AND($Z146=\"b\",Inventory!$I153=\"\"),\"a\",IF(AND($Z146=\"b\",Inventory!$I153<>\"\"),VLOOKUP(Inventory!$I153,$E$3:$F$12,2,FALSE),IF(AND(OR($Z146=\"c\",$Z146=\"d\"),Inventory!$AB153=\"\"),\"a\",IF(AND(OR($Z146=\"c\",$Z146=\"d\"),Inventory!$AB153<>\"\"),VLOOKUP(Inventory!$AB153,$E$3:$F$12,2,FALSE),\"a\"))))","v":"a"},{"$f":"IF(OR(AND($AA146<>\"b\",$AA146<>\"c\"),$AF146=0,$AF146>=(65000/12000),Inventory!$AC153=\"\"),\"a\",VLOOKUP(Inventory!$AC153,$H$3:$I$5,2,FALSE))","v":"a"},{"$f":"IF(AND(AA146<>\"I\",AA146<>\"j\"),\"a\",IF(AND(OR(Z146=\"b\",Z146=\"c\",Z146=\"d\"),Inventory!AD153=\"\"),\"a\",IF(AND(OR(Z146=\"b\",Z146=\"c\",Z146=\"d\"),Inventory!AD153<>\"\"),VLOOKUP(Inventory!AD153,$K$3:$L$5,2,FALSE),\"a\")))","v":"a"},{"$f":"IF(AND($AA146<>\"i\",$AA146<>\"j\"),\"a\",IF(AND($Z146=\"b\",Inventory!$L153=\"\"),\"a\",IF(AND($Z146=\"b\",Inventory!$L153<>\"\"),VLOOKUP(Inventory!$L153,$N$3:$O$6,2,FALSE),IF(AND(OR($Z146=\"c\",$Z146=\"d\"),Inventory!$AE153=\"\"),\"a\",IF(AND(OR($Z146=\"c\",$Z146=\"d\"),Inventory!$AE153<>\"\"),VLOOKUP(Inventory!$AE153,$N$3:$O$6,2,FALSE),\"a\")))))","v":"a"},{"$f":"IF(OR(AND($AA146<>\"e\",$AA146<>\"f\"),$AF146=0,Inventory!$AG153=\"\"),\"a\",VLOOKUP(Inventory!$AG153,$Q$3:$R$5,2,FALSE))","v":"a"},{"$f":"IF(OR(Inventory!C153=\"New Construction\",Inventory!C153=\"Replace-on-Burnout\"),Inventory!AT153,IF(Inventory!C153=\"Early Retirement\",Inventory!AS153,0))","v":0},"","","","","","","","","","","","",0,"aaaaaa0","No","No",{"$f":"IF($Z146=\"a\",0,IF($Z146=\"b\",Inventory!$M153,Inventory!$AH153))","v":0},{"$f":"IF(OR($Z146=\"a\",AND($AU146=\"No\",$AV146=\"No\")),0,IF(AND($Z146=\"b\",Inventory!$O153=\"Btu/hr\"),Inventory!$N153,IF(AND($Z146=\"b\",Inventory!$O153=\"Tons\"),Inventory!$N153*12000,IF(AND(OR($Z146=\"c\",$Z146=\"d\"),Inventory!$AJ153=\"Btu/hr\"),Inventory!$AI153,IF(AND(OR($Z146=\"c\",$Z146=\"d\"),Inventory!$AJ153=\"Tons\"),Inventory!$AI153*12000,0)))))","v":0},0,0,"EER",0,"kW/ton",{"$f":"IF(OR($Z146=\"a\",$AV146=\"No\"),0,IF(AND($Z146=\"b\",Inventory!$Q153=\"Btu/hr\"),Inventory!$P153,IF(AND($Z146=\"b\",Inventory!$Q153=\"Tons\"),Inventory!$P153*12000,IF(AND(OR($Z146=\"c\",$Z146=\"d\"),Inventory!$AL153=\"Btu/hr\"),Inventory!$AK153,IF(AND(OR($Z146=\"c\",$Z146=\"d\"),Inventory!$AL153=\"Tons\"),Inventory!$AK153*12000,0)))))","v":0},0,0,"COP","No",{"$f":"IF(OR(Inventory!$J153=\"\",$BH146=\"No\"),\"-\",Inventory!$J153)","v":"-"},{"$f":"IFERROR(VLOOKUP($BI146,'Early Retirement'!$B$6:$C$32,2,FALSE),\"-\")","v":"-"},{"$f":"IF(OR($Z146<>\"b\",AND($AA146<>\"b\",$AA146<>\"c\")),\"n\",IF(AND($AS146<>1,$AS146<>2,$AS146<>7,$AS146<>8),\"n\",IF(Inventory!$K153=\"Split\",\"s\",IF(Inventory!$K153=\"Packaged\",\"p\",\"n\"))))","v":"n"},{"$f":"IF(AND($AA146<>\"i\",$AA146<>\"j\"),\"n\",IF(Inventory!$L153=\"Centrifugal\",\"c\",\"n\"))","v":"n"},"-","-",{"$f":"IFERROR(INDEX('Early Retirement'!$C$4:$AC$32,$BJ146,$BN146),0)","v":0},{"$f":"IFERROR(HLOOKUP($BN146,'Early Retirement'!$D$4:$AC$5,2,FALSE),0)","v":0},{"$f":"IFERROR(INDEX('Early Retirement'!$AE$4:$BE$32,$BJ146,$BN146),0)","v":0},{"$f":"IFERROR(HLOOKUP($BN146,'Early Retirement'!$AF$4:$BE$5,2,FALSE),0)","v":0},0,0,"kW/ton",{"$f":"IFERROR(INDEX('Early Retirement'!$BG$4:$CG$32,$BJ146,$BN146),0)","v":0},{"$f":"IFERROR(HLOOKUP($BN146,'Early Retirement'!$BH$4:$CH$5,2,FALSE),0)","v":0},0,"COP","Yes",0,0,"kW/ton",0,"COP",0,0,"kW/ton",0,"COP",null,"cjacca46",0.79,"kW/ton",0.58599999999999997,"IPLV",0.79,0.58599999999999997,"kW/ton",null,null,null,null,"Water Cooled Chiller",0,"Screw","B",150]
[null,null,null,null,null,null,null,null,null,null,null,null,null,null,null,null,null,null,null,null,null,null,null,null,145,{"$f":"IF(Inventory!$C154=\"\",\"a\",VLOOKUP(Inventory!$C154,$B$3:$C$6,2,FALSE))","v":"a"},{"$f":"IF(AND($Z147=\"b\",Inventory!$I154=\"\"),\"a\",IF(AND($Z147=\"b\",Inventory!$I154<>\"\"),VLOOKUP(Inventory!$I154,$E$3:$F$12,2,FALSE),IF(AND(OR($Z147=\"c\",$Z147=\"d\"),Inventory!$AB154=\"\"),\"a\",IF(AND(OR($Z147=\"c\",$Z147=\"d\"),Inventory!$AB154<>\"\"),VLOOKUP(Inventory!$AB154,$E$3:$F$12,2,FALSE),\"a\"))))","v":"a"},{"$f":"IF(OR(AND($AA147<>\"b\",$AA147<>\"c\"),$AF147=0,$AF147>=(65000/12000),Inventory!$AC154=\"\"),\"a\",VLOOKUP(Inventory!$AC154,$H$3:$I$5,2,FALSE))","v":"a"},{"$f":"IF(AND(AA147<>\"I\",AA147<>\"j\"),\"a\",IF(AND(OR(Z147=\"b\",Z147=\"c\",Z147=\"d\"),Inventory!AD154=\"\"),\"a\",IF(AND(OR(Z147=\"b\",Z147=\"c\",Z147=\"d\"),Inventory!AD154<>\"\"),VLOOKUP(Inventory!AD154,$K$3:$L$5,2,FALSE),\"a\")))","v":"a"},{"$f":"IF(AND($AA147<>\"i\",$AA147<>\"j\"),\"a\",IF(AND($Z147=\"b\",Inventory!$L154=\"\"),\"a\",IF(AND($Z147=\"b\",Inventory!$L154<>\"\"),VLOOKUP(Inventory!$L154,$N$3:$O$6,2,FALSE),IF(AND(OR($Z147=\"c\",$Z147=\"d\"),Inventory!$AE154=\"\"),\"a\",IF(AND(OR($Z147=\"c\",$Z147=\"d\"),Inventory!$AE154<>\"\"),VLOOKUP(Inventory!$AE154,$N$3:$O$6,2,FALSE),\"a\")))))","v":"a"},{"$f":"IF(OR(AND($AA147<>\"e\",$AA147<>\"f\"),$AF147=0,Inventory!$AG154=\"\"),\"a\",VLOOKUP(Inventory!$AG154,$Q$3:$R$5,2,FALSE))","v":"a"},{"$f":"IF(OR(Inventory!C154=\"New Construction\",Inventory!C154=\"Replace-on-Burnout\"),Inventory!AT154,IF(Inventory!C154=\"Early Retirement\",Inventory!AS154,0))","v":0},"","","","","","","","","","","","",0,"aaaaaa0","No","No",{"$f":"IF($Z147=\"a\",0,IF($Z147=\"b\",Inventory!$M154,Inventory!$AH154))","v":0},{"$f":"IF(OR($Z147=\"a\",AND($AU147=\"No\",$AV147=\"No\")),0,IF(AND($Z147=\"b\",Inventory!$O154=\"Btu/hr\"),Inventory!$N154,IF(AND($Z147=\"b\",Inventory!$O154=\"Tons\"),Inventory!$N154*12000,IF(AND(OR($Z147=\"c\",$Z147=\"d\"),Inventory!$AJ154=\"Btu/hr\"),Inventory!$AI154,IF(AND(OR($Z147=\"c\",$Z147=\"d\"),Inventory!$AJ154=\"Tons\"),Inventory!$AI154*12000,0)))))","v":0},0,0,"EER",0,"kW/ton",{"$f":"IF(OR($Z147=\"a\",$AV147=\"No\"),0,IF(AND($Z147=\"b\",Inventory!$Q154=\"Btu/hr\"),Inventory!$P154,IF(AND($Z147=\"b\",Inventory!$Q154=\"Tons\"),Inventory!$P154*12000,IF(AND(OR($Z147=\"c\",$Z147=\"d\"),Inventory!$AL154=\"Btu/hr\"),Inventory!$AK154,IF(AND(OR($Z147=\"c\",$Z147=\"d\"),Inventory!$AL154=\"Tons\"),Inventory!$AK154*12000,0)))))","v":0},0,0,"COP","No",{"$f":"IF(OR(Inventory!$J154=\"\",$BH147=\"No\"),\"-\",Inventory!$J154)","v":"-"},{"$f":"IFERROR(VLOOKUP($BI147,'Early Retirement'!$B$6:$C$32,2,FALSE),\"-\")","v":"-"},{"$f":"IF(OR($Z147<>\"b\",AND($AA147<>\"b\",$AA147<>\"c\")),\"n\",IF(AND($AS147<>1,$AS147<>2,$AS147<>7,$AS147<>8),\"n\",IF(Inventory!$K154=\"Split\",\"s\",IF(Inventory!$K154=\"Packaged\",\"p\",\"n\"))))","v":"n"},{"$f":"IF(AND($AA147<>\"i\",$AA147<>\"j\"),\"n\",IF(Inventory!$L154=\"Centrifugal\",\"c\",\"n\"))","v":"n"},"-","-",{"$f":"IFERROR(INDEX('Early Retirement'!$C$4:$AC$32,$BJ147,$BN147),0)","v":0},{"$f":"IFERROR(HLOOKUP($BN147,'Early Retirement'!$D$4:$AC$5,2,FALSE),0)","v":0},{"$f":"IFERROR(INDEX('Early Retirement'!$AE$4:$BE$32,$BJ147,$BN147),0)","v":0},{"$f":"IFERROR(HLOOKUP($BN147,'Early Retirement'!$AF$4:$BE$5,2,FALSE),0)","v":0},0,0,"kW/ton",{"$f":"IFERROR(INDEX('Early Retirement'!$BG$4:$CG$32,$BJ147,$BN147),0)","v":0},{"$f":"IFERROR(HLOOKUP($BN147,'Early Retirement'!$BH$4:$CH$5,2,FALSE),0)","v":0},0,"COP","Yes",0,0,"kW/ton",0,"COP",0,0,"kW/ton",0,"COP",null,"cjacca47",0.71799999999999997,"kW/ton",0.54,"IPLV",0.71799999999999997,0.54,"kW/ton",null,null,null,null,"Water Cooled Chiller",0,"Screw","B",300]
[null,null,null,null,null,null,null,null,null,null,null,null,null,null,null,null,null,null,null,null,null,null,null,null,146,{"$f":"IF(Inventory!$C155=\"\",\"a\",VLOOKUP(Inventory!$C155,$B$3:$C$6,2,FALSE))","v":"a"},{"$f":"IF(AND($Z148=\"b\",Inventory!$I155=\"\"),\"a\",IF(AND($Z148=\"b\",Inventory!$I155<>\"\"),VLOOKUP(Inventory!$I155,$E$3:$F$12,2,FALSE),IF(AND(OR($Z148=\"c\",$Z148=\"d\"),Inventory!$AB155=\"\"),\"a\",IF(AND(OR($Z148=\"c\",$Z148=\"d\"),Inventory!$AB155<>\"\"),VLOOKUP(Inventory!$AB155,$E$3:$F$12,2,FALSE),\"a\"))))","v":"a"},{"$f":"IF(OR(AND($AA148<>\"b\",$AA148<>\"c\"),$AF148=0,$AF148>=(65000/12000),Inventory!$AC155=\"\"),\"a\",VLOOKUP(Inventory!$AC155,$H$3:$I$5,2,FALSE))","v":"a"},{"$f":"IF(AND(AA148<>\"I\",AA148<>\"j\"),\"a\",IF(AND(OR(Z148=\"b\",Z148=\"c\",Z148=\"d\"),Inventory!AD155=\"\"),\"a\",IF(AND(OR(Z148=\"b\",Z148=\"c\",Z148=\"d\"),Inventory!AD155<>\"\"),VLOOKUP(Inventory!AD155,$K$3:$L$5,2,FALSE),\"a\")))","v":"a"},{"$f":"IF(AND($AA148<>\"i\",$AA148<>\"j\"),\"a\",IF(AND($Z148=\"b\",Inventory!$L155=\"\"),\"a\",IF(AND($Z148=\"b\",Inventory!$L155<>\"\"),VLOOKUP(Inventory!$L155,$N$3:$O$6,2,FALSE),IF(AND(OR($Z148=\"c\",$Z148=\"d\"),Inventory!$AE155=\"\"),\"a\",IF(AND(OR($Z148=\"c\",$Z148=\"d\"),Inventory!$AE155<>\"\"),VLOOKUP(Inventory!$AE155,$N$3:$O$6,2,FALSE),\"a\")))))","v":"a"},{"$f":"IF(OR(AND($AA148<>\"e\",$AA148<>\"f\"),$AF148=0,Inventory!$AG155=\"\"),\"a\",VLOOKUP(Inventory!$AG155,$Q$3:$R$5,2,FALSE))","v":"a"},{"$f":"IF(OR(Inventory!C155=\"New Construction\",Inventory!C155=\"Replace-on-Burnout\"),Inventory!AT155,IF(Inventory!C155=\"Early Retirement\",Inventory!AS155,0))","v":0},"","","","","","","","","","","","",0,"aaaaaa0","No","No",{"$f":"IF($Z148=\"a\",0,IF($Z148=\"b\",Inventory!$M155,Inventory!$AH155))","v":0},{"$f":"IF(OR($Z148=\"a\",AND($AU148=\"No\",$AV148=\"No\")),0,IF(AND($Z148=\"b\",Inventory!$O155=\"Btu/hr\"),Inventory!$N155,IF(AND($Z148=\"b\",Inventory!$O155=\"Tons\"),Inventory!$N155*12000,IF(AND(OR($Z148=\"c\",$Z148=\"d\"),Inventory!$AJ155=\"Btu/hr\"),Inventory!$AI155,IF(AND(OR($Z148=\"c\",$Z148=\"d\"),Inventory!$AJ155=\"Tons\"),Inventory!$AI155*12000,0)))))","v":0},0,0,"EER",0,"kW/ton",{"$f":"IF(OR($Z148=\"a\",$AV148=\"No\"),0,IF(AND($Z148=\"b\",Inventory!$Q155=\"Btu/hr\"),Inventory!$P155,IF(AND($Z148=\"b\",Inventory!$Q155=\"Tons\"),Inventory!$P155*12000,IF(AND(OR($Z148=\"c\",$Z148=\"d\"),Inventory!$AL155=\"Btu/hr\"),Inventory!$AK155,IF(AND(OR($Z148=\"c\",$Z148=\"d\"),Inventory!$AL155=\"Tons\"),Inventory!$AK155*12000,0)))))","v":0},0,0,"COP","No",{"$f":"IF(OR(Inventory!$J155=\"\",$BH148=\"No\"),\"-\",Inventory!$J155)","v":"-"},{"$f":"IFERROR(VLOOKUP($BI148,'Early Retirement'!$B$6:$C$32,2,FALSE),\"-\")","v":"-"},{"$f":"IF(OR($Z148<>\"b\",AND($AA148<>\"b\",$AA148<>\"c\")),\"n\",IF(AND($AS148<>1,$AS148<>2,$AS148<>7,$AS148<>8),\"n\",IF(Inventory!$K155=\"Split\",\"s\",IF(Inventory!$K155=\"Packaged\",\"p\",\"n\"))))","v":"n"},{"$f":"IF(AND($AA148<>\"i\",$AA148<>\"j\"),\"n\",IF(Inventory!$L155=\"Centrifugal\",\"c\",\"n\"))","v":"n"},"-","-",{"$f":"IFERROR(INDEX('Early Retirement'!$C$4:$AC$32,$BJ148,$BN148),0)","v":0},{"$f":"IFERROR(HLOOKUP($BN148,'Early Retirement'!$D$4:$AC$5,2,FALSE),0)","v":0},{"$f":"IFERROR(INDEX('Early Retirement'!$AE$4:$BE$32,$BJ148,$BN148),0)","v":0},{"$f":"IFERROR(HLOOKUP($BN148,'Early Retirement'!$AF$4:$BE$5,2,FALSE),0)","v":0},0,0,"kW/ton",{"$f":"IFERROR(INDEX('Early Retirement'!$BG$4:$CG$32,$BJ148,$BN148),0)","v":0},{"$f":"IFERROR(HLOOKUP($BN148,'Early Retirement'!$BH$4:$CH$5,2,FALSE),0)","v":0},0,"COP","Yes",0,0,"kW/ton",0,"COP",0,0,"kW/ton",0,"COP",null,"cjacca48",0.63900000000000001,"kW/ton",0.49,"IPLV",0.63900000000000001,0.49,"kW/ton",null,null,null,null,"Water Cooled Chiller",0,"Screw","B",600]
[null,null,null,null,null,null,null,null,null,null,null,null,null,null,null,null,null,null,null,null,null,null,null,null,147,{"$f":"IF(Inventory!$C156=\"\",\"a\",VLOOKUP(Inventory!$C156,$B$3:$C$6,2,FALSE))","v":"a"},{"$f":"IF(AND($Z149=\"b\",Inventory!$I156=\"\"),\"a\",IF(AND($Z149=\"b\",Inventory!$I156<>\"\"),VLOOKUP(Inventory!$I156,$E$3:$F$12,2,FALSE),IF(AND(OR($Z149=\"c\",$Z149=\"d\"),Inventory!$AB156=\"\"),\"a\",IF(AND(OR($Z149=\"c\",$Z149=\"d\"),Inventory!$AB156<>\"\"),VLOOKUP(Inventory!$AB156,$E$3:$F$12,2,FALSE),\"a\"))))","v":"a"},{"$f":"IF(OR(AND($AA149<>\"b\",$AA149<>\"c\"),$AF149=0,$AF149>=(65000/12000),Inventory!$AC156=\"\"),\"a\",VLOOKUP(Inventory!$AC156,$H$3:$I$5,2,FALSE))","v":"a"},{"$f":"IF(AND(AA149<>\"I\",AA149<>\"j\"),\"a\",IF(AND(OR(Z149=\"b\",Z149=\"c\",Z149=\"d\"),Inventory!AD156=\"\"),\"a\",IF(AND(OR(Z149=\"b\",Z149=\"c\",Z149=\"d\"),Inventory!AD156<>\"\"),VLOOKUP(Inventory!AD156,$K$3:$L$5,2,FALSE),\"a\")))","v":"a"},{"$f":"IF(AND($AA149<>\"i\",$AA149<>\"j\"),\"a\",IF(AND($Z149=\"b\",Inventory!$L156=\"\"),\"a\",IF(AND($Z149=\"b\",Inventory!$L156<>\"\"),VLOOKUP(Inventory!$L156,$N$3:$O$6,2,FALSE),IF(AND(OR($Z149=\"c\",$Z149=\"d\"),Inventory!$AE156=\"\"),\"a\",IF(AND(OR($Z149=\"c\",$Z149=\"d\"),Inventory!$AE156<>\"\"),VLOOKUP(Inventory!$AE156,$N$3:$O$6,2,FALSE),\"a\")))))","v":"a"},{"$f":"IF(OR(AND($AA149<>\"e\",$AA149<>\"f\"),$AF149=0,Inventory!$AG156=\"\"),\"a\",VLOOKUP(Inventory!$AG156,$Q$3:$R$5,2,FALSE))","v":"a"},{"$f":"IF(OR(Inventory!C156=\"New Construction\",Inventory!C156=\"Replace-on-Burnout\"),Inventory!AT156,IF(Inventory!C156=\"Early Retirement\",Inventory!AS156,0))","v":0},"","","","","","","","","","","","",0,"aaaaaa0","No","No",{"$f":"IF($Z149=\"a\",0,IF($Z149=\"b\",Inventory!$M156,Inventory!$AH156))","v":0},{"$f":"IF(OR($Z149=\"a\",AND($AU149=\"No\",$AV149=\"No\")),0,IF(AND($Z149=\"b\",Inventory!$O156=\"Btu/hr\"),Inventory!$N156,IF(AND($Z149=\"b\",Inventory!$O156=\"Tons\"),Inventory!$N156*12000,IF(AND(OR($Z149=\"c\",$Z149=\"d\"),Inventory!$AJ156=\"Btu/hr\"),Inventory!$AI156,IF(AND(OR($Z149=\"c\",$Z149=\"d\"),Inventory!$AJ156=\"Tons\"),Inventory!$AI156*12000,0)))))","v":0},0,0,"EER",0,"kW/ton",{"$f":"IF(OR($Z149=\"a\",$AV149=\"No\"),0,IF(AND($Z149=\"b\",Inventory!$Q156=\"Btu/hr\"),Inventory!$P156,IF(AND($Z149=\"b\",Inventory!$Q156=\"Tons\"),Inventory!$P156*12000,IF(AND(OR($Z149=\"c\",$Z149=\"d\"),Inventory!$AL156=\"Btu/hr\"),Inventory!$AK156,IF(AND(OR($Z149=\"c\",$Z149=\"d\"),Inventory!$AL156=\"Tons\"),Inventory!$AK156*12000,0)))))","v":0},0,0,"COP","No",{"$f":"IF(OR(Inventory!$J156=\"\",$BH149=\"No\"),\"-\",Inventory!$J156)","v":"-"},{"$f":"IFERROR(VLOOKUP($BI149,'Early Retirement'!$B$6:$C$32,2,FALSE),\"-\")","v":"-"},{"$f":"IF(OR($Z149<>\"b\",AND($AA149<>\"b\",$AA149<>\"c\")),\"n\",IF(AND($AS149<>1,$AS149<>2,$AS149<>7,$AS149<>8),\"n\",IF(Inventory!$K156=\"Split\",\"s\",IF(Inventory!$K156=\"Packaged\",\"p\",\"n\"))))","v":"n"},{"$f":"IF(AND($AA149<>\"i\",$AA149<>\"j\"),\"n\",IF(Inventory!$L156=\"Centrifugal\",\"c\",\"n\"))","v":"n"},"-","-",{"$f":"IFERROR(INDEX('Early Retirement'!$C$4:$AC$32,$BJ149,$BN149),0)","v":0},{"$f":"IFERROR(HLOOKUP($BN149,'Early Retirement'!$D$4:$AC$5,2,FALSE),0)","v":0},{"$f":"IFERROR(INDEX('Early Retirement'!$AE$4:$BE$32,$BJ149,$BN149),0)","v":0},{"$f":"IFERROR(HLOOKUP($BN149,'Early Retirement'!$AF$4:$BE$5,2,FALSE),0)","v":0},0,0,"kW/ton",{"$f":"IFERROR(INDEX('Early Retirement'!$BG$4:$CG$32,$BJ149,$BN149),0)","v":0},{"$f":"IFERROR(HLOOKUP($BN149,'Early Retirement'!$BH$4:$CH$5,2,FALSE),0)","v":0},0,"COP","Yes",0,0,"kW/ton",0,"COP",0,0,"kW/ton",0,"COP",null,"cjacca49",0.63900000000000001,"kW/ton",0.49,"IPLV",0.63900000000000001,0.49,"kW/ton",null,null,null,null,"Water Cooled Chiller",0,"Screw","B",0]
[null,null,null,null,null,null,null,null,null,null,null,null,null,null,null,null,null,null,null,null,null,null,null,null,148,{"$f":"IF(Inventory!$C157=\"\",\"a\",VLOOKUP(Inventory!$C157,$B$3:$C$6,2,FALSE))","v":"a"},{"$f":"IF(AND($Z150=\"b\",Inventory!$I157=\"\"),\"a\",IF(AND($Z150=\"b\",Inventory!$I157<>\"\"),VLOOKUP(Inventory!$I157,$E$3:$F$12,2,FALSE),IF(AND(OR($Z150=\"c\",$Z150=\"d\"),Inventory!$AB157=\"\"),\"a\",IF(AND(OR($Z150=\"c\",$Z150=\"d\"),Inventory!$AB157<>\"\"),VLOOKUP(Inventory!$AB157,$E$3:$F$12,2,FALSE),\"a\"))))","v":"a"},{"$f":"IF(OR(AND($AA150<>\"b\",$AA150<>\"c\"),$AF150=0,$AF150>=(65000/12000),Inventory!$AC157=\"\"),\"a\",VLOOKUP(Inventory!$AC157,$H$3:$I$5,2,FALSE))","v":"a"},{"$f":"IF(AND(AA150<>\"I\",AA150<>\"j\"),\"a\",IF(AND(OR(Z150=\"b\",Z150=\"c\",Z150=\"d\"),Inventory!AD157=\"\"),\"a\",IF(AND(OR(Z150=\"b\",Z150=\"c\",Z150=\"d\"),Inventory!AD157<>\"\"),VLOOKUP(Inventory!AD157,$K$3:$L$5,2,FALSE),\"a\")))","v":"a"},{"$f":"IF(AND($AA150<>\"i\",$AA150<>\"j\"),\"a\",IF(AND($Z150=\"b\",Inventory!$L157=\"\"),\"a\",IF(AND($Z150=\"b\",Inventory!$L157<>\"\"),VLOOKUP(Inventory!$L157,$N$3:$O$6,2,FALSE),IF(AND(OR($Z150=\"c\",$Z150=\"d\"),Inventory!$AE157=\"\"),\"a\",IF(AND(OR($Z150=\"c\",$Z150=\"d\"),Inventory!$AE157<>\"\"),VLOOKUP(Inventory!$AE157,$N$3:$O$6,2,FALSE),\"a\")))))","v":"a"},{"$f":"IF(OR(AND($AA150<>\"e\",$AA150<>\"f\"),$AF150=0,Inventory!$AG157=\"\"),\"a\",VLOOKUP(Inventory!$AG157,$Q$3:$R$5,2,FALSE))","v":"a"},{"$f":"IF(OR(Inventory!C157=\"New Construction\",Inventory!C157=\"Replace-on-Burnout\"),Inventory!AT157,IF(Inventory!C157=\"Early Retirement\",Inventory!AS157,0))","v":0},"","","","","","","","","","","","",0,"aaaaaa0","No","No",{"$f":"IF($Z150=\"a\",0,IF($Z150=\"b\",Inventory!$M157,Inventory!$AH157))","v":0},{"$f":"IF(OR($Z150=\"a\",AND($AU150=\"No\",$AV150=\"No\")),0,IF(AND($Z150=\"b\",Inventory!$O157=\"Btu/hr\"),Inventory!$N157,IF(AND($Z150=\"b\",Inventory!$O157=\"Tons\"),Inventory!$N157*12000,IF(AND(OR($Z150=\"c\",$Z150=\"d\"),Inventory!$AJ157=\"Btu/hr\"),Inventory!$AI157,IF(AND(OR($Z150=\"c\",$Z150=\"d\"),Inventory!$AJ157=\"Tons\"),Inventory!$AI157*12000,0)))))","v":0},0,0,"EER",0,"kW/ton",{"$f":"IF(OR($Z150=\"a\",$AV150=\"No\"),0,IF(AND($Z150=\"b\",Inventory!$Q157=\"Btu/hr\"),Inventory!$P157,IF(AND($Z150=\"b\",Inventory!$Q157=\"Tons\"),Inventory!$P157*12000,IF(AND(OR($Z150=\"c\",$Z150=\"d\"),Inventory!$AL157=\"Btu/hr\"),Inventory!$AK157,IF(AND(OR($Z150=\"c\",$Z150=\"d\"),Inventory!$AL157=\"Tons\"),Inventory!$AK157*12000,0)))))","v":0},0,0,"COP","No",{"$f":"IF(OR(Inventory!$J157=\"\",$BH150=\"No\"),\"-\",Inventory!$J157)","v":"-"},{"$f":"IFERROR(VLOOKUP($BI150,'Early Retirement'!$B$6:$C$32,2,FALSE),\"-\")","v":"-"},{"$f":"IF(OR($Z150<>\"b\",AND($AA150<>\"b\",$AA150<>\"c\")),\"n\",IF(AND($AS150<>1,$AS150<>2,$AS150<>7,$AS150<>8),\"n\",IF(Inventory!$K157=\"Split\",\"s\",IF(Inventory!$K157=\"Packaged\",\"p\",\"n\"))))","v":"n"},{"$f":"IF(AND($AA150<>\"i\",$AA150<>\"j\"),\"n\",IF(Inventory!$L157=\"Centrifugal\",\"c\",\"n\"))","v":"n"},"-","-",{"$f":"IFERROR(INDEX('Early Retirement'!$C$4:$AC$32,$BJ150,$BN150),0)","v":0},{"$f":"IFERROR(HLOOKUP($BN150,'Early Retirement'!$D$4:$AC$5,2,FALSE),0)","v":0},{"$f":"IFERROR(INDEX('Early Retirement'!$AE$4:$BE$32,$BJ150,$BN150),0)","v":0},{"$f":"IFERROR(HLOOKUP($BN150,'Early Retirement'!$AF$4:$BE$5,2,FALSE),0)","v":0},0,0,"kW/ton",{"$f":"IFERROR(INDEX('Early Retirement'!$BG$4:$CG$32,$BJ150,$BN150),0)","v":0},{"$f":"IFERROR(HLOOKUP($BN150,'Early Retirement'!$BH$4:$CH$5,2,FALSE),0)","v":0},0,"COP","Yes",0,0,"kW/ton",0,"COP",0,0,"kW/ton",0,"COP",null,"cjacda45",0.8,"kW/ton",0.6,"IPLV",0.8,0.6,"kW/ton",null,null,null,null,"Water Cooled Chiller",0,"Scroll","B",75]
[null,null,null,null,null,null,null,null,null,null,null,null,null,null,null,null,null,null,null,null,null,null,null,null,149,{"$f":"IF(Inventory!$C158=\"\",\"a\",VLOOKUP(Inventory!$C158,$B$3:$C$6,2,FALSE))","v":"a"},{"$f":"IF(AND($Z151=\"b\",Inventory!$I158=\"\"),\"a\",IF(AND($Z151=\"b\",Inventory!$I158<>\"\"),VLOOKUP(Inventory!$I158,$E$3:$F$12,2,FALSE),IF(AND(OR($Z151=\"c\",$Z151=\"d\"),Inventory!$AB158=\"\"),\"a\",IF(AND(OR($Z151=\"c\",$Z151=\"d\"),Inventory!$AB158<>\"\"),VLOOKUP(Inventory!$AB158,$E$3:$F$12,2,FALSE),\"a\"))))","v":"a"},{"$f":"IF(OR(AND($AA151<>\"b\",$AA151<>\"c\"),$AF151=0,$AF151>=(65000/12000),Inventory!$AC158=\"\"),\"a\",VLOOKUP(Inventory!$AC158,$H$3:$I$5,2,FALSE))","v":"a"},{"$f":"IF(AND(AA151<>\"I\",AA151<>\"j\"),\"a\",IF(AND(OR(Z151=\"b\",Z151=\"c\",Z151=\"d\"),Inventory!AD158=\"\"),\"a\",IF(AND(OR(Z151=\"b\",Z151=\"c\",Z151=\"d\"),Inventory!AD158<>\"\"),VLOOKUP(Inventory!AD158,$K$3:$L$5,2,FALSE),\"a\")))","v":"a"},{"$f":"IF(AND($AA151<>\"i\",$AA151<>\"j\"),\"a\",IF(AND($Z151=\"b\",Inventory!$L158=\"\"),\"a\",IF(AND($Z151=\"b\",Inventory!$L158<>\"\"),VLOOKUP(Inventory!$L158,$N$3:$O$6,2,FALSE),IF(AND(OR($Z151=\"c\",$Z151=\"d\"),Inventory!$AE158=\"\"),\"a\",IF(AND(OR($Z151=\"c\",$Z151=\"d\"),Inventory!$AE158<>\"\"),VLOOKUP(Inventory!$AE158,$N$3:$O$6,2,FALSE),\"a\")))))","v":"a"},{"$f":"IF(OR(AND($AA151<>\"e\",$AA151<>\"f\"),$AF151=0,Inventory!$AG158=\"\"),\"a\",VLOOKUP(Inventory!$AG158,$Q$3:$R$5,2,FALSE))","v":"a"},{"$f":"IF(OR(Inventory!C158=\"New Construction\",Inventory!C158=\"Replace-on-Burnout\"),Inventory!AT158,IF(Inventory!C158=\"Early Retirement\",Inventory!AS158,0))","v":0},"","","","","","","","","","","","",0,"aaaaaa0","No","No",{"$f":"IF($Z151=\"a\",0,IF($Z151=\"b\",Inventory!$M158,Inventory!$AH158))","v":0},{"$f":"IF(OR($Z151=\"a\",AND($AU151=\"No\",$AV151=\"No\")),0,IF(AND($Z151=\"b\",Inventory!$O158=\"Btu/hr\"),Inventory!$N158,IF(AND($Z151=\"b\",Inventory!$O158=\"Tons\"),Inventory!$N158*12000,IF(AND(OR($Z151=\"c\",$Z151=\"d\"),Inventory!$AJ158=\"Btu/hr\"),Inventory!$AI158,IF(AND(OR($Z151=\"c\",$Z151=\"d\"),Inventory!$AJ158=\"Tons\"),Inventory!$AI158*12000,0)))))","v":0},0,0,"EER",0,"kW/ton",{"$f":"IF(OR($Z151=\"a\",$AV151=\"No\"),0,IF(AND($Z151=\"b\",Inventory!$Q158=\"Btu/hr\"),Inventory!$P158,IF(AND($Z151=\"b\",Inventory!$Q158=\"Tons\"),Inventory!$P158*12000,IF(AND(OR($Z151=\"c\",$Z151=\"d\"),Inventory!$AL158=\"Btu/hr\"),Inventory!$AK158,IF(AND(OR($Z151=\"c\",$Z151=\"d\"),Inventory!$AL158=\"Tons\"),Inventory!$AK158*12000,0)))))","v":0},0,0,"COP","No",{"$f":"IF(OR(Inventory!$J158=\"\",$BH151=\"No\"),\"-\",Inventory!$J158)","v":"-"},{"$f":"IFERROR(VLOOKUP($BI151,'Early Retirement'!$B$6:$C$32,2,FALSE),\"-\")","v":"-"},{"$f":"IF(OR($Z151<>\"b\",AND($AA151<>\"b\",$AA151<>\"c\")),\"n\",IF(AND($AS151<>1,$AS151<>2,$AS151<>7,$AS151<>8),\"n\",IF(Inventory!$K158=\"Split\",\"s\",IF(Inventory!$K158=\"Packaged\",\"p\",\"n\"))))","v":"n"},{"$f":"IF(AND($AA151<>\"i\",$AA151<>\"j\"),\"n\",IF(Inventory!$L158=\"Centrifugal\",\"c\",\"n\"))","v":"n"},"-","-",{"$f":"IFERROR(INDEX('Early Retirement'!$C$4:$AC$32,$BJ151,$BN151),0)","v":0},{"$f":"IFERROR(HLOOKUP($BN151,'Early Retirement'!$D$4:$AC$5,2,FALSE),0)","v":0},{"$f":"IFERROR(INDEX('Early Retirement'!$AE$4:$BE$32,$BJ151,$BN151),0)","v":0},{"$f":"IFERROR(HLOOKUP($BN151,'Early Retirement'!$AF$4:$BE$5,2,FALSE),0)","v":0},0,0,"kW/ton",{"$f":"IFERROR(INDEX('Early Retirement'!$BG$4:$CG$32,$BJ151,$BN151),0)","v":0},{"$f":"IFERROR(HLOOKUP($BN151,'Early Retirement'!$BH$4:$CH$5,2,FALSE),0)","v":0},0,"COP","Yes",0,0,"kW/ton",0,"COP",0,0,"kW/ton",0,"COP",null,"cjacda46",0.79,"kW/ton",0.58599999999999997,"IPLV",0.79,0.58599999999999997,"kW/ton",null,null,null,null,"Water Cooled Chiller",0,"Scroll","B",150]
[null,null,null,null,null,null,null,null,null,null,null,null,null,null,null,null,null,null,null,null,null,null,null,null,150,{"$f":"IF(Inventory!$C159=\"\",\"a\",VLOOKUP(Inventory!$C159,$B$3:$C$6,2,FALSE))","v":"a"},{"$f":"IF(AND($Z152=\"b\",Inventory!$I159=\"\"),\"a\",IF(AND($Z152=\"b\",Inventory!$I159<>\"\"),VLOOKUP(Inventory!$I159,$E$3:$F$12,2,FALSE),IF(AND(OR($Z152=\"c\",$Z152=\"d\"),Inventory!$AB159=\"\"),\"a\",IF(AND(OR($Z152=\"c\",$Z152=\"d\"),Inventory!$AB159<>\"\"),VLOOKUP(Inventory!$AB159,$E$3:$F$12,2,FALSE),\"a\"))))","v":"a"},{"$f":"IF(OR(AND($AA152<>\"b\",$AA152<>\"c\"),$AF152=0,$AF152>=(65000/12000),Inventory!$AC159=\"\"),\"a\",VLOOKUP(Inventory!$AC159,$H$3:$I$5,2,FALSE))","v":"a"},{"$f":"IF(AND(AA152<>\"I\",AA152<>\"j\"),\"a\",IF(AND(OR(Z152=\"b\",Z152=\"c\",Z152=\"d\"),Inventory!AD159=\"\"),\"a\",IF(AND(OR(Z152=\"b\",Z152=\"c\",Z152=\"d\"),Inventory!AD159<>\"\"),VLOOKUP(Inventory!AD159,$K$3:$L$5,2,FALSE),\"a\")))","v":"a"},{"$f":"IF(AND($AA152<>\"i\",$AA152<>\"j\"),\"a\",IF(AND($Z152=\"b\",Inventory!$L159=\"\"),\"a\",IF(AND($Z152=\"b\",Inventory!$L159<>\"\"),VLOOKUP(Inventory!$L159,$N$3:$O$6,2,FALSE),IF(AND(OR($Z152=\"c\",$Z152=\"d\"),Inventory!$AE159=\"\"),\"a\",IF(AND(OR($Z152=\"c\",$Z152=\"d\"),Inventory!$AE159<>\"\"),VLOOKUP(Inventory!$AE159,$N$3:$O$6,2,FALSE),\"a\")))))","v":"a"},{"$f":"IF(OR(AND($AA152<>\"e\",$AA152<>\"f\"),$AF152=0,Inventory!$AG159=\"\"),\"a\",VLOOKUP(Inventory!$AG159,$Q$3:$R$5,2,FALSE))","v":"a"},{"$f":"IF(OR(Inventory!C159=\"New Construction\",Inventory!C159=\"Replace-on-Burnout\"),Inventory!AT159,IF(Inventory!C159=\"Early Retirement\",Inventory!AS159,0))","v":0},"","","","","","","","","","","","",0,"aaaaaa0","No","No",{"$f":"IF($Z152=\"a\",0,IF($Z152=\"b\",Inventory!$M159,Inventory!$AH159))","v":0},{"$f":"IF(OR($Z152=\"a\",AND($AU152=\"No\",$AV152=\"No\")),0,IF(AND($Z152=\"b\",Inventory!$O159=\"Btu/hr\"),Inventory!$N159,IF(AND($Z152=\"b\",Inventory!$O159=\"Tons\"),Inventory!$N159*12000,IF(AND(OR($Z152=\"c\",$Z152=\"d\"),Inventory!$AJ159=\"Btu/hr\"),Inventory!$AI159,IF(AND(OR($Z152=\"c\",$Z152=\"d\"),Inventory!$AJ159=\"Tons\"),Inventory!$AI159*12000,0)))))","v":0},0,0,"EER",0,"kW/ton",{"$f":"IF(OR($Z152=\"a\",$AV152=\"No\"),0,IF(AND($Z152=\"b\",Inventory!$Q159=\"Btu/hr\"),Inventory!$P159,IF(AND($Z152=\"b\",Inventory!$Q159=\"Tons\"),Inventory!$P159*12000,IF(AND(OR($Z152=\"c\",$Z152=\"d\"),Inventory!$AL159=\"Btu/hr\"),Inventory!$AK159,IF(AND(OR($Z152=\"c\",$Z152=\"d\"),Inventory!$AL159=\"Tons\"),Inventory!$AK159*12000,0)))))","v":0},0,0,"COP","No",{"$f":"IF(OR(Inventory!$J159=\"\",$BH152=\"No\"),\"-\",Inventory!$J159)","v":"-"},{"$f":"IFERROR(VLOOKUP($BI152,'Early Retirement'!$B$6:$C$32,2,FALSE),\"-\")","v":"-"},{"$f":"IF(OR($Z152<>\"b\",AND($AA152<>\"b\",$AA152<>\"c\")),\"n\",IF(AND($AS152<>1,$AS152<>2,$AS152<>7,$AS152<>8),\"n\",IF(Inventory!$K159=\"Split\",\"s\",IF(Inventory!$K159=\"Packaged\",\"p\",\"n\"))))","v":"n"},{"$f":"IF(AND($AA152<>\"i\",$AA152<>\"j\"),\"n\",IF(Inventory!$L159=\"Centrifugal\",\"c\",\"n\"))","v":"n"},"-","-",{"$f":"IFERROR(INDEX('Early Retirement'!$C$4:$AC$32,$BJ152,$BN152),0)","v":0},{"$f":"IFERROR(HLOOKUP($BN152,'Early Retirement'!$D$4:$AC$5,2,FALSE),0)","v":0},{"$f":"IFERROR(INDEX('Early Retirement'!$AE$4:$BE$32,$BJ152,$BN152),0)","v":0},{"$f":"IFERROR(HLOOKUP($BN152,'Early Retirement'!$AF$4:$BE$5,2,FALSE),0)","v":0},0,0,"kW/ton",{"$f":"IFERROR(INDEX('Early Retirement'!$BG$4:$CG$32,$BJ152,$BN152),0)","v":0},{"$f":"IFERROR(HLOOKUP($BN152,'Early Retirement'!$BH$4:$CH$5,2,FALSE),0)","v":0},0,"COP","Yes",0,0,"kW/ton",0,"COP",0,0,"kW/ton",0,"COP",null,"cjacda47",0.71799999999999997,"kW/ton",0.54,"IPLV",0.71799999999999997,0.54,"kW/ton",null,null,null,null,"Water Cooled Chiller",0,"Scroll","B",300]
[null,null,null,null,null,null,null,null,null,null,null,null,null,null,null,null,null,null,null,null,null,null,null,null,151,{"$f":"IF(Inventory!$C160=\"\",\"a\",VLOOKUP(Inventory!$C160,$B$3:$C$6,2,FALSE))","v":"a"},{"$f":"IF(AND($Z153=\"b\",Inventory!$I160=\"\"),\"a\",IF(AND($Z153=\"b\",Inventory!$I160<>\"\"),VLOOKUP(Inventory!$I160,$E$3:$F$12,2,FALSE),IF(AND(OR($Z153=\"c\",$Z153=\"d\"),Inventory!$AB160=\"\"),\"a\",IF(AND(OR($Z153=\"c\",$Z153=\"d\"),Inventory!$AB160<>\"\"),VLOOKUP(Inventory!$AB160,$E$3:$F$12,2,FALSE),\"a\"))))","v":"a"},{"$f":"IF(OR(AND($AA153<>\"b\",$AA153<>\"c\"),$AF153=0,$AF153>=(65000/12000),Inventory!$AC160=\"\"),\"a\",VLOOKUP(Inventory!$AC160,$H$3:$I$5,2,FALSE))","v":"a"},{"$f":"IF(AND(AA153<>\"I\",AA153<>\"j\"),\"a\",IF(AND(OR(Z153=\"b\",Z153=\"c\",Z153=\"d\"),Inventory!AD160=\"\"),\"a\",IF(AND(OR(Z153=\"b\",Z153=\"c\",Z153=\"d\"),Inventory!AD160<>\"\"),VLOOKUP(Inventory!AD160,$K$3:$L$5,2,FALSE),\"a\")))","v":"a"},{"$f":"IF(AND($AA153<>\"i\",$AA153<>\"j\"),\"a\",IF(AND($Z153=\"b\",Inventory!$L160=\"\"),\"a\",IF(AND($Z153=\"b\",Inventory!$L160<>\"\"),VLOOKUP(Inventory!$L160,$N$3:$O$6,2,FALSE),IF(AND(OR($Z153=\"c\",$Z153=\"d\"),Inventory!$AE160=\"\"),\"a\",IF(AND(OR($Z153=\"c\",$Z153=\"d\"),Inventory!$AE160<>\"\"),VLOOKUP(Inventory!$AE160,$N$3:$O$6,2,FALSE),\"a\")))))","v":"a"},{"$f":"IF(OR(AND($AA153<>\"e\",$AA153<>\"f\"),$AF153=0,Inventory!$AG160=\"\"),\"a\",VLOOKUP(Inventory!$AG160,$Q$3:$R$5,2,FALSE))","v":"a"},{"$f":"IF(OR(Inventory!C160=\"New Construction\",Inventory!C160=\"Replace-on-Burnout\"),Inventory!AT160,IF(Inventory!C160=\"Early Retirement\",Inventory!AS160,0))","v":0},"","","","","","","","","","","","",0,"aaaaaa0","No","No",{"$f":"IF($Z153=\"a\",0,IF($Z153=\"b\",Inventory!$M160,Inventory!$AH160))","v":0},{"$f":"IF(OR($Z153=\"a\",AND($AU153=\"No\",$AV153=\"No\")),0,IF(AND($Z153=\"b\",Inventory!$O160=\"Btu/hr\"),Inventory!$N160,IF(AND($Z153=\"b\",Inventory!$O160=\"Tons\"),Inventory!$N160*12000,IF(AND(OR($Z153=\"c\",$Z153=\"d\"),Inventory!$AJ160=\"Btu/hr\"),Inventory!$AI160,IF(AND(OR($Z153=\"c\",$Z153=\"d\"),Inventory!$AJ160=\"Tons\"),Inventory!$AI160*12000,0)))))","v":0},0,0,"EER",0,"kW/ton",{"$f":"IF(OR($Z153=\"a\",$AV153=\"No\"),0,IF(AND($Z153=\"b\",Inventory!$Q160=\"Btu/hr\"),Inventory!$P160,IF(AND($Z153=\"b\",Inventory!$Q160=\"Tons\"),Inventory!$P160*12000,IF(AND(OR($Z153=\"c\",$Z153=\"d\"),Inventory!$AL160=\"Btu/hr\"),Inventory!$AK160,IF(AND(OR($Z153=\"c\",$Z153=\"d\"),Inventory!$AL160=\"Tons\"),Inventory!$AK160*12000,0)))))","v":0},0,0,"COP","No",{"$f":"IF(OR(Inventory!$J160=\"\",$BH153=\"No\"),\"-\",Inventory!$J160)","v":"-"},{"$f":"IFERROR(VLOOKUP($BI153,'Early Retirement'!$B$6:$C$32,2,FALSE),\"-\")","v":"-"},{"$f":"IF(OR($Z153<>\"b\",AND($AA153<>\"b\",$AA153<>\"c\")),\"n\",IF(AND($AS153<>1,$AS153<>2,$AS153<>7,$AS153<>8),\"n\",IF(Inventory!$K160=\"Split\",\"s\",IF(Inventory!$K160=\"Packaged\",\"p\",\"n\"))))","v":"n"},{"$f":"IF(AND($AA153<>\"i\",$AA153<>\"j\"),\"n\",IF(Inventory!$L160=\"Centrifugal\",\"c\",\"n\"))","v":"n"},"-","-",{"$f":"IFERROR(INDEX('Early Retirement'!$C$4:$AC$32,$BJ153,$BN153),0)","v":0},{"$f":"IFERROR(HLOOKUP($BN153,'Early Retirement'!$D$4:$AC$5,2,FALSE),0)","v":0},{"$f":"IFERROR(INDEX('Early Retirement'!$AE$4:$BE$32,$BJ153,$BN153),0)","v":0},{"$f":"IFERROR(HLOOKUP($BN153,'Early Retirement'!$AF$4:$BE$5,2,FALSE),0)","v":0},0,0,"kW/ton",{"$f":"IFERROR(INDEX('Early Retirement'!$BG$4:$CG$32,$BJ153,$BN153),0)","v":0},{"$f":"IFERROR(HLOOKUP($BN153,'Early Retirement'!$BH$4:$CH$5,2,FALSE),0)","v":0},0,"COP","Yes",0,0,"kW/ton",0,"COP",0,0,"kW/ton",0,"COP",null,"cjacda48",0.63900000000000001,"kW/ton",0.49,"IPLV",0.63900000000000001,0.49,"kW/ton",null,null,null,null,"Water Cooled Chiller",0,"Scroll","B",600]
[null,null,null,null,null,null,null,null,null,null,null,null,null,null,null,null,null,null,null,null,null,null,null,null,152,{"$f":"IF(Inventory!$C161=\"\",\"a\",VLOOKUP(Inventory!$C161,$B$3:$C$6,2,FALSE))","v":"a"},{"$f":"IF(AND($Z154=\"b\",Inventory!$I161=\"\"),\"a\",IF(AND($Z154=\"b\",Inventory!$I161<>\"\"),VLOOKUP(Inventory!$I161,$E$3:$F$12,2,FALSE),IF(AND(OR($Z154=\"c\",$Z154=\"d\"),Inventory!$AB161=\"\"),\"a\",IF(AND(OR($Z154=\"c\",$Z154=\"d\"),Inventory!$AB161<>\"\"),VLOOKUP(Inventory!$AB161,$E$3:$F$12,2,FALSE),\"a\"))))","v":"a"},{"$f":"IF(OR(AND($AA154<>\"b\",$AA154<>\"c\"),$AF154=0,$AF154>=(65000/12000),Inventory!$AC161=\"\"),\"a\",VLOOKUP(Inventory!$AC161,$H$3:$I$5,2,FALSE))","v":"a"},{"$f":"IF(AND(AA154<>\"I\",AA154<>\"j\"),\"a\",IF(AND(OR(Z154=\"b\",Z154=\"c\",Z154=\"d\"),Inventory!AD161=\"\"),\"a\",IF(AND(OR(Z154=\"b\",Z154=\"c\",Z154=\"d\"),Inventory!AD161<>\"\"),VLOOKUP(Inventory!AD161,$K$3:$L$5,2,FALSE),\"a\")))","v":"a"},{"$f":"IF(AND($AA154<>\"i\",$AA154<>\"j\"),\"a\",IF(AND($Z154=\"b\",Inventory!$L161=\"\"),\"a\",IF(AND($Z154=\"b\",Inventory!$L161<>\"\"),VLOOKUP(Inventory!$L161,$N$3:$O$6,2,FALSE),IF(AND(OR($Z154=\"c\",$Z154=\"d\"),Inventory!$AE161=\"\"),\"a\",IF(AND(OR($Z154=\"c\",$Z154=\"d\"),Inventory!$AE161<>\"\"),VLOOKUP(Inventory!$AE161,$N$3:$O$6,2,FALSE),\"a\")))))","v":"a"},{"$f":"IF(OR(AND($AA154<>\"e\",$AA154<>\"f\"),$AF154=0,Inventory!$AG161=\"\"),\"a\",VLOOKUP(Inventory!$AG161,$Q$3:$R$5,2,FALSE))","v":"a"},{"$f":"IF(OR(Inventory!C161=\"New Construction\",Inventory!C161=\"Replace-on-Burnout\"),Inventory!AT161,IF(Inventory!C161=\"Early Retirement\",Inventory!AS161,0))","v":0},"","","","","","","","","","","","",0,"aaaaaa0","No","No",{"$f":"IF($Z154=\"a\",0,IF($Z154=\"b\",Inventory!$M161,Inventory!$AH161))","v":0},{"$f":"IF(OR($Z154=\"a\",AND($AU154=\"No\",$AV154=\"No\")),0,IF(AND($Z154=\"b\",Inventory!$O161=\"Btu/hr\"),Inventory!$N161,IF(AND($Z154=\"b\",Inventory!$O161=\"Tons\"),Inventory!$N161*12000,IF(AND(OR($Z154=\"c\",$Z154=\"d\"),Inventory!$AJ161=\"Btu/hr\"),Inventory!$AI161,IF(AND(OR($Z154=\"c\",$Z154=\"d\"),Inventory!$AJ161=\"Tons\"),Inventory!$AI161*12000,0)))))","v":0},0,0,"EER",0,"kW/ton",{"$f":"IF(OR($Z154=\"a\",$AV154=\"No\"),0,IF(AND($Z154=\"b\",Inventory!$Q161=\"Btu/hr\"),Inventory!$P161,IF(AND($Z154=\"b\",Inventory!$Q161=\"Tons\"),Inventory!$P161*12000,IF(AND(OR($Z154=\"c\",$Z154=\"d\"),Inventory!$AL161=\"Btu/hr\"),Inventory!$AK161,IF(AND(OR($Z154=\"c\",$Z154=\"d\"),Inventory!$AL161=\"Tons\"),Inventory!$AK161*12000,0)))))","v":0},0,0,"COP","No",{"$f":"IF(OR(Inventory!$J161=\"\",$BH154=\"No\"),\"-\",Inventory!$J161)","v":"-"},{"$f":"IFERROR(VLOOKUP($BI154,'Early Retirement'!$B$6:$C$32,2,FALSE),\"-\")","v":"-"},{"$f":"IF(OR($Z154<>\"b\",AND($AA154<>\"b\",$AA154<>\"c\")),\"n\",IF(AND($AS154<>1,$AS154<>2,$AS154<>7,$AS154<>8),\"n\",IF(Inventory!$K161=\"Split\",\"s\",IF(Inventory!$K161=\"Packaged\",\"p\",\"n\"))))","v":"n"},{"$f":"IF(AND($AA154<>\"i\",$AA154<>\"j\"),\"n\",IF(Inventory!$L161=\"Centrifugal\",\"c\",\"n\"))","v":"n"},"-","-",{"$f":"IFERROR(INDEX('Early Retirement'!$C$4:$AC$32,$BJ154,$BN154),0)","v":0},{"$f":"IFERROR(HLOOKUP($BN154,'Early Retirement'!$D$4:$AC$5,2,FALSE),0)","v":0},{"$f":"IFERROR(INDEX('Early Retirement'!$AE$4:$BE$32,$BJ154,$BN154),0)","v":0},{"$f":"IFERROR(HLOOKUP($BN154,'Early Retirement'!$AF$4:$BE$5,2,FALSE),0)","v":0},0,0,"kW/ton",{"$f":"IFERROR(INDEX('Early Retirement'!$BG$4:$CG$32,$BJ154,$BN154),0)","v":0},{"$f":"IFERROR(HLOOKUP($BN154,'Early Retirement'!$BH$4:$CH$5,2,FALSE),0)","v":0},0,"COP","Yes",0,0,"kW/ton",0,"COP",0,0,"kW/ton",0,"COP",null,"cjacda49",0.63900000000000001,"kW/ton",0.49,"IPLV",0.63900000000000001,0.49,"kW/ton",null,null,null,null,"Water Cooled Chiller",0,"Scroll","B",0]
[null,null,null,null,null,null,null,null,null,null,null,null,null,null,null,null,null,null,null,null,null,null,null,null,153,{"$f":"IF(Inventory!$C162=\"\",\"a\",VLOOKUP(Inventory!$C162,$B$3:$C$6,2,FALSE))","v":"a"},{"$f":"IF(AND($Z155=\"b\",Inventory!$I162=\"\"),\"a\",IF(AND($Z155=\"b\",Inventory!$I162<>\"\"),VLOOKUP(Inventory!$I162,$E$3:$F$12,2,FALSE),IF(AND(OR($Z155=\"c\",$Z155=\"d\"),Inventory!$AB162=\"\"),\"a\",IF(AND(OR($Z155=\"c\",$Z155=\"d\"),Inventory!$AB162<>\"\"),VLOOKUP(Inventory!$AB162,$E$3:$F$12,2,FALSE),\"a\"))))","v":"a"},{"$f":"IF(OR(AND($AA155<>\"b\",$AA155<>\"c\"),$AF155=0,$AF155>=(65000/12000),Inventory!$AC162=\"\"),\"a\",VLOOKUP(Inventory!$AC162,$H$3:$I$5,2,FALSE))","v":"a"},{"$f":"IF(AND(AA155<>\"I\",AA155<>\"j\"),\"a\",IF(AND(OR(Z155=\"b\",Z155=\"c\",Z155=\"d\"),Inventory!AD162=\"\"),\"a\",IF(AND(OR(Z155=\"b\",Z155=\"c\",Z155=\"d\"),Inventory!AD162<>\"\"),VLOOKUP(Inventory!AD162,$K$3:$L$5,2,FALSE),\"a\")))","v":"a"},{"$f":"IF(AND($AA155<>\"i\",$AA155<>\"j\"),\"a\",IF(AND($Z155=\"b\",Inventory!$L162=\"\"),\"a\",IF(AND($Z155=\"b\",Inventory!$L162<>\"\"),VLOOKUP(Inventory!$L162,$N$3:$O$6,2,FALSE),IF(AND(OR($Z155=\"c\",$Z155=\"d\"),Inventory!$AE162=\"\"),\"a\",IF(AND(OR($Z155=\"c\",$Z155=\"d\"),Inventory!$AE162<>\"\"),VLOOKUP(Inventory!$AE162,$N$3:$O$6,2,FALSE),\"a\")))))","v":"a"},{"$f":"IF(OR(AND($AA155<>\"e\",$AA155<>\"f\"),$AF155=0,Inventory!$AG162=\"\"),\"a\",VLOOKUP(Inventory!$AG162,$Q$3:$R$5,2,FALSE))","v":"a"},{"$f":"IF(OR(Inventory!C162=\"New Construction\",Inventory!C162=\"Replace-on-Burnout\"),Inventory!AT162,IF(Inventory!C162=\"Early Retirement\",Inventory!AS162,0))","v":0},"","","","","","","","","","","","",0,"aaaaaa0","No","No",{"$f":"IF($Z155=\"a\",0,IF($Z155=\"b\",Inventory!$M162,Inventory!$AH162))","v":0},{"$f":"IF(OR($Z155=\"a\",AND($AU155=\"No\",$AV155=\"No\")),0,IF(AND($Z155=\"b\",Inventory!$O162=\"Btu/hr\"),Inventory!$N162,IF(AND($Z155=\"b\",Inventory!$O162=\"Tons\"),Inventory!$N162*12000,IF(AND(OR($Z155=\"c\",$Z155=\"d\"),Inventory!$AJ162=\"Btu/hr\"),Inventory!$AI162,IF(AND(OR($Z155=\"c\",$Z155=\"d\"),Inventory!$AJ162=\"Tons\"),Inventory!$AI162*12000,0)))))","v":0},0,0,"EER",0,"kW/ton",{"$f":"IF(OR($Z155=\"a\",$AV155=\"No\"),0,IF(AND($Z155=\"b\",Inventory!$Q162=\"Btu/hr\"),Inventory!$P162,IF(AND($Z155=\"b\",Inventory!$Q162=\"Tons\"),Inventory!$P162*12000,IF(AND(OR($Z155=\"c\",$Z155=\"d\"),Inventory!$AL162=\"Btu/hr\"),Inventory!$AK162,IF(AND(OR($Z155=\"c\",$Z155=\"d\"),Inventory!$AL162=\"Tons\"),Inventory!$AK162*12000,0)))))","v":0},0,0,"COP","No",{"$f":"IF(OR(Inventory!$J162=\"\",$BH155=\"No\"),\"-\",Inventory!$J162)","v":"-"},{"$f":"IFERROR(VLOOKUP($BI155,'Early Retirement'!$B$6:$C$32,2,FALSE),\"-\")","v":"-"},{"$f":"IF(OR($Z155<>\"b\",AND($AA155<>\"b\",$AA155<>\"c\")),\"n\",IF(AND($AS155<>1,$AS155<>2,$AS155<>7,$AS155<>8),\"n\",IF(Inventory!$K162=\"Split\",\"s\",IF(Inventory!$K162=\"Packaged\",\"p\",\"n\"))))","v":"n"},{"$f":"IF(AND($AA155<>\"i\",$AA155<>\"j\"),\"n\",IF(Inventory!$L162=\"Centrifugal\",\"c\",\"n\"))","v":"n"},"-","-",{"$f":"IFERROR(INDEX('Early Retirement'!$C$4:$AC$32,$BJ155,$BN155),0)","v":0},{"$f":"IFERROR(HLOOKUP($BN155,'Early Retirement'!$D$4:$AC$5,2,FALSE),0)","v":0},{"$f":"IFERROR(INDEX('Early Retirement'!$AE$4:$BE$32,$BJ155,$BN155),0)","v":0},{"$f":"IFERROR(HLOOKUP($BN155,'Early Retirement'!$AF$4:$BE$5,2,FALSE),0)","v":0},0,0,"kW/ton",{"$f":"IFERROR(INDEX('Early Retirement'!$BG$4:$CG$32,$BJ155,$BN155),0)","v":0},{"$f":"IFERROR(HLOOKUP($BN155,'Early Retirement'!$BH$4:$CH$5,2,FALSE),0)","v":0},0,"COP","Yes",0,0,"kW/ton",0,"COP",0,0,"kW/ton",0,"COP",null,"diabba35",9.5619999999999994,"EER",12.5,"IPLV",{"$f":"12/$CM155","v":1.2549675800041833},{"$f":"12/$CO155","v":0.96},"kW/ton",null,null,null,null,"Air Cooled Chiller",0,"Centrifugal","A",75]
[null,null,null,null,null,null,null,null,null,null,null,null,null,null,null,null,null,null,null,null,null,null,null,null,154,{"$f":"IF(Inventory!$C163=\"\",\"a\",VLOOKUP(Inventory!$C163,$B$3:$C$6,2,FALSE))","v":"a"},{"$f":"IF(AND($Z156=\"b\",Inventory!$I163=\"\"),\"a\",IF(AND($Z156=\"b\",Inventory!$I163<>\"\"),VLOOKUP(Inventory!$I163,$E$3:$F$12,2,FALSE),IF(AND(OR($Z156=\"c\",$Z156=\"d\"),Inventory!$AB163=\"\"),\"a\",IF(AND(OR($Z156=\"c\",$Z156=\"d\"),Inventory!$AB163<>\"\"),VLOOKUP(Inventory!$AB163,$E$3:$F$12,2,FALSE),\"a\"))))","v":"a"},{"$f":"IF(OR(AND($AA156<>\"b\",$AA156<>\"c\"),$AF156=0,$AF156>=(65000/12000),Inventory!$AC163=\"\"),\"a\",VLOOKUP(Inventory!$AC163,$H$3:$I$5,2,FALSE))","v":"a"},{"$f":"IF(AND(AA156<>\"I\",AA156<>\"j\"),\"a\",IF(AND(OR(Z156=\"b\",Z156=\"c\",Z156=\"d\"),Inventory!AD163=\"\"),\"a\",IF(AND(OR(Z156=\"b\",Z156=\"c\",Z156=\"d\"),Inventory!AD163<>\"\"),VLOOKUP(Inventory!AD163,$K$3:$L$5,2,FALSE),\"a\")))","v":"a"},{"$f":"IF(AND($AA156<>\"i\",$AA156<>\"j\"),\"a\",IF(AND($Z156=\"b\",Inventory!$L163=\"\"),\"a\",IF(AND($Z156=\"b\",Inventory!$L163<>\"\"),VLOOKUP(Inventory!$L163,$N$3:$O$6,2,FALSE),IF(AND(OR($Z156=\"c\",$Z156=\"d\"),Inventory!$AE163=\"\"),\"a\",IF(AND(OR($Z156=\"c\",$Z156=\"d\"),Inventory!$AE163<>\"\"),VLOOKUP(Inventory!$AE163,$N$3:$O$6,2,FALSE),\"a\")))))","v":"a"},{"$f":"IF(OR(AND($AA156<>\"e\",$AA156<>\"f\"),$AF156=0,Inventory!$AG163=\"\"),\"a\",VLOOKUP(Inventory!$AG163,$Q$3:$R$5,2,FALSE))","v":"a"},{"$f":"IF(OR(Inventory!C163=\"New Construction\",Inventory!C163=\"Replace-on-Burnout\"),Inventory!AT163,IF(Inventory!C163=\"Early Retirement\",Inventory!AS163,0))","v":0},"","","","","","","","","","","","",0,"aaaaaa0","No","No",{"$f":"IF($Z156=\"a\",0,IF($Z156=\"b\",Inventory!$M163,Inventory!$AH163))","v":0},{"$f":"IF(OR($Z156=\"a\",AND($AU156=\"No\",$AV156=\"No\")),0,IF(AND($Z156=\"b\",Inventory!$O163=\"Btu/hr\"),Inventory!$N163,IF(AND($Z156=\"b\",Inventory!$O163=\"Tons\"),Inventory!$N163*12000,IF(AND(OR($Z156=\"c\",$Z156=\"d\"),Inventory!$AJ163=\"Btu/hr\"),Inventory!$AI163,IF(AND(OR($Z156=\"c\",$Z156=\"d\"),Inventory!$AJ163=\"Tons\"),Inventory!$AI163*12000,0)))))","v":0},0,0,"EER",0,"kW/ton",{"$f":"IF(OR($Z156=\"a\",$AV156=\"No\"),0,IF(AND($Z156=\"b\",Inventory!$Q163=\"Btu/hr\"),Inventory!$P163,IF(AND($Z156=\"b\",Inventory!$Q163=\"Tons\"),Inventory!$P163*12000,IF(AND(OR($Z156=\"c\",$Z156=\"d\"),Inventory!$AL163=\"Btu/hr\"),Inventory!$AK163,IF(AND(OR($Z156=\"c\",$Z156=\"d\"),Inventory!$AL163=\"Tons\"),Inventory!$AK163*12000,0)))))","v":0},0,0,"COP","No",{"$f":"IF(OR(Inventory!$J163=\"\",$BH156=\"No\"),\"-\",Inventory!$J163)","v":"-"},{"$f":"IFERROR(VLOOKUP($BI156,'Early Retirement'!$B$6:$C$32,2,FALSE),\"-\")","v":"-"},{"$f":"IF(OR($Z156<>\"b\",AND($AA156<>\"b\",$AA156<>\"c\")),\"n\",IF(AND($AS156<>1,$AS156<>2,$AS156<>7,$AS156<>8),\"n\",IF(Inventory!$K163=\"Split\",\"s\",IF(Inventory!$K163=\"Packaged\",\"p\",\"n\"))))","v":"n"},{"$f":"IF(AND($AA156<>\"i\",$AA156<>\"j\"),\"n\",IF(Inventory!$L163=\"Centrifugal\",\"c\",\"n\"))","v":"n"},"-","-",{"$f":"IFERROR(INDEX('Early Retirement'!$C$4:$AC$32,$BJ156,$BN156),0)","v":0},{"$f":"IFERROR(HLOOKUP($BN156,'Early Retirement'!$D$4:$AC$5,2,FALSE),0)","v":0},{"$f":"IFERROR(INDEX('Early Retirement'!$AE$4:$BE$32,$BJ156,$BN156),0)","v":0},{"$f":"IFERROR(HLOOKUP($BN156,'Early Retirement'!$AF$4:$BE$5,2,FALSE),0)","v":0},0,0,"kW/ton",{"$f":"IFERROR(INDEX('Early Retirement'!$BG$4:$CG$32,$BJ156,$BN156),0)","v":0},{"$f":"IFERROR(HLOOKUP($BN156,'Early Retirement'!$BH$4:$CH$5,2,FALSE),0)","v":0},0,"COP","Yes",0,0,"kW/ton",0,"COP",0,0,"kW/ton",0,"COP",null,"diabba36",9.5619999999999994,"EER",12.5,"IPLV",1.2549675800041833,0.96,"kW/ton",null,null,null,null,"Air Cooled Chiller",0,"Centrifugal","A",150]
[null,null,null,null,null,null,null,null,null,null,null,null,null,null,null,null,null,null,null,null,null,null,null,null,155,{"$f":"IF(Inventory!$C164=\"\",\"a\",VLOOKUP(Inventory!$C164,$B$3:$C$6,2,FALSE))","v":"a"},{"$f":"IF(AND($Z157=\"b\",Inventory!$I164=\"\"),\"a\",IF(AND($Z157=\"b\",Inventory!$I164<>\"\"),VLOOKUP(Inventory!$I164,$E$3:$F$12,2,FALSE),IF(AND(OR($Z157=\"c\",$Z157=\"d\"),Inventory!$AB164=\"\"),\"a\",IF(AND(OR($Z157=\"c\",$Z157=\"d\"),Inventory!$AB164<>\"\"),VLOOKUP(Inventory!$AB164,$E$3:$F$12,2,FALSE),\"a\"))))","v":"a"},{"$f":"IF(OR(AND($AA157<>\"b\",$AA157<>\"c\"),$AF157=0,$AF157>=(65000/12000),Inventory!$AC164=\"\"),\"a\",VLOOKUP(Inventory!$AC164,$H$3:$I$5,2,FALSE))","v":"a"},{"$f":"IF(AND(AA157<>\"I\",AA157<>\"j\"),\"a\",IF(AND(OR(Z157=\"b\",Z157=\"c\",Z157=\"d\"),Inventory!AD164=\"\"),\"a\",IF(AND(OR(Z157=\"b\",Z157=\"c\",Z157=\"d\"),Inventory!AD164<>\"\"),VLOOKUP(Inventory!AD164,$K$3:$L$5,2,FALSE),\"a\")))","v":"a"},{"$f":"IF(AND($AA157<>\"i\",$AA157<>\"j\"),\"a\",IF(AND($Z157=\"b\",Inventory!$L164=\"\"),\"a\",IF(AND($Z157=\"b\",Inventory!$L164<>\"\"),VLOOKUP(Inventory!$L164,$N$3:$O$6,2,FALSE),IF(AND(OR($Z157=\"c\",$Z157=\"d\"),Inventory!$AE164=\"\"),\"a\",IF(AND(OR($Z157=\"c\",$Z157=\"d\"),Inventory!$AE164<>\"\"),VLOOKUP(Inventory!$AE164,$N$3:$O$6,2,FALSE),\"a\")))))","v":"a"},{"$f":"IF(OR(AND($AA157<>\"e\",$AA157<>\"f\"),$AF157=0,Inventory!$AG164=\"\"),\"a\",VLOOKUP(Inventory!$AG164,$Q$3:$R$5,2,FALSE))","v":"a"},{"$f":"IF(OR(Inventory!C164=\"New Construction\",Inventory!C164=\"Replace-on-Burnout\"),Inventory!AT164,IF(Inventory!C164=\"Early Retirement\",Inventory!AS164,0))","v":0},"","","","","","","","","","","","",0,"aaaaaa0","No","No",{"$f":"IF($Z157=\"a\",0,IF($Z157=\"b\",Inventory!$M164,Inventory!$AH164))","v":0},{"$f":"IF(OR($Z157=\"a\",AND($AU157=\"No\",$AV157=\"No\")),0,IF(AND($Z157=\"b\",Inventory!$O164=\"Btu/hr\"),Inventory!$N164,IF(AND($Z157=\"b\",Inventory!$O164=\"Tons\"),Inventory!$N164*12000,IF(AND(OR($Z157=\"c\",$Z157=\"d\"),Inventory!$AJ164=\"Btu/hr\"),Inventory!$AI164,IF(AND(OR($Z157=\"c\",$Z157=\"d\"),Inventory!$AJ164=\"Tons\"),Inventory!$AI164*12000,0)))))","v":0},0,0,"EER",0,"kW/ton",{"$f":"IF(OR($Z157=\"a\",$AV157=\"No\"),0,IF(AND($Z157=\"b\",Inventory!$Q164=\"Btu/hr\"),Inventory!$P164,IF(AND($Z157=\"b\",Inventory!$Q164=\"Tons\"),Inventory!$P164*12000,IF(AND(OR($Z157=\"c\",$Z157=\"d\"),Inventory!$AL164=\"Btu/hr\"),Inventory!$AK164,IF(AND(OR($Z157=\"c\",$Z157=\"d\"),Inventory!$AL164=\"Tons\"),Inventory!$AK164*12000,0)))))","v":0},0,0,"COP","No",{"$f":"IF(OR(Inventory!$J164=\"\",$BH157=\"No\"),\"-\",Inventory!$J164)","v":"-"},{"$f":"IFERROR(VLOOKUP($BI157,'Early Retirement'!$B$6:$C$32,2,FALSE),\"-\")","v":"-"},{"$f":"IF(OR($Z157<>\"b\",AND($AA157<>\"b\",$AA157<>\"c\")),\"n\",IF(AND($AS157<>1,$AS157<>2,$AS157<>7,$AS157<>8),\"n\",IF(Inventory!$K164=\"Split\",\"s\",IF(Inventory!$K164=\"Packaged\",\"p\",\"n\"))))","v":"n"},{"$f":"IF(AND($AA157<>\"i\",$AA157<>\"j\"),\"n\",IF(Inventory!$L164=\"Centrifugal\",\"c\",\"n\"))","v":"n"},"-","-",{"$f":"IFERROR(INDEX('Early Retirement'!$C$4:$AC$32,$BJ157,$BN157),0)","v":0},{"$f":"IFERROR(HLOOKUP($BN157,'Early Retirement'!$D$4:$AC$5,2,FALSE),0)","v":0},{"$f":"IFERROR(INDEX('Early Retirement'!$AE$4:$BE$32,$BJ157,$BN157),0)","v":0},{"$f":"IFERROR(HLOOKUP($BN157,'Early Retirement'!$AF$4:$BE$5,2,FALSE),0)","v":0},0,0,"kW/ton",{"$f":"IFERROR(INDEX('Early Retirement'!$BG$4:$CG$32,$BJ157,$BN157),0)","v":0},{"$f":"IFERROR(HLOOKUP($BN157,'Early Retirement'!$BH$4:$CH$5,2,FALSE),0)","v":0},0,"COP","Yes",0,0,"kW/ton",0,"COP",0,0,"kW/ton",0,"COP",null,"diabba37",9.5619999999999994,"EER",12.75,"IPLV",1.2549675800041833,0.94117647058823528,"kW/ton",null,null,null,null,"Air Cooled Chiller",0,"Centrifugal","A",300]
[null,null,null,null,null,null,null,null,null,null,null,null,null,null,null,null,null,null,null,null,null,null,null,null,156,{"$f":"IF(Inventory!$C165=\"\",\"a\",VLOOKUP(Inventory!$C165,$B$3:$C$6,2,FALSE))","v":"a"},{"$f":"IF(AND($Z158=\"b\",Inventory!$I165=\"\"),\"a\",IF(AND($Z158=\"b\",Inventory!$I165<>\"\"),VLOOKUP(Inventory!$I165,$E$3:$F$12,2,FALSE),IF(AND(OR($Z158=\"c\",$Z158=\"d\"),Inventory!$AB165=\"\"),\"a\",IF(AND(OR($Z158=\"c\",$Z158=\"d\"),Inventory!$AB165<>\"\"),VLOOKUP(Inventory!$AB165,$E$3:$F$12,2,FALSE),\"a\"))))","v":"a"},{"$f":"IF(OR(AND($AA158<>\"b\",$AA158<>\"c\"),$AF158=0,$AF158>=(65000/12000),Inventory!$AC165=\"\"),\"a\",VLOOKUP(Inventory!$AC165,$H$3:$I$5,2,FALSE))","v":"a"},{"$f":"IF(AND(AA158<>\"I\",AA158<>\"j\"),\"a\",IF(AND(OR(Z158=\"b\",Z158=\"c\",Z158=\"d\"),Inventory!AD165=\"\"),\"a\",IF(AND(OR(Z158=\"b\",Z158=\"c\",Z158=\"d\"),Inventory!AD165<>\"\"),VLOOKUP(Inventory!AD165,$K$3:$L$5,2,FALSE),\"a\")))","v":"a"},{"$f":"IF(AND($AA158<>\"i\",$AA158<>\"j\"),\"a\",IF(AND($Z158=\"b\",Inventory!$L165=\"\"),\"a\",IF(AND($Z158=\"b\",Inventory!$L165<>\"\"),VLOOKUP(Inventory!$L165,$N$3:$O$6,2,FALSE),IF(AND(OR($Z158=\"c\",$Z158=\"d\"),Inventory!$AE165=\"\"),\"a\",IF(AND(OR($Z158=\"c\",$Z158=\"d\"),Inventory!$AE165<>\"\"),VLOOKUP(Inventory!$AE165,$N$3:$O$6,2,FALSE),\"a\")))))","v":"a"},{"$f":"IF(OR(AND($AA158<>\"e\",$AA158<>\"f\"),$AF158=0,Inventory!$AG165=\"\"),\"a\",VLOOKUP(Inventory!$AG165,$Q$3:$R$5,2,FALSE))","v":"a"},{"$f":"IF(OR(Inventory!C165=\"New Construction\",Inventory!C165=\"Replace-on-Burnout\"),Inventory!AT165,IF(Inventory!C165=\"Early Retirement\",Inventory!AS165,0))","v":0},"","","","","","","","","","","","",0,"aaaaaa0","No","No",{"$f":"IF($Z158=\"a\",0,IF($Z158=\"b\",Inventory!$M165,Inventory!$AH165))","v":0},{"$f":"IF(OR($Z158=\"a\",AND($AU158=\"No\",$AV158=\"No\")),0,IF(AND($Z158=\"b\",Inventory!$O165=\"Btu/hr\"),Inventory!$N165,IF(AND($Z158=\"b\",Inventory!$O165=\"Tons\"),Inventory!$N165*12000,IF(AND(OR($Z158=\"c\",$Z158=\"d\"),Inventory!$AJ165=\"Btu/hr\"),Inventory!$AI165,IF(AND(OR($Z158=\"c\",$Z158=\"d\"),Inventory!$AJ165=\"Tons\"),Inventory!$AI165*12000,0)))))","v":0},0,0,"EER",0,"kW/ton",{"$f":"IF(OR($Z158=\"a\",$AV158=\"No\"),0,IF(AND($Z158=\"b\",Inventory!$Q165=\"Btu/hr\"),Inventory!$P165,IF(AND($Z158=\"b\",Inventory!$Q165=\"Tons\"),Inventory!$P165*12000,IF(AND(OR($Z158=\"c\",$Z158=\"d\"),Inventory!$AL165=\"Btu/hr\"),Inventory!$AK165,IF(AND(OR($Z158=\"c\",$Z158=\"d\"),Inventory!$AL165=\"Tons\"),Inventory!$AK165*12000,0)))))","v":0},0,0,"COP","No",{"$f":"IF(OR(Inventory!$J165=\"\",$BH158=\"No\"),\"-\",Inventory!$J165)","v":"-"},{"$f":"IFERROR(VLOOKUP($BI158,'Early Retirement'!$B$6:$C$32,2,FALSE),\"-\")","v":"-"},{"$f":"IF(OR($Z158<>\"b\",AND($AA158<>\"b\",$AA158<>\"c\")),\"n\",IF(AND($AS158<>1,$AS158<>2,$AS158<>7,$AS158<>8),\"n\",IF(Inventory!$K165=\"Split\",\"s\",IF(Inventory!$K165=\"Packaged\",\"p\",\"n\"))))","v":"n"},{"$f":"IF(AND($AA158<>\"i\",$AA158<>\"j\"),\"n\",IF(Inventory!$L165=\"Centrifugal\",\"c\",\"n\"))","v":"n"},"-","-",{"$f":"IFERROR(INDEX('Early Retirement'!$C$4:$AC$32,$BJ158,$BN158),0)","v":0},{"$f":"IFERROR(HLOOKUP($BN158,'Early Retirement'!$D$4:$AC$5,2,FALSE),0)","v":0},{"$f":"IFERROR(INDEX('Early Retirement'!$AE$4:$BE$32,$BJ158,$BN158),0)","v":0},{"$f":"IFERROR(HLOOKUP($BN158,'Early Retirement'!$AF$4:$BE$5,2,FALSE),0)","v":0},0,0,"kW/ton",{"$f":"IFERROR(INDEX('Early Retirement'!$BG$4:$CG$32,$BJ158,$BN158),0)","v":0},{"$f":"IFERROR(HLOOKUP($BN158,'Early Retirement'!$BH$4:$CH$5,2,FALSE),0)","v":0},0,"COP","Yes",0,0,"kW/ton",0,"COP",0,0,"kW/ton",0,"COP",null,"diabba38",9.5619999999999994,"EER",12.75,"IPLV",1.2549675800041833,0.94117647058823528,"kW/ton",null,null,null,null,"Air Cooled Chiller",0,"Centrifugal","A",600]
[null,null,null,null,null,null,null,null,null,null,null,null,null,null,null,null,null,null,null,null,null,null,null,null,157,{"$f":"IF(Inventory!$C166=\"\",\"a\",VLOOKUP(Inventory!$C166,$B$3:$C$6,2,FALSE))","v":"a"},{"$f":"IF(AND($Z159=\"b\",Inventory!$I166=\"\"),\"a\",IF(AND($Z159=\"b\",Inventory!$I166<>\"\"),VLOOKUP(Inventory!$I166,$E$3:$F$12,2,FALSE),IF(AND(OR($Z159=\"c\",$Z159=\"d\"),Inventory!$AB166=\"\"),\"a\",IF(AND(OR($Z159=\"c\",$Z159=\"d\"),Inventory!$AB166<>\"\"),VLOOKUP(Inventory!$AB166,$E$3:$F$12,2,FALSE),\"a\"))))","v":"a"},{"$f":"IF(OR(AND($AA159<>\"b\",$AA159<>\"c\"),$AF159=0,$AF159>=(65000/12000),Inventory!$AC166=\"\"),\"a\",VLOOKUP(Inventory!$AC166,$H$3:$I$5,2,FALSE))","v":"a"},{"$f":"IF(AND(AA159<>\"I\",AA159<>\"j\"),\"a\",IF(AND(OR(Z159=\"b\",Z159=\"c\",Z159=\"d\"),Inventory!AD166=\"\"),\"a\",IF(AND(OR(Z159=\"b\",Z159=\"c\",Z159=\"d\"),Inventory!AD166<>\"\"),VLOOKUP(Inventory!AD166,$K$3:$L$5,2,FALSE),\"a\")))","v":"a"},{"$f":"IF(AND($AA159<>\"i\",$AA159<>\"j\"),\"a\",IF(AND($Z159=\"b\",Inventory!$L166=\"\"),\"a\",IF(AND($Z159=\"b\",Inventory!$L166<>\"\"),VLOOKUP(Inventory!$L166,$N$3:$O$6,2,FALSE),IF(AND(OR($Z159=\"c\",$Z159=\"d\"),Inventory!$AE166=\"\"),\"a\",IF(AND(OR($Z159=\"c\",$Z159=\"d\"),Inventory!$AE166<>\"\"),VLOOKUP(Inventory!$AE166,$N$3:$O$6,2,FALSE),\"a\")))))","v":"a"},{"$f":"IF(OR(AND($AA159<>\"e\",$AA159<>\"f\"),$AF159=0,Inventory!$AG166=\"\"),\"a\",VLOOKUP(Inventory!$AG166,$Q$3:$R$5,2,FALSE))","v":"a"},{"$f":"IF(OR(Inventory!C166=\"New Construction\",Inventory!C166=\"Replace-on-Burnout\"),Inventory!AT166,IF(Inventory!C166=\"Early Retirement\",Inventory!AS166,0))","v":0},"","","","","","","","","","","","",0,"aaaaaa0","No","No",{"$f":"IF($Z159=\"a\",0,IF($Z159=\"b\",Inventory!$M166,Inventory!$AH166))","v":0},{"$f":"IF(OR($Z159=\"a\",AND($AU159=\"No\",$AV159=\"No\")),0,IF(AND($Z159=\"b\",Inventory!$O166=\"Btu/hr\"),Inventory!$N166,IF(AND($Z159=\"b\",Inventory!$O166=\"Tons\"),Inventory!$N166*12000,IF(AND(OR($Z159=\"c\",$Z159=\"d\"),Inventory!$AJ166=\"Btu/hr\"),Inventory!$AI166,IF(AND(OR($Z159=\"c\",$Z159=\"d\"),Inventory!$AJ166=\"Tons\"),Inventory!$AI166*12000,0)))))","v":0},0,0,"EER",0,"kW/ton",{"$f":"IF(OR($Z159=\"a\",$AV159=\"No\"),0,IF(AND($Z159=\"b\",Inventory!$Q166=\"Btu/hr\"),Inventory!$P166,IF(AND($Z159=\"b\",Inventory!$Q166=\"Tons\"),Inventory!$P166*12000,IF(AND(OR($Z159=\"c\",$Z159=\"d\"),Inventory!$AL166=\"Btu/hr\"),Inventory!$AK166,IF(AND(OR($Z159=\"c\",$Z159=\"d\"),Inventory!$AL166=\"Tons\"),Inventory!$AK166*12000,0)))))","v":0},0,0,"COP","No",{"$f":"IF(OR(Inventory!$J166=\"\",$BH159=\"No\"),\"-\",Inventory!$J166)","v":"-"},{"$f":"IFERROR(VLOOKUP($BI159,'Early Retirement'!$B$6:$C$32,2,FALSE),\"-\")","v":"-"},{"$f":"IF(OR($Z159<>\"b\",AND($AA159<>\"b\",$AA159<>\"c\")),\"n\",IF(AND($AS159<>1,$AS159<>2,$AS159<>7,$AS159<>8),\"n\",IF(Inventory!$K166=\"Split\",\"s\",IF(Inventory!$K166=\"Packaged\",\"p\",\"n\"))))","v":"n"},{"$f":"IF(AND($AA159<>\"i\",$AA159<>\"j\"),\"n\",IF(Inventory!$L166=\"Centrifugal\",\"c\",\"n\"))","v":"n"},"-","-",{"$f":"IFERROR(INDEX('Early Retirement'!$C$4:$AC$32,$BJ159,$BN159),0)","v":0},{"$f":"IFERROR(HLOOKUP($BN159,'Early Retirement'!$D$4:$AC$5,2,FALSE),0)","v":0},{"$f":"IFERROR(INDEX('Early Retirement'!$AE$4:$BE$32,$BJ159,$BN159),0)","v":0},{"$f":"IFERROR(HLOOKUP($BN159,'Early Retirement'!$AF$4:$BE$5,2,FALSE),0)","v":0},0,0,"kW/ton",{"$f":"IFERROR(INDEX('Early Retirement'!$BG$4:$CG$32,$BJ159,$BN159),0)","v":0},{"$f":"IFERROR(HLOOKUP($BN159,'Early Retirement'!$BH$4:$CH$5,2,FALSE),0)","v":0},0,"COP","Yes",0,0,"kW/ton",0,"COP",0,0,"kW/ton",0,"COP",null,"diabba39",9.5619999999999994,"EER",12.75,"IPLV",1.2549675800041833,0.94117647058823528,"kW/ton",null,null,null,null,"Air Cooled Chiller",0,"Centrifugal","A",0]
[null,null,null,null,null,null,null,null,null,null,null,null,null,null,null,null,null,null,null,null,null,null,null,null,158,{"$f":"IF(Inventory!$C167=\"\",\"a\",VLOOKUP(Inventory!$C167,$B$3:$C$6,2,FALSE))","v":"a"},{"$f":"IF(AND($Z160=\"b\",Inventory!$I167=\"\"),\"a\",IF(AND($Z160=\"b\",Inventory!$I167<>\"\"),VLOOKUP(Inventory!$I167,$E$3:$F$12,2,FALSE),IF(AND(OR($Z160=\"c\",$Z160=\"d\"),Inventory!$AB167=\"\"),\"a\",IF(AND(OR($Z160=\"c\",$Z160=\"d\"),Inventory!$AB167<>\"\"),VLOOKUP(Inventory!$AB167,$E$3:$F$12,2,FALSE),\"a\"))))","v":"a"},{"$f":"IF(OR(AND($AA160<>\"b\",$AA160<>\"c\"),$AF160=0,$AF160>=(65000/12000),Inventory!$AC167=\"\"),\"a\",VLOOKUP(Inventory!$AC167,$H$3:$I$5,2,FALSE))","v":"a"},{"$f":"IF(AND(AA160<>\"I\",AA160<>\"j\"),\"a\",IF(AND(OR(Z160=\"b\",Z160=\"c\",Z160=\"d\"),Inventory!AD167=\"\"),\"a\",IF(AND(OR(Z160=\"b\",Z160=\"c\",Z160=\"d\"),Inventory!AD167<>\"\"),VLOOKUP(Inventory!AD167,$K$3:$L$5,2,FALSE),\"a\")))","v":"a"},{"$f":"IF(AND($AA160<>\"i\",$AA160<>\"j\"),\"a\",IF(AND($Z160=\"b\",Inventory!$L167=\"\"),\"a\",IF(AND($Z160=\"b\",Inventory!$L167<>\"\"),VLOOKUP(Inventory!$L167,$N$3:$O$6,2,FALSE),IF(AND(OR($Z160=\"c\",$Z160=\"d\"),Inventory!$AE167=\"\"),\"a\",IF(AND(OR($Z160=\"c\",$Z160=\"d\"),Inventory!$AE167<>\"\"),VLOOKUP(Inventory!$AE167,$N$3:$O$6,2,FALSE),\"a\")))))","v":"a"},{"$f":"IF(OR(AND($AA160<>\"e\",$AA160<>\"f\"),$AF160=0,Inventory!$AG167=\"\"),\"a\",VLOOKUP(Inventory!$AG167,$Q$3:$R$5,2,FALSE))","v":"a"},{"$f":"IF(OR(Inventory!C167=\"New Construction\",Inventory!C167=\"Replace-on-Burnout\"),Inventory!AT167,IF(Inventory!C167=\"Early Retirement\",Inventory!AS167,0))","v":0},"","","","","","","","","","","","",0,"aaaaaa0","No","No",{"$f":"IF($Z160=\"a\",0,IF($Z160=\"b\",Inventory!$M167,Inventory!$AH167))","v":0},{"$f":"IF(OR($Z160=\"a\",AND($AU160=\"No\",$AV160=\"No\")),0,IF(AND($Z160=\"b\",Inventory!$O167=\"Btu/hr\"),Inventory!$N167,IF(AND($Z160=\"b\",Inventory!$O167=\"Tons\"),Inventory!$N167*12000,IF(AND(OR($Z160=\"c\",$Z160=\"d\"),Inventory!$AJ167=\"Btu/hr\"),Inventory!$AI167,IF(AND(OR($Z160=\"c\",$Z160=\"d\"),Inventory!$AJ167=\"Tons\"),Inventory!$AI167*12000,0)))))","v":0},0,0,"EER",0,"kW/ton",{"$f":"IF(OR($Z160=\"a\",$AV160=\"No\"),0,IF(AND($Z160=\"b\",Inventory!$Q167=\"Btu/hr\"),Inventory!$P167,IF(AND($Z160=\"b\",Inventory!$Q167=\"Tons\"),Inventory!$P167*12000,IF(AND(OR($Z160=\"c\",$Z160=\"d\"),Inventory!$AL167=\"Btu/hr\"),Inventory!$AK167,IF(AND(OR($Z160=\"c\",$Z160=\"d\"),Inventory!$AL167=\"Tons\"),Inventory!$AK167*12000,0)))))","v":0},0,0,"COP","No",{"$f":"IF(OR(Inventory!$J167=\"\",$BH160=\"No\"),\"-\",Inventory!$J167)","v":"-"},{"$f":"IFERROR(VLOOKUP($BI160,'Early Retirement'!$B$6:$C$32,2,FALSE),\"-\")","v":"-"},{"$f":"IF(OR($Z160<>\"b\",AND($AA160<>\"b\",$AA160<>\"c\")),\"n\",IF(AND($AS160<>1,$AS160<>2,$AS160<>7,$AS160<>8),\"n\",IF(Inventory!$K167=\"Split\",\"s\",IF(Inventory!$K167=\"Packaged\",\"p\",\"n\"))))","v":"n"},{"$f":"IF(AND($AA160<>\"i\",$AA160<>\"j\"),\"n\",IF(Inventory!$L167=\"Centrifugal\",\"c\",\"n\"))","v":"n"},"-","-",{"$f":"IFERROR(INDEX('Early Retirement'!$C$4:$AC$32,$BJ160,$BN160),0)","v":0},{"$f":"IFERROR(HLOOKUP($BN160,'Early Retirement'!$D$4:$AC$5,2,FALSE),0)","v":0},{"$f":"IFERROR(INDEX('Early Retirement'!$AE$4:$BE$32,$BJ160,$BN160),0)","v":0},{"$f":"IFERROR(HLOOKUP($BN160,'Early Retirement'!$AF$4:$BE$5,2,FALSE),0)","v":0},0,0,"kW/ton",{"$f":"IFERROR(INDEX('Early Retirement'!$BG$4:$CG$32,$BJ160,$BN160),0)","v":0},{"$f":"IFERROR(HLOOKUP($BN160,'Early Retirement'!$BH$4:$CH$5,2,FALSE),0)","v":0},0,"COP","Yes",0,0,"kW/ton",0,"COP",0,0,"kW/ton",0,"COP",null,"diabca35",9.5619999999999994,"EER",12.5,"IPLV",1.2549675800041833,0.96,"kW/ton",null,null,null,null,"Air Cooled Chiller",0,"Screw","A",75]
[null,null,null,null,null,null,null,null,null,null,null,null,null,null,null,null,null,null,null,null,null,null,null,null,159,{"$f":"IF(Inventory!$C168=\"\",\"a\",VLOOKUP(Inventory!$C168,$B$3:$C$6,2,FALSE))","v":"a"},{"$f":"IF(AND($Z161=\"b\",Inventory!$I168=\"\"),\"a\",IF(AND($Z161=\"b\",Inventory!$I168<>\"\"),VLOOKUP(Inventory!$I168,$E$3:$F$12,2,FALSE),IF(AND(OR($Z161=\"c\",$Z161=\"d\"),Inventory!$AB168=\"\"),\"a\",IF(AND(OR($Z161=\"c\",$Z161=\"d\"),Inventory!$AB168<>\"\"),VLOOKUP(Inventory!$AB168,$E$3:$F$12,2,FALSE),\"a\"))))","v":"a"},{"$f":"IF(OR(AND($AA161<>\"b\",$AA161<>\"c\"),$AF161=0,$AF161>=(65000/12000),Inventory!$AC168=\"\"),\"a\",VLOOKUP(Inventory!$AC168,$H$3:$I$5,2,FALSE))","v":"a"},{"$f":"IF(AND(AA161<>\"I\",AA161<>\"j\"),\"a\",IF(AND(OR(Z161=\"b\",Z161=\"c\",Z161=\"d\"),Inventory!AD168=\"\"),\"a\",IF(AND(OR(Z161=\"b\",Z161=\"c\",Z161=\"d\"),Inventory!AD168<>\"\"),VLOOKUP(Inventory!AD168,$K$3:$L$5,2,FALSE),\"a\")))","v":"a"},{"$f":"IF(AND($AA161<>\"i\",$AA161<>\"j\"),\"a\",IF(AND($Z161=\"b\",Inventory!$L168=\"\"),\"a\",IF(AND($Z161=\"b\",Inventory!$L168<>\"\"),VLOOKUP(Inventory!$L168,$N$3:$O$6,2,FALSE),IF(AND(OR($Z161=\"c\",$Z161=\"d\"),Inventory!$AE168=\"\"),\"a\",IF(AND(OR($Z161=\"c\",$Z161=\"d\"),Inventory!$AE168<>\"\"),VLOOKUP(Inventory!$AE168,$N$3:$O$6,2,FALSE),\"a\")))))","v":"a"},{"$f":"IF(OR(AND($AA161<>\"e\",$AA161<>\"f\"),$AF161=0,Inventory!$AG168=\"\"),\"a\",VLOOKUP(Inventory!$AG168,$Q$3:$R$5,2,FALSE))","v":"a"},{"$f":"IF(OR(Inventory!C168=\"New Construction\",Inventory!C168=\"Replace-on-Burnout\"),Inventory!AT168,IF(Inventory!C168=\"Early Retirement\",Inventory!AS168,0))","v":0},"","","","","","","","","","","","",0,"aaaaaa0","No","No",{"$f":"IF($Z161=\"a\",0,IF($Z161=\"b\",Inventory!$M168,Inventory!$AH168))","v":0},{"$f":"IF(OR($Z161=\"a\",AND($AU161=\"No\",$AV161=\"No\")),0,IF(AND($Z161=\"b\",Inventory!$O168=\"Btu/hr\"),Inventory!$N168,IF(AND($Z161=\"b\",Inventory!$O168=\"Tons\"),Inventory!$N168*12000,IF(AND(OR($Z161=\"c\",$Z161=\"d\"),Inventory!$AJ168=\"Btu/hr\"),Inventory!$AI168,IF(AND(OR($Z161=\"c\",$Z161=\"d\"),Inventory!$AJ168=\"Tons\"),Inventory!$AI168*12000,0)))))","v":0},0,0,"EER",0,"kW/ton",{"$f":"IF(OR($Z161=\"a\",$AV161=\"No\"),0,IF(AND($Z161=\"b\",Inventory!$Q168=\"Btu/hr\"),Inventory!$P168,IF(AND($Z161=\"b\",Inventory!$Q168=\"Tons\"),Inventory!$P168*12000,IF(AND(OR($Z161=\"c\",$Z161=\"d\"),Inventory!$AL168=\"Btu/hr\"),Inventory!$AK168,IF(AND(OR($Z161=\"c\",$Z161=\"d\"),Inventory!$AL168=\"Tons\"),Inventory!$AK168*12000,0)))))","v":0},0,0,"COP","No",{"$f":"IF(OR(Inventory!$J168=\"\",$BH161=\"No\"),\"-\",Inventory!$J168)","v":"-"},{"$f":"IFERROR(VLOOKUP($BI161,'Early Retirement'!$B$6:$C$32,2,FALSE),\"-\")","v":"-"},{"$f":"IF(OR($Z161<>\"b\",AND($AA161<>\"b\",$AA161<>\"c\")),\"n\",IF(AND($AS161<>1,$AS161<>2,$AS161<>7,$AS161<>8),\"n\",IF(Inventory!$K168=\"Split\",\"s\",IF(Inventory!$K168=\"Packaged\",\"p\",\"n\"))))","v":"n"},{"$f":"IF(AND($AA161<>\"i\",$AA161<>\"j\"),\"n\",IF(Inventory!$L168=\"Centrifugal\",\"c\",\"n\"))","v":"n"},"-","-",{"$f":"IFERROR(INDEX('Early Retirement'!$C$4:$AC$32,$BJ161,$BN161),0)","v":0},{"$f":"IFERROR(HLOOKUP($BN161,'Early Retirement'!$D$4:$AC$5,2,FALSE),0)","v":0},{"$f":"IFERROR(INDEX('Early Retirement'!$AE$4:$BE$32,$BJ161,$BN161),0)","v":0},{"$f":"IFERROR(HLOOKUP($BN161,'Early Retirement'!$AF$4:$BE$5,2,FALSE),0)","v":0},0,0,"kW/ton",{"$f":"IFERROR(INDEX('Early Retirement'!$BG$4:$CG$32,$BJ161,$BN161),0)","v":0},{"$f":"IFERROR(HLOOKUP($BN161,'Early Retirement'!$BH$4:$CH$5,2,FALSE),0)","v":0},0,"COP","Yes",0,0,"kW/ton",0,"COP",0,0,"kW/ton",0,"COP",null,"diabca36",9.5619999999999994,"EER",12.5,"IPLV",1.2549675800041833,0.96,"kW/ton",null,null,null,null,"Air Cooled Chiller",0,"Screw","A",150]
[null,null,null,null,null,null,null,null,null,null,null,null,null,null,null,null,null,null,null,null,null,null,null,null,160,{"$f":"IF(Inventory!$C169=\"\",\"a\",VLOOKUP(Inventory!$C169,$B$3:$C$6,2,FALSE))","v":"a"},{"$f":"IF(AND($Z162=\"b\",Inventory!$I169=\"\"),\"a\",IF(AND($Z162=\"b\",Inventory!$I169<>\"\"),VLOOKUP(Inventory!$I169,$E$3:$F$12,2,FALSE),IF(AND(OR($Z162=\"c\",$Z162=\"d\"),Inventory!$AB169=\"\"),\"a\",IF(AND(OR($Z162=\"c\",$Z162=\"d\"),Inventory!$AB169<>\"\"),VLOOKUP(Inventory!$AB169,$E$3:$F$12,2,FALSE),\"a\"))))","v":"a"},{"$f":"IF(OR(AND($AA162<>\"b\",$AA162<>\"c\"),$AF162=0,$AF162>=(65000/12000),Inventory!$AC169=\"\"),\"a\",VLOOKUP(Inventory!$AC169,$H$3:$I$5,2,FALSE))","v":"a"},{"$f":"IF(AND(AA162<>\"I\",AA162<>\"j\"),\"a\",IF(AND(OR(Z162=\"b\",Z162=\"c\",Z162=\"d\"),Inventory!AD169=\"\"),\"a\",IF(AND(OR(Z162=\"b\",Z162=\"c\",Z162=\"d\"),Inventory!AD169<>\"\"),VLOOKUP(Inventory!AD169,$K$3:$L$5,2,FALSE),\"a\")))","v":"a"},{"$f":"IF(AND($AA162<>\"i\",$AA162<>\"j\"),\"a\",IF(AND($Z162=\"b\",Inventory!$L169=\"\"),\"a\",IF(AND($Z162=\"b\",Inventory!$L169<>\"\"),VLOOKUP(Inventory!$L169,$N$3:$O$6,2,FALSE),IF(AND(OR($Z162=\"c\",$Z162=\"d\"),Inventory!$AE169=\"\"),\"a\",IF(AND(OR($Z162=\"c\",$Z162=\"d\"),Inventory!$AE169<>\"\"),VLOOKUP(Inventory!$AE169,$N$3:$O$6,2,FALSE),\"a\")))))","v":"a"},{"$f":"IF(OR(AND($AA162<>\"e\",$AA162<>\"f\"),$AF162=0,Inventory!$AG169=\"\"),\"a\",VLOOKUP(Inventory!$AG169,$Q$3:$R$5,2,FALSE))","v":"a"},{"$f":"IF(OR(Inventory!C169=\"New Construction\",Inventory!C169=\"Replace-on-Burnout\"),Inventory!AT169,IF(Inventory!C169=\"Early Retirement\",Inventory!AS169,0))","v":0},"","","","","","","","","","","","",0,"aaaaaa0","No","No",{"$f":"IF($Z162=\"a\",0,IF($Z162=\"b\",Inventory!$M169,Inventory!$AH169))","v":0},{"$f":"IF(OR($Z162=\"a\",AND($AU162=\"No\",$AV162=\"No\")),0,IF(AND($Z162=\"b\",Inventory!$O169=\"Btu/hr\"),Inventory!$N169,IF(AND($Z162=\"b\",Inventory!$O169=\"Tons\"),Inventory!$N169*12000,IF(AND(OR($Z162=\"c\",$Z162=\"d\"),Inventory!$AJ169=\"Btu/hr\"),Inventory!$AI169,IF(AND(OR($Z162=\"c\",$Z162=\"d\"),Inventory!$AJ169=\"Tons\"),Inventory!$AI169*12000,0)))))","v":0},0,0,"EER",0,"kW/ton",{"$f":"IF(OR($Z162=\"a\",$AV162=\"No\"),0,IF(AND($Z162=\"b\",Inventory!$Q169=\"Btu/hr\"),Inventory!$P169,IF(AND($Z162=\"b\",Inventory!$Q169=\"Tons\"),Inventory!$P169*12000,IF(AND(OR($Z162=\"c\",$Z162=\"d\"),Inventory!$AL169=\"Btu/hr\"),Inventory!$AK169,IF(AND(OR($Z162=\"c\",$Z162=\"d\"),Inventory!$AL169=\"Tons\"),Inventory!$AK169*12000,0)))))","v":0},0,0,"COP","No",{"$f":"IF(OR(Inventory!$J169=\"\",$BH162=\"No\"),\"-\",Inventory!$J169)","v":"-"},{"$f":"IFERROR(VLOOKUP($BI162,'Early Retirement'!$B$6:$C$32,2,FALSE),\"-\")","v":"-"},{"$f":"IF(OR($Z162<>\"b\",AND($AA162<>\"b\",$AA162<>\"c\")),\"n\",IF(AND($AS162<>1,$AS162<>2,$AS162<>7,$AS162<>8),\"n\",IF(Inventory!$K169=\"Split\",\"s\",IF(Inventory!$K169=\"Packaged\",\"p\",\"n\"))))","v":"n"},{"$f":"IF(AND($AA162<>\"i\",$AA162<>\"j\"),\"n\",IF(Inventory!$L169=\"Centrifugal\",\"c\",\"n\"))","v":"n"},"-","-",{"$f":"IFERROR(INDEX('Early Retirement'!$C$4:$AC$32,$BJ162,$BN162),0)","v":0},{"$f":"IFERROR(HLOOKUP($BN162,'Early Retirement'!$D$4:$AC$5,2,FALSE),0)","v":0},{"$f":"IFERROR(INDEX('Early Retirement'!$AE$4:$BE$32,$BJ162,$BN162),0)","v":0},{"$f":"IFERROR(HLOOKUP($BN162,'Early Retirement'!$AF$4:$BE$5,2,FALSE),0)","v":0},0,0,"kW/ton",{"$f":"IFERROR(INDEX('Early Retirement'!$BG$4:$CG$32,$BJ162,$BN162),0)","v":0},{"$f":"IFERROR(HLOOKUP($BN162,'Early Retirement'!$BH$4:$CH$5,2,FALSE),0)","v":0},0,"COP","Yes",0,0,"kW/ton",0,"COP",0,0,"kW/ton",0,"COP",null,"diabca37",9.5619999999999994,"EER",12.75,"IPLV",1.2549675800041833,0.94117647058823528,"kW/ton",null,null,null,null,{"$f":"_xlfn.XLOOKUP(MID(CL162,2,1),$F$3:$F$12,$E$3:$E$12)","v":"Air Cooled Chiller"},{"$f":"_xlfn.XLOOKUP(MID(CL162,3,1),$I$3:$I$5,$H$3:$H$5)","v":0},"Screw",{"$f":"_xlfn.XLOOKUP(MID(CL162,4,1),$L$3:$L$5,$K$3:$K$5)","v":"A"},{"$f":"_xlfn.XLOOKUP(_xlfn.NUMBERVALUE(RIGHT(CL162,IF(LEN(CL162)=7,1,2))),$W$3:$W$51,$V$3:$V$51)","v":300}]
[null,null,null,null,null,null,null,null,null,null,null,null,null,null,null,null,null,null,null,null,null,null,null,null,161,{"$f":"IF(Inventory!$C170=\"\",\"a\",VLOOKUP(Inventory!$C170,$B$3:$C$6,2,FALSE))","v":"a"},{"$f":"IF(AND($Z163=\"b\",Inventory!$I170=\"\"),\"a\",IF(AND($Z163=\"b\",Inventory!$I170<>\"\"),VLOOKUP(Inventory!$I170,$E$3:$F$12,2,FALSE),IF(AND(OR($Z163=\"c\",$Z163=\"d\"),Inventory!$AB170=\"\"),\"a\",IF(AND(OR($Z163=\"c\",$Z163=\"d\"),Inventory!$AB170<>\"\"),VLOOKUP(Inventory!$AB170,$E$3:$F$12,2,FALSE),\"a\"))))","v":"a"},{"$f":"IF(OR(AND($AA163<>\"b\",$AA163<>\"c\"),$AF163=0,$AF163>=(65000/12000),Inventory!$AC170=\"\"),\"a\",VLOOKUP(Inventory!$AC170,$H$3:$I$5,2,FALSE))","v":"a"},{"$f":"IF(AND(AA163<>\"I\",AA163<>\"j\"),\"a\",IF(AND(OR(Z163=\"b\",Z163=\"c\",Z163=\"d\"),Inventory!AD170=\"\"),\"a\",IF(AND(OR(Z163=\"b\",Z163=\"c\",Z163=\"d\"),Inventory!AD170<>\"\"),VLOOKUP(Inventory!AD170,$K$3:$L$5,2,FALSE),\"a\")))","v":"a"},{"$f":"IF(AND($AA163<>\"i\",$AA163<>\"j\"),\"a\",IF(AND($Z163=\"b\",Inventory!$L170=\"\"),\"a\",IF(AND($Z163=\"b\",Inventory!$L170<>\"\"),VLOOKUP(Inventory!$L170,$N$3:$O$6,2,FALSE),IF(AND(OR($Z163=\"c\",$Z163=\"d\"),Inventory!$AE170=\"\"),\"a\",IF(AND(OR($Z163=\"c\",$Z163=\"d\"),Inventory!$AE170<>\"\"),VLOOKUP(Inventory!$AE170,$N$3:$O$6,2,FALSE),\"a\")))))","v":"a"},{"$f":"IF(OR(AND($AA163<>\"e\",$AA163<>\"f\"),$AF163=0,Inventory!$AG170=\"\"),\"a\",VLOOKUP(Inventory!$AG170,$Q$3:$R$5,2,FALSE))","v":"a"},{"$f":"IF(OR(Inventory!C170=\"New Construction\",Inventory!C170=\"Replace-on-Burnout\"),Inventory!AT170,IF(Inventory!C170=\"Early Retirement\",Inventory!AS170,0))","v":0},"","","","","","","","","","","","",0,"aaaaaa0","No","No",{"$f":"IF($Z163=\"a\",0,IF($Z163=\"b\",Inventory!$M170,Inventory!$AH170))","v":0},{"$f":"IF(OR($Z163=\"a\",AND($AU163=\"No\",$AV163=\"No\")),0,IF(AND($Z163=\"b\",Inventory!$O170=\"Btu/hr\"),Inventory!$N170,IF(AND($Z163=\"b\",Inventory!$O170=\"Tons\"),Inventory!$N170*12000,IF(AND(OR($Z163=\"c\",$Z163=\"d\"),Inventory!$AJ170=\"Btu/hr\"),Inventory!$AI170,IF(AND(OR($Z163=\"c\",$Z163=\"d\"),Inventory!$AJ170=\"Tons\"),Inventory!$AI170*12000,0)))))","v":0},0,0,"EER",0,"kW/ton",{"$f":"IF(OR($Z163=\"a\",$AV163=\"No\"),0,IF(AND($Z163=\"b\",Inventory!$Q170=\"Btu/hr\"),Inventory!$P170,IF(AND($Z163=\"b\",Inventory!$Q170=\"Tons\"),Inventory!$P170*12000,IF(AND(OR($Z163=\"c\",$Z163=\"d\"),Inventory!$AL170=\"Btu/hr\"),Inventory!$AK170,IF(AND(OR($Z163=\"c\",$Z163=\"d\"),Inventory!$AL170=\"Tons\"),Inventory!$AK170*12000,0)))))","v":0},0,0,"COP","No",{"$f":"IF(OR(Inventory!$J170=\"\",$BH163=\"No\"),\"-\",Inventory!$J170)","v":"-"},{"$f":"IFERROR(VLOOKUP($BI163,'Early Retirement'!$B$6:$C$32,2,FALSE),\"-\")","v":"-"},{"$f":"IF(OR($Z163<>\"b\",AND($AA163<>\"b\",$AA163<>\"c\")),\"n\",IF(AND($AS163<>1,$AS163<>2,$AS163<>7,$AS163<>8),\"n\",IF(Inventory!$K170=\"Split\",\"s\",IF(Inventory!$K170=\"Packaged\",\"p\",\"n\"))))","v":"n"},{"$f":"IF(AND($AA163<>\"i\",$AA163<>\"j\"),\"n\",IF(Inventory!$L170=\"Centrifugal\",\"c\",\"n\"))","v":"n"},"-","-",{"$f":"IFERROR(INDEX('Early Retirement'!$C$4:$AC$32,$BJ163,$BN163),0)","v":0},{"$f":"IFERROR(HLOOKUP($BN163,'Early Retirement'!$D$4:$AC$5,2,FALSE),0)","v":0},{"$f":"IFERROR(INDEX('Early Retirement'!$AE$4:$BE$32,$BJ163,$BN163),0)","v":0},{"$f":"IFERROR(HLOOKUP($BN163,'Early Retirement'!$AF$4:$BE$5,2,FALSE),0)","v":0},0,0,"kW/ton",{"$f":"IFERROR(INDEX('Early Retirement'!$BG$4:$CG$32,$BJ163,$BN163),0)","v":0},{"$f":"IFERROR(HLOOKUP($BN163,'Early Retirement'!$BH$4:$CH$5,2,FALSE),0)","v":0},0,"COP","Yes",0,0,"kW/ton",0,"COP",0,0,"kW/ton",0,"COP",null,"diabca38",9.5619999999999994,"EER",12.75,"IPLV",1.2549675800041833,0.94117647058823528,"kW/ton",null,null,null,null,"Air Cooled Chiller",0,{"$f":"_xlfn.XLOOKUP(MID(CL163,5,1),$O$3:$O$6,ChillerCompType)","v":"Screw"},"A",600]
[null,null,null,null,null,null,null,null,null,null,null,null,null,null,null,null,null,null,null,null,null,null,null,null,162,{"$f":"IF(Inventory!$C171=\"\",\"a\",VLOOKUP(Inventory!$C171,$B$3:$C$6,2,FALSE))","v":"a"},{"$f":"IF(AND($Z164=\"b\",Inventory!$I171=\"\"),\"a\",IF(AND($Z164=\"b\",Inventory!$I171<>\"\"),VLOOKUP(Inventory!$I171,$E$3:$F$12,2,FALSE),IF(AND(OR($Z164=\"c\",$Z164=\"d\"),Inventory!$AB171=\"\"),\"a\",IF(AND(OR($Z164=\"c\",$Z164=\"d\"),Inventory!$AB171<>\"\"),VLOOKUP(Inventory!$AB171,$E$3:$F$12,2,FALSE),\"a\"))))","v":"a"},{"$f":"IF(OR(AND($AA164<>\"b\",$AA164<>\"c\"),$AF164=0,$AF164>=(65000/12000),Inventory!$AC171=\"\"),\"a\",VLOOKUP(Inventory!$AC171,$H$3:$I$5,2,FALSE))","v":"a"},{"$f":"IF(AND(AA164<>\"I\",AA164<>\"j\"),\"a\",IF(AND(OR(Z164=\"b\",Z164=\"c\",Z164=\"d\"),Inventory!AD171=\"\"),\"a\",IF(AND(OR(Z164=\"b\",Z164=\"c\",Z164=\"d\"),Inventory!AD171<>\"\"),VLOOKUP(Inventory!AD171,$K$3:$L$5,2,FALSE),\"a\")))","v":"a"},{"$f":"IF(AND($AA164<>\"i\",$AA164<>\"j\"),\"a\",IF(AND($Z164=\"b\",Inventory!$L171=\"\"),\"a\",IF(AND($Z164=\"b\",Inventory!$L171<>\"\"),VLOOKUP(Inventory!$L171,$N$3:$O$6,2,FALSE),IF(AND(OR($Z164=\"c\",$Z164=\"d\"),Inventory!$AE171=\"\"),\"a\",IF(AND(OR($Z164=\"c\",$Z164=\"d\"),Inventory!$AE171<>\"\"),VLOOKUP(Inventory!$AE171,$N$3:$O$6,2,FALSE),\"a\")))))","v":"a"},{"$f":"IF(OR(AND($AA164<>\"e\",$AA164<>\"f\"),$AF164=0,Inventory!$AG171=\"\"),\"a\",VLOOKUP(Inventory!$AG171,$Q$3:$R$5,2,FALSE))","v":"a"},{"$f":"IF(OR(Inventory!C171=\"New Construction\",Inventory!C171=\"Replace-on-Burnout\"),Inventory!AT171,IF(Inventory!C171=\"Early Retirement\",Inventory!AS171,0))","v":0},"","","","","","","","","","","","",0,"aaaaaa0","No","No",{"$f":"IF($Z164=\"a\",0,IF($Z164=\"b\",Inventory!$M171,Inventory!$AH171))","v":0},{"$f":"IF(OR($Z164=\"a\",AND($AU164=\"No\",$AV164=\"No\")),0,IF(AND($Z164=\"b\",Inventory!$O171=\"Btu/hr\"),Inventory!$N171,IF(AND($Z164=\"b\",Inventory!$O171=\"Tons\"),Inventory!$N171*12000,IF(AND(OR($Z164=\"c\",$Z164=\"d\"),Inventory!$AJ171=\"Btu/hr\"),Inventory!$AI171,IF(AND(OR($Z164=\"c\",$Z164=\"d\"),Inventory!$AJ171=\"Tons\"),Inventory!$AI171*12000,0)))))","v":0},0,0,"EER",0,"kW/ton",{"$f":"IF(OR($Z164=\"a\",$AV164=\"No\"),0,IF(AND($Z164=\"b\",Inventory!$Q171=\"Btu/hr\"),Inventory!$P171,IF(AND($Z164=\"b\",Inventory!$Q171=\"Tons\"),Inventory!$P171*12000,IF(AND(OR($Z164=\"c\",$Z164=\"d\"),Inventory!$AL171=\"Btu/hr\"),Inventory!$AK171,IF(AND(OR($Z164=\"c\",$Z164=\"d\"),Inventory!$AL171=\"Tons\"),Inventory!$AK171*12000,0)))))","v":0},0,0,"COP","No",{"$f":"IF(OR(Inventory!$J171=\"\",$BH164=\"No\"),\"-\",Inventory!$J171)","v":"-"},{"$f":"IFERROR(VLOOKUP($BI164,'Early Retirement'!$B$6:$C$32,2,FALSE),\"-\")","v":"-"},{"$f":"IF(OR($Z164<>\"b\",AND($AA164<>\"b\",$AA164<>\"c\")),\"n\",IF(AND($AS164<>1,$AS164<>2,$AS164<>7,$AS164<>8),\"n\",IF(Inventory!$K171=\"Split\",\"s\",IF(Inventory!$K171=\"Packaged\",\"p\",\"n\"))))","v":"n"},{"$f":"IF(AND($AA164<>\"i\",$AA164<>\"j\"),\"n\",IF(Inventory!$L171=\"Centrifugal\",\"c\",\"n\"))","v":"n"},"-","-",{"$f":"IFERROR(INDEX('Early Retirement'!$C$4:$AC$32,$BJ164,$BN164),0)","v":0},{"$f":"IFERROR(HLOOKUP($BN164,'Early Retirement'!$D$4:$AC$5,2,FALSE),0)","v":0},{"$f":"IFERROR(INDEX('Early Retirement'!$AE$4:$BE$32,$BJ164,$BN164),0)","v":0},{"$f":"IFERROR(HLOOKUP($BN164,'Early Retirement'!$AF$4:$BE$5,2,FALSE),0)","v":0},0,0,"kW/ton",{"$f":"IFERROR(INDEX('Early Retirement'!$BG$4:$CG$32,$BJ164,$BN164),0)","v":0},{"$f":"IFERROR(HLOOKUP($BN164,'Early Retirement'!$BH$4:$CH$5,2,FALSE),0)","v":0},0,"COP","Yes",0,0,"kW/ton",0,"COP",0,0,"kW/ton",0,"COP",null,"diabca39",9.5619999999999994,"EER",12.75,"IPLV",1.2549675800041833,0.94117647058823528,"kW/ton",null,null,null,null,"Air Cooled Chiller",0,"Screw","A",0]
[null,null,null,null,null,null,null,null,null,null,null,null,null,null,null,null,null,null,null,null,null,null,null,null,163,{"$f":"IF(Inventory!$C172=\"\",\"a\",VLOOKUP(Inventory!$C172,$B$3:$C$6,2,FALSE))","v":"a"},{"$f":"IF(AND($Z165=\"b\",Inventory!$I172=\"\"),\"a\",IF(AND($Z165=\"b\",Inventory!$I172<>\"\"),VLOOKUP(Inventory!$I172,$E$3:$F$12,2,FALSE),IF(AND(OR($Z165=\"c\",$Z165=\"d\"),Inventory!$AB172=\"\"),\"a\",IF(AND(OR($Z165=\"c\",$Z165=\"d\"),Inventory!$AB172<>\"\"),VLOOKUP(Inventory!$AB172,$E$3:$F$12,2,FALSE),\"a\"))))","v":"a"},{"$f":"IF(OR(AND($AA165<>\"b\",$AA165<>\"c\"),$AF165=0,$AF165>=(65000/12000),Inventory!$AC172=\"\"),\"a\",VLOOKUP(Inventory!$AC172,$H$3:$I$5,2,FALSE))","v":"a"},{"$f":"IF(AND(AA165<>\"I\",AA165<>\"j\"),\"a\",IF(AND(OR(Z165=\"b\",Z165=\"c\",Z165=\"d\"),Inventory!AD172=\"\"),\"a\",IF(AND(OR(Z165=\"b\",Z165=\"c\",Z165=\"d\"),Inventory!AD172<>\"\"),VLOOKUP(Inventory!AD172,$K$3:$L$5,2,FALSE),\"a\")))","v":"a"},{"$f":"IF(AND($AA165<>\"i\",$AA165<>\"j\"),\"a\",IF(AND($Z165=\"b\",Inventory!$L172=\"\"),\"a\",IF(AND($Z165=\"b\",Inventory!$L172<>\"\"),VLOOKUP(Inventory!$L172,$N$3:$O$6,2,FALSE),IF(AND(OR($Z165=\"c\",$Z165=\"d\"),Inventory!$AE172=\"\"),\"a\",IF(AND(OR($Z165=\"c\",$Z165=\"d\"),Inventory!$AE172<>\"\"),VLOOKUP(Inventory!$AE172,$N$3:$O$6,2,FALSE),\"a\")))))","v":"a"},{"$f":"IF(OR(AND($AA165<>\"e\",$AA165<>\"f\"),$AF165=0,Inventory!$AG172=\"\"),\"a\",VLOOKUP(Inventory!$AG172,$Q$3:$R$5,2,FALSE))","v":"a"},{"$f":"IF(OR(Inventory!C172=\"New Construction\",Inventory!C172=\"Replace-on-Burnout\"),Inventory!AT172,IF(Inventory!C172=\"Early Retirement\",Inventory!AS172,0))","v":0},"","","","","","","","","","","","",0,"aaaaaa0","No","No",{"$f":"IF($Z165=\"a\",0,IF($Z165=\"b\",Inventory!$M172,Inventory!$AH172))","v":0},{"$f":"IF(OR($Z165=\"a\",AND($AU165=\"No\",$AV165=\"No\")),0,IF(AND($Z165=\"b\",Inventory!$O172=\"Btu/hr\"),Inventory!$N172,IF(AND($Z165=\"b\",Inventory!$O172=\"Tons\"),Inventory!$N172*12000,IF(AND(OR($Z165=\"c\",$Z165=\"d\"),Inventory!$AJ172=\"Btu/hr\"),Inventory!$AI172,IF(AND(OR($Z165=\"c\",$Z165=\"d\"),Inventory!$AJ172=\"Tons\"),Inventory!$AI172*12000,0)))))","v":0},0,0,"EER",0,"kW/ton",{"$f":"IF(OR($Z165=\"a\",$AV165=\"No\"),0,IF(AND($Z165=\"b\",Inventory!$Q172=\"Btu/hr\"),Inventory!$P172,IF(AND($Z165=\"b\",Inventory!$Q172=\"Tons\"),Inventory!$P172*12000,IF(AND(OR($Z165=\"c\",$Z165=\"d\"),Inventory!$AL172=\"Btu/hr\"),Inventory!$AK172,IF(AND(OR($Z165=\"c\",$Z165=\"d\"),Inventory!$AL172=\"Tons\"),Inventory!$AK172*12000,0)))))","v":0},0,0,"COP","No",{"$f":"IF(OR(Inventory!$J172=\"\",$BH165=\"No\"),\"-\",Inventory!$J172)","v":"-"},{"$f":"IFERROR(VLOOKUP($BI165,'Early Retirement'!$B$6:$C$32,2,FALSE),\"-\")","v":"-"},{"$f":"IF(OR($Z165<>\"b\",AND($AA165<>\"b\",$AA165<>\"c\")),\"n\",IF(AND($AS165<>1,$AS165<>2,$AS165<>7,$AS165<>8),\"n\",IF(Inventory!$K172=\"Split\",\"s\",IF(Inventory!$K172=\"Packaged\",\"p\",\"n\"))))","v":"n"},{"$f":"IF(AND($AA165<>\"i\",$AA165<>\"j\"),\"n\",IF(Inventory!$L172=\"Centrifugal\",\"c\",\"n\"))","v":"n"},"-","-",{"$f":"IFERROR(INDEX('Early Retirement'!$C$4:$AC$32,$BJ165,$BN165),0)","v":0},{"$f":"IFERROR(HLOOKUP($BN165,'Early Retirement'!$D$4:$AC$5,2,FALSE),0)","v":0},{"$f":"IFERROR(INDEX('Early Retirement'!$AE$4:$BE$32,$BJ165,$BN165),0)","v":0},{"$f":"IFERROR(HLOOKUP($BN165,'Early Retirement'!$AF$4:$BE$5,2,FALSE),0)","v":0},0,0,"kW/ton",{"$f":"IFERROR(INDEX('Early Retirement'!$BG$4:$CG$32,$BJ165,$BN165),0)","v":0},{"$f":"IFERROR(HLOOKUP($BN165,'Early Retirement'!$BH$4:$CH$5,2,FALSE),0)","v":0},0,"COP","Yes",0,0,"kW/ton",0,"COP",0,0,"kW/ton",0,"COP",null,"diabda35",9.5619999999999994,"EER",12.5,"IPLV",1.2549675800041833,0.96,"kW/ton",null,null,null,null,"Air Cooled Chiller",0,"Scroll","A",75]
[null,null,null,null,null,null,null,null,null,null,null,null,null,null,null,null,null,null,null,null,null,null,null,null,164,{"$f":"IF(Inventory!$C173=\"\",\"a\",VLOOKUP(Inventory!$C173,$B$3:$C$6,2,FALSE))","v":"a"},{"$f":"IF(AND($Z166=\"b\",Inventory!$I173=\"\"),\"a\",IF(AND($Z166=\"b\",Inventory!$I173<>\"\"),VLOOKUP(Inventory!$I173,$E$3:$F$12,2,FALSE),IF(AND(OR($Z166=\"c\",$Z166=\"d\"),Inventory!$AB173=\"\"),\"a\",IF(AND(OR($Z166=\"c\",$Z166=\"d\"),Inventory!$AB173<>\"\"),VLOOKUP(Inventory!$AB173,$E$3:$F$12,2,FALSE),\"a\"))))","v":"a"},{"$f":"IF(OR(AND($AA166<>\"b\",$AA166<>\"c\"),$AF166=0,$AF166>=(65000/12000),Inventory!$AC173=\"\"),\"a\",VLOOKUP(Inventory!$AC173,$H$3:$I$5,2,FALSE))","v":"a"},{"$f":"IF(AND(AA166<>\"I\",AA166<>\"j\"),\"a\",IF(AND(OR(Z166=\"b\",Z166=\"c\",Z166=\"d\"),Inventory!AD173=\"\"),\"a\",IF(AND(OR(Z166=\"b\",Z166=\"c\",Z166=\"d\"),Inventory!AD173<>\"\"),VLOOKUP(Inventory!AD173,$K$3:$L$5,2,FALSE),\"a\")))","v":"a"},{"$f":"IF(AND($AA166<>\"i\",$AA166<>\"j\"),\"a\",IF(AND($Z166=\"b\",Inventory!$L173=\"\"),\"a\",IF(AND($Z166=\"b\",Inventory!$L173<>\"\"),VLOOKUP(Inventory!$L173,$N$3:$O$6,2,FALSE),IF(AND(OR($Z166=\"c\",$Z166=\"d\"),Inventory!$AE173=\"\"),\"a\",IF(AND(OR($Z166=\"c\",$Z166=\"d\"),Inventory!$AE173<>\"\"),VLOOKUP(Inventory!$AE173,$N$3:$O$6,2,FALSE),\"a\")))))","v":"a"},{"$f":"IF(OR(AND($AA166<>\"e\",$AA166<>\"f\"),$AF166=0,Inventory!$AG173=\"\"),\"a\",VLOOKUP(Inventory!$AG173,$Q$3:$R$5,2,FALSE))","v":"a"},{"$f":"IF(OR(Inventory!C173=\"New Construction\",Inventory!C173=\"Replace-on-Burnout\"),Inventory!AT173,IF(Inventory!C173=\"Early Retirement\",Inventory!AS173,0))","v":0},"","","","","","","","","","","","",0,"aaaaaa0","No","No",{"$f":"IF($Z166=\"a\",0,IF($Z166=\"b\",Inventory!$M173,Inventory!$AH173))","v":0},{"$f":"IF(OR($Z166=\"a\",AND($AU166=\"No\",$AV166=\"No\")),0,IF(AND($Z166=\"b\",Inventory!$O173=\"Btu/hr\"),Inventory!$N173,IF(AND($Z166=\"b\",Inventory!$O173=\"Tons\"),Inventory!$N173*12000,IF(AND(OR($Z166=\"c\",$Z166=\"d\"),Inventory!$AJ173=\"Btu/hr\"),Inventory!$AI173,IF(AND(OR($Z166=\"c\",$Z166=\"d\"),Inventory!$AJ173=\"Tons\"),Inventory!$AI173*12000,0)))))","v":0},0,0,"EER",0,"kW/ton",{"$f":"IF(OR($Z166=\"a\",$AV166=\"No\"),0,IF(AND($Z166=\"b\",Inventory!$Q173=\"Btu/hr\"),Inventory!$P173,IF(AND($Z166=\"b\",Inventory!$Q173=\"Tons\"),Inventory!$P173*12000,IF(AND(OR($Z166=\"c\",$Z166=\"d\"),Inventory!$AL173=\"Btu/hr\"),Inventory!$AK173,IF(AND(OR($Z166=\"c\",$Z166=\"d\"),Inventory!$AL173=\"Tons\"),Inventory!$AK173*12000,0)))))","v":0},0,0,"COP","No",{"$f":"IF(OR(Inventory!$J173=\"\",$BH166=\"No\"),\"-\",Inventory!$J173)","v":"-"},{"$f":"IFERROR(VLOOKUP($BI166,'Early Retirement'!$B$6:$C$32,2,FALSE),\"-\")","v":"-"},{"$f":"IF(OR($Z166<>\"b\",AND($AA166<>\"b\",$AA166<>\"c\")),\"n\",IF(AND($AS166<>1,$AS166<>2,$AS166<>7,$AS166<>8),\"n\",IF(Inventory!$K173=\"Split\",\"s\",IF(Inventory!$K173=\"Packaged\",\"p\",\"n\"))))","v":"n"},{"$f":"IF(AND($AA166<>\"i\",$AA166<>\"j\"),\"n\",IF(Inventory!$L173=\"Centrifugal\",\"c\",\"n\"))","v":"n"},"-","-",{"$f":"IFERROR(INDEX('Early Retirement'!$C$4:$AC$32,$BJ166,$BN166),0)","v":0},{"$f":"IFERROR(HLOOKUP($BN166,'Early Retirement'!$D$4:$AC$5,2,FALSE),0)","v":0},{"$f":"IFERROR(INDEX('Early Retirement'!$AE$4:$BE$32,$BJ166,$BN166),0)","v":0},{"$f":"IFERROR(HLOOKUP($BN166,'Early Retirement'!$AF$4:$BE$5,2,FALSE),0)","v":0},0,0,"kW/ton",{"$f":"IFERROR(INDEX('Early Retirement'!$BG$4:$CG$32,$BJ166,$BN166),0)","v":0},{"$f":"IFERROR(HLOOKUP($BN166,'Early Retirement'!$BH$4:$CH$5,2,FALSE),0)","v":0},0,"COP","Yes",0,0,"kW/ton",0,"COP",0,0,"kW/ton",0,"COP",null,"diabda36",9.5619999999999994,"EER",12.5,"IPLV",1.2549675800041833,0.96,"kW/ton",null,null,null,null,"Air Cooled Chiller",0,"Scroll","A",150]
[null,null,null,null,null,null,null,null,null,null,null,null,null,null,null,null,null,null,null,null,null,null,null,null,165,{"$f":"IF(Inventory!$C174=\"\",\"a\",VLOOKUP(Inventory!$C174,$B$3:$C$6,2,FALSE))","v":"a"},{"$f":"IF(AND($Z167=\"b\",Inventory!$I174=\"\"),\"a\",IF(AND($Z167=\"b\",Inventory!$I174<>\"\"),VLOOKUP(Inventory!$I174,$E$3:$F$12,2,FALSE),IF(AND(OR($Z167=\"c\",$Z167=\"d\"),Inventory!$AB174=\"\"),\"a\",IF(AND(OR($Z167=\"c\",$Z167=\"d\"),Inventory!$AB174<>\"\"),VLOOKUP(Inventory!$AB174,$E$3:$F$12,2,FALSE),\"a\"))))","v":"a"},{"$f":"IF(OR(AND($AA167<>\"b\",$AA167<>\"c\"),$AF167=0,$AF167>=(65000/12000),Inventory!$AC174=\"\"),\"a\",VLOOKUP(Inventory!$AC174,$H$3:$I$5,2,FALSE))","v":"a"},{"$f":"IF(AND(AA167<>\"I\",AA167<>\"j\"),\"a\",IF(AND(OR(Z167=\"b\",Z167=\"c\",Z167=\"d\"),Inventory!AD174=\"\"),\"a\",IF(AND(OR(Z167=\"b\",Z167=\"c\",Z167=\"d\"),Inventory!AD174<>\"\"),VLOOKUP(Inventory!AD174,$K$3:$L$5,2,FALSE),\"a\")))","v":"a"},{"$f":"IF(AND($AA167<>\"i\",$AA167<>\"j\"),\"a\",IF(AND($Z167=\"b\",Inventory!$L174=\"\"),\"a\",IF(AND($Z167=\"b\",Inventory!$L174<>\"\"),VLOOKUP(Inventory!$L174,$N$3:$O$6,2,FALSE),IF(AND(OR($Z167=\"c\",$Z167=\"d\"),Inventory!$AE174=\"\"),\"a\",IF(AND(OR($Z167=\"c\",$Z167=\"d\"),Inventory!$AE174<>\"\"),VLOOKUP(Inventory!$AE174,$N$3:$O$6,2,FALSE),\"a\")))))","v":"a"},{"$f":"IF(OR(AND($AA167<>\"e\",$AA167<>\"f\"),$AF167=0,Inventory!$AG174=\"\"),\"a\",VLOOKUP(Inventory!$AG174,$Q$3:$R$5,2,FALSE))","v":"a"},{"$f":"IF(OR(Inventory!C174=\"New Construction\",Inventory!C174=\"Replace-on-Burnout\"),Inventory!AT174,IF(Inventory!C174=\"Early Retirement\",Inventory!AS174,0))","v":0},"","","","","","","","","","","","",0,"aaaaaa0","No","No",{"$f":"IF($Z167=\"a\",0,IF($Z167=\"b\",Inventory!$M174,Inventory!$AH174))","v":0},{"$f":"IF(OR($Z167=\"a\",AND($AU167=\"No\",$AV167=\"No\")),0,IF(AND($Z167=\"b\",Inventory!$O174=\"Btu/hr\"),Inventory!$N174,IF(AND($Z167=\"b\",Inventory!$O174=\"Tons\"),Inventory!$N174*12000,IF(AND(OR($Z167=\"c\",$Z167=\"d\"),Inventory!$AJ174=\"Btu/hr\"),Inventory!$AI174,IF(AND(OR($Z167=\"c\",$Z167=\"d\"),Inventory!$AJ174=\"Tons\"),Inventory!$AI174*12000,0)))))","v":0},0,0,"EER",0,"kW/ton",{"$f":"IF(OR($Z167=\"a\",$AV167=\"No\"),0,IF(AND($Z167=\"b\",Inventory!$Q174=\"Btu/hr\"),Inventory!$P174,IF(AND($Z167=\"b\",Inventory!$Q174=\"Tons\"),Inventory!$P174*12000,IF(AND(OR($Z167=\"c\",$Z167=\"d\"),Inventory!$AL174=\"Btu/hr\"),Inventory!$AK174,IF(AND(OR($Z167=\"c\",$Z167=\"d\"),Inventory!$AL174=\"Tons\"),Inventory!$AK174*12000,0)))))","v":0},0,0,"COP","No",{"$f":"IF(OR(Inventory!$J174=\"\",$BH167=\"No\"),\"-\",Inventory!$J174)","v":"-"},{"$f":"IFERROR(VLOOKUP($BI167,'Early Retirement'!$B$6:$C$32,2,FALSE),\"-\")","v":"-"},{"$f":"IF(OR($Z167<>\"b\",AND($AA167<>\"b\",$AA167<>\"c\")),\"n\",IF(AND($AS167<>1,$AS167<>2,$AS167<>7,$AS167<>8),\"n\",IF(Inventory!$K174=\"Split\",\"s\",IF(Inventory!$K174=\"Packaged\",\"p\",\"n\"))))","v":"n"},{"$f":"IF(AND($AA167<>\"i\",$AA167<>\"j\"),\"n\",IF(Inventory!$L174=\"Centrifugal\",\"c\",\"n\"))","v":"n"},"-","-",{"$f":"IFERROR(INDEX('Early Retirement'!$C$4:$AC$32,$BJ167,$BN167),0)","v":0},{"$f":"IFERROR(HLOOKUP($BN167,'Early Retirement'!$D$4:$AC$5,2,FALSE),0)","v":0},{"$f":"IFERROR(INDEX('Early Retirement'!$AE$4:$BE$32,$BJ167,$BN167),0)","v":0},{"$f":"IFERROR(HLOOKUP($BN167,'Early Retirement'!$AF$4:$BE$5,2,FALSE),0)","v":0},0,0,"kW/ton",{"$f":"IFERROR(INDEX('Early Retirement'!$BG$4:$CG$32,$BJ167,$BN167),0)","v":0},{"$f":"IFERROR(HLOOKUP($BN167,'Early Retirement'!$BH$4:$CH$5,2,FALSE),0)","v":0},0,"COP","Yes",0,0,"kW/ton",0,"COP",0,0,"kW/ton",0,"COP",null,"diabda37",9.5619999999999994,"EER",12.75,"IPLV",1.2549675800041833,0.94117647058823528,"kW/ton",null,null,null,null,"Air Cooled Chiller",0,"Scroll","A",300]
[null,null,null,null,null,null,null,null,null,null,null,null,null,null,null,null,null,null,null,null,null,null,null,null,166,{"$f":"IF(Inventory!$C175=\"\",\"a\",VLOOKUP(Inventory!$C175,$B$3:$C$6,2,FALSE))","v":"a"},{"$f":"IF(AND($Z168=\"b\",Inventory!$I175=\"\"),\"a\",IF(AND($Z168=\"b\",Inventory!$I175<>\"\"),VLOOKUP(Inventory!$I175,$E$3:$F$12,2,FALSE),IF(AND(OR($Z168=\"c\",$Z168=\"d\"),Inventory!$AB175=\"\"),\"a\",IF(AND(OR($Z168=\"c\",$Z168=\"d\"),Inventory!$AB175<>\"\"),VLOOKUP(Inventory!$AB175,$E$3:$F$12,2,FALSE),\"a\"))))","v":"a"},{"$f":"IF(OR(AND($AA168<>\"b\",$AA168<>\"c\"),$AF168=0,$AF168>=(65000/12000),Inventory!$AC175=\"\"),\"a\",VLOOKUP(Inventory!$AC175,$H$3:$I$5,2,FALSE))","v":"a"},{"$f":"IF(AND(AA168<>\"I\",AA168<>\"j\"),\"a\",IF(AND(OR(Z168=\"b\",Z168=\"c\",Z168=\"d\"),Inventory!AD175=\"\"),\"a\",IF(AND(OR(Z168=\"b\",Z168=\"c\",Z168=\"d\"),Inventory!AD175<>\"\"),VLOOKUP(Inventory!AD175,$K$3:$L$5,2,FALSE),\"a\")))","v":"a"},{"$f":"IF(AND($AA168<>\"i\",$AA168<>\"j\"),\"a\",IF(AND($Z168=\"b\",Inventory!$L175=\"\"),\"a\",IF(AND($Z168=\"b\",Inventory!$L175<>\"\"),VLOOKUP(Inventory!$L175,$N$3:$O$6,2,FALSE),IF(AND(OR($Z168=\"c\",$Z168=\"d\"),Inventory!$AE175=\"\"),\"a\",IF(AND(OR($Z168=\"c\",$Z168=\"d\"),Inventory!$AE175<>\"\"),VLOOKUP(Inventory!$AE175,$N$3:$O$6,2,FALSE),\"a\")))))","v":"a"},{"$f":"IF(OR(AND($AA168<>\"e\",$AA168<>\"f\"),$AF168=0,Inventory!$AG175=\"\"),\"a\",VLOOKUP(Inventory!$AG175,$Q$3:$R$5,2,FALSE))","v":"a"},{"$f":"IF(OR(Inventory!C175=\"New Construction\",Inventory!C175=\"Replace-on-Burnout\"),Inventory!AT175,IF(Inventory!C175=\"Early Retirement\",Inventory!AS175,0))","v":0},"","","","","","","","","","","","",0,"aaaaaa0","No","No",{"$f":"IF($Z168=\"a\",0,IF($Z168=\"b\",Inventory!$M175,Inventory!$AH175))","v":0},{"$f":"IF(OR($Z168=\"a\",AND($AU168=\"No\",$AV168=\"No\")),0,IF(AND($Z168=\"b\",Inventory!$O175=\"Btu/hr\"),Inventory!$N175,IF(AND($Z168=\"b\",Inventory!$O175=\"Tons\"),Inventory!$N175*12000,IF(AND(OR($Z168=\"c\",$Z168=\"d\"),Inventory!$AJ175=\"Btu/hr\"),Inventory!$AI175,IF(AND(OR($Z168=\"c\",$Z168=\"d\"),Inventory!$AJ175=\"Tons\"),Inventory!$AI175*12000,0)))))","v":0},0,0,"EER",0,"kW/ton",{"$f":"IF(OR($Z168=\"a\",$AV168=\"No\"),0,IF(AND($Z168=\"b\",Inventory!$Q175=\"Btu/hr\"),Inventory!$P175,IF(AND($Z168=\"b\",Inventory!$Q175=\"Tons\"),Inventory!$P175*12000,IF(AND(OR($Z168=\"c\",$Z168=\"d\"),Inventory!$AL175=\"Btu/hr\"),Inventory!$AK175,IF(AND(OR($Z168=\"c\",$Z168=\"d\"),Inventory!$AL175=\"Tons\"),Inventory!$AK175*12000,0)))))","v":0},0,0,"COP","No",{"$f":"IF(OR(Inventory!$J175=\"\",$BH168=\"No\"),\"-\",Inventory!$J175)","v":"-"},{"$f":"IFERROR(VLOOKUP($BI168,'Early Retirement'!$B$6:$C$32,2,FALSE),\"-\")","v":"-"},{"$f":"IF(OR($Z168<>\"b\",AND($AA168<>\"b\",$AA168<>\"c\")),\"n\",IF(AND($AS168<>1,$AS168<>2,$AS168<>7,$AS168<>8),\"n\",IF(Inventory!$K175=\"Split\",\"s\",IF(Inventory!$K175=\"Packaged\",\"p\",\"n\"))))","v":"n"},{"$f":"IF(AND($AA168<>\"i\",$AA168<>\"j\"),\"n\",IF(Inventory!$L175=\"Centrifugal\",\"c\",\"n\"))","v":"n"},"-","-",{"$f":"IFERROR(INDEX('Early Retirement'!$C$4:$AC$32,$BJ168,$BN168),0)","v":0},{"$f":"IFERROR(HLOOKUP($BN168,'Early Retirement'!$D$4:$AC$5,2,FALSE),0)","v":0},{"$f":"IFERROR(INDEX('Early Retirement'!$AE$4:$BE$32,$BJ168,$BN168),0)","v":0},{"$f":"IFERROR(HLOOKUP($BN168,'Early Retirement'!$AF$4:$BE$5,2,FALSE),0)","v":0},0,0,"kW/ton",{"$f":"IFERROR(INDEX('Early Retirement'!$BG$4:$CG$32,$BJ168,$BN168),0)","v":0},{"$f":"IFERROR(HLOOKUP($BN168,'Early Retirement'!$BH$4:$CH$5,2,FALSE),0)","v":0},0,"COP","Yes",0,0,"kW/ton",0,"COP",0,0,"kW/ton",0,"COP",null,"diabda38",9.5619999999999994,"EER",12.75,"IPLV",1.2549675800041833,0.94117647058823528,"kW/ton",null,null,null,null,"Air Cooled Chiller",0,"Scroll","A",600]
[null,null,null,null,null,null,null,null,null,null,null,null,null,null,null,null,null,null,null,null,null,null,null,null,167,{"$f":"IF(Inventory!$C176=\"\",\"a\",VLOOKUP(Inventory!$C176,$B$3:$C$6,2,FALSE))","v":"a"},{"$f":"IF(AND($Z169=\"b\",Inventory!$I176=\"\"),\"a\",IF(AND($Z169=\"b\",Inventory!$I176<>\"\"),VLOOKUP(Inventory!$I176,$E$3:$F$12,2,FALSE),IF(AND(OR($Z169=\"c\",$Z169=\"d\"),Inventory!$AB176=\"\"),\"a\",IF(AND(OR($Z169=\"c\",$Z169=\"d\"),Inventory!$AB176<>\"\"),VLOOKUP(Inventory!$AB176,$E$3:$F$12,2,FALSE),\"a\"))))","v":"a"},{"$f":"IF(OR(AND($AA169<>\"b\",$AA169<>\"c\"),$AF169=0,$AF169>=(65000/12000),Inventory!$AC176=\"\"),\"a\",VLOOKUP(Inventory!$AC176,$H$3:$I$5,2,FALSE))","v":"a"},{"$f":"IF(AND(AA169<>\"I\",AA169<>\"j\"),\"a\",IF(AND(OR(Z169=\"b\",Z169=\"c\",Z169=\"d\"),Inventory!AD176=\"\"),\"a\",IF(AND(OR(Z169=\"b\",Z169=\"c\",Z169=\"d\"),Inventory!AD176<>\"\"),VLOOKUP(Inventory!AD176,$K$3:$L$5,2,FALSE),\"a\")))","v":"a"},{"$f":"IF(AND($AA169<>\"i\",$AA169<>\"j\"),\"a\",IF(AND($Z169=\"b\",Inventory!$L176=\"\"),\"a\",IF(AND($Z169=\"b\",Inventory!$L176<>\"\"),VLOOKUP(Inventory!$L176,$N$3:$O$6,2,FALSE),IF(AND(OR($Z169=\"c\",$Z169=\"d\"),Inventory!$AE176=\"\"),\"a\",IF(AND(OR($Z169=\"c\",$Z169=\"d\"),Inventory!$AE176<>\"\"),VLOOKUP(Inventory!$AE176,$N$3:$O$6,2,FALSE),\"a\")))))","v":"a"},{"$f":"IF(OR(AND($AA169<>\"e\",$AA169<>\"f\"),$AF169=0,Inventory!$AG176=\"\"),\"a\",VLOOKUP(Inventory!$AG176,$Q$3:$R$5,2,FALSE))","v":"a"},{"$f":"IF(OR(Inventory!C176=\"New Construction\",Inventory!C176=\"Replace-on-Burnout\"),Inventory!AT176,IF(Inventory!C176=\"Early Retirement\",Inventory!AS176,0))","v":0},"","","","","","","","","","","","",0,"aaaaaa0","No","No",{"$f":"IF($Z169=\"a\",0,IF($Z169=\"b\",Inventory!$M176,Inventory!$AH176))","v":0},{"$f":"IF(OR($Z169=\"a\",AND($AU169=\"No\",$AV169=\"No\")),0,IF(AND($Z169=\"b\",Inventory!$O176=\"Btu/hr\"),Inventory!$N176,IF(AND($Z169=\"b\",Inventory!$O176=\"Tons\"),Inventory!$N176*12000,IF(AND(OR($Z169=\"c\",$Z169=\"d\"),Inventory!$AJ176=\"Btu/hr\"),Inventory!$AI176,IF(AND(OR($Z169=\"c\",$Z169=\"d\"),Inventory!$AJ176=\"Tons\"),Inventory!$AI176*12000,0)))))","v":0},0,0,"EER",0,"kW/ton",{"$f":"IF(OR($Z169=\"a\",$AV169=\"No\"),0,IF(AND($Z169=\"b\",Inventory!$Q176=\"Btu/hr\"),Inventory!$P176,IF(AND($Z169=\"b\",Inventory!$Q176=\"Tons\"),Inventory!$P176*12000,IF(AND(OR($Z169=\"c\",$Z169=\"d\"),Inventory!$AL176=\"Btu/hr\"),Inventory!$AK176,IF(AND(OR($Z169=\"c\",$Z169=\"d\"),Inventory!$AL176=\"Tons\"),Inventory!$AK176*12000,0)))))","v":0},0,0,"COP","No",{"$f":"IF(OR(Inventory!$J176=\"\",$BH169=\"No\"),\"-\",Inventory!$J176)","v":"-"},{"$f":"IFERROR(VLOOKUP($BI169,'Early Retirement'!$B$6:$C$32,2,FALSE),\"-\")","v":"-"},{"$f":"IF(OR($Z169<>\"b\",AND($AA169<>\"b\",$AA169<>\"c\")),\"n\",IF(AND($AS169<>1,$AS169<>2,$AS169<>7,$AS169<>8),\"n\",IF(Inventory!$K176=\"Split\",\"s\",IF(Inventory!$K176=\"Packaged\",\"p\",\"n\"))))","v":"n"},{"$f":"IF(AND($AA169<>\"i\",$AA169<>\"j\"),\"n\",IF(Inventory!$L176=\"Centrifugal\",\"c\",\"n\"))","v":"n"},"-","-",{"$f":"IFERROR(INDEX('Early Retirement'!$C$4:$AC$32,$BJ169,$BN169),0)","v":0},{"$f":"IFERROR(HLOOKUP($BN169,'Early Retirement'!$D$4:$AC$5,2,FALSE),0)","v":0},{"$f":"IFERROR(INDEX('Early Retirement'!$AE$4:$BE$32,$BJ169,$BN169),0)","v":0},{"$f":"IFERROR(HLOOKUP($BN169,'Early Retirement'!$AF$4:$BE$5,2,FALSE),0)","v":0},0,0,"kW/ton",{"$f":"IFERROR(INDEX('Early Retirement'!$BG$4:$CG$32,$BJ169,$BN169),0)","v":0},{"$f":"IFERROR(HLOOKUP($BN169,'Early Retirement'!$BH$4:$CH$5,2,FALSE),0)","v":0},0,"COP","Yes",0,0,"kW/ton",0,"COP",0,0,"kW/ton",0,"COP",null,"diabda39",9.5619999999999994,"EER",12.75,"IPLV",1.2549675800041833,0.94117647058823528,"kW/ton",null,null,null,null,"Air Cooled Chiller",0,"Scroll","A",0]
[null,null,null,null,null,null,null,null,null,null,null,null,null,null,null,null,null,null,null,null,null,null,null,null,168,{"$f":"IF(Inventory!$C177=\"\",\"a\",VLOOKUP(Inventory!$C177,$B$3:$C$6,2,FALSE))","v":"a"},{"$f":"IF(AND($Z170=\"b\",Inventory!$I177=\"\"),\"a\",IF(AND($Z170=\"b\",Inventory!$I177<>\"\"),VLOOKUP(Inventory!$I177,$E$3:$F$12,2,FALSE),IF(AND(OR($Z170=\"c\",$Z170=\"d\"),Inventory!$AB177=\"\"),\"a\",IF(AND(OR($Z170=\"c\",$Z170=\"d\"),Inventory!$AB177<>\"\"),VLOOKUP(Inventory!$AB177,$E$3:$F$12,2,FALSE),\"a\"))))","v":"a"},{"$f":"IF(OR(AND($AA170<>\"b\",$AA170<>\"c\"),$AF170=0,$AF170>=(65000/12000),Inventory!$AC177=\"\"),\"a\",VLOOKUP(Inventory!$AC177,$H$3:$I$5,2,FALSE))","v":"a"},{"$f":"IF(AND(AA170<>\"I\",AA170<>\"j\"),\"a\",IF(AND(OR(Z170=\"b\",Z170=\"c\",Z170=\"d\"),Inventory!AD177=\"\"),\"a\",IF(AND(OR(Z170=\"b\",Z170=\"c\",Z170=\"d\"),Inventory!AD177<>\"\"),VLOOKUP(Inventory!AD177,$K$3:$L$5,2,FALSE),\"a\")))","v":"a"},{"$f":"IF(AND($AA170<>\"i\",$AA170<>\"j\"),\"a\",IF(AND($Z170=\"b\",Inventory!$L177=\"\"),\"a\",IF(AND($Z170=\"b\",Inventory!$L177<>\"\"),VLOOKUP(Inventory!$L177,$N$3:$O$6,2,FALSE),IF(AND(OR($Z170=\"c\",$Z170=\"d\"),Inventory!$AE177=\"\"),\"a\",IF(AND(OR($Z170=\"c\",$Z170=\"d\"),Inventory!$AE177<>\"\"),VLOOKUP(Inventory!$AE177,$N$3:$O$6,2,FALSE),\"a\")))))","v":"a"},{"$f":"IF(OR(AND($AA170<>\"e\",$AA170<>\"f\"),$AF170=0,Inventory!$AG177=\"\"),\"a\",VLOOKUP(Inventory!$AG177,$Q$3:$R$5,2,FALSE))","v":"a"},{"$f":"IF(OR(Inventory!C177=\"New Construction\",Inventory!C177=\"Replace-on-Burnout\"),Inventory!AT177,IF(Inventory!C177=\"Early Retirement\",Inventory!AS177,0))","v":0},"","","","","","","","","","","","",0,"aaaaaa0","No","No",{"$f":"IF($Z170=\"a\",0,IF($Z170=\"b\",Inventory!$M177,Inventory!$AH177))","v":0},{"$f":"IF(OR($Z170=\"a\",AND($AU170=\"No\",$AV170=\"No\")),0,IF(AND($Z170=\"b\",Inventory!$O177=\"Btu/hr\"),Inventory!$N177,IF(AND($Z170=\"b\",Inventory!$O177=\"Tons\"),Inventory!$N177*12000,IF(AND(OR($Z170=\"c\",$Z170=\"d\"),Inventory!$AJ177=\"Btu/hr\"),Inventory!$AI177,IF(AND(OR($Z170=\"c\",$Z170=\"d\"),Inventory!$AJ177=\"Tons\"),Inventory!$AI177*12000,0)))))","v":0},0,0,"EER",0,"kW/ton",{"$f":"IF(OR($Z170=\"a\",$AV170=\"No\"),0,IF(AND($Z170=\"b\",Inventory!$Q177=\"Btu/hr\"),Inventory!$P177,IF(AND($Z170=\"b\",Inventory!$Q177=\"Tons\"),Inventory!$P177*12000,IF(AND(OR($Z170=\"c\",$Z170=\"d\"),Inventory!$AL177=\"Btu/hr\"),Inventory!$AK177,IF(AND(OR($Z170=\"c\",$Z170=\"d\"),Inventory!$AL177=\"Tons\"),Inventory!$AK177*12000,0)))))","v":0},0,0,"COP","No",{"$f":"IF(OR(Inventory!$J177=\"\",$BH170=\"No\"),\"-\",Inventory!$J177)","v":"-"},{"$f":"IFERROR(VLOOKUP($BI170,'Early Retirement'!$B$6:$C$32,2,FALSE),\"-\")","v":"-"},{"$f":"IF(OR($Z170<>\"b\",AND($AA170<>\"b\",$AA170<>\"c\")),\"n\",IF(AND($AS170<>1,$AS170<>2,$AS170<>7,$AS170<>8),\"n\",IF(Inventory!$K177=\"Split\",\"s\",IF(Inventory!$K177=\"Packaged\",\"p\",\"n\"))))","v":"n"},{"$f":"IF(AND($AA170<>\"i\",$AA170<>\"j\"),\"n\",IF(Inventory!$L177=\"Centrifugal\",\"c\",\"n\"))","v":"n"},"-","-",{"$f":"IFERROR(INDEX('Early Retirement'!$C$4:$AC$32,$BJ170,$BN170),0)","v":0},{"$f":"IFERROR(HLOOKUP($BN170,'Early Retirement'!$D$4:$AC$5,2,FALSE),0)","v":0},{"$f":"IFERROR(INDEX('Early Retirement'!$AE$4:$BE$32,$BJ170,$BN170),0)","v":0},{"$f":"IFERROR(HLOOKUP($BN170,'Early Retirement'!$AF$4:$BE$5,2,FALSE),0)","v":0},0,0,"kW/ton",{"$f":"IFERROR(INDEX('Early Retirement'!$BG$4:$CG$32,$BJ170,$BN170),0)","v":0},{"$f":"IFERROR(HLOOKUP($BN170,'Early Retirement'!$BH$4:$CH$5,2,FALSE),0)","v":0},0,"COP","Yes",0,0,"kW/ton",0,"COP",0,0,"kW/ton",0,"COP",null,"diacba35",9.5619999999999994,"EER",12.5,"IPLV",1.2549675800041833,0.96,"kW/ton",null,null,null,null,"Air Cooled Chiller",0,"Centrifugal","B",75]
[null,null,null,null,null,null,null,null,null,null,null,null,null,null,null,null,null,null,null,null,null,null,null,null,169,{"$f":"IF(Inventory!$C178=\"\",\"a\",VLOOKUP(Inventory!$C178,$B$3:$C$6,2,FALSE))","v":"a"},{"$f":"IF(AND($Z171=\"b\",Inventory!$I178=\"\"),\"a\",IF(AND($Z171=\"b\",Inventory!$I178<>\"\"),VLOOKUP(Inventory!$I178,$E$3:$F$12,2,FALSE),IF(AND(OR($Z171=\"c\",$Z171=\"d\"),Inventory!$AB178=\"\"),\"a\",IF(AND(OR($Z171=\"c\",$Z171=\"d\"),Inventory!$AB178<>\"\"),VLOOKUP(Inventory!$AB178,$E$3:$F$12,2,FALSE),\"a\"))))","v":"a"},{"$f":"IF(OR(AND($AA171<>\"b\",$AA171<>\"c\"),$AF171=0,$AF171>=(65000/12000),Inventory!$AC178=\"\"),\"a\",VLOOKUP(Inventory!$AC178,$H$3:$I$5,2,FALSE))","v":"a"},{"$f":"IF(AND(AA171<>\"I\",AA171<>\"j\"),\"a\",IF(AND(OR(Z171=\"b\",Z171=\"c\",Z171=\"d\"),Inventory!AD178=\"\"),\"a\",IF(AND(OR(Z171=\"b\",Z171=\"c\",Z171=\"d\"),Inventory!AD178<>\"\"),VLOOKUP(Inventory!AD178,$K$3:$L$5,2,FALSE),\"a\")))","v":"a"},{"$f":"IF(AND($AA171<>\"i\",$AA171<>\"j\"),\"a\",IF(AND($Z171=\"b\",Inventory!$L178=\"\"),\"a\",IF(AND($Z171=\"b\",Inventory!$L178<>\"\"),VLOOKUP(Inventory!$L178,$N$3:$O$6,2,FALSE),IF(AND(OR($Z171=\"c\",$Z171=\"d\"),Inventory!$AE178=\"\"),\"a\",IF(AND(OR($Z171=\"c\",$Z171=\"d\"),Inventory!$AE178<>\"\"),VLOOKUP(Inventory!$AE178,$N$3:$O$6,2,FALSE),\"a\")))))","v":"a"},{"$f":"IF(OR(AND($AA171<>\"e\",$AA171<>\"f\"),$AF171=0,Inventory!$AG178=\"\"),\"a\",VLOOKUP(Inventory!$AG178,$Q$3:$R$5,2,FALSE))","v":"a"},{"$f":"IF(OR(Inventory!C178=\"New Construction\",Inventory!C178=\"Replace-on-Burnout\"),Inventory!AT178,IF(Inventory!C178=\"Early Retirement\",Inventory!AS178,0))","v":0},"","","","","","","","","","","","",0,"aaaaaa0","No","No",{"$f":"IF($Z171=\"a\",0,IF($Z171=\"b\",Inventory!$M178,Inventory!$AH178))","v":0},{"$f":"IF(OR($Z171=\"a\",AND($AU171=\"No\",$AV171=\"No\")),0,IF(AND($Z171=\"b\",Inventory!$O178=\"Btu/hr\"),Inventory!$N178,IF(AND($Z171=\"b\",Inventory!$O178=\"Tons\"),Inventory!$N178*12000,IF(AND(OR($Z171=\"c\",$Z171=\"d\"),Inventory!$AJ178=\"Btu/hr\"),Inventory!$AI178,IF(AND(OR($Z171=\"c\",$Z171=\"d\"),Inventory!$AJ178=\"Tons\"),Inventory!$AI178*12000,0)))))","v":0},0,0,"EER",0,"kW/ton",{"$f":"IF(OR($Z171=\"a\",$AV171=\"No\"),0,IF(AND($Z171=\"b\",Inventory!$Q178=\"Btu/hr\"),Inventory!$P178,IF(AND($Z171=\"b\",Inventory!$Q178=\"Tons\"),Inventory!$P178*12000,IF(AND(OR($Z171=\"c\",$Z171=\"d\"),Inventory!$AL178=\"Btu/hr\"),Inventory!$AK178,IF(AND(OR($Z171=\"c\",$Z171=\"d\"),Inventory!$AL178=\"Tons\"),Inventory!$AK178*12000,0)))))","v":0},0,0,"COP","No",{"$f":"IF(OR(Inventory!$J178=\"\",$BH171=\"No\"),\"-\",Inventory!$J178)","v":"-"},{"$f":"IFERROR(VLOOKUP($BI171,'Early Retirement'!$B$6:$C$32,2,FALSE),\"-\")","v":"-"},{"$f":"IF(OR($Z171<>\"b\",AND($AA171<>\"b\",$AA171<>\"c\")),\"n\",IF(AND($AS171<>1,$AS171<>2,$AS171<>7,$AS171<>8),\"n\",IF(Inventory!$K178=\"Split\",\"s\",IF(Inventory!$K178=\"Packaged\",\"p\",\"n\"))))","v":"n"},{"$f":"IF(AND($AA171<>\"i\",$AA171<>\"j\"),\"n\",IF(Inventory!$L178=\"Centrifugal\",\"c\",\"n\"))","v":"n"},"-","-",{"$f":"IFERROR(INDEX('Early Retirement'!$C$4:$AC$32,$BJ171,$BN171),0)","v":0},{"$f":"IFERROR(HLOOKUP($BN171,'Early Retirement'!$D$4:$AC$5,2,FALSE),0)","v":0},{"$f":"IFERROR(INDEX('Early Retirement'!$AE$4:$BE$32,$BJ171,$BN171),0)","v":0},{"$f":"IFERROR(HLOOKUP($BN171,'Early Retirement'!$AF$4:$BE$5,2,FALSE),0)","v":0},0,0,"kW/ton",{"$f":"IFERROR(INDEX('Early Retirement'!$BG$4:$CG$32,$BJ171,$BN171),0)","v":0},{"$f":"IFERROR(HLOOKUP($BN171,'Early Retirement'!$BH$4:$CH$5,2,FALSE),0)","v":0},0,"COP","Yes",0,0,"kW/ton",0,"COP",0,0,"kW/ton",0,"COP",null,"diacba36",9.5619999999999994,"EER",12.5,"IPLV",1.2549675800041833,0.96,"kW/ton",null,null,null,null,"Air Cooled Chiller",0,"Centrifugal","B",150]
[null,null,null,null,null,null,null,null,null,null,null,null,null,null,null,null,null,null,null,null,null,null,null,null,170,{"$f":"IF(Inventory!$C179=\"\",\"a\",VLOOKUP(Inventory!$C179,$B$3:$C$6,2,FALSE))","v":"a"},{"$f":"IF(AND($Z172=\"b\",Inventory!$I179=\"\"),\"a\",IF(AND($Z172=\"b\",Inventory!$I179<>\"\"),VLOOKUP(Inventory!$I179,$E$3:$F$12,2,FALSE),IF(AND(OR($Z172=\"c\",$Z172=\"d\"),Inventory!$AB179=\"\"),\"a\",IF(AND(OR($Z172=\"c\",$Z172=\"d\"),Inventory!$AB179<>\"\"),VLOOKUP(Inventory!$AB179,$E$3:$F$12,2,FALSE),\"a\"))))","v":"a"},{"$f":"IF(OR(AND($AA172<>\"b\",$AA172<>\"c\"),$AF172=0,$AF172>=(65000/12000),Inventory!$AC179=\"\"),\"a\",VLOOKUP(Inventory!$AC179,$H$3:$I$5,2,FALSE))","v":"a"},{"$f":"IF(AND(AA172<>\"I\",AA172<>\"j\"),\"a\",IF(AND(OR(Z172=\"b\",Z172=\"c\",Z172=\"d\"),Inventory!AD179=\"\"),\"a\",IF(AND(OR(Z172=\"b\",Z172=\"c\",Z172=\"d\"),Inventory!AD179<>\"\"),VLOOKUP(Inventory!AD179,$K$3:$L$5,2,FALSE),\"a\")))","v":"a"},{"$f":"IF(AND($AA172<>\"i\",$AA172<>\"j\"),\"a\",IF(AND($Z172=\"b\",Inventory!$L179=\"\"),\"a\",IF(AND($Z172=\"b\",Inventory!$L179<>\"\"),VLOOKUP(Inventory!$L179,$N$3:$O$6,2,FALSE),IF(AND(OR($Z172=\"c\",$Z172=\"d\"),Inventory!$AE179=\"\"),\"a\",IF(AND(OR($Z172=\"c\",$Z172=\"d\"),Inventory!$AE179<>\"\"),VLOOKUP(Inventory!$AE179,$N$3:$O$6,2,FALSE),\"a\")))))","v":"a"},{"$f":"IF(OR(AND($AA172<>\"e\",$AA172<>\"f\"),$AF172=0,Inventory!$AG179=\"\"),\"a\",VLOOKUP(Inventory!$AG179,$Q$3:$R$5,2,FALSE))","v":"a"},{"$f":"IF(OR(Inventory!C179=\"New Construction\",Inventory!C179=\"Replace-on-Burnout\"),Inventory!AT179,IF(Inventory!C179=\"Early Retirement\",Inventory!AS179,0))","v":0},"","","","","","","","","","","","",0,"aaaaaa0","No","No",{"$f":"IF($Z172=\"a\",0,IF($Z172=\"b\",Inventory!$M179,Inventory!$AH179))","v":0},{"$f":"IF(OR($Z172=\"a\",AND($AU172=\"No\",$AV172=\"No\")),0,IF(AND($Z172=\"b\",Inventory!$O179=\"Btu/hr\"),Inventory!$N179,IF(AND($Z172=\"b\",Inventory!$O179=\"Tons\"),Inventory!$N179*12000,IF(AND(OR($Z172=\"c\",$Z172=\"d\"),Inventory!$AJ179=\"Btu/hr\"),Inventory!$AI179,IF(AND(OR($Z172=\"c\",$Z172=\"d\"),Inventory!$AJ179=\"Tons\"),Inventory!$AI179*12000,0)))))","v":0},0,0,"EER",0,"kW/ton",{"$f":"IF(OR($Z172=\"a\",$AV172=\"No\"),0,IF(AND($Z172=\"b\",Inventory!$Q179=\"Btu/hr\"),Inventory!$P179,IF(AND($Z172=\"b\",Inventory!$Q179=\"Tons\"),Inventory!$P179*12000,IF(AND(OR($Z172=\"c\",$Z172=\"d\"),Inventory!$AL179=\"Btu/hr\"),Inventory!$AK179,IF(AND(OR($Z172=\"c\",$Z172=\"d\"),Inventory!$AL179=\"Tons\"),Inventory!$AK179*12000,0)))))","v":0},0,0,"COP","No",{"$f":"IF(OR(Inventory!$J179=\"\",$BH172=\"No\"),\"-\",Inventory!$J179)","v":"-"},{"$f":"IFERROR(VLOOKUP($BI172,'Early Retirement'!$B$6:$C$32,2,FALSE),\"-\")","v":"-"},{"$f":"IF(OR($Z172<>\"b\",AND($AA172<>\"b\",$AA172<>\"c\")),\"n\",IF(AND($AS172<>1,$AS172<>2,$AS172<>7,$AS172<>8),\"n\",IF(Inventory!$K179=\"Split\",\"s\",IF(Inventory!$K179=\"Packaged\",\"p\",\"n\"))))","v":"n"},{"$f":"IF(AND($AA172<>\"i\",$AA172<>\"j\"),\"n\",IF(Inventory!$L179=\"Centrifugal\",\"c\",\"n\"))","v":"n"},"-","-",{"$f":"IFERROR(INDEX('Early Retirement'!$C$4:$AC$32,$BJ172,$BN172),0)","v":0},{"$f":"IFERROR(HLOOKUP($BN172,'Early Retirement'!$D$4:$AC$5,2,FALSE),0)","v":0},{"$f":"IFERROR(INDEX('Early Retirement'!$AE$4:$BE$32,$BJ172,$BN172),0)","v":0},{"$f":"IFERROR(HLOOKUP($BN172,'Early Retirement'!$AF$4:$BE$5,2,FALSE),0)","v":0},0,0,"kW/ton",{"$f":"IFERROR(INDEX('Early Retirement'!$BG$4:$CG$32,$BJ172,$BN172),0)","v":0},{"$f":"IFERROR(HLOOKUP($BN172,'Early Retirement'!$BH$4:$CH$5,2,FALSE),0)","v":0},0,"COP","Yes",0,0,"kW/ton",0,"COP",0,0,"kW/ton",0,"COP",null,"diacba37",9.5619999999999994,"EER",12.75,"IPLV",1.2549675800041833,0.94117647058823528,"kW/ton",null,null,null,null,"Air Cooled Chiller",0,"Centrifugal","B",300]
[null,null,null,null,null,null,null,null,null,null,null,null,null,null,null,null,null,null,null,null,null,null,null,null,171,{"$f":"IF(Inventory!$C180=\"\",\"a\",VLOOKUP(Inventory!$C180,$B$3:$C$6,2,FALSE))","v":"a"},{"$f":"IF(AND($Z173=\"b\",Inventory!$I180=\"\"),\"a\",IF(AND($Z173=\"b\",Inventory!$I180<>\"\"),VLOOKUP(Inventory!$I180,$E$3:$F$12,2,FALSE),IF(AND(OR($Z173=\"c\",$Z173=\"d\"),Inventory!$AB180=\"\"),\"a\",IF(AND(OR($Z173=\"c\",$Z173=\"d\"),Inventory!$AB180<>\"\"),VLOOKUP(Inventory!$AB180,$E$3:$F$12,2,FALSE),\"a\"))))","v":"a"},{"$f":"IF(OR(AND($AA173<>\"b\",$AA173<>\"c\"),$AF173=0,$AF173>=(65000/12000),Inventory!$AC180=\"\"),\"a\",VLOOKUP(Inventory!$AC180,$H$3:$I$5,2,FALSE))","v":"a"},{"$f":"IF(AND(AA173<>\"I\",AA173<>\"j\"),\"a\",IF(AND(OR(Z173=\"b\",Z173=\"c\",Z173=\"d\"),Inventory!AD180=\"\"),\"a\",IF(AND(OR(Z173=\"b\",Z173=\"c\",Z173=\"d\"),Inventory!AD180<>\"\"),VLOOKUP(Inventory!AD180,$K$3:$L$5,2,FALSE),\"a\")))","v":"a"},{"$f":"IF(AND($AA173<>\"i\",$AA173<>\"j\"),\"a\",IF(AND($Z173=\"b\",Inventory!$L180=\"\"),\"a\",IF(AND($Z173=\"b\",Inventory!$L180<>\"\"),VLOOKUP(Inventory!$L180,$N$3:$O$6,2,FALSE),IF(AND(OR($Z173=\"c\",$Z173=\"d\"),Inventory!$AE180=\"\"),\"a\",IF(AND(OR($Z173=\"c\",$Z173=\"d\"),Inventory!$AE180<>\"\"),VLOOKUP(Inventory!$AE180,$N$3:$O$6,2,FALSE),\"a\")))))","v":"a"},{"$f":"IF(OR(AND($AA173<>\"e\",$AA173<>\"f\"),$AF173=0,Inventory!$AG180=\"\"),\"a\",VLOOKUP(Inventory!$AG180,$Q$3:$R$5,2,FALSE))","v":"a"},{"$f":"IF(OR(Inventory!C180=\"New Construction\",Inventory!C180=\"Replace-on-Burnout\"),Inventory!AT180,IF(Inventory!C180=\"Early Retirement\",Inventory!AS180,0))","v":0},"","","","","","","","","","","","",0,"aaaaaa0","No","No",{"$f":"IF($Z173=\"a\",0,IF($Z173=\"b\",Inventory!$M180,Inventory!$AH180))","v":0},{"$f":"IF(OR($Z173=\"a\",AND($AU173=\"No\",$AV173=\"No\")),0,IF(AND($Z173=\"b\",Inventory!$O180=\"Btu/hr\"),Inventory!$N180,IF(AND($Z173=\"b\",Inventory!$O180=\"Tons\"),Inventory!$N180*12000,IF(AND(OR($Z173=\"c\",$Z173=\"d\"),Inventory!$AJ180=\"Btu/hr\"),Inventory!$AI180,IF(AND(OR($Z173=\"c\",$Z173=\"d\"),Inventory!$AJ180=\"Tons\"),Inventory!$AI180*12000,0)))))","v":0},0,0,"EER",0,"kW/ton",{"$f":"IF(OR($Z173=\"a\",$AV173=\"No\"),0,IF(AND($Z173=\"b\",Inventory!$Q180=\"Btu/hr\"),Inventory!$P180,IF(AND($Z173=\"b\",Inventory!$Q180=\"Tons\"),Inventory!$P180*12000,IF(AND(OR($Z173=\"c\",$Z173=\"d\"),Inventory!$AL180=\"Btu/hr\"),Inventory!$AK180,IF(AND(OR($Z173=\"c\",$Z173=\"d\"),Inventory!$AL180=\"Tons\"),Inventory!$AK180*12000,0)))))","v":0},0,0,"COP","No",{"$f":"IF(OR(Inventory!$J180=\"\",$BH173=\"No\"),\"-\",Inventory!$J180)","v":"-"},{"$f":"IFERROR(VLOOKUP($BI173,'Early Retirement'!$B$6:$C$32,2,FALSE),\"-\")","v":"-"},{"$f":"IF(OR($Z173<>\"b\",AND($AA173<>\"b\",$AA173<>\"c\")),\"n\",IF(AND($AS173<>1,$AS173<>2,$AS173<>7,$AS173<>8),\"n\",IF(Inventory!$K180=\"Split\",\"s\",IF(Inventory!$K180=\"Packaged\",\"p\",\"n\"))))","v":"n"},{"$f":"IF(AND($AA173<>\"i\",$AA173<>\"j\"),\"n\",IF(Inventory!$L180=\"Centrifugal\",\"c\",\"n\"))","v":"n"},"-","-",{"$f":"IFERROR(INDEX('Early Retirement'!$C$4:$AC$32,$BJ173,$BN173),0)","v":0},{"$f":"IFERROR(HLOOKUP($BN173,'Early Retirement'!$D$4:$AC$5,2,FALSE),0)","v":0},{"$f":"IFERROR(INDEX('Early Retirement'!$AE$4:$BE$32,$BJ173,$BN173),0)","v":0},{"$f":"IFERROR(HLOOKUP($BN173,'Early Retirement'!$AF$4:$BE$5,2,FALSE),0)","v":0},0,0,"kW/ton",{"$f":"IFERROR(INDEX('Early Retirement'!$BG$4:$CG$32,$BJ173,$BN173),0)","v":0},{"$f":"IFERROR(HLOOKUP($BN173,'Early Retirement'!$BH$4:$CH$5,2,FALSE),0)","v":0},0,"COP","Yes",0,0,"kW/ton",0,"COP",0,0,"kW/ton",0,"COP",null,"diacba38",9.5619999999999994,"EER",12.75,"IPLV",1.2549675800041833,0.94117647058823528,"kW/ton",null,null,null,null,"Air Cooled Chiller",0,"Centrifugal","B",600]
[null,null,null,null,null,null,null,null,null,null,null,null,null,null,null,null,null,null,null,null,null,null,null,null,172,{"$f":"IF(Inventory!$C181=\"\",\"a\",VLOOKUP(Inventory!$C181,$B$3:$C$6,2,FALSE))","v":"a"},{"$f":"IF(AND($Z174=\"b\",Inventory!$I181=\"\"),\"a\",IF(AND($Z174=\"b\",Inventory!$I181<>\"\"),VLOOKUP(Inventory!$I181,$E$3:$F$12,2,FALSE),IF(AND(OR($Z174=\"c\",$Z174=\"d\"),Inventory!$AB181=\"\"),\"a\",IF(AND(OR($Z174=\"c\",$Z174=\"d\"),Inventory!$AB181<>\"\"),VLOOKUP(Inventory!$AB181,$E$3:$F$12,2,FALSE),\"a\"))))","v":"a"},{"$f":"IF(OR(AND($AA174<>\"b\",$AA174<>\"c\"),$AF174=0,$AF174>=(65000/12000),Inventory!$AC181=\"\"),\"a\",VLOOKUP(Inventory!$AC181,$H$3:$I$5,2,FALSE))","v":"a"},{"$f":"IF(AND(AA174<>\"I\",AA174<>\"j\"),\"a\",IF(AND(OR(Z174=\"b\",Z174=\"c\",Z174=\"d\"),Inventory!AD181=\"\"),\"a\",IF(AND(OR(Z174=\"b\",Z174=\"c\",Z174=\"d\"),Inventory!AD181<>\"\"),VLOOKUP(Inventory!AD181,$K$3:$L$5,2,FALSE),\"a\")))","v":"a"},{"$f":"IF(AND($AA174<>\"i\",$AA174<>\"j\"),\"a\",IF(AND($Z174=\"b\",Inventory!$L181=\"\"),\"a\",IF(AND($Z174=\"b\",Inventory!$L181<>\"\"),VLOOKUP(Inventory!$L181,$N$3:$O$6,2,FALSE),IF(AND(OR($Z174=\"c\",$Z174=\"d\"),Inventory!$AE181=\"\"),\"a\",IF(AND(OR($Z174=\"c\",$Z174=\"d\"),Inventory!$AE181<>\"\"),VLOOKUP(Inventory!$AE181,$N$3:$O$6,2,FALSE),\"a\")))))","v":"a"},{"$f":"IF(OR(AND($AA174<>\"e\",$AA174<>\"f\"),$AF174=0,Inventory!$AG181=\"\"),\"a\",VLOOKUP(Inventory!$AG181,$Q$3:$R$5,2,FALSE))","v":"a"},{"$f":"IF(OR(Inventory!C181=\"New Construction\",Inventory!C181=\"Replace-on-Burnout\"),Inventory!AT181,IF(Inventory!C181=\"Early Retirement\",Inventory!AS181,0))","v":0},"","","","","","","","","","","","",0,"aaaaaa0","No","No",{"$f":"IF($Z174=\"a\",0,IF($Z174=\"b\",Inventory!$M181,Inventory!$AH181))","v":0},{"$f":"IF(OR($Z174=\"a\",AND($AU174=\"No\",$AV174=\"No\")),0,IF(AND($Z174=\"b\",Inventory!$O181=\"Btu/hr\"),Inventory!$N181,IF(AND($Z174=\"b\",Inventory!$O181=\"Tons\"),Inventory!$N181*12000,IF(AND(OR($Z174=\"c\",$Z174=\"d\"),Inventory!$AJ181=\"Btu/hr\"),Inventory!$AI181,IF(AND(OR($Z174=\"c\",$Z174=\"d\"),Inventory!$AJ181=\"Tons\"),Inventory!$AI181*12000,0)))))","v":0},0,0,"EER",0,"kW/ton",{"$f":"IF(OR($Z174=\"a\",$AV174=\"No\"),0,IF(AND($Z174=\"b\",Inventory!$Q181=\"Btu/hr\"),Inventory!$P181,IF(AND($Z174=\"b\",Inventory!$Q181=\"Tons\"),Inventory!$P181*12000,IF(AND(OR($Z174=\"c\",$Z174=\"d\"),Inventory!$AL181=\"Btu/hr\"),Inventory!$AK181,IF(AND(OR($Z174=\"c\",$Z174=\"d\"),Inventory!$AL181=\"Tons\"),Inventory!$AK181*12000,0)))))","v":0},0,0,"COP","No",{"$f":"IF(OR(Inventory!$J181=\"\",$BH174=\"No\"),\"-\",Inventory!$J181)","v":"-"},{"$f":"IFERROR(VLOOKUP($BI174,'Early Retirement'!$B$6:$C$32,2,FALSE),\"-\")","v":"-"},{"$f":"IF(OR($Z174<>\"b\",AND($AA174<>\"b\",$AA174<>\"c\")),\"n\",IF(AND($AS174<>1,$AS174<>2,$AS174<>7,$AS174<>8),\"n\",IF(Inventory!$K181=\"Split\",\"s\",IF(Inventory!$K181=\"Packaged\",\"p\",\"n\"))))","v":"n"},{"$f":"IF(AND($AA174<>\"i\",$AA174<>\"j\"),\"n\",IF(Inventory!$L181=\"Centrifugal\",\"c\",\"n\"))","v":"n"},"-","-",{"$f":"IFERROR(INDEX('Early Retirement'!$C$4:$AC$32,$BJ174,$BN174),0)","v":0},{"$f":"IFERROR(HLOOKUP($BN174,'Early Retirement'!$D$4:$AC$5,2,FALSE),0)","v":0},{"$f":"IFERROR(INDEX('Early Retirement'!$AE$4:$BE$32,$BJ174,$BN174),0)","v":0},{"$f":"IFERROR(HLOOKUP($BN174,'Early Retirement'!$AF$4:$BE$5,2,FALSE),0)","v":0},0,0,"kW/ton",{"$f":"IFERROR(INDEX('Early Retirement'!$BG$4:$CG$32,$BJ174,$BN174),0)","v":0},{"$f":"IFERROR(HLOOKUP($BN174,'Early Retirement'!$BH$4:$CH$5,2,FALSE),0)","v":0},0,"COP","Yes",0,0,"kW/ton",0,"COP",0,0,"kW/ton",0,"COP",null,"diacca39",9.5619999999999994,"EER",12.75,"IPLV",1.2549675800041833,0.94117647058823528,"kW/ton",null,null,null,null,"Air Cooled Chiller",0,"Screw","B",0]
[null,null,null,null,null,null,null,null,null,null,null,null,null,null,null,null,null,null,null,null,null,null,null,null,173,{"$f":"IF(Inventory!$C182=\"\",\"a\",VLOOKUP(Inventory!$C182,$B$3:$C$6,2,FALSE))","v":"a"},{"$f":"IF(AND($Z175=\"b\",Inventory!$I182=\"\"),\"a\",IF(AND($Z175=\"b\",Inventory!$I182<>\"\"),VLOOKUP(Inventory!$I182,$E$3:$F$12,2,FALSE),IF(AND(OR($Z175=\"c\",$Z175=\"d\"),Inventory!$AB182=\"\"),\"a\",IF(AND(OR($Z175=\"c\",$Z175=\"d\"),Inventory!$AB182<>\"\"),VLOOKUP(Inventory!$AB182,$E$3:$F$12,2,FALSE),\"a\"))))","v":"a"},{"$f":"IF(OR(AND($AA175<>\"b\",$AA175<>\"c\"),$AF175=0,$AF175>=(65000/12000),Inventory!$AC182=\"\"),\"a\",VLOOKUP(Inventory!$AC182,$H$3:$I$5,2,FALSE))","v":"a"},{"$f":"IF(AND(AA175<>\"I\",AA175<>\"j\"),\"a\",IF(AND(OR(Z175=\"b\",Z175=\"c\",Z175=\"d\"),Inventory!AD182=\"\"),\"a\",IF(AND(OR(Z175=\"b\",Z175=\"c\",Z175=\"d\"),Inventory!AD182<>\"\"),VLOOKUP(Inventory!AD182,$K$3:$L$5,2,FALSE),\"a\")))","v":"a"},{"$f":"IF(AND($AA175<>\"i\",$AA175<>\"j\"),\"a\",IF(AND($Z175=\"b\",Inventory!$L182=\"\"),\"a\",IF(AND($Z175=\"b\",Inventory!$L182<>\"\"),VLOOKUP(Inventory!$L182,$N$3:$O$6,2,FALSE),IF(AND(OR($Z175=\"c\",$Z175=\"d\"),Inventory!$AE182=\"\"),\"a\",IF(AND(OR($Z175=\"c\",$Z175=\"d\"),Inventory!$AE182<>\"\"),VLOOKUP(Inventory!$AE182,$N$3:$O$6,2,FALSE),\"a\")))))","v":"a"},{"$f":"IF(OR(AND($AA175<>\"e\",$AA175<>\"f\"),$AF175=0,Inventory!$AG182=\"\"),\"a\",VLOOKUP(Inventory!$AG182,$Q$3:$R$5,2,FALSE))","v":"a"},{"$f":"IF(OR(Inventory!C182=\"New Construction\",Inventory!C182=\"Replace-on-Burnout\"),Inventory!AT182,IF(Inventory!C182=\"Early Retirement\",Inventory!AS182,0))","v":0},"","","","","","","","","","","","",0,"aaaaaa0","No","No",{"$f":"IF($Z175=\"a\",0,IF($Z175=\"b\",Inventory!$M182,Inventory!$AH182))","v":0},{"$f":"IF(OR($Z175=\"a\",AND($AU175=\"No\",$AV175=\"No\")),0,IF(AND($Z175=\"b\",Inventory!$O182=\"Btu/hr\"),Inventory!$N182,IF(AND($Z175=\"b\",Inventory!$O182=\"Tons\"),Inventory!$N182*12000,IF(AND(OR($Z175=\"c\",$Z175=\"d\"),Inventory!$AJ182=\"Btu/hr\"),Inventory!$AI182,IF(AND(OR($Z175=\"c\",$Z175=\"d\"),Inventory!$AJ182=\"Tons\"),Inventory!$AI182*12000,0)))))","v":0},0,0,"EER",0,"kW/ton",{"$f":"IF(OR($Z175=\"a\",$AV175=\"No\"),0,IF(AND($Z175=\"b\",Inventory!$Q182=\"Btu/hr\"),Inventory!$P182,IF(AND($Z175=\"b\",Inventory!$Q182=\"Tons\"),Inventory!$P182*12000,IF(AND(OR($Z175=\"c\",$Z175=\"d\"),Inventory!$AL182=\"Btu/hr\"),Inventory!$AK182,IF(AND(OR($Z175=\"c\",$Z175=\"d\"),Inventory!$AL182=\"Tons\"),Inventory!$AK182*12000,0)))))","v":0},0,0,"COP","No",{"$f":"IF(OR(Inventory!$J182=\"\",$BH175=\"No\"),\"-\",Inventory!$J182)","v":"-"},{"$f":"IFERROR(VLOOKUP($BI175,'Early Retirement'!$B$6:$C$32,2,FALSE),\"-\")","v":"-"},{"$f":"IF(OR($Z175<>\"b\",AND($AA175<>\"b\",$AA175<>\"c\")),\"n\",IF(AND($AS175<>1,$AS175<>2,$AS175<>7,$AS175<>8),\"n\",IF(Inventory!$K182=\"Split\",\"s\",IF(Inventory!$K182=\"Packaged\",\"p\",\"n\"))))","v":"n"},{"$f":"IF(AND($AA175<>\"i\",$AA175<>\"j\"),\"n\",IF(Inventory!$L182=\"Centrifugal\",\"c\",\"n\"))","v":"n"},"-","-",{"$f":"IFERROR(INDEX('Early Retirement'!$C$4:$AC$32,$BJ175,$BN175),0)","v":0},{"$f":"IFERROR(HLOOKUP($BN175,'Early Retirement'!$D$4:$AC$5,2,FALSE),0)","v":0},{"$f":"IFERROR(INDEX('Early Retirement'!$AE$4:$BE$32,$BJ175,$BN175),0)","v":0},{"$f":"IFERROR(HLOOKUP($BN175,'Early Retirement'!$AF$4:$BE$5,2,FALSE),0)","v":0},0,0,"kW/ton",{"$f":"IFERROR(INDEX('Early Retirement'!$BG$4:$CG$32,$BJ175,$BN175),0)","v":0},{"$f":"IFERROR(HLOOKUP($BN175,'Early Retirement'!$BH$4:$CH$5,2,FALSE),0)","v":0},0,"COP","Yes",0,0,"kW/ton",0,"COP",0,0,"kW/ton",0,"COP",null,"diacca35",9.5619999999999994,"EER",12.5,"IPLV",1.2549675800041833,0.96,"kW/ton",null,null,null,null,"Air Cooled Chiller",0,"Screw","B",75]
[null,null,null,null,null,null,null,null,null,null,null,null,null,null,null,null,null,null,null,null,null,null,null,null,174,{"$f":"IF(Inventory!$C183=\"\",\"a\",VLOOKUP(Inventory!$C183,$B$3:$C$6,2,FALSE))","v":"a"},{"$f":"IF(AND($Z176=\"b\",Inventory!$I183=\"\"),\"a\",IF(AND($Z176=\"b\",Inventory!$I183<>\"\"),VLOOKUP(Inventory!$I183,$E$3:$F$12,2,FALSE),IF(AND(OR($Z176=\"c\",$Z176=\"d\"),Inventory!$AB183=\"\"),\"a\",IF(AND(OR($Z176=\"c\",$Z176=\"d\"),Inventory!$AB183<>\"\"),VLOOKUP(Inventory!$AB183,$E$3:$F$12,2,FALSE),\"a\"))))","v":"a"},{"$f":"IF(OR(AND($AA176<>\"b\",$AA176<>\"c\"),$AF176=0,$AF176>=(65000/12000),Inventory!$AC183=\"\"),\"a\",VLOOKUP(Inventory!$AC183,$H$3:$I$5,2,FALSE))","v":"a"},{"$f":"IF(AND(AA176<>\"I\",AA176<>\"j\"),\"a\",IF(AND(OR(Z176=\"b\",Z176=\"c\",Z176=\"d\"),Inventory!AD183=\"\"),\"a\",IF(AND(OR(Z176=\"b\",Z176=\"c\",Z176=\"d\"),Inventory!AD183<>\"\"),VLOOKUP(Inventory!AD183,$K$3:$L$5,2,FALSE),\"a\")))","v":"a"},{"$f":"IF(AND($AA176<>\"i\",$AA176<>\"j\"),\"a\",IF(AND($Z176=\"b\",Inventory!$L183=\"\"),\"a\",IF(AND($Z176=\"b\",Inventory!$L183<>\"\"),VLOOKUP(Inventory!$L183,$N$3:$O$6,2,FALSE),IF(AND(OR($Z176=\"c\",$Z176=\"d\"),Inventory!$AE183=\"\"),\"a\",IF(AND(OR($Z176=\"c\",$Z176=\"d\"),Inventory!$AE183<>\"\"),VLOOKUP(Inventory!$AE183,$N$3:$O$6,2,FALSE),\"a\")))))","v":"a"},{"$f":"IF(OR(AND($AA176<>\"e\",$AA176<>\"f\"),$AF176=0,Inventory!$AG183=\"\"),\"a\",VLOOKUP(Inventory!$AG183,$Q$3:$R$5,2,FALSE))","v":"a"},{"$f":"IF(OR(Inventory!C183=\"New Construction\",Inventory!C183=\"Replace-on-Burnout\"),Inventory!AT183,IF(Inventory!C183=\"Early Retirement\",Inventory!AS183,0))","v":0},"","","","","","","","","","","","",0,"aaaaaa0","No","No",{"$f":"IF($Z176=\"a\",0,IF($Z176=\"b\",Inventory!$M183,Inventory!$AH183))","v":0},{"$f":"IF(OR($Z176=\"a\",AND($AU176=\"No\",$AV176=\"No\")),0,IF(AND($Z176=\"b\",Inventory!$O183=\"Btu/hr\"),Inventory!$N183,IF(AND($Z176=\"b\",Inventory!$O183=\"Tons\"),Inventory!$N183*12000,IF(AND(OR($Z176=\"c\",$Z176=\"d\"),Inventory!$AJ183=\"Btu/hr\"),Inventory!$AI183,IF(AND(OR($Z176=\"c\",$Z176=\"d\"),Inventory!$AJ183=\"Tons\"),Inventory!$AI183*12000,0)))))","v":0},0,0,"EER",0,"kW/ton",{"$f":"IF(OR($Z176=\"a\",$AV176=\"No\"),0,IF(AND($Z176=\"b\",Inventory!$Q183=\"Btu/hr\"),Inventory!$P183,IF(AND($Z176=\"b\",Inventory!$Q183=\"Tons\"),Inventory!$P183*12000,IF(AND(OR($Z176=\"c\",$Z176=\"d\"),Inventory!$AL183=\"Btu/hr\"),Inventory!$AK183,IF(AND(OR($Z176=\"c\",$Z176=\"d\"),Inventory!$AL183=\"Tons\"),Inventory!$AK183*12000,0)))))","v":0},0,0,"COP","No",{"$f":"IF(OR(Inventory!$J183=\"\",$BH176=\"No\"),\"-\",Inventory!$J183)","v":"-"},{"$f":"IFERROR(VLOOKUP($BI176,'Early Retirement'!$B$6:$C$32,2,FALSE),\"-\")","v":"-"},{"$f":"IF(OR($Z176<>\"b\",AND($AA176<>\"b\",$AA176<>\"c\")),\"n\",IF(AND($AS176<>1,$AS176<>2,$AS176<>7,$AS176<>8),\"n\",IF(Inventory!$K183=\"Split\",\"s\",IF(Inventory!$K183=\"Packaged\",\"p\",\"n\"))))","v":"n"},{"$f":"IF(AND($AA176<>\"i\",$AA176<>\"j\"),\"n\",IF(Inventory!$L183=\"Centrifugal\",\"c\",\"n\"))","v":"n"},"-","-",{"$f":"IFERROR(INDEX('Early Retirement'!$C$4:$AC$32,$BJ176,$BN176),0)","v":0},{"$f":"IFERROR(HLOOKUP($BN176,'Early Retirement'!$D$4:$AC$5,2,FALSE),0)","v":0},{"$f":"IFERROR(INDEX('Early Retirement'!$AE$4:$BE$32,$BJ176,$BN176),0)","v":0},{"$f":"IFERROR(HLOOKUP($BN176,'Early Retirement'!$AF$4:$BE$5,2,FALSE),0)","v":0},0,0,"kW/ton",{"$f":"IFERROR(INDEX('Early Retirement'!$BG$4:$CG$32,$BJ176,$BN176),0)","v":0},{"$f":"IFERROR(HLOOKUP($BN176,'Early Retirement'!$BH$4:$CH$5,2,FALSE),0)","v":0},0,"COP","Yes",0,0,"kW/ton",0,"COP",0,0,"kW/ton",0,"COP",null,"diacca36",9.5619999999999994,"EER",12.5,"IPLV",1.2549675800041833,0.96,"kW/ton",null,null,null,null,"Air Cooled Chiller",0,"Screw","B",150]
[null,null,null,null,null,null,null,null,null,null,null,null,null,null,null,null,null,null,null,null,null,null,null,null,175,{"$f":"IF(Inventory!$C184=\"\",\"a\",VLOOKUP(Inventory!$C184,$B$3:$C$6,2,FALSE))","v":"a"},{"$f":"IF(AND($Z177=\"b\",Inventory!$I184=\"\"),\"a\",IF(AND($Z177=\"b\",Inventory!$I184<>\"\"),VLOOKUP(Inventory!$I184,$E$3:$F$12,2,FALSE),IF(AND(OR($Z177=\"c\",$Z177=\"d\"),Inventory!$AB184=\"\"),\"a\",IF(AND(OR($Z177=\"c\",$Z177=\"d\"),Inventory!$AB184<>\"\"),VLOOKUP(Inventory!$AB184,$E$3:$F$12,2,FALSE),\"a\"))))","v":"a"},{"$f":"IF(OR(AND($AA177<>\"b\",$AA177<>\"c\"),$AF177=0,$AF177>=(65000/12000),Inventory!$AC184=\"\"),\"a\",VLOOKUP(Inventory!$AC184,$H$3:$I$5,2,FALSE))","v":"a"},{"$f":"IF(AND(AA177<>\"I\",AA177<>\"j\"),\"a\",IF(AND(OR(Z177=\"b\",Z177=\"c\",Z177=\"d\"),Inventory!AD184=\"\"),\"a\",IF(AND(OR(Z177=\"b\",Z177=\"c\",Z177=\"d\"),Inventory!AD184<>\"\"),VLOOKUP(Inventory!AD184,$K$3:$L$5,2,FALSE),\"a\")))","v":"a"},{"$f":"IF(AND($AA177<>\"i\",$AA177<>\"j\"),\"a\",IF(AND($Z177=\"b\",Inventory!$L184=\"\"),\"a\",IF(AND($Z177=\"b\",Inventory!$L184<>\"\"),VLOOKUP(Inventory!$L184,$N$3:$O$6,2,FALSE),IF(AND(OR($Z177=\"c\",$Z177=\"d\"),Inventory!$AE184=\"\"),\"a\",IF(AND(OR($Z177=\"c\",$Z177=\"d\"),Inventory!$AE184<>\"\"),VLOOKUP(Inventory!$AE184,$N$3:$O$6,2,FALSE),\"a\")))))","v":"a"},{"$f":"IF(OR(AND($AA177<>\"e\",$AA177<>\"f\"),$AF177=0,Inventory!$AG184=\"\"),\"a\",VLOOKUP(Inventory!$AG184,$Q$3:$R$5,2,FALSE))","v":"a"},{"$f":"IF(OR(Inventory!C184=\"New Construction\",Inventory!C184=\"Replace-on-Burnout\"),Inventory!AT184,IF(Inventory!C184=\"Early Retirement\",Inventory!AS184,0))","v":0},"","","","","","","","","","","","",0,"aaaaaa0","No","No",{"$f":"IF($Z177=\"a\",0,IF($Z177=\"b\",Inventory!$M184,Inventory!$AH184))","v":0},{"$f":"IF(OR($Z177=\"a\",AND($AU177=\"No\",$AV177=\"No\")),0,IF(AND($Z177=\"b\",Inventory!$O184=\"Btu/hr\"),Inventory!$N184,IF(AND($Z177=\"b\",Inventory!$O184=\"Tons\"),Inventory!$N184*12000,IF(AND(OR($Z177=\"c\",$Z177=\"d\"),Inventory!$AJ184=\"Btu/hr\"),Inventory!$AI184,IF(AND(OR($Z177=\"c\",$Z177=\"d\"),Inventory!$AJ184=\"Tons\"),Inventory!$AI184*12000,0)))))","v":0},0,0,"EER",0,"kW/ton",{"$f":"IF(OR($Z177=\"a\",$AV177=\"No\"),0,IF(AND($Z177=\"b\",Inventory!$Q184=\"Btu/hr\"),Inventory!$P184,IF(AND($Z177=\"b\",Inventory!$Q184=\"Tons\"),Inventory!$P184*12000,IF(AND(OR($Z177=\"c\",$Z177=\"d\"),Inventory!$AL184=\"Btu/hr\"),Inventory!$AK184,IF(AND(OR($Z177=\"c\",$Z177=\"d\"),Inventory!$AL184=\"Tons\"),Inventory!$AK184*12000,0)))))","v":0},0,0,"COP","No",{"$f":"IF(OR(Inventory!$J184=\"\",$BH177=\"No\"),\"-\",Inventory!$J184)","v":"-"},{"$f":"IFERROR(VLOOKUP($BI177,'Early Retirement'!$B$6:$C$32,2,FALSE),\"-\")","v":"-"},{"$f":"IF(OR($Z177<>\"b\",AND($AA177<>\"b\",$AA177<>\"c\")),\"n\",IF(AND($AS177<>1,$AS177<>2,$AS177<>7,$AS177<>8),\"n\",IF(Inventory!$K184=\"Split\",\"s\",IF(Inventory!$K184=\"Packaged\",\"p\",\"n\"))))","v":"n"},{"$f":"IF(AND($AA177<>\"i\",$AA177<>\"j\"),\"n\",IF(Inventory!$L184=\"Centrifugal\",\"c\",\"n\"))","v":"n"},"-","-",{"$f":"IFERROR(INDEX('Early Retirement'!$C$4:$AC$32,$BJ177,$BN177),0)","v":0},{"$f":"IFERROR(HLOOKUP($BN177,'Early Retirement'!$D$4:$AC$5,2,FALSE),0)","v":0},{"$f":"IFERROR(INDEX('Early Retirement'!$AE$4:$BE$32,$BJ177,$BN177),0)","v":0},{"$f":"IFERROR(HLOOKUP($BN177,'Early Retirement'!$AF$4:$BE$5,2,FALSE),0)","v":0},0,0,"kW/ton",{"$f":"IFERROR(INDEX('Early Retirement'!$BG$4:$CG$32,$BJ177,$BN177),0)","v":0},{"$f":"IFERROR(HLOOKUP($BN177,'Early Retirement'!$BH$4:$CH$5,2,FALSE),0)","v":0},0,"COP","Yes",0,0,"kW/ton",0,"COP",0,0,"kW/ton",0,"COP",null,"diacca37",9.5619999999999994,"EER",12.75,"IPLV",1.2549675800041833,0.94117647058823528,"kW/ton",null,null,null,null,{"$f":"_xlfn.XLOOKUP(MID(CL177,2,1),$F$3:$F$12,$E$3:$E$12)","v":"Air Cooled Chiller"},{"$f":"_xlfn.XLOOKUP(MID(CL177,3,1),$I$3:$I$5,$H$3:$H$5)","v":0},"Screw",{"$f":"_xlfn.XLOOKUP(MID(CL177,4,1),$L$3:$L$5,$K$3:$K$5)","v":"B"},{"$f":"_xlfn.XLOOKUP(_xlfn.NUMBERVALUE(RIGHT(CL177,IF(LEN(CL177)=7,1,2))),$W$3:$W$51,$V$3:$V$51)","v":300}]
[null,null,null,null,null,null,null,null,null,null,null,null,null,null,null,null,null,null,null,null,null,null,null,null,176,{"$f":"IF(Inventory!$C185=\"\",\"a\",VLOOKUP(Inventory!$C185,$B$3:$C$6,2,FALSE))","v":"a"},{"$f":"IF(AND($Z178=\"b\",Inventory!$I185=\"\"),\"a\",IF(AND($Z178=\"b\",Inventory!$I185<>\"\"),VLOOKUP(Inventory!$I185,$E$3:$F$12,2,FALSE),IF(AND(OR($Z178=\"c\",$Z178=\"d\"),Inventory!$AB185=\"\"),\"a\",IF(AND(OR($Z178=\"c\",$Z178=\"d\"),Inventory!$AB185<>\"\"),VLOOKUP(Inventory!$AB185,$E$3:$F$12,2,FALSE),\"a\"))))","v":"a"},{"$f":"IF(OR(AND($AA178<>\"b\",$AA178<>\"c\"),$AF178=0,$AF178>=(65000/12000),Inventory!$AC185=\"\"),\"a\",VLOOKUP(Inventory!$AC185,$H$3:$I$5,2,FALSE))","v":"a"},{"$f":"IF(AND(AA178<>\"I\",AA178<>\"j\"),\"a\",IF(AND(OR(Z178=\"b\",Z178=\"c\",Z178=\"d\"),Inventory!AD185=\"\"),\"a\",IF(AND(OR(Z178=\"b\",Z178=\"c\",Z178=\"d\"),Inventory!AD185<>\"\"),VLOOKUP(Inventory!AD185,$K$3:$L$5,2,FALSE),\"a\")))","v":"a"},{"$f":"IF(AND($AA178<>\"i\",$AA178<>\"j\"),\"a\",IF(AND($Z178=\"b\",Inventory!$L185=\"\"),\"a\",IF(AND($Z178=\"b\",Inventory!$L185<>\"\"),VLOOKUP(Inventory!$L185,$N$3:$O$6,2,FALSE),IF(AND(OR($Z178=\"c\",$Z178=\"d\"),Inventory!$AE185=\"\"),\"a\",IF(AND(OR($Z178=\"c\",$Z178=\"d\"),Inventory!$AE185<>\"\"),VLOOKUP(Inventory!$AE185,$N$3:$O$6,2,FALSE),\"a\")))))","v":"a"},{"$f":"IF(OR(AND($AA178<>\"e\",$AA178<>\"f\"),$AF178=0,Inventory!$AG185=\"\"),\"a\",VLOOKUP(Inventory!$AG185,$Q$3:$R$5,2,FALSE))","v":"a"},{"$f":"IF(OR(Inventory!C185=\"New Construction\",Inventory!C185=\"Replace-on-Burnout\"),Inventory!AT185,IF(Inventory!C185=\"Early Retirement\",Inventory!AS185,0))","v":0},"","","","","","","","","","","","",0,"aaaaaa0","No","No",{"$f":"IF($Z178=\"a\",0,IF($Z178=\"b\",Inventory!$M185,Inventory!$AH185))","v":0},{"$f":"IF(OR($Z178=\"a\",AND($AU178=\"No\",$AV178=\"No\")),0,IF(AND($Z178=\"b\",Inventory!$O185=\"Btu/hr\"),Inventory!$N185,IF(AND($Z178=\"b\",Inventory!$O185=\"Tons\"),Inventory!$N185*12000,IF(AND(OR($Z178=\"c\",$Z178=\"d\"),Inventory!$AJ185=\"Btu/hr\"),Inventory!$AI185,IF(AND(OR($Z178=\"c\",$Z178=\"d\"),Inventory!$AJ185=\"Tons\"),Inventory!$AI185*12000,0)))))","v":0},0,0,"EER",0,"kW/ton",{"$f":"IF(OR($Z178=\"a\",$AV178=\"No\"),0,IF(AND($Z178=\"b\",Inventory!$Q185=\"Btu/hr\"),Inventory!$P185,IF(AND($Z178=\"b\",Inventory!$Q185=\"Tons\"),Inventory!$P185*12000,IF(AND(OR($Z178=\"c\",$Z178=\"d\"),Inventory!$AL185=\"Btu/hr\"),Inventory!$AK185,IF(AND(OR($Z178=\"c\",$Z178=\"d\"),Inventory!$AL185=\"Tons\"),Inventory!$AK185*12000,0)))))","v":0},0,0,"COP","No",{"$f":"IF(OR(Inventory!$J185=\"\",$BH178=\"No\"),\"-\",Inventory!$J185)","v":"-"},{"$f":"IFERROR(VLOOKUP($BI178,'Early Retirement'!$B$6:$C$32,2,FALSE),\"-\")","v":"-"},{"$f":"IF(OR($Z178<>\"b\",AND($AA178<>\"b\",$AA178<>\"c\")),\"n\",IF(AND($AS178<>1,$AS178<>2,$AS178<>7,$AS178<>8),\"n\",IF(Inventory!$K185=\"Split\",\"s\",IF(Inventory!$K185=\"Packaged\",\"p\",\"n\"))))","v":"n"},{"$f":"IF(AND($AA178<>\"i\",$AA178<>\"j\"),\"n\",IF(Inventory!$L185=\"Centrifugal\",\"c\",\"n\"))","v":"n"},"-","-",{"$f":"IFERROR(INDEX('Early Retirement'!$C$4:$AC$32,$BJ178,$BN178),0)","v":0},{"$f":"IFERROR(HLOOKUP($BN178,'Early Retirement'!$D$4:$AC$5,2,FALSE),0)","v":0},{"$f":"IFERROR(INDEX('Early Retirement'!$AE$4:$BE$32,$BJ178,$BN178),0)","v":0},{"$f":"IFERROR(HLOOKUP($BN178,'Early Retirement'!$AF$4:$BE$5,2,FALSE),0)","v":0},0,0,"kW/ton",{"$f":"IFERROR(INDEX('Early Retirement'!$BG$4:$CG$32,$BJ178,$BN178),0)","v":0},{"$f":"IFERROR(HLOOKUP($BN178,'Early Retirement'!$BH$4:$CH$5,2,FALSE),0)","v":0},0,"COP","Yes",0,0,"kW/ton",0,"COP",0,0,"kW/ton",0,"COP",null,"diacca38",9.5619999999999994,"EER",12.75,"IPLV",1.2549675800041833,0.94117647058823528,"kW/ton",null,null,null,null,"Air Cooled Chiller",0,"Screw","B",600]
[null,null,null,null,null,null,null,null,null,null,null,null,null,null,null,null,null,null,null,null,null,null,null,null,177,{"$f":"IF(Inventory!$C186=\"\",\"a\",VLOOKUP(Inventory!$C186,$B$3:$C$6,2,FALSE))","v":"a"},{"$f":"IF(AND($Z179=\"b\",Inventory!$I186=\"\"),\"a\",IF(AND($Z179=\"b\",Inventory!$I186<>\"\"),VLOOKUP(Inventory!$I186,$E$3:$F$12,2,FALSE),IF(AND(OR($Z179=\"c\",$Z179=\"d\"),Inventory!$AB186=\"\"),\"a\",IF(AND(OR($Z179=\"c\",$Z179=\"d\"),Inventory!$AB186<>\"\"),VLOOKUP(Inventory!$AB186,$E$3:$F$12,2,FALSE),\"a\"))))","v":"a"},{"$f":"IF(OR(AND($AA179<>\"b\",$AA179<>\"c\"),$AF179=0,$AF179>=(65000/12000),Inventory!$AC186=\"\"),\"a\",VLOOKUP(Inventory!$AC186,$H$3:$I$5,2,FALSE))","v":"a"},{"$f":"IF(AND(AA179<>\"I\",AA179<>\"j\"),\"a\",IF(AND(OR(Z179=\"b\",Z179=\"c\",Z179=\"d\"),Inventory!AD186=\"\"),\"a\",IF(AND(OR(Z179=\"b\",Z179=\"c\",Z179=\"d\"),Inventory!AD186<>\"\"),VLOOKUP(Inventory!AD186,$K$3:$L$5,2,FALSE),\"a\")))","v":"a"},{"$f":"IF(AND($AA179<>\"i\",$AA179<>\"j\"),\"a\",IF(AND($Z179=\"b\",Inventory!$L186=\"\"),\"a\",IF(AND($Z179=\"b\",Inventory!$L186<>\"\"),VLOOKUP(Inventory!$L186,$N$3:$O$6,2,FALSE),IF(AND(OR($Z179=\"c\",$Z179=\"d\"),Inventory!$AE186=\"\"),\"a\",IF(AND(OR($Z179=\"c\",$Z179=\"d\"),Inventory!$AE186<>\"\"),VLOOKUP(Inventory!$AE186,$N$3:$O$6,2,FALSE),\"a\")))))","v":"a"},{"$f":"IF(OR(AND($AA179<>\"e\",$AA179<>\"f\"),$AF179=0,Inventory!$AG186=\"\"),\"a\",VLOOKUP(Inventory!$AG186,$Q$3:$R$5,2,FALSE))","v":"a"},{"$f":"IF(OR(Inventory!C186=\"New Construction\",Inventory!C186=\"Replace-on-Burnout\"),Inventory!AT186,IF(Inventory!C186=\"Early Retirement\",Inventory!AS186,0))","v":0},"","","","","","","","","","","","",0,"aaaaaa0","No","No",{"$f":"IF($Z179=\"a\",0,IF($Z179=\"b\",Inventory!$M186,Inventory!$AH186))","v":0},{"$f":"IF(OR($Z179=\"a\",AND($AU179=\"No\",$AV179=\"No\")),0,IF(AND($Z179=\"b\",Inventory!$O186=\"Btu/hr\"),Inventory!$N186,IF(AND($Z179=\"b\",Inventory!$O186=\"Tons\"),Inventory!$N186*12000,IF(AND(OR($Z179=\"c\",$Z179=\"d\"),Inventory!$AJ186=\"Btu/hr\"),Inventory!$AI186,IF(AND(OR($Z179=\"c\",$Z179=\"d\"),Inventory!$AJ186=\"Tons\"),Inventory!$AI186*12000,0)))))","v":0},0,0,"EER",0,"kW/ton",{"$f":"IF(OR($Z179=\"a\",$AV179=\"No\"),0,IF(AND($Z179=\"b\",Inventory!$Q186=\"Btu/hr\"),Inventory!$P186,IF(AND($Z179=\"b\",Inventory!$Q186=\"Tons\"),Inventory!$P186*12000,IF(AND(OR($Z179=\"c\",$Z179=\"d\"),Inventory!$AL186=\"Btu/hr\"),Inventory!$AK186,IF(AND(OR($Z179=\"c\",$Z179=\"d\"),Inventory!$AL186=\"Tons\"),Inventory!$AK186*12000,0)))))","v":0},0,0,"COP","No",{"$f":"IF(OR(Inventory!$J186=\"\",$BH179=\"No\"),\"-\",Inventory!$J186)","v":"-"},{"$f":"IFERROR(VLOOKUP($BI179,'Early Retirement'!$B$6:$C$32,2,FALSE),\"-\")","v":"-"},{"$f":"IF(OR($Z179<>\"b\",AND($AA179<>\"b\",$AA179<>\"c\")),\"n\",IF(AND($AS179<>1,$AS179<>2,$AS179<>7,$AS179<>8),\"n\",IF(Inventory!$K186=\"Split\",\"s\",IF(Inventory!$K186=\"Packaged\",\"p\",\"n\"))))","v":"n"},{"$f":"IF(AND($AA179<>\"i\",$AA179<>\"j\"),\"n\",IF(Inventory!$L186=\"Centrifugal\",\"c\",\"n\"))","v":"n"},"-","-",{"$f":"IFERROR(INDEX('Early Retirement'!$C$4:$AC$32,$BJ179,$BN179),0)","v":0},{"$f":"IFERROR(HLOOKUP($BN179,'Early Retirement'!$D$4:$AC$5,2,FALSE),0)","v":0},{"$f":"IFERROR(INDEX('Early Retirement'!$AE$4:$BE$32,$BJ179,$BN179),0)","v":0},{"$f":"IFERROR(HLOOKUP($BN179,'Early Retirement'!$AF$4:$BE$5,2,FALSE),0)","v":0},0,0,"kW/ton",{"$f":"IFERROR(INDEX('Early Retirement'!$BG$4:$CG$32,$BJ179,$BN179),0)","v":0},{"$f":"IFERROR(HLOOKUP($BN179,'Early Retirement'!$BH$4:$CH$5,2,FALSE),0)","v":0},0,"COP","Yes",0,0,"kW/ton",0,"COP",0,0,"kW/ton",0,"COP",null,"diacca39",9.5619999999999994,"EER",12.75,"IPLV",1.2549675800041833,0.94117647058823528,"kW/ton",null,null,null,null,"Air Cooled Chiller",0,"Screw","B",0]
[null,null,null,null,null,null,null,null,null,null,null,null,null,null,null,null,null,null,null,null,null,null,null,null,178,{"$f":"IF(Inventory!$C187=\"\",\"a\",VLOOKUP(Inventory!$C187,$B$3:$C$6,2,FALSE))","v":"a"},{"$f":"IF(AND($Z180=\"b\",Inventory!$I187=\"\"),\"a\",IF(AND($Z180=\"b\",Inventory!$I187<>\"\"),VLOOKUP(Inventory!$I187,$E$3:$F$12,2,FALSE),IF(AND(OR($Z180=\"c\",$Z180=\"d\"),Inventory!$AB187=\"\"),\"a\",IF(AND(OR($Z180=\"c\",$Z180=\"d\"),Inventory!$AB187<>\"\"),VLOOKUP(Inventory!$AB187,$E$3:$F$12,2,FALSE),\"a\"))))","v":"a"},{"$f":"IF(OR(AND($AA180<>\"b\",$AA180<>\"c\"),$AF180=0,$AF180>=(65000/12000),Inventory!$AC187=\"\"),\"a\",VLOOKUP(Inventory!$AC187,$H$3:$I$5,2,FALSE))","v":"a"},{"$f":"IF(AND(AA180<>\"I\",AA180<>\"j\"),\"a\",IF(AND(OR(Z180=\"b\",Z180=\"c\",Z180=\"d\"),Inventory!AD187=\"\"),\"a\",IF(AND(OR(Z180=\"b\",Z180=\"c\",Z180=\"d\"),Inventory!AD187<>\"\"),VLOOKUP(Inventory!AD187,$K$3:$L$5,2,FALSE),\"a\")))","v":"a"},{"$f":"IF(AND($AA180<>\"i\",$AA180<>\"j\"),\"a\",IF(AND($Z180=\"b\",Inventory!$L187=\"\"),\"a\",IF(AND($Z180=\"b\",Inventory!$L187<>\"\"),VLOOKUP(Inventory!$L187,$N$3:$O$6,2,FALSE),IF(AND(OR($Z180=\"c\",$Z180=\"d\"),Inventory!$AE187=\"\"),\"a\",IF(AND(OR($Z180=\"c\",$Z180=\"d\"),Inventory!$AE187<>\"\"),VLOOKUP(Inventory!$AE187,$N$3:$O$6,2,FALSE),\"a\")))))","v":"a"},{"$f":"IF(OR(AND($AA180<>\"e\",$AA180<>\"f\"),$AF180=0,Inventory!$AG187=\"\"),\"a\",VLOOKUP(Inventory!$AG187,$Q$3:$R$5,2,FALSE))","v":"a"},{"$f":"IF(OR(Inventory!C187=\"New Construction\",Inventory!C187=\"Replace-on-Burnout\"),Inventory!AT187,IF(Inventory!C187=\"Early Retirement\",Inventory!AS187,0))","v":0},"","","","","","","","","","","","",0,"aaaaaa0","No","No",{"$f":"IF($Z180=\"a\",0,IF($Z180=\"b\",Inventory!$M187,Inventory!$AH187))","v":0},{"$f":"IF(OR($Z180=\"a\",AND($AU180=\"No\",$AV180=\"No\")),0,IF(AND($Z180=\"b\",Inventory!$O187=\"Btu/hr\"),Inventory!$N187,IF(AND($Z180=\"b\",Inventory!$O187=\"Tons\"),Inventory!$N187*12000,IF(AND(OR($Z180=\"c\",$Z180=\"d\"),Inventory!$AJ187=\"Btu/hr\"),Inventory!$AI187,IF(AND(OR($Z180=\"c\",$Z180=\"d\"),Inventory!$AJ187=\"Tons\"),Inventory!$AI187*12000,0)))))","v":0},0,0,"EER",0,"kW/ton",{"$f":"IF(OR($Z180=\"a\",$AV180=\"No\"),0,IF(AND($Z180=\"b\",Inventory!$Q187=\"Btu/hr\"),Inventory!$P187,IF(AND($Z180=\"b\",Inventory!$Q187=\"Tons\"),Inventory!$P187*12000,IF(AND(OR($Z180=\"c\",$Z180=\"d\"),Inventory!$AL187=\"Btu/hr\"),Inventory!$AK187,IF(AND(OR($Z180=\"c\",$Z180=\"d\"),Inventory!$AL187=\"Tons\"),Inventory!$AK187*12000,0)))))","v":0},0,0,"COP","No",{"$f":"IF(OR(Inventory!$J187=\"\",$BH180=\"No\"),\"-\",Inventory!$J187)","v":"-"},{"$f":"IFERROR(VLOOKUP($BI180,'Early Retirement'!$B$6:$C$32,2,FALSE),\"-\")","v":"-"},{"$f":"IF(OR($Z180<>\"b\",AND($AA180<>\"b\",$AA180<>\"c\")),\"n\",IF(AND($AS180<>1,$AS180<>2,$AS180<>7,$AS180<>8),\"n\",IF(Inventory!$K187=\"Split\",\"s\",IF(Inventory!$K187=\"Packaged\",\"p\",\"n\"))))","v":"n"},{"$f":"IF(AND($AA180<>\"i\",$AA180<>\"j\"),\"n\",IF(Inventory!$L187=\"Centrifugal\",\"c\",\"n\"))","v":"n"},"-","-",{"$f":"IFERROR(INDEX('Early Retirement'!$C$4:$AC$32,$BJ180,$BN180),0)","v":0},{"$f":"IFERROR(HLOOKUP($BN180,'Early Retirement'!$D$4:$AC$5,2,FALSE),0)","v":0},{"$f":"IFERROR(INDEX('Early Retirement'!$AE$4:$BE$32,$BJ180,$BN180),0)","v":0},{"$f":"IFERROR(HLOOKUP($BN180,'Early Retirement'!$AF$4:$BE$5,2,FALSE),0)","v":0},0,0,"kW/ton",{"$f":"IFERROR(INDEX('Early Retirement'!$BG$4:$CG$32,$BJ180,$BN180),0)","v":0},{"$f":"IFERROR(HLOOKUP($BN180,'Early Retirement'!$BH$4:$CH$5,2,FALSE),0)","v":0},0,"COP","Yes",0,0,"kW/ton",0,"COP",0,0,"kW/ton",0,"COP",null,"diacda35",9.5619999999999994,"EER",12.5,"IPLV",1.2549675800041833,0.96,"kW/ton",null,null,null,null,"Air Cooled Chiller",0,"Scroll","B",75]
[null,null,null,null,null,null,null,null,null,null,null,null,null,null,null,null,null,null,null,null,null,null,null,null,179,{"$f":"IF(Inventory!$C188=\"\",\"a\",VLOOKUP(Inventory!$C188,$B$3:$C$6,2,FALSE))","v":"a"},{"$f":"IF(AND($Z181=\"b\",Inventory!$I188=\"\"),\"a\",IF(AND($Z181=\"b\",Inventory!$I188<>\"\"),VLOOKUP(Inventory!$I188,$E$3:$F$12,2,FALSE),IF(AND(OR($Z181=\"c\",$Z181=\"d\"),Inventory!$AB188=\"\"),\"a\",IF(AND(OR($Z181=\"c\",$Z181=\"d\"),Inventory!$AB188<>\"\"),VLOOKUP(Inventory!$AB188,$E$3:$F$12,2,FALSE),\"a\"))))","v":"a"},{"$f":"IF(OR(AND($AA181<>\"b\",$AA181<>\"c\"),$AF181=0,$AF181>=(65000/12000),Inventory!$AC188=\"\"),\"a\",VLOOKUP(Inventory!$AC188,$H$3:$I$5,2,FALSE))","v":"a"},{"$f":"IF(AND(AA181<>\"I\",AA181<>\"j\"),\"a\",IF(AND(OR(Z181=\"b\",Z181=\"c\",Z181=\"d\"),Inventory!AD188=\"\"),\"a\",IF(AND(OR(Z181=\"b\",Z181=\"c\",Z181=\"d\"),Inventory!AD188<>\"\"),VLOOKUP(Inventory!AD188,$K$3:$L$5,2,FALSE),\"a\")))","v":"a"},{"$f":"IF(AND($AA181<>\"i\",$AA181<>\"j\"),\"a\",IF(AND($Z181=\"b\",Inventory!$L188=\"\"),\"a\",IF(AND($Z181=\"b\",Inventory!$L188<>\"\"),VLOOKUP(Inventory!$L188,$N$3:$O$6,2,FALSE),IF(AND(OR($Z181=\"c\",$Z181=\"d\"),Inventory!$AE188=\"\"),\"a\",IF(AND(OR($Z181=\"c\",$Z181=\"d\"),Inventory!$AE188<>\"\"),VLOOKUP(Inventory!$AE188,$N$3:$O$6,2,FALSE),\"a\")))))","v":"a"},{"$f":"IF(OR(AND($AA181<>\"e\",$AA181<>\"f\"),$AF181=0,Inventory!$AG188=\"\"),\"a\",VLOOKUP(Inventory!$AG188,$Q$3:$R$5,2,FALSE))","v":"a"},{"$f":"IF(OR(Inventory!C188=\"New Construction\",Inventory!C188=\"Replace-on-Burnout\"),Inventory!AT188,IF(Inventory!C188=\"Early Retirement\",Inventory!AS188,0))","v":0},"","","","","","","","","","","","",0,"aaaaaa0","No","No",{"$f":"IF($Z181=\"a\",0,IF($Z181=\"b\",Inventory!$M188,Inventory!$AH188))","v":0},{"$f":"IF(OR($Z181=\"a\",AND($AU181=\"No\",$AV181=\"No\")),0,IF(AND($Z181=\"b\",Inventory!$O188=\"Btu/hr\"),Inventory!$N188,IF(AND($Z181=\"b\",Inventory!$O188=\"Tons\"),Inventory!$N188*12000,IF(AND(OR($Z181=\"c\",$Z181=\"d\"),Inventory!$AJ188=\"Btu/hr\"),Inventory!$AI188,IF(AND(OR($Z181=\"c\",$Z181=\"d\"),Inventory!$AJ188=\"Tons\"),Inventory!$AI188*12000,0)))))","v":0},0,0,"EER",0,"kW/ton",{"$f":"IF(OR($Z181=\"a\",$AV181=\"No\"),0,IF(AND($Z181=\"b\",Inventory!$Q188=\"Btu/hr\"),Inventory!$P188,IF(AND($Z181=\"b\",Inventory!$Q188=\"Tons\"),Inventory!$P188*12000,IF(AND(OR($Z181=\"c\",$Z181=\"d\"),Inventory!$AL188=\"Btu/hr\"),Inventory!$AK188,IF(AND(OR($Z181=\"c\",$Z181=\"d\"),Inventory!$AL188=\"Tons\"),Inventory!$AK188*12000,0)))))","v":0},0,0,"COP","No",{"$f":"IF(OR(Inventory!$J188=\"\",$BH181=\"No\"),\"-\",Inventory!$J188)","v":"-"},{"$f":"IFERROR(VLOOKUP($BI181,'Early Retirement'!$B$6:$C$32,2,FALSE),\"-\")","v":"-"},{"$f":"IF(OR($Z181<>\"b\",AND($AA181<>\"b\",$AA181<>\"c\")),\"n\",IF(AND($AS181<>1,$AS181<>2,$AS181<>7,$AS181<>8),\"n\",IF(Inventory!$K188=\"Split\",\"s\",IF(Inventory!$K188=\"Packaged\",\"p\",\"n\"))))","v":"n"},{"$f":"IF(AND($AA181<>\"i\",$AA181<>\"j\"),\"n\",IF(Inventory!$L188=\"Centrifugal\",\"c\",\"n\"))","v":"n"},"-","-",{"$f":"IFERROR(INDEX('Early Retirement'!$C$4:$AC$32,$BJ181,$BN181),0)","v":0},{"$f":"IFERROR(HLOOKUP($BN181,'Early Retirement'!$D$4:$AC$5,2,FALSE),0)","v":0},{"$f":"IFERROR(INDEX('Early Retirement'!$AE$4:$BE$32,$BJ181,$BN181),0)","v":0},{"$f":"IFERROR(HLOOKUP($BN181,'Early Retirement'!$AF$4:$BE$5,2,FALSE),0)","v":0},0,0,"kW/ton",{"$f":"IFERROR(INDEX('Early Retirement'!$BG$4:$CG$32,$BJ181,$BN181),0)","v":0},{"$f":"IFERROR(HLOOKUP($BN181,'Early Retirement'!$BH$4:$CH$5,2,FALSE),0)","v":0},0,"COP","Yes",0,0,"kW/ton",0,"COP",0,0,"kW/ton",0,"COP",null,"diacda36",9.5619999999999994,"EER",12.5,"IPLV",1.2549675800041833,0.96,"kW/ton",null,null,null,null,"Air Cooled Chiller",0,"Scroll","B",150]
[null,null,null,null,null,null,null,null,null,null,null,null,null,null,null,null,null,null,null,null,null,null,null,null,180,{"$f":"IF(Inventory!$C189=\"\",\"a\",VLOOKUP(Inventory!$C189,$B$3:$C$6,2,FALSE))","v":"a"},{"$f":"IF(AND($Z182=\"b\",Inventory!$I189=\"\"),\"a\",IF(AND($Z182=\"b\",Inventory!$I189<>\"\"),VLOOKUP(Inventory!$I189,$E$3:$F$12,2,FALSE),IF(AND(OR($Z182=\"c\",$Z182=\"d\"),Inventory!$AB189=\"\"),\"a\",IF(AND(OR($Z182=\"c\",$Z182=\"d\"),Inventory!$AB189<>\"\"),VLOOKUP(Inventory!$AB189,$E$3:$F$12,2,FALSE),\"a\"))))","v":"a"},{"$f":"IF(OR(AND($AA182<>\"b\",$AA182<>\"c\"),$AF182=0,$AF182>=(65000/12000),Inventory!$AC189=\"\"),\"a\",VLOOKUP(Inventory!$AC189,$H$3:$I$5,2,FALSE))","v":"a"},{"$f":"IF(AND(AA182<>\"I\",AA182<>\"j\"),\"a\",IF(AND(OR(Z182=\"b\",Z182=\"c\",Z182=\"d\"),Inventory!AD189=\"\"),\"a\",IF(AND(OR(Z182=\"b\",Z182=\"c\",Z182=\"d\"),Inventory!AD189<>\"\"),VLOOKUP(Inventory!AD189,$K$3:$L$5,2,FALSE),\"a\")))","v":"a"},{"$f":"IF(AND($AA182<>\"i\",$AA182<>\"j\"),\"a\",IF(AND($Z182=\"b\",Inventory!$L189=\"\"),\"a\",IF(AND($Z182=\"b\",Inventory!$L189<>\"\"),VLOOKUP(Inventory!$L189,$N$3:$O$6,2,FALSE),IF(AND(OR($Z182=\"c\",$Z182=\"d\"),Inventory!$AE189=\"\"),\"a\",IF(AND(OR($Z182=\"c\",$Z182=\"d\"),Inventory!$AE189<>\"\"),VLOOKUP(Inventory!$AE189,$N$3:$O$6,2,FALSE),\"a\")))))","v":"a"},{"$f":"IF(OR(AND($AA182<>\"e\",$AA182<>\"f\"),$AF182=0,Inventory!$AG189=\"\"),\"a\",VLOOKUP(Inventory!$AG189,$Q$3:$R$5,2,FALSE))","v":"a"},{"$f":"IF(OR(Inventory!C189=\"New Construction\",Inventory!C189=\"Replace-on-Burnout\"),Inventory!AT189,IF(Inventory!C189=\"Early Retirement\",Inventory!AS189,0))","v":0},"","","","","","","","","","","","",0,"aaaaaa0","No","No",{"$f":"IF($Z182=\"a\",0,IF($Z182=\"b\",Inventory!$M189,Inventory!$AH189))","v":0},{"$f":"IF(OR($Z182=\"a\",AND($AU182=\"No\",$AV182=\"No\")),0,IF(AND($Z182=\"b\",Inventory!$O189=\"Btu/hr\"),Inventory!$N189,IF(AND($Z182=\"b\",Inventory!$O189=\"Tons\"),Inventory!$N189*12000,IF(AND(OR($Z182=\"c\",$Z182=\"d\"),Inventory!$AJ189=\"Btu/hr\"),Inventory!$AI189,IF(AND(OR($Z182=\"c\",$Z182=\"d\"),Inventory!$AJ189=\"Tons\"),Inventory!$AI189*12000,0)))))","v":0},0,0,"EER",0,"kW/ton",{"$f":"IF(OR($Z182=\"a\",$AV182=\"No\"),0,IF(AND($Z182=\"b\",Inventory!$Q189=\"Btu/hr\"),Inventory!$P189,IF(AND($Z182=\"b\",Inventory!$Q189=\"Tons\"),Inventory!$P189*12000,IF(AND(OR($Z182=\"c\",$Z182=\"d\"),Inventory!$AL189=\"Btu/hr\"),Inventory!$AK189,IF(AND(OR($Z182=\"c\",$Z182=\"d\"),Inventory!$AL189=\"Tons\"),Inventory!$AK189*12000,0)))))","v":0},0,0,"COP","No",{"$f":"IF(OR(Inventory!$J189=\"\",$BH182=\"No\"),\"-\",Inventory!$J189)","v":"-"},{"$f":"IFERROR(VLOOKUP($BI182,'Early Retirement'!$B$6:$C$32,2,FALSE),\"-\")","v":"-"},{"$f":"IF(OR($Z182<>\"b\",AND($AA182<>\"b\",$AA182<>\"c\")),\"n\",IF(AND($AS182<>1,$AS182<>2,$AS182<>7,$AS182<>8),\"n\",IF(Inventory!$K189=\"Split\",\"s\",IF(Inventory!$K189=\"Packaged\",\"p\",\"n\"))))","v":"n"},{"$f":"IF(AND($AA182<>\"i\",$AA182<>\"j\"),\"n\",IF(Inventory!$L189=\"Centrifugal\",\"c\",\"n\"))","v":"n"},"-","-",{"$f":"IFERROR(INDEX('Early Retirement'!$C$4:$AC$32,$BJ182,$BN182),0)","v":0},{"$f":"IFERROR(HLOOKUP($BN182,'Early Retirement'!$D$4:$AC$5,2,FALSE),0)","v":0},{"$f":"IFERROR(INDEX('Early Retirement'!$AE$4:$BE$32,$BJ182,$BN182),0)","v":0},{"$f":"IFERROR(HLOOKUP($BN182,'Early Retirement'!$AF$4:$BE$5,2,FALSE),0)","v":0},0,0,"kW/ton",{"$f":"IFERROR(INDEX('Early Retirement'!$BG$4:$CG$32,$BJ182,$BN182),0)","v":0},{"$f":"IFERROR(HLOOKUP($BN182,'Early Retirement'!$BH$4:$CH$5,2,FALSE),0)","v":0},0,"COP","Yes",0,0,"kW/ton",0,"COP",0,0,"kW/ton",0,"COP",null,"diacda37",9.5619999999999994,"EER",12.75,"IPLV",1.2549675800041833,0.94117647058823528,"kW/ton",null,null,null,null,"Air Cooled Chiller",0,"Scroll","B",300]
[null,null,null,null,null,null,null,null,null,null,null,null,null,null,null,null,null,null,null,null,null,null,null,null,181,{"$f":"IF(Inventory!$C190=\"\",\"a\",VLOOKUP(Inventory!$C190,$B$3:$C$6,2,FALSE))","v":"a"},{"$f":"IF(AND($Z183=\"b\",Inventory!$I190=\"\"),\"a\",IF(AND($Z183=\"b\",Inventory!$I190<>\"\"),VLOOKUP(Inventory!$I190,$E$3:$F$12,2,FALSE),IF(AND(OR($Z183=\"c\",$Z183=\"d\"),Inventory!$AB190=\"\"),\"a\",IF(AND(OR($Z183=\"c\",$Z183=\"d\"),Inventory!$AB190<>\"\"),VLOOKUP(Inventory!$AB190,$E$3:$F$12,2,FALSE),\"a\"))))","v":"a"},{"$f":"IF(OR(AND($AA183<>\"b\",$AA183<>\"c\"),$AF183=0,$AF183>=(65000/12000),Inventory!$AC190=\"\"),\"a\",VLOOKUP(Inventory!$AC190,$H$3:$I$5,2,FALSE))","v":"a"},{"$f":"IF(AND(AA183<>\"I\",AA183<>\"j\"),\"a\",IF(AND(OR(Z183=\"b\",Z183=\"c\",Z183=\"d\"),Inventory!AD190=\"\"),\"a\",IF(AND(OR(Z183=\"b\",Z183=\"c\",Z183=\"d\"),Inventory!AD190<>\"\"),VLOOKUP(Inventory!AD190,$K$3:$L$5,2,FALSE),\"a\")))","v":"a"},{"$f":"IF(AND($AA183<>\"i\",$AA183<>\"j\"),\"a\",IF(AND($Z183=\"b\",Inventory!$L190=\"\"),\"a\",IF(AND($Z183=\"b\",Inventory!$L190<>\"\"),VLOOKUP(Inventory!$L190,$N$3:$O$6,2,FALSE),IF(AND(OR($Z183=\"c\",$Z183=\"d\"),Inventory!$AE190=\"\"),\"a\",IF(AND(OR($Z183=\"c\",$Z183=\"d\"),Inventory!$AE190<>\"\"),VLOOKUP(Inventory!$AE190,$N$3:$O$6,2,FALSE),\"a\")))))","v":"a"},{"$f":"IF(OR(AND($AA183<>\"e\",$AA183<>\"f\"),$AF183=0,Inventory!$AG190=\"\"),\"a\",VLOOKUP(Inventory!$AG190,$Q$3:$R$5,2,FALSE))","v":"a"},{"$f":"IF(OR(Inventory!C190=\"New Construction\",Inventory!C190=\"Replace-on-Burnout\"),Inventory!AT190,IF(Inventory!C190=\"Early Retirement\",Inventory!AS190,0))","v":0},"","","","","","","","","","","","",0,"aaaaaa0","No","No",{"$f":"IF($Z183=\"a\",0,IF($Z183=\"b\",Inventory!$M190,Inventory!$AH190))","v":0},{"$f":"IF(OR($Z183=\"a\",AND($AU183=\"No\",$AV183=\"No\")),0,IF(AND($Z183=\"b\",Inventory!$O190=\"Btu/hr\"),Inventory!$N190,IF(AND($Z183=\"b\",Inventory!$O190=\"Tons\"),Inventory!$N190*12000,IF(AND(OR($Z183=\"c\",$Z183=\"d\"),Inventory!$AJ190=\"Btu/hr\"),Inventory!$AI190,IF(AND(OR($Z183=\"c\",$Z183=\"d\"),Inventory!$AJ190=\"Tons\"),Inventory!$AI190*12000,0)))))","v":0},0,0,"EER",0,"kW/ton",{"$f":"IF(OR($Z183=\"a\",$AV183=\"No\"),0,IF(AND($Z183=\"b\",Inventory!$Q190=\"Btu/hr\"),Inventory!$P190,IF(AND($Z183=\"b\",Inventory!$Q190=\"Tons\"),Inventory!$P190*12000,IF(AND(OR($Z183=\"c\",$Z183=\"d\"),Inventory!$AL190=\"Btu/hr\"),Inventory!$AK190,IF(AND(OR($Z183=\"c\",$Z183=\"d\"),Inventory!$AL190=\"Tons\"),Inventory!$AK190*12000,0)))))","v":0},0,0,"COP","No",{"$f":"IF(OR(Inventory!$J190=\"\",$BH183=\"No\"),\"-\",Inventory!$J190)","v":"-"},{"$f":"IFERROR(VLOOKUP($BI183,'Early Retirement'!$B$6:$C$32,2,FALSE),\"-\")","v":"-"},{"$f":"IF(OR($Z183<>\"b\",AND($AA183<>\"b\",$AA183<>\"c\")),\"n\",IF(AND($AS183<>1,$AS183<>2,$AS183<>7,$AS183<>8),\"n\",IF(Inventory!$K190=\"Split\",\"s\",IF(Inventory!$K190=\"Packaged\",\"p\",\"n\"))))","v":"n"},{"$f":"IF(AND($AA183<>\"i\",$AA183<>\"j\"),\"n\",IF(Inventory!$L190=\"Centrifugal\",\"c\",\"n\"))","v":"n"},"-","-",{"$f":"IFERROR(INDEX('Early Retirement'!$C$4:$AC$32,$BJ183,$BN183),0)","v":0},{"$f":"IFERROR(HLOOKUP($BN183,'Early Retirement'!$D$4:$AC$5,2,FALSE),0)","v":0},{"$f":"IFERROR(INDEX('Early Retirement'!$AE$4:$BE$32,$BJ183,$BN183),0)","v":0},{"$f":"IFERROR(HLOOKUP($BN183,'Early Retirement'!$AF$4:$BE$5,2,FALSE),0)","v":0},0,0,"kW/ton",{"$f":"IFERROR(INDEX('Early Retirement'!$BG$4:$CG$32,$BJ183,$BN183),0)","v":0},{"$f":"IFERROR(HLOOKUP($BN183,'Early Retirement'!$BH$4:$CH$5,2,FALSE),0)","v":0},0,"COP","Yes",0,0,"kW/ton",0,"COP",0,0,"kW/ton",0,"COP",null,"diacda38",9.5619999999999994,"EER",12.75,"IPLV",1.2549675800041833,0.94117647058823528,"kW/ton",null,null,null,null,"Air Cooled Chiller",0,"Scroll","B",600]
[null,null,null,null,null,null,null,null,null,null,null,null,null,null,null,null,null,null,null,null,null,null,null,null,182,{"$f":"IF(Inventory!$C191=\"\",\"a\",VLOOKUP(Inventory!$C191,$B$3:$C$6,2,FALSE))","v":"a"},{"$f":"IF(AND($Z184=\"b\",Inventory!$I191=\"\"),\"a\",IF(AND($Z184=\"b\",Inventory!$I191<>\"\"),VLOOKUP(Inventory!$I191,$E$3:$F$12,2,FALSE),IF(AND(OR($Z184=\"c\",$Z184=\"d\"),Inventory!$AB191=\"\"),\"a\",IF(AND(OR($Z184=\"c\",$Z184=\"d\"),Inventory!$AB191<>\"\"),VLOOKUP(Inventory!$AB191,$E$3:$F$12,2,FALSE),\"a\"))))","v":"a"},{"$f":"IF(OR(AND($AA184<>\"b\",$AA184<>\"c\"),$AF184=0,$AF184>=(65000/12000),Inventory!$AC191=\"\"),\"a\",VLOOKUP(Inventory!$AC191,$H$3:$I$5,2,FALSE))","v":"a"},{"$f":"IF(AND(AA184<>\"I\",AA184<>\"j\"),\"a\",IF(AND(OR(Z184=\"b\",Z184=\"c\",Z184=\"d\"),Inventory!AD191=\"\"),\"a\",IF(AND(OR(Z184=\"b\",Z184=\"c\",Z184=\"d\"),Inventory!AD191<>\"\"),VLOOKUP(Inventory!AD191,$K$3:$L$5,2,FALSE),\"a\")))","v":"a"},{"$f":"IF(AND($AA184<>\"i\",$AA184<>\"j\"),\"a\",IF(AND($Z184=\"b\",Inventory!$L191=\"\"),\"a\",IF(AND($Z184=\"b\",Inventory!$L191<>\"\"),VLOOKUP(Inventory!$L191,$N$3:$O$6,2,FALSE),IF(AND(OR($Z184=\"c\",$Z184=\"d\"),Inventory!$AE191=\"\"),\"a\",IF(AND(OR($Z184=\"c\",$Z184=\"d\"),Inventory!$AE191<>\"\"),VLOOKUP(Inventory!$AE191,$N$3:$O$6,2,FALSE),\"a\")))))","v":"a"},{"$f":"IF(OR(AND($AA184<>\"e\",$AA184<>\"f\"),$AF184=0,Inventory!$AG191=\"\"),\"a\",VLOOKUP(Inventory!$AG191,$Q$3:$R$5,2,FALSE))","v":"a"},{"$f":"IF(OR(Inventory!C191=\"New Construction\",Inventory!C191=\"Replace-on-Burnout\"),Inventory!AT191,IF(Inventory!C191=\"Early Retirement\",Inventory!AS191,0))","v":0},"","","","","","","","","","","","",0,"aaaaaa0","No","No",{"$f":"IF($Z184=\"a\",0,IF($Z184=\"b\",Inventory!$M191,Inventory!$AH191))","v":0},{"$f":"IF(OR($Z184=\"a\",AND($AU184=\"No\",$AV184=\"No\")),0,IF(AND($Z184=\"b\",Inventory!$O191=\"Btu/hr\"),Inventory!$N191,IF(AND($Z184=\"b\",Inventory!$O191=\"Tons\"),Inventory!$N191*12000,IF(AND(OR($Z184=\"c\",$Z184=\"d\"),Inventory!$AJ191=\"Btu/hr\"),Inventory!$AI191,IF(AND(OR($Z184=\"c\",$Z184=\"d\"),Inventory!$AJ191=\"Tons\"),Inventory!$AI191*12000,0)))))","v":0},0,0,"EER",0,"kW/ton",{"$f":"IF(OR($Z184=\"a\",$AV184=\"No\"),0,IF(AND($Z184=\"b\",Inventory!$Q191=\"Btu/hr\"),Inventory!$P191,IF(AND($Z184=\"b\",Inventory!$Q191=\"Tons\"),Inventory!$P191*12000,IF(AND(OR($Z184=\"c\",$Z184=\"d\"),Inventory!$AL191=\"Btu/hr\"),Inventory!$AK191,IF(AND(OR($Z184=\"c\",$Z184=\"d\"),Inventory!$AL191=\"Tons\"),Inventory!$AK191*12000,0)))))","v":0},0,0,"COP","No",{"$f":"IF(OR(Inventory!$J191=\"\",$BH184=\"No\"),\"-\",Inventory!$J191)","v":"-"},{"$f":"IFERROR(VLOOKUP($BI184,'Early Retirement'!$B$6:$C$32,2,FALSE),\"-\")","v":"-"},{"$f":"IF(OR($Z184<>\"b\",AND($AA184<>\"b\",$AA184<>\"c\")),\"n\",IF(AND($AS184<>1,$AS184<>2,$AS184<>7,$AS184<>8),\"n\",IF(Inventory!$K191=\"Split\",\"s\",IF(Inventory!$K191=\"Packaged\",\"p\",\"n\"))))","v":"n"},{"$f":"IF(AND($AA184<>\"i\",$AA184<>\"j\"),\"n\",IF(Inventory!$L191=\"Centrifugal\",\"c\",\"n\"))","v":"n"},"-","-",{"$f":"IFERROR(INDEX('Early Retirement'!$C$4:$AC$32,$BJ184,$BN184),0)","v":0},{"$f":"IFERROR(HLOOKUP($BN184,'Early Retirement'!$D$4:$AC$5,2,FALSE),0)","v":0},{"$f":"IFERROR(INDEX('Early Retirement'!$AE$4:$BE$32,$BJ184,$BN184),0)","v":0},{"$f":"IFERROR(HLOOKUP($BN184,'Early Retirement'!$AF$4:$BE$5,2,FALSE),0)","v":0},0,0,"kW/ton",{"$f":"IFERROR(INDEX('Early Retirement'!$BG$4:$CG$32,$BJ184,$BN184),0)","v":0},{"$f":"IFERROR(HLOOKUP($BN184,'Early Retirement'!$BH$4:$CH$5,2,FALSE),0)","v":0},0,"COP","Yes",0,0,"kW/ton",0,"COP",0,0,"kW/ton",0,"COP",null,"diacda39",9.5619999999999994,"EER",12.75,"IPLV",1.2549675800041833,0.94117647058823528,"kW/ton",null,null,null,null,"Air Cooled Chiller",0,"Scroll","B",0]
[null,null,null,null,null,null,null,null,null,null,null,null,null,null,null,null,null,null,null,null,null,null,null,null,183,{"$f":"IF(Inventory!$C192=\"\",\"a\",VLOOKUP(Inventory!$C192,$B$3:$C$6,2,FALSE))","v":"a"},{"$f":"IF(AND($Z185=\"b\",Inventory!$I192=\"\"),\"a\",IF(AND($Z185=\"b\",Inventory!$I192<>\"\"),VLOOKUP(Inventory!$I192,$E$3:$F$12,2,FALSE),IF(AND(OR($Z185=\"c\",$Z185=\"d\"),Inventory!$AB192=\"\"),\"a\",IF(AND(OR($Z185=\"c\",$Z185=\"d\"),Inventory!$AB192<>\"\"),VLOOKUP(Inventory!$AB192,$E$3:$F$12,2,FALSE),\"a\"))))","v":"a"},{"$f":"IF(OR(AND($AA185<>\"b\",$AA185<>\"c\"),$AF185=0,$AF185>=(65000/12000),Inventory!$AC192=\"\"),\"a\",VLOOKUP(Inventory!$AC192,$H$3:$I$5,2,FALSE))","v":"a"},{"$f":"IF(AND(AA185<>\"I\",AA185<>\"j\"),\"a\",IF(AND(OR(Z185=\"b\",Z185=\"c\",Z185=\"d\"),Inventory!AD192=\"\"),\"a\",IF(AND(OR(Z185=\"b\",Z185=\"c\",Z185=\"d\"),Inventory!AD192<>\"\"),VLOOKUP(Inventory!AD192,$K$3:$L$5,2,FALSE),\"a\")))","v":"a"},{"$f":"IF(AND($AA185<>\"i\",$AA185<>\"j\"),\"a\",IF(AND($Z185=\"b\",Inventory!$L192=\"\"),\"a\",IF(AND($Z185=\"b\",Inventory!$L192<>\"\"),VLOOKUP(Inventory!$L192,$N$3:$O$6,2,FALSE),IF(AND(OR($Z185=\"c\",$Z185=\"d\"),Inventory!$AE192=\"\"),\"a\",IF(AND(OR($Z185=\"c\",$Z185=\"d\"),Inventory!$AE192<>\"\"),VLOOKUP(Inventory!$AE192,$N$3:$O$6,2,FALSE),\"a\")))))","v":"a"},{"$f":"IF(OR(AND($AA185<>\"e\",$AA185<>\"f\"),$AF185=0,Inventory!$AG192=\"\"),\"a\",VLOOKUP(Inventory!$AG192,$Q$3:$R$5,2,FALSE))","v":"a"},{"$f":"IF(OR(Inventory!C192=\"New Construction\",Inventory!C192=\"Replace-on-Burnout\"),Inventory!AT192,IF(Inventory!C192=\"Early Retirement\",Inventory!AS192,0))","v":0},"","","","","","","","","","","","",0,"aaaaaa0","No","No",{"$f":"IF($Z185=\"a\",0,IF($Z185=\"b\",Inventory!$M192,Inventory!$AH192))","v":0},{"$f":"IF(OR($Z185=\"a\",AND($AU185=\"No\",$AV185=\"No\")),0,IF(AND($Z185=\"b\",Inventory!$O192=\"Btu/hr\"),Inventory!$N192,IF(AND($Z185=\"b\",Inventory!$O192=\"Tons\"),Inventory!$N192*12000,IF(AND(OR($Z185=\"c\",$Z185=\"d\"),Inventory!$AJ192=\"Btu/hr\"),Inventory!$AI192,IF(AND(OR($Z185=\"c\",$Z185=\"d\"),Inventory!$AJ192=\"Tons\"),Inventory!$AI192*12000,0)))))","v":0},0,0,"EER",0,"kW/ton",{"$f":"IF(OR($Z185=\"a\",$AV185=\"No\"),0,IF(AND($Z185=\"b\",Inventory!$Q192=\"Btu/hr\"),Inventory!$P192,IF(AND($Z185=\"b\",Inventory!$Q192=\"Tons\"),Inventory!$P192*12000,IF(AND(OR($Z185=\"c\",$Z185=\"d\"),Inventory!$AL192=\"Btu/hr\"),Inventory!$AK192,IF(AND(OR($Z185=\"c\",$Z185=\"d\"),Inventory!$AL192=\"Tons\"),Inventory!$AK192*12000,0)))))","v":0},0,0,"COP","No",{"$f":"IF(OR(Inventory!$J192=\"\",$BH185=\"No\"),\"-\",Inventory!$J192)","v":"-"},{"$f":"IFERROR(VLOOKUP($BI185,'Early Retirement'!$B$6:$C$32,2,FALSE),\"-\")","v":"-"},{"$f":"IF(OR($Z185<>\"b\",AND($AA185<>\"b\",$AA185<>\"c\")),\"n\",IF(AND($AS185<>1,$AS185<>2,$AS185<>7,$AS185<>8),\"n\",IF(Inventory!$K192=\"Split\",\"s\",IF(Inventory!$K192=\"Packaged\",\"p\",\"n\"))))","v":"n"},{"$f":"IF(AND($AA185<>\"i\",$AA185<>\"j\"),\"n\",IF(Inventory!$L192=\"Centrifugal\",\"c\",\"n\"))","v":"n"},"-","-",{"$f":"IFERROR(INDEX('Early Retirement'!$C$4:$AC$32,$BJ185,$BN185),0)","v":0},{"$f":"IFERROR(HLOOKUP($BN185,'Early Retirement'!$D$4:$AC$5,2,FALSE),0)","v":0},{"$f":"IFERROR(INDEX('Early Retirement'!$AE$4:$BE$32,$BJ185,$BN185),0)","v":0},{"$f":"IFERROR(HLOOKUP($BN185,'Early Retirement'!$AF$4:$BE$5,2,FALSE),0)","v":0},0,0,"kW/ton",{"$f":"IFERROR(INDEX('Early Retirement'!$BG$4:$CG$32,$BJ185,$BN185),0)","v":0},{"$f":"IFERROR(HLOOKUP($BN185,'Early Retirement'!$BH$4:$CH$5,2,FALSE),0)","v":0},0,"COP","Yes",0,0,"kW/ton",0,"COP",0,0,"kW/ton",0,"COP",null,"djabba40",0.63400000000000001,"kW/ton",0.59599999999999997,"IPLV",{"$f":"$CM185","v":0.63400000000000001},{"$f":"$CO185","v":0.59599999999999997},"kW/ton",null,null,null,null,"Water Cooled Chiller",0,{"$f":"_xlfn.XLOOKUP(MID(CL185,5,1),$O$3:$O$6,ChillerCompType)","v":"Centrifugal"},"A",75]
[null,null,null,null,null,null,null,null,null,null,null,null,null,null,null,null,null,null,null,null,null,null,null,null,184,{"$f":"IF(Inventory!$C193=\"\",\"a\",VLOOKUP(Inventory!$C193,$B$3:$C$6,2,FALSE))","v":"a"},{"$f":"IF(AND($Z186=\"b\",Inventory!$I193=\"\"),\"a\",IF(AND($Z186=\"b\",Inventory!$I193<>\"\"),VLOOKUP(Inventory!$I193,$E$3:$F$12,2,FALSE),IF(AND(OR($Z186=\"c\",$Z186=\"d\"),Inventory!$AB193=\"\"),\"a\",IF(AND(OR($Z186=\"c\",$Z186=\"d\"),Inventory!$AB193<>\"\"),VLOOKUP(Inventory!$AB193,$E$3:$F$12,2,FALSE),\"a\"))))","v":"a"},{"$f":"IF(OR(AND($AA186<>\"b\",$AA186<>\"c\"),$AF186=0,$AF186>=(65000/12000),Inventory!$AC193=\"\"),\"a\",VLOOKUP(Inventory!$AC193,$H$3:$I$5,2,FALSE))","v":"a"},{"$f":"IF(AND(AA186<>\"I\",AA186<>\"j\"),\"a\",IF(AND(OR(Z186=\"b\",Z186=\"c\",Z186=\"d\"),Inventory!AD193=\"\"),\"a\",IF(AND(OR(Z186=\"b\",Z186=\"c\",Z186=\"d\"),Inventory!AD193<>\"\"),VLOOKUP(Inventory!AD193,$K$3:$L$5,2,FALSE),\"a\")))","v":"a"},{"$f":"IF(AND($AA186<>\"i\",$AA186<>\"j\"),\"a\",IF(AND($Z186=\"b\",Inventory!$L193=\"\"),\"a\",IF(AND($Z186=\"b\",Inventory!$L193<>\"\"),VLOOKUP(Inventory!$L193,$N$3:$O$6,2,FALSE),IF(AND(OR($Z186=\"c\",$Z186=\"d\"),Inventory!$AE193=\"\"),\"a\",IF(AND(OR($Z186=\"c\",$Z186=\"d\"),Inventory!$AE193<>\"\"),VLOOKUP(Inventory!$AE193,$N$3:$O$6,2,FALSE),\"a\")))))","v":"a"},{"$f":"IF(OR(AND($AA186<>\"e\",$AA186<>\"f\"),$AF186=0,Inventory!$AG193=\"\"),\"a\",VLOOKUP(Inventory!$AG193,$Q$3:$R$5,2,FALSE))","v":"a"},{"$f":"IF(OR(Inventory!C193=\"New Construction\",Inventory!C193=\"Replace-on-Burnout\"),Inventory!AT193,IF(Inventory!C193=\"Early Retirement\",Inventory!AS193,0))","v":0},"","","","","","","","","","","","",0,"aaaaaa0","No","No",{"$f":"IF($Z186=\"a\",0,IF($Z186=\"b\",Inventory!$M193,Inventory!$AH193))","v":0},{"$f":"IF(OR($Z186=\"a\",AND($AU186=\"No\",$AV186=\"No\")),0,IF(AND($Z186=\"b\",Inventory!$O193=\"Btu/hr\"),Inventory!$N193,IF(AND($Z186=\"b\",Inventory!$O193=\"Tons\"),Inventory!$N193*12000,IF(AND(OR($Z186=\"c\",$Z186=\"d\"),Inventory!$AJ193=\"Btu/hr\"),Inventory!$AI193,IF(AND(OR($Z186=\"c\",$Z186=\"d\"),Inventory!$AJ193=\"Tons\"),Inventory!$AI193*12000,0)))))","v":0},0,0,"EER",0,"kW/ton",{"$f":"IF(OR($Z186=\"a\",$AV186=\"No\"),0,IF(AND($Z186=\"b\",Inventory!$Q193=\"Btu/hr\"),Inventory!$P193,IF(AND($Z186=\"b\",Inventory!$Q193=\"Tons\"),Inventory!$P193*12000,IF(AND(OR($Z186=\"c\",$Z186=\"d\"),Inventory!$AL193=\"Btu/hr\"),Inventory!$AK193,IF(AND(OR($Z186=\"c\",$Z186=\"d\"),Inventory!$AL193=\"Tons\"),Inventory!$AK193*12000,0)))))","v":0},0,0,"COP","No",{"$f":"IF(OR(Inventory!$J193=\"\",$BH186=\"No\"),\"-\",Inventory!$J193)","v":"-"},{"$f":"IFERROR(VLOOKUP($BI186,'Early Retirement'!$B$6:$C$32,2,FALSE),\"-\")","v":"-"},{"$f":"IF(OR($Z186<>\"b\",AND($AA186<>\"b\",$AA186<>\"c\")),\"n\",IF(AND($AS186<>1,$AS186<>2,$AS186<>7,$AS186<>8),\"n\",IF(Inventory!$K193=\"Split\",\"s\",IF(Inventory!$K193=\"Packaged\",\"p\",\"n\"))))","v":"n"},{"$f":"IF(AND($AA186<>\"i\",$AA186<>\"j\"),\"n\",IF(Inventory!$L193=\"Centrifugal\",\"c\",\"n\"))","v":"n"},"-","-",{"$f":"IFERROR(INDEX('Early Retirement'!$C$4:$AC$32,$BJ186,$BN186),0)","v":0},{"$f":"IFERROR(HLOOKUP($BN186,'Early Retirement'!$D$4:$AC$5,2,FALSE),0)","v":0},{"$f":"IFERROR(INDEX('Early Retirement'!$AE$4:$BE$32,$BJ186,$BN186),0)","v":0},{"$f":"IFERROR(HLOOKUP($BN186,'Early Retirement'!$AF$4:$BE$5,2,FALSE),0)","v":0},0,0,"kW/ton",{"$f":"IFERROR(INDEX('Early Retirement'!$BG$4:$CG$32,$BJ186,$BN186),0)","v":0},{"$f":"IFERROR(HLOOKUP($BN186,'Early Retirement'!$BH$4:$CH$5,2,FALSE),0)","v":0},0,"COP","Yes",0,0,"kW/ton",0,"COP",0,0,"kW/ton",0,"COP",null,"djabba41",0.63400000000000001,"kW/ton",0.59599999999999997,"IPLV",0.63400000000000001,0.59599999999999997,"kW/ton",null,null,null,null,"Water Cooled Chiller",0,"Centrifugal","A",150]
[null,null,null,null,null,null,null,null,null,null,null,null,null,null,null,null,null,null,null,null,null,null,null,null,185,{"$f":"IF(Inventory!$C194=\"\",\"a\",VLOOKUP(Inventory!$C194,$B$3:$C$6,2,FALSE))","v":"a"},{"$f":"IF(AND($Z187=\"b\",Inventory!$I194=\"\"),\"a\",IF(AND($Z187=\"b\",Inventory!$I194<>\"\"),VLOOKUP(Inventory!$I194,$E$3:$F$12,2,FALSE),IF(AND(OR($Z187=\"c\",$Z187=\"d\"),Inventory!$AB194=\"\"),\"a\",IF(AND(OR($Z187=\"c\",$Z187=\"d\"),Inventory!$AB194<>\"\"),VLOOKUP(Inventory!$AB194,$E$3:$F$12,2,FALSE),\"a\"))))","v":"a"},{"$f":"IF(OR(AND($AA187<>\"b\",$AA187<>\"c\"),$AF187=0,$AF187>=(65000/12000),Inventory!$AC194=\"\"),\"a\",VLOOKUP(Inventory!$AC194,$H$3:$I$5,2,FALSE))","v":"a"},{"$f":"IF(AND(AA187<>\"I\",AA187<>\"j\"),\"a\",IF(AND(OR(Z187=\"b\",Z187=\"c\",Z187=\"d\"),Inventory!AD194=\"\"),\"a\",IF(AND(OR(Z187=\"b\",Z187=\"c\",Z187=\"d\"),Inventory!AD194<>\"\"),VLOOKUP(Inventory!AD194,$K$3:$L$5,2,FALSE),\"a\")))","v":"a"},{"$f":"IF(AND($AA187<>\"i\",$AA187<>\"j\"),\"a\",IF(AND($Z187=\"b\",Inventory!$L194=\"\"),\"a\",IF(AND($Z187=\"b\",Inventory!$L194<>\"\"),VLOOKUP(Inventory!$L194,$N$3:$O$6,2,FALSE),IF(AND(OR($Z187=\"c\",$Z187=\"d\"),Inventory!$AE194=\"\"),\"a\",IF(AND(OR($Z187=\"c\",$Z187=\"d\"),Inventory!$AE194<>\"\"),VLOOKUP(Inventory!$AE194,$N$3:$O$6,2,FALSE),\"a\")))))","v":"a"},{"$f":"IF(OR(AND($AA187<>\"e\",$AA187<>\"f\"),$AF187=0,Inventory!$AG194=\"\"),\"a\",VLOOKUP(Inventory!$AG194,$Q$3:$R$5,2,FALSE))","v":"a"},{"$f":"IF(OR(Inventory!C194=\"New Construction\",Inventory!C194=\"Replace-on-Burnout\"),Inventory!AT194,IF(Inventory!C194=\"Early Retirement\",Inventory!AS194,0))","v":0},"","","","","","","","","","","","",0,"aaaaaa0","No","No",{"$f":"IF($Z187=\"a\",0,IF($Z187=\"b\",Inventory!$M194,Inventory!$AH194))","v":0},{"$f":"IF(OR($Z187=\"a\",AND($AU187=\"No\",$AV187=\"No\")),0,IF(AND($Z187=\"b\",Inventory!$O194=\"Btu/hr\"),Inventory!$N194,IF(AND($Z187=\"b\",Inventory!$O194=\"Tons\"),Inventory!$N194*12000,IF(AND(OR($Z187=\"c\",$Z187=\"d\"),Inventory!$AJ194=\"Btu/hr\"),Inventory!$AI194,IF(AND(OR($Z187=\"c\",$Z187=\"d\"),Inventory!$AJ194=\"Tons\"),Inventory!$AI194*12000,0)))))","v":0},0,0,"EER",0,"kW/ton",{"$f":"IF(OR($Z187=\"a\",$AV187=\"No\"),0,IF(AND($Z187=\"b\",Inventory!$Q194=\"Btu/hr\"),Inventory!$P194,IF(AND($Z187=\"b\",Inventory!$Q194=\"Tons\"),Inventory!$P194*12000,IF(AND(OR($Z187=\"c\",$Z187=\"d\"),Inventory!$AL194=\"Btu/hr\"),Inventory!$AK194,IF(AND(OR($Z187=\"c\",$Z187=\"d\"),Inventory!$AL194=\"Tons\"),Inventory!$AK194*12000,0)))))","v":0},0,0,"COP","No",{"$f":"IF(OR(Inventory!$J194=\"\",$BH187=\"No\"),\"-\",Inventory!$J194)","v":"-"},{"$f":"IFERROR(VLOOKUP($BI187,'Early Retirement'!$B$6:$C$32,2,FALSE),\"-\")","v":"-"},{"$f":"IF(OR($Z187<>\"b\",AND($AA187<>\"b\",$AA187<>\"c\")),\"n\",IF(AND($AS187<>1,$AS187<>2,$AS187<>7,$AS187<>8),\"n\",IF(Inventory!$K194=\"Split\",\"s\",IF(Inventory!$K194=\"Packaged\",\"p\",\"n\"))))","v":"n"},{"$f":"IF(AND($AA187<>\"i\",$AA187<>\"j\"),\"n\",IF(Inventory!$L194=\"Centrifugal\",\"c\",\"n\"))","v":"n"},"-","-",{"$f":"IFERROR(INDEX('Early Retirement'!$C$4:$AC$32,$BJ187,$BN187),0)","v":0},{"$f":"IFERROR(HLOOKUP($BN187,'Early Retirement'!$D$4:$AC$5,2,FALSE),0)","v":0},{"$f":"IFERROR(INDEX('Early Retirement'!$AE$4:$BE$32,$BJ187,$BN187),0)","v":0},{"$f":"IFERROR(HLOOKUP($BN187,'Early Retirement'!$AF$4:$BE$5,2,FALSE),0)","v":0},0,0,"kW/ton",{"$f":"IFERROR(INDEX('Early Retirement'!$BG$4:$CG$32,$BJ187,$BN187),0)","v":0},{"$f":"IFERROR(HLOOKUP($BN187,'Early Retirement'!$BH$4:$CH$5,2,FALSE),0)","v":0},0,"COP","Yes",0,0,"kW/ton",0,"COP",0,0,"kW/ton",0,"COP",null,"djabba42",0.63400000000000001,"kW/ton",0.59599999999999997,"IPLV",0.63400000000000001,0.59599999999999997,"kW/ton",null,null,null,null,"Water Cooled Chiller",0,"Centrifugal","A",300]
[null,null,null,null,null,null,null,null,null,null,null,null,null,null,null,null,null,null,null,null,null,null,null,null,186,{"$f":"IF(Inventory!$C195=\"\",\"a\",VLOOKUP(Inventory!$C195,$B$3:$C$6,2,FALSE))","v":"a"},{"$f":"IF(AND($Z188=\"b\",Inventory!$I195=\"\"),\"a\",IF(AND($Z188=\"b\",Inventory!$I195<>\"\"),VLOOKUP(Inventory!$I195,$E$3:$F$12,2,FALSE),IF(AND(OR($Z188=\"c\",$Z188=\"d\"),Inventory!$AB195=\"\"),\"a\",IF(AND(OR($Z188=\"c\",$Z188=\"d\"),Inventory!$AB195<>\"\"),VLOOKUP(Inventory!$AB195,$E$3:$F$12,2,FALSE),\"a\"))))","v":"a"},{"$f":"IF(OR(AND($AA188<>\"b\",$AA188<>\"c\"),$AF188=0,$AF188>=(65000/12000),Inventory!$AC195=\"\"),\"a\",VLOOKUP(Inventory!$AC195,$H$3:$I$5,2,FALSE))","v":"a"},{"$f":"IF(AND(AA188<>\"I\",AA188<>\"j\"),\"a\",IF(AND(OR(Z188=\"b\",Z188=\"c\",Z188=\"d\"),Inventory!AD195=\"\"),\"a\",IF(AND(OR(Z188=\"b\",Z188=\"c\",Z188=\"d\"),Inventory!AD195<>\"\"),VLOOKUP(Inventory!AD195,$K$3:$L$5,2,FALSE),\"a\")))","v":"a"},{"$f":"IF(AND($AA188<>\"i\",$AA188<>\"j\"),\"a\",IF(AND($Z188=\"b\",Inventory!$L195=\"\"),\"a\",IF(AND($Z188=\"b\",Inventory!$L195<>\"\"),VLOOKUP(Inventory!$L195,$N$3:$O$6,2,FALSE),IF(AND(OR($Z188=\"c\",$Z188=\"d\"),Inventory!$AE195=\"\"),\"a\",IF(AND(OR($Z188=\"c\",$Z188=\"d\"),Inventory!$AE195<>\"\"),VLOOKUP(Inventory!$AE195,$N$3:$O$6,2,FALSE),\"a\")))))","v":"a"},{"$f":"IF(OR(AND($AA188<>\"e\",$AA188<>\"f\"),$AF188=0,Inventory!$AG195=\"\"),\"a\",VLOOKUP(Inventory!$AG195,$Q$3:$R$5,2,FALSE))","v":"a"},{"$f":"IF(OR(Inventory!C195=\"New Construction\",Inventory!C195=\"Replace-on-Burnout\"),Inventory!AT195,IF(Inventory!C195=\"Early Retirement\",Inventory!AS195,0))","v":0},"","","","","","","","","","","","",0,"aaaaaa0","No","No",{"$f":"IF($Z188=\"a\",0,IF($Z188=\"b\",Inventory!$M195,Inventory!$AH195))","v":0},{"$f":"IF(OR($Z188=\"a\",AND($AU188=\"No\",$AV188=\"No\")),0,IF(AND($Z188=\"b\",Inventory!$O195=\"Btu/hr\"),Inventory!$N195,IF(AND($Z188=\"b\",Inventory!$O195=\"Tons\"),Inventory!$N195*12000,IF(AND(OR($Z188=\"c\",$Z188=\"d\"),Inventory!$AJ195=\"Btu/hr\"),Inventory!$AI195,IF(AND(OR($Z188=\"c\",$Z188=\"d\"),Inventory!$AJ195=\"Tons\"),Inventory!$AI195*12000,0)))))","v":0},0,0,"EER",0,"kW/ton",{"$f":"IF(OR($Z188=\"a\",$AV188=\"No\"),0,IF(AND($Z188=\"b\",Inventory!$Q195=\"Btu/hr\"),Inventory!$P195,IF(AND($Z188=\"b\",Inventory!$Q195=\"Tons\"),Inventory!$P195*12000,IF(AND(OR($Z188=\"c\",$Z188=\"d\"),Inventory!$AL195=\"Btu/hr\"),Inventory!$AK195,IF(AND(OR($Z188=\"c\",$Z188=\"d\"),Inventory!$AL195=\"Tons\"),Inventory!$AK195*12000,0)))))","v":0},0,0,"COP","No",{"$f":"IF(OR(Inventory!$J195=\"\",$BH188=\"No\"),\"-\",Inventory!$J195)","v":"-"},{"$f":"IFERROR(VLOOKUP($BI188,'Early Retirement'!$B$6:$C$32,2,FALSE),\"-\")","v":"-"},{"$f":"IF(OR($Z188<>\"b\",AND($AA188<>\"b\",$AA188<>\"c\")),\"n\",IF(AND($AS188<>1,$AS188<>2,$AS188<>7,$AS188<>8),\"n\",IF(Inventory!$K195=\"Split\",\"s\",IF(Inventory!$K195=\"Packaged\",\"p\",\"n\"))))","v":"n"},{"$f":"IF(AND($AA188<>\"i\",$AA188<>\"j\"),\"n\",IF(Inventory!$L195=\"Centrifugal\",\"c\",\"n\"))","v":"n"},"-","-",{"$f":"IFERROR(INDEX('Early Retirement'!$C$4:$AC$32,$BJ188,$BN188),0)","v":0},{"$f":"IFERROR(HLOOKUP($BN188,'Early Retirement'!$D$4:$AC$5,2,FALSE),0)","v":0},{"$f":"IFERROR(INDEX('Early Retirement'!$AE$4:$BE$32,$BJ188,$BN188),0)","v":0},{"$f":"IFERROR(HLOOKUP($BN188,'Early Retirement'!$AF$4:$BE$5,2,FALSE),0)","v":0},0,0,"kW/ton",{"$f":"IFERROR(INDEX('Early Retirement'!$BG$4:$CG$32,$BJ188,$BN188),0)","v":0},{"$f":"IFERROR(HLOOKUP($BN188,'Early Retirement'!$BH$4:$CH$5,2,FALSE),0)","v":0},0,"COP","Yes",0,0,"kW/ton",0,"COP",0,0,"kW/ton",0,"COP",null,"djabba43",0.57599999999999996,"kW/ton",0.54900000000000004,"IPLV",0.57599999999999996,0.54900000000000004,"kW/ton",null,null,null,null,"Water Cooled Chiller",0,"Centrifugal","A",600]
[null,null,null,null,null,null,null,null,null,null,null,null,null,null,null,null,null,null,null,null,null,null,null,null,187,{"$f":"IF(Inventory!$C196=\"\",\"a\",VLOOKUP(Inventory!$C196,$B$3:$C$6,2,FALSE))","v":"a"},{"$f":"IF(AND($Z189=\"b\",Inventory!$I196=\"\"),\"a\",IF(AND($Z189=\"b\",Inventory!$I196<>\"\"),VLOOKUP(Inventory!$I196,$E$3:$F$12,2,FALSE),IF(AND(OR($Z189=\"c\",$Z189=\"d\"),Inventory!$AB196=\"\"),\"a\",IF(AND(OR($Z189=\"c\",$Z189=\"d\"),Inventory!$AB196<>\"\"),VLOOKUP(Inventory!$AB196,$E$3:$F$12,2,FALSE),\"a\"))))","v":"a"},{"$f":"IF(OR(AND($AA189<>\"b\",$AA189<>\"c\"),$AF189=0,$AF189>=(65000/12000),Inventory!$AC196=\"\"),\"a\",VLOOKUP(Inventory!$AC196,$H$3:$I$5,2,FALSE))","v":"a"},{"$f":"IF(AND(AA189<>\"I\",AA189<>\"j\"),\"a\",IF(AND(OR(Z189=\"b\",Z189=\"c\",Z189=\"d\"),Inventory!AD196=\"\"),\"a\",IF(AND(OR(Z189=\"b\",Z189=\"c\",Z189=\"d\"),Inventory!AD196<>\"\"),VLOOKUP(Inventory!AD196,$K$3:$L$5,2,FALSE),\"a\")))","v":"a"},{"$f":"IF(AND($AA189<>\"i\",$AA189<>\"j\"),\"a\",IF(AND($Z189=\"b\",Inventory!$L196=\"\"),\"a\",IF(AND($Z189=\"b\",Inventory!$L196<>\"\"),VLOOKUP(Inventory!$L196,$N$3:$O$6,2,FALSE),IF(AND(OR($Z189=\"c\",$Z189=\"d\"),Inventory!$AE196=\"\"),\"a\",IF(AND(OR($Z189=\"c\",$Z189=\"d\"),Inventory!$AE196<>\"\"),VLOOKUP(Inventory!$AE196,$N$3:$O$6,2,FALSE),\"a\")))))","v":"a"},{"$f":"IF(OR(AND($AA189<>\"e\",$AA189<>\"f\"),$AF189=0,Inventory!$AG196=\"\"),\"a\",VLOOKUP(Inventory!$AG196,$Q$3:$R$5,2,FALSE))","v":"a"},{"$f":"IF(OR(Inventory!C196=\"New Construction\",Inventory!C196=\"Replace-on-Burnout\"),Inventory!AT196,IF(Inventory!C196=\"Early Retirement\",Inventory!AS196,0))","v":0},"","","","","","","","","","","","",0,"aaaaaa0","No","No",{"$f":"IF($Z189=\"a\",0,IF($Z189=\"b\",Inventory!$M196,Inventory!$AH196))","v":0},{"$f":"IF(OR($Z189=\"a\",AND($AU189=\"No\",$AV189=\"No\")),0,IF(AND($Z189=\"b\",Inventory!$O196=\"Btu/hr\"),Inventory!$N196,IF(AND($Z189=\"b\",Inventory!$O196=\"Tons\"),Inventory!$N196*12000,IF(AND(OR($Z189=\"c\",$Z189=\"d\"),Inventory!$AJ196=\"Btu/hr\"),Inventory!$AI196,IF(AND(OR($Z189=\"c\",$Z189=\"d\"),Inventory!$AJ196=\"Tons\"),Inventory!$AI196*12000,0)))))","v":0},0,0,"EER",0,"kW/ton",{"$f":"IF(OR($Z189=\"a\",$AV189=\"No\"),0,IF(AND($Z189=\"b\",Inventory!$Q196=\"Btu/hr\"),Inventory!$P196,IF(AND($Z189=\"b\",Inventory!$Q196=\"Tons\"),Inventory!$P196*12000,IF(AND(OR($Z189=\"c\",$Z189=\"d\"),Inventory!$AL196=\"Btu/hr\"),Inventory!$AK196,IF(AND(OR($Z189=\"c\",$Z189=\"d\"),Inventory!$AL196=\"Tons\"),Inventory!$AK196*12000,0)))))","v":0},0,0,"COP","No",{"$f":"IF(OR(Inventory!$J196=\"\",$BH189=\"No\"),\"-\",Inventory!$J196)","v":"-"},{"$f":"IFERROR(VLOOKUP($BI189,'Early Retirement'!$B$6:$C$32,2,FALSE),\"-\")","v":"-"},{"$f":"IF(OR($Z189<>\"b\",AND($AA189<>\"b\",$AA189<>\"c\")),\"n\",IF(AND($AS189<>1,$AS189<>2,$AS189<>7,$AS189<>8),\"n\",IF(Inventory!$K196=\"Split\",\"s\",IF(Inventory!$K196=\"Packaged\",\"p\",\"n\"))))","v":"n"},{"$f":"IF(AND($AA189<>\"i\",$AA189<>\"j\"),\"n\",IF(Inventory!$L196=\"Centrifugal\",\"c\",\"n\"))","v":"n"},"-","-",{"$f":"IFERROR(INDEX('Early Retirement'!$C$4:$AC$32,$BJ189,$BN189),0)","v":0},{"$f":"IFERROR(HLOOKUP($BN189,'Early Retirement'!$D$4:$AC$5,2,FALSE),0)","v":0},{"$f":"IFERROR(INDEX('Early Retirement'!$AE$4:$BE$32,$BJ189,$BN189),0)","v":0},{"$f":"IFERROR(HLOOKUP($BN189,'Early Retirement'!$AF$4:$BE$5,2,FALSE),0)","v":0},0,0,"kW/ton",{"$f":"IFERROR(INDEX('Early Retirement'!$BG$4:$CG$32,$BJ189,$BN189),0)","v":0},{"$f":"IFERROR(HLOOKUP($BN189,'Early Retirement'!$BH$4:$CH$5,2,FALSE),0)","v":0},0,"COP","Yes",0,0,"kW/ton",0,"COP",0,0,"kW/ton",0,"COP",null,"djabba44",0.56999999999999995,"kW/ton",0.53900000000000003,"IPLV",0.56999999999999995,0.53900000000000003,"kW/ton",null,null,null,null,"Water Cooled Chiller",0,"Centrifugal","A",0]
[null,null,null,null,null,null,null,null,null,null,null,null,null,null,null,null,null,null,null,null,null,null,null,null,188,{"$f":"IF(Inventory!$C197=\"\",\"a\",VLOOKUP(Inventory!$C197,$B$3:$C$6,2,FALSE))","v":"a"},{"$f":"IF(AND($Z190=\"b\",Inventory!$I197=\"\"),\"a\",IF(AND($Z190=\"b\",Inventory!$I197<>\"\"),VLOOKUP(Inventory!$I197,$E$3:$F$12,2,FALSE),IF(AND(OR($Z190=\"c\",$Z190=\"d\"),Inventory!$AB197=\"\"),\"a\",IF(AND(OR($Z190=\"c\",$Z190=\"d\"),Inventory!$AB197<>\"\"),VLOOKUP(Inventory!$AB197,$E$3:$F$12,2,FALSE),\"a\"))))","v":"a"},{"$f":"IF(OR(AND($AA190<>\"b\",$AA190<>\"c\"),$AF190=0,$AF190>=(65000/12000),Inventory!$AC197=\"\"),\"a\",VLOOKUP(Inventory!$AC197,$H$3:$I$5,2,FALSE))","v":"a"},{"$f":"IF(AND(AA190<>\"I\",AA190<>\"j\"),\"a\",IF(AND(OR(Z190=\"b\",Z190=\"c\",Z190=\"d\"),Inventory!AD197=\"\"),\"a\",IF(AND(OR(Z190=\"b\",Z190=\"c\",Z190=\"d\"),Inventory!AD197<>\"\"),VLOOKUP(Inventory!AD197,$K$3:$L$5,2,FALSE),\"a\")))","v":"a"},{"$f":"IF(AND($AA190<>\"i\",$AA190<>\"j\"),\"a\",IF(AND($Z190=\"b\",Inventory!$L197=\"\"),\"a\",IF(AND($Z190=\"b\",Inventory!$L197<>\"\"),VLOOKUP(Inventory!$L197,$N$3:$O$6,2,FALSE),IF(AND(OR($Z190=\"c\",$Z190=\"d\"),Inventory!$AE197=\"\"),\"a\",IF(AND(OR($Z190=\"c\",$Z190=\"d\"),Inventory!$AE197<>\"\"),VLOOKUP(Inventory!$AE197,$N$3:$O$6,2,FALSE),\"a\")))))","v":"a"},{"$f":"IF(OR(AND($AA190<>\"e\",$AA190<>\"f\"),$AF190=0,Inventory!$AG197=\"\"),\"a\",VLOOKUP(Inventory!$AG197,$Q$3:$R$5,2,FALSE))","v":"a"},{"$f":"IF(OR(Inventory!C197=\"New Construction\",Inventory!C197=\"Replace-on-Burnout\"),Inventory!AT197,IF(Inventory!C197=\"Early Retirement\",Inventory!AS197,0))","v":0},"","","","","","","","","","","","",0,"aaaaaa0","No","No",{"$f":"IF($Z190=\"a\",0,IF($Z190=\"b\",Inventory!$M197,Inventory!$AH197))","v":0},{"$f":"IF(OR($Z190=\"a\",AND($AU190=\"No\",$AV190=\"No\")),0,IF(AND($Z190=\"b\",Inventory!$O197=\"Btu/hr\"),Inventory!$N197,IF(AND($Z190=\"b\",Inventory!$O197=\"Tons\"),Inventory!$N197*12000,IF(AND(OR($Z190=\"c\",$Z190=\"d\"),Inventory!$AJ197=\"Btu/hr\"),Inventory!$AI197,IF(AND(OR($Z190=\"c\",$Z190=\"d\"),Inventory!$AJ197=\"Tons\"),Inventory!$AI197*12000,0)))))","v":0},0,0,"EER",0,"kW/ton",{"$f":"IF(OR($Z190=\"a\",$AV190=\"No\"),0,IF(AND($Z190=\"b\",Inventory!$Q197=\"Btu/hr\"),Inventory!$P197,IF(AND($Z190=\"b\",Inventory!$Q197=\"Tons\"),Inventory!$P197*12000,IF(AND(OR($Z190=\"c\",$Z190=\"d\"),Inventory!$AL197=\"Btu/hr\"),Inventory!$AK197,IF(AND(OR($Z190=\"c\",$Z190=\"d\"),Inventory!$AL197=\"Tons\"),Inventory!$AK197*12000,0)))))","v":0},0,0,"COP","No",{"$f":"IF(OR(Inventory!$J197=\"\",$BH190=\"No\"),\"-\",Inventory!$J197)","v":"-"},{"$f":"IFERROR(VLOOKUP($BI190,'Early Retirement'!$B$6:$C$32,2,FALSE),\"-\")","v":"-"},{"$f":"IF(OR($Z190<>\"b\",AND($AA190<>\"b\",$AA190<>\"c\")),\"n\",IF(AND($AS190<>1,$AS190<>2,$AS190<>7,$AS190<>8),\"n\",IF(Inventory!$K197=\"Split\",\"s\",IF(Inventory!$K197=\"Packaged\",\"p\",\"n\"))))","v":"n"},{"$f":"IF(AND($AA190<>\"i\",$AA190<>\"j\"),\"n\",IF(Inventory!$L197=\"Centrifugal\",\"c\",\"n\"))","v":"n"},"-","-",{"$f":"IFERROR(INDEX('Early Retirement'!$C$4:$AC$32,$BJ190,$BN190),0)","v":0},{"$f":"IFERROR(HLOOKUP($BN190,'Early Retirement'!$D$4:$AC$5,2,FALSE),0)","v":0},{"$f":"IFERROR(INDEX('Early Retirement'!$AE$4:$BE$32,$BJ190,$BN190),0)","v":0},{"$f":"IFERROR(HLOOKUP($BN190,'Early Retirement'!$AF$4:$BE$5,2,FALSE),0)","v":0},0,0,"kW/ton",{"$f":"IFERROR(INDEX('Early Retirement'!$BG$4:$CG$32,$BJ190,$BN190),0)","v":0},{"$f":"IFERROR(HLOOKUP($BN190,'Early Retirement'!$BH$4:$CH$5,2,FALSE),0)","v":0},0,"COP","Yes",0,0,"kW/ton",0,"COP",0,0,"kW/ton",0,"COP",null,"djabca45",0.78,"kW/ton",0.63,"IPLV",0.78,0.63,"kW/ton",null,null,null,null,"Water Cooled Chiller",0,"Screw","A",75]
[null,null,null,null,null,null,null,null,null,null,null,null,null,null,null,null,null,null,null,null,null,null,null,null,189,{"$f":"IF(Inventory!$C198=\"\",\"a\",VLOOKUP(Inventory!$C198,$B$3:$C$6,2,FALSE))","v":"a"},{"$f":"IF(AND($Z191=\"b\",Inventory!$I198=\"\"),\"a\",IF(AND($Z191=\"b\",Inventory!$I198<>\"\"),VLOOKUP(Inventory!$I198,$E$3:$F$12,2,FALSE),IF(AND(OR($Z191=\"c\",$Z191=\"d\"),Inventory!$AB198=\"\"),\"a\",IF(AND(OR($Z191=\"c\",$Z191=\"d\"),Inventory!$AB198<>\"\"),VLOOKUP(Inventory!$AB198,$E$3:$F$12,2,FALSE),\"a\"))))","v":"a"},{"$f":"IF(OR(AND($AA191<>\"b\",$AA191<>\"c\"),$AF191=0,$AF191>=(65000/12000),Inventory!$AC198=\"\"),\"a\",VLOOKUP(Inventory!$AC198,$H$3:$I$5,2,FALSE))","v":"a"},{"$f":"IF(AND(AA191<>\"I\",AA191<>\"j\"),\"a\",IF(AND(OR(Z191=\"b\",Z191=\"c\",Z191=\"d\"),Inventory!AD198=\"\"),\"a\",IF(AND(OR(Z191=\"b\",Z191=\"c\",Z191=\"d\"),Inventory!AD198<>\"\"),VLOOKUP(Inventory!AD198,$K$3:$L$5,2,FALSE),\"a\")))","v":"a"},{"$f":"IF(AND($AA191<>\"i\",$AA191<>\"j\"),\"a\",IF(AND($Z191=\"b\",Inventory!$L198=\"\"),\"a\",IF(AND($Z191=\"b\",Inventory!$L198<>\"\"),VLOOKUP(Inventory!$L198,$N$3:$O$6,2,FALSE),IF(AND(OR($Z191=\"c\",$Z191=\"d\"),Inventory!$AE198=\"\"),\"a\",IF(AND(OR($Z191=\"c\",$Z191=\"d\"),Inventory!$AE198<>\"\"),VLOOKUP(Inventory!$AE198,$N$3:$O$6,2,FALSE),\"a\")))))","v":"a"},{"$f":"IF(OR(AND($AA191<>\"e\",$AA191<>\"f\"),$AF191=0,Inventory!$AG198=\"\"),\"a\",VLOOKUP(Inventory!$AG198,$Q$3:$R$5,2,FALSE))","v":"a"},{"$f":"IF(OR(Inventory!C198=\"New Construction\",Inventory!C198=\"Replace-on-Burnout\"),Inventory!AT198,IF(Inventory!C198=\"Early Retirement\",Inventory!AS198,0))","v":0},"","","","","","","","","","","","",0,"aaaaaa0","No","No",{"$f":"IF($Z191=\"a\",0,IF($Z191=\"b\",Inventory!$M198,Inventory!$AH198))","v":0},{"$f":"IF(OR($Z191=\"a\",AND($AU191=\"No\",$AV191=\"No\")),0,IF(AND($Z191=\"b\",Inventory!$O198=\"Btu/hr\"),Inventory!$N198,IF(AND($Z191=\"b\",Inventory!$O198=\"Tons\"),Inventory!$N198*12000,IF(AND(OR($Z191=\"c\",$Z191=\"d\"),Inventory!$AJ198=\"Btu/hr\"),Inventory!$AI198,IF(AND(OR($Z191=\"c\",$Z191=\"d\"),Inventory!$AJ198=\"Tons\"),Inventory!$AI198*12000,0)))))","v":0},0,0,"EER",0,"kW/ton",{"$f":"IF(OR($Z191=\"a\",$AV191=\"No\"),0,IF(AND($Z191=\"b\",Inventory!$Q198=\"Btu/hr\"),Inventory!$P198,IF(AND($Z191=\"b\",Inventory!$Q198=\"Tons\"),Inventory!$P198*12000,IF(AND(OR($Z191=\"c\",$Z191=\"d\"),Inventory!$AL198=\"Btu/hr\"),Inventory!$AK198,IF(AND(OR($Z191=\"c\",$Z191=\"d\"),Inventory!$AL198=\"Tons\"),Inventory!$AK198*12000,0)))))","v":0},0,0,"COP","No",{"$f":"IF(OR(Inventory!$J198=\"\",$BH191=\"No\"),\"-\",Inventory!$J198)","v":"-"},{"$f":"IFERROR(VLOOKUP($BI191,'Early Retirement'!$B$6:$C$32,2,FALSE),\"-\")","v":"-"},{"$f":"IF(OR($Z191<>\"b\",AND($AA191<>\"b\",$AA191<>\"c\")),\"n\",IF(AND($AS191<>1,$AS191<>2,$AS191<>7,$AS191<>8),\"n\",IF(Inventory!$K198=\"Split\",\"s\",IF(Inventory!$K198=\"Packaged\",\"p\",\"n\"))))","v":"n"},{"$f":"IF(AND($AA191<>\"i\",$AA191<>\"j\"),\"n\",IF(Inventory!$L198=\"Centrifugal\",\"c\",\"n\"))","v":"n"},"-","-",{"$f":"IFERROR(INDEX('Early Retirement'!$C$4:$AC$32,$BJ191,$BN191),0)","v":0},{"$f":"IFERROR(HLOOKUP($BN191,'Early Retirement'!$D$4:$AC$5,2,FALSE),0)","v":0},{"$f":"IFERROR(INDEX('Early Retirement'!$AE$4:$BE$32,$BJ191,$BN191),0)","v":0},{"$f":"IFERROR(HLOOKUP($BN191,'Early Retirement'!$AF$4:$BE$5,2,FALSE),0)","v":0},0,0,"kW/ton",{"$f":"IFERROR(INDEX('Early Retirement'!$BG$4:$CG$32,$BJ191,$BN191),0)","v":0},{"$f":"IFERROR(HLOOKUP($BN191,'Early Retirement'!$BH$4:$CH$5,2,FALSE),0)","v":0},0,"COP","Yes",0,0,"kW/ton",0,"COP",0,0,"kW/ton",0,"COP",null,"djabca46",0.77500000000000002,"kW/ton",0.61499999999999999,"IPLV",0.77500000000000002,0.61499999999999999,"kW/ton",null,null,null,null,"Water Cooled Chiller",0,"Screw","A",150]
[null,null,null,null,null,null,null,null,null,null,null,null,null,null,null,null,null,null,null,null,null,null,null,null,190,{"$f":"IF(Inventory!$C199=\"\",\"a\",VLOOKUP(Inventory!$C199,$B$3:$C$6,2,FALSE))","v":"a"},{"$f":"IF(AND($Z192=\"b\",Inventory!$I199=\"\"),\"a\",IF(AND($Z192=\"b\",Inventory!$I199<>\"\"),VLOOKUP(Inventory!$I199,$E$3:$F$12,2,FALSE),IF(AND(OR($Z192=\"c\",$Z192=\"d\"),Inventory!$AB199=\"\"),\"a\",IF(AND(OR($Z192=\"c\",$Z192=\"d\"),Inventory!$AB199<>\"\"),VLOOKUP(Inventory!$AB199,$E$3:$F$12,2,FALSE),\"a\"))))","v":"a"},{"$f":"IF(OR(AND($AA192<>\"b\",$AA192<>\"c\"),$AF192=0,$AF192>=(65000/12000),Inventory!$AC199=\"\"),\"a\",VLOOKUP(Inventory!$AC199,$H$3:$I$5,2,FALSE))","v":"a"},{"$f":"IF(AND(AA192<>\"I\",AA192<>\"j\"),\"a\",IF(AND(OR(Z192=\"b\",Z192=\"c\",Z192=\"d\"),Inventory!AD199=\"\"),\"a\",IF(AND(OR(Z192=\"b\",Z192=\"c\",Z192=\"d\"),Inventory!AD199<>\"\"),VLOOKUP(Inventory!AD199,$K$3:$L$5,2,FALSE),\"a\")))","v":"a"},{"$f":"IF(AND($AA192<>\"i\",$AA192<>\"j\"),\"a\",IF(AND($Z192=\"b\",Inventory!$L199=\"\"),\"a\",IF(AND($Z192=\"b\",Inventory!$L199<>\"\"),VLOOKUP(Inventory!$L199,$N$3:$O$6,2,FALSE),IF(AND(OR($Z192=\"c\",$Z192=\"d\"),Inventory!$AE199=\"\"),\"a\",IF(AND(OR($Z192=\"c\",$Z192=\"d\"),Inventory!$AE199<>\"\"),VLOOKUP(Inventory!$AE199,$N$3:$O$6,2,FALSE),\"a\")))))","v":"a"},{"$f":"IF(OR(AND($AA192<>\"e\",$AA192<>\"f\"),$AF192=0,Inventory!$AG199=\"\"),\"a\",VLOOKUP(Inventory!$AG199,$Q$3:$R$5,2,FALSE))","v":"a"},{"$f":"IF(OR(Inventory!C199=\"New Construction\",Inventory!C199=\"Replace-on-Burnout\"),Inventory!AT199,IF(Inventory!C199=\"Early Retirement\",Inventory!AS199,0))","v":0},"","","","","","","","","","","","",0,"aaaaaa0","No","No",{"$f":"IF($Z192=\"a\",0,IF($Z192=\"b\",Inventory!$M199,Inventory!$AH199))","v":0},{"$f":"IF(OR($Z192=\"a\",AND($AU192=\"No\",$AV192=\"No\")),0,IF(AND($Z192=\"b\",Inventory!$O199=\"Btu/hr\"),Inventory!$N199,IF(AND($Z192=\"b\",Inventory!$O199=\"Tons\"),Inventory!$N199*12000,IF(AND(OR($Z192=\"c\",$Z192=\"d\"),Inventory!$AJ199=\"Btu/hr\"),Inventory!$AI199,IF(AND(OR($Z192=\"c\",$Z192=\"d\"),Inventory!$AJ199=\"Tons\"),Inventory!$AI199*12000,0)))))","v":0},0,0,"EER",0,"kW/ton",{"$f":"IF(OR($Z192=\"a\",$AV192=\"No\"),0,IF(AND($Z192=\"b\",Inventory!$Q199=\"Btu/hr\"),Inventory!$P199,IF(AND($Z192=\"b\",Inventory!$Q199=\"Tons\"),Inventory!$P199*12000,IF(AND(OR($Z192=\"c\",$Z192=\"d\"),Inventory!$AL199=\"Btu/hr\"),Inventory!$AK199,IF(AND(OR($Z192=\"c\",$Z192=\"d\"),Inventory!$AL199=\"Tons\"),Inventory!$AK199*12000,0)))))","v":0},0,0,"COP","No",{"$f":"IF(OR(Inventory!$J199=\"\",$BH192=\"No\"),\"-\",Inventory!$J199)","v":"-"},{"$f":"IFERROR(VLOOKUP($BI192,'Early Retirement'!$B$6:$C$32,2,FALSE),\"-\")","v":"-"},{"$f":"IF(OR($Z192<>\"b\",AND($AA192<>\"b\",$AA192<>\"c\")),\"n\",IF(AND($AS192<>1,$AS192<>2,$AS192<>7,$AS192<>8),\"n\",IF(Inventory!$K199=\"Split\",\"s\",IF(Inventory!$K199=\"Packaged\",\"p\",\"n\"))))","v":"n"},{"$f":"IF(AND($AA192<>\"i\",$AA192<>\"j\"),\"n\",IF(Inventory!$L199=\"Centrifugal\",\"c\",\"n\"))","v":"n"},"-","-",{"$f":"IFERROR(INDEX('Early Retirement'!$C$4:$AC$32,$BJ192,$BN192),0)","v":0},{"$f":"IFERROR(HLOOKUP($BN192,'Early Retirement'!$D$4:$AC$5,2,FALSE),0)","v":0},{"$f":"IFERROR(INDEX('Early Retirement'!$AE$4:$BE$32,$BJ192,$BN192),0)","v":0},{"$f":"IFERROR(HLOOKUP($BN192,'Early Retirement'!$AF$4:$BE$5,2,FALSE),0)","v":0},0,0,"kW/ton",{"$f":"IFERROR(INDEX('Early Retirement'!$BG$4:$CG$32,$BJ192,$BN192),0)","v":0},{"$f":"IFERROR(HLOOKUP($BN192,'Early Retirement'!$BH$4:$CH$5,2,FALSE),0)","v":0},0,"COP","Yes",0,0,"kW/ton",0,"COP",0,0,"kW/ton",0,"COP",null,"djabca47",0.68,"kW/ton",0.57999999999999996,"IPLV",0.68,0.57999999999999996,"kW/ton",null,null,null,null,"Water Cooled Chiller",0,"Screw","A",300]
[null,null,null,null,null,null,null,null,null,null,null,null,null,null,null,null,null,null,null,null,null,null,null,null,191,{"$f":"IF(Inventory!$C200=\"\",\"a\",VLOOKUP(Inventory!$C200,$B$3:$C$6,2,FALSE))","v":"a"},{"$f":"IF(AND($Z193=\"b\",Inventory!$I200=\"\"),\"a\",IF(AND($Z193=\"b\",Inventory!$I200<>\"\"),VLOOKUP(Inventory!$I200,$E$3:$F$12,2,FALSE),IF(AND(OR($Z193=\"c\",$Z193=\"d\"),Inventory!$AB200=\"\"),\"a\",IF(AND(OR($Z193=\"c\",$Z193=\"d\"),Inventory!$AB200<>\"\"),VLOOKUP(Inventory!$AB200,$E$3:$F$12,2,FALSE),\"a\"))))","v":"a"},{"$f":"IF(OR(AND($AA193<>\"b\",$AA193<>\"c\"),$AF193=0,$AF193>=(65000/12000),Inventory!$AC200=\"\"),\"a\",VLOOKUP(Inventory!$AC200,$H$3:$I$5,2,FALSE))","v":"a"},{"$f":"IF(AND(AA193<>\"I\",AA193<>\"j\"),\"a\",IF(AND(OR(Z193=\"b\",Z193=\"c\",Z193=\"d\"),Inventory!AD200=\"\"),\"a\",IF(AND(OR(Z193=\"b\",Z193=\"c\",Z193=\"d\"),Inventory!AD200<>\"\"),VLOOKUP(Inventory!AD200,$K$3:$L$5,2,FALSE),\"a\")))","v":"a"},{"$f":"IF(AND($AA193<>\"i\",$AA193<>\"j\"),\"a\",IF(AND($Z193=\"b\",Inventory!$L200=\"\"),\"a\",IF(AND($Z193=\"b\",Inventory!$L200<>\"\"),VLOOKUP(Inventory!$L200,$N$3:$O$6,2,FALSE),IF(AND(OR($Z193=\"c\",$Z193=\"d\"),Inventory!$AE200=\"\"),\"a\",IF(AND(OR($Z193=\"c\",$Z193=\"d\"),Inventory!$AE200<>\"\"),VLOOKUP(Inventory!$AE200,$N$3:$O$6,2,FALSE),\"a\")))))","v":"a"},{"$f":"IF(OR(AND($AA193<>\"e\",$AA193<>\"f\"),$AF193=0,Inventory!$AG200=\"\"),\"a\",VLOOKUP(Inventory!$AG200,$Q$3:$R$5,2,FALSE))","v":"a"},{"$f":"IF(OR(Inventory!C200=\"New Construction\",Inventory!C200=\"Replace-on-Burnout\"),Inventory!AT200,IF(Inventory!C200=\"Early Retirement\",Inventory!AS200,0))","v":0},"","","","","","","","","","","","",0,"aaaaaa0","No","No",{"$f":"IF($Z193=\"a\",0,IF($Z193=\"b\",Inventory!$M200,Inventory!$AH200))","v":0},{"$f":"IF(OR($Z193=\"a\",AND($AU193=\"No\",$AV193=\"No\")),0,IF(AND($Z193=\"b\",Inventory!$O200=\"Btu/hr\"),Inventory!$N200,IF(AND($Z193=\"b\",Inventory!$O200=\"Tons\"),Inventory!$N200*12000,IF(AND(OR($Z193=\"c\",$Z193=\"d\"),Inventory!$AJ200=\"Btu/hr\"),Inventory!$AI200,IF(AND(OR($Z193=\"c\",$Z193=\"d\"),Inventory!$AJ200=\"Tons\"),Inventory!$AI200*12000,0)))))","v":0},0,0,"EER",0,"kW/ton",{"$f":"IF(OR($Z193=\"a\",$AV193=\"No\"),0,IF(AND($Z193=\"b\",Inventory!$Q200=\"Btu/hr\"),Inventory!$P200,IF(AND($Z193=\"b\",Inventory!$Q200=\"Tons\"),Inventory!$P200*12000,IF(AND(OR($Z193=\"c\",$Z193=\"d\"),Inventory!$AL200=\"Btu/hr\"),Inventory!$AK200,IF(AND(OR($Z193=\"c\",$Z193=\"d\"),Inventory!$AL200=\"Tons\"),Inventory!$AK200*12000,0)))))","v":0},0,0,"COP","No",{"$f":"IF(OR(Inventory!$J200=\"\",$BH193=\"No\"),\"-\",Inventory!$J200)","v":"-"},{"$f":"IFERROR(VLOOKUP($BI193,'Early Retirement'!$B$6:$C$32,2,FALSE),\"-\")","v":"-"},{"$f":"IF(OR($Z193<>\"b\",AND($AA193<>\"b\",$AA193<>\"c\")),\"n\",IF(AND($AS193<>1,$AS193<>2,$AS193<>7,$AS193<>8),\"n\",IF(Inventory!$K200=\"Split\",\"s\",IF(Inventory!$K200=\"Packaged\",\"p\",\"n\"))))","v":"n"},{"$f":"IF(AND($AA193<>\"i\",$AA193<>\"j\"),\"n\",IF(Inventory!$L200=\"Centrifugal\",\"c\",\"n\"))","v":"n"},"-","-",{"$f":"IFERROR(INDEX('Early Retirement'!$C$4:$AC$32,$BJ193,$BN193),0)","v":0},{"$f":"IFERROR(HLOOKUP($BN193,'Early Retirement'!$D$4:$AC$5,2,FALSE),0)","v":0},{"$f":"IFERROR(INDEX('Early Retirement'!$AE$4:$BE$32,$BJ193,$BN193),0)","v":0},{"$f":"IFERROR(HLOOKUP($BN193,'Early Retirement'!$AF$4:$BE$5,2,FALSE),0)","v":0},0,0,"kW/ton",{"$f":"IFERROR(INDEX('Early Retirement'!$BG$4:$CG$32,$BJ193,$BN193),0)","v":0},{"$f":"IFERROR(HLOOKUP($BN193,'Early Retirement'!$BH$4:$CH$5,2,FALSE),0)","v":0},0,"COP","Yes",0,0,"kW/ton",0,"COP",0,0,"kW/ton",0,"COP",null,"djabca48",0.62,"kW/ton",0.54,"IPLV",0.62,0.54,"kW/ton",null,null,null,null,"Water Cooled Chiller",0,"Screw","A",600]
[null,null,null,null,null,null,null,null,null,null,null,null,null,null,null,null,null,null,null,null,null,null,null,null,192,{"$f":"IF(Inventory!$C201=\"\",\"a\",VLOOKUP(Inventory!$C201,$B$3:$C$6,2,FALSE))","v":"a"},{"$f":"IF(AND($Z194=\"b\",Inventory!$I201=\"\"),\"a\",IF(AND($Z194=\"b\",Inventory!$I201<>\"\"),VLOOKUP(Inventory!$I201,$E$3:$F$12,2,FALSE),IF(AND(OR($Z194=\"c\",$Z194=\"d\"),Inventory!$AB201=\"\"),\"a\",IF(AND(OR($Z194=\"c\",$Z194=\"d\"),Inventory!$AB201<>\"\"),VLOOKUP(Inventory!$AB201,$E$3:$F$12,2,FALSE),\"a\"))))","v":"a"},{"$f":"IF(OR(AND($AA194<>\"b\",$AA194<>\"c\"),$AF194=0,$AF194>=(65000/12000),Inventory!$AC201=\"\"),\"a\",VLOOKUP(Inventory!$AC201,$H$3:$I$5,2,FALSE))","v":"a"},{"$f":"IF(AND(AA194<>\"I\",AA194<>\"j\"),\"a\",IF(AND(OR(Z194=\"b\",Z194=\"c\",Z194=\"d\"),Inventory!AD201=\"\"),\"a\",IF(AND(OR(Z194=\"b\",Z194=\"c\",Z194=\"d\"),Inventory!AD201<>\"\"),VLOOKUP(Inventory!AD201,$K$3:$L$5,2,FALSE),\"a\")))","v":"a"},{"$f":"IF(AND($AA194<>\"i\",$AA194<>\"j\"),\"a\",IF(AND($Z194=\"b\",Inventory!$L201=\"\"),\"a\",IF(AND($Z194=\"b\",Inventory!$L201<>\"\"),VLOOKUP(Inventory!$L201,$N$3:$O$6,2,FALSE),IF(AND(OR($Z194=\"c\",$Z194=\"d\"),Inventory!$AE201=\"\"),\"a\",IF(AND(OR($Z194=\"c\",$Z194=\"d\"),Inventory!$AE201<>\"\"),VLOOKUP(Inventory!$AE201,$N$3:$O$6,2,FALSE),\"a\")))))","v":"a"},{"$f":"IF(OR(AND($AA194<>\"e\",$AA194<>\"f\"),$AF194=0,Inventory!$AG201=\"\"),\"a\",VLOOKUP(Inventory!$AG201,$Q$3:$R$5,2,FALSE))","v":"a"},{"$f":"IF(OR(Inventory!C201=\"New Construction\",Inventory!C201=\"Replace-on-Burnout\"),Inventory!AT201,IF(Inventory!C201=\"Early Retirement\",Inventory!AS201,0))","v":0},"","","","","","","","","","","","",0,"aaaaaa0","No","No",{"$f":"IF($Z194=\"a\",0,IF($Z194=\"b\",Inventory!$M201,Inventory!$AH201))","v":0},{"$f":"IF(OR($Z194=\"a\",AND($AU194=\"No\",$AV194=\"No\")),0,IF(AND($Z194=\"b\",Inventory!$O201=\"Btu/hr\"),Inventory!$N201,IF(AND($Z194=\"b\",Inventory!$O201=\"Tons\"),Inventory!$N201*12000,IF(AND(OR($Z194=\"c\",$Z194=\"d\"),Inventory!$AJ201=\"Btu/hr\"),Inventory!$AI201,IF(AND(OR($Z194=\"c\",$Z194=\"d\"),Inventory!$AJ201=\"Tons\"),Inventory!$AI201*12000,0)))))","v":0},0,0,"EER",0,"kW/ton",{"$f":"IF(OR($Z194=\"a\",$AV194=\"No\"),0,IF(AND($Z194=\"b\",Inventory!$Q201=\"Btu/hr\"),Inventory!$P201,IF(AND($Z194=\"b\",Inventory!$Q201=\"Tons\"),Inventory!$P201*12000,IF(AND(OR($Z194=\"c\",$Z194=\"d\"),Inventory!$AL201=\"Btu/hr\"),Inventory!$AK201,IF(AND(OR($Z194=\"c\",$Z194=\"d\"),Inventory!$AL201=\"Tons\"),Inventory!$AK201*12000,0)))))","v":0},0,0,"COP","No",{"$f":"IF(OR(Inventory!$J201=\"\",$BH194=\"No\"),\"-\",Inventory!$J201)","v":"-"},{"$f":"IFERROR(VLOOKUP($BI194,'Early Retirement'!$B$6:$C$32,2,FALSE),\"-\")","v":"-"},{"$f":"IF(OR($Z194<>\"b\",AND($AA194<>\"b\",$AA194<>\"c\")),\"n\",IF(AND($AS194<>1,$AS194<>2,$AS194<>7,$AS194<>8),\"n\",IF(Inventory!$K201=\"Split\",\"s\",IF(Inventory!$K201=\"Packaged\",\"p\",\"n\"))))","v":"n"},{"$f":"IF(AND($AA194<>\"i\",$AA194<>\"j\"),\"n\",IF(Inventory!$L201=\"Centrifugal\",\"c\",\"n\"))","v":"n"},"-","-",{"$f":"IFERROR(INDEX('Early Retirement'!$C$4:$AC$32,$BJ194,$BN194),0)","v":0},{"$f":"IFERROR(HLOOKUP($BN194,'Early Retirement'!$D$4:$AC$5,2,FALSE),0)","v":0},{"$f":"IFERROR(INDEX('Early Retirement'!$AE$4:$BE$32,$BJ194,$BN194),0)","v":0},{"$f":"IFERROR(HLOOKUP($BN194,'Early Retirement'!$AF$4:$BE$5,2,FALSE),0)","v":0},0,0,"kW/ton",{"$f":"IFERROR(INDEX('Early Retirement'!$BG$4:$CG$32,$BJ194,$BN194),0)","v":0},{"$f":"IFERROR(HLOOKUP($BN194,'Early Retirement'!$BH$4:$CH$5,2,FALSE),0)","v":0},0,"COP","Yes",0,0,"kW/ton",0,"COP",0,0,"kW/ton",0,"COP",null,"djabca49",0.62,"kW/ton",0.54,"IPLV",0.62,0.54,"kW/ton",null,null,null,null,"Water Cooled Chiller",0,"Screw","A",0]
[null,null,null,null,null,null,null,null,null,null,null,null,null,null,null,null,null,null,null,null,null,null,null,null,193,{"$f":"IF(Inventory!$C202=\"\",\"a\",VLOOKUP(Inventory!$C202,$B$3:$C$6,2,FALSE))","v":"a"},{"$f":"IF(AND($Z195=\"b\",Inventory!$I202=\"\"),\"a\",IF(AND($Z195=\"b\",Inventory!$I202<>\"\"),VLOOKUP(Inventory!$I202,$E$3:$F$12,2,FALSE),IF(AND(OR($Z195=\"c\",$Z195=\"d\"),Inventory!$AB202=\"\"),\"a\",IF(AND(OR($Z195=\"c\",$Z195=\"d\"),Inventory!$AB202<>\"\"),VLOOKUP(Inventory!$AB202,$E$3:$F$12,2,FALSE),\"a\"))))","v":"a"},{"$f":"IF(OR(AND($AA195<>\"b\",$AA195<>\"c\"),$AF195=0,$AF195>=(65000/12000),Inventory!$AC202=\"\"),\"a\",VLOOKUP(Inventory!$AC202,$H$3:$I$5,2,FALSE))","v":"a"},{"$f":"IF(AND(AA195<>\"I\",AA195<>\"j\"),\"a\",IF(AND(OR(Z195=\"b\",Z195=\"c\",Z195=\"d\"),Inventory!AD202=\"\"),\"a\",IF(AND(OR(Z195=\"b\",Z195=\"c\",Z195=\"d\"),Inventory!AD202<>\"\"),VLOOKUP(Inventory!AD202,$K$3:$L$5,2,FALSE),\"a\")))","v":"a"},{"$f":"IF(AND($AA195<>\"i\",$AA195<>\"j\"),\"a\",IF(AND($Z195=\"b\",Inventory!$L202=\"\"),\"a\",IF(AND($Z195=\"b\",Inventory!$L202<>\"\"),VLOOKUP(Inventory!$L202,$N$3:$O$6,2,FALSE),IF(AND(OR($Z195=\"c\",$Z195=\"d\"),Inventory!$AE202=\"\"),\"a\",IF(AND(OR($Z195=\"c\",$Z195=\"d\"),Inventory!$AE202<>\"\"),VLOOKUP(Inventory!$AE202,$N$3:$O$6,2,FALSE),\"a\")))))","v":"a"},{"$f":"IF(OR(AND($AA195<>\"e\",$AA195<>\"f\"),$AF195=0,Inventory!$AG202=\"\"),\"a\",VLOOKUP(Inventory!$AG202,$Q$3:$R$5,2,FALSE))","v":"a"},{"$f":"IF(OR(Inventory!C202=\"New Construction\",Inventory!C202=\"Replace-on-Burnout\"),Inventory!AT202,IF(Inventory!C202=\"Early Retirement\",Inventory!AS202,0))","v":0},"","","","","","","","","","","","",0,"aaaaaa0","No","No",{"$f":"IF($Z195=\"a\",0,IF($Z195=\"b\",Inventory!$M202,Inventory!$AH202))","v":0},{"$f":"IF(OR($Z195=\"a\",AND($AU195=\"No\",$AV195=\"No\")),0,IF(AND($Z195=\"b\",Inventory!$O202=\"Btu/hr\"),Inventory!$N202,IF(AND($Z195=\"b\",Inventory!$O202=\"Tons\"),Inventory!$N202*12000,IF(AND(OR($Z195=\"c\",$Z195=\"d\"),Inventory!$AJ202=\"Btu/hr\"),Inventory!$AI202,IF(AND(OR($Z195=\"c\",$Z195=\"d\"),Inventory!$AJ202=\"Tons\"),Inventory!$AI202*12000,0)))))","v":0},0,0,"EER",{"$f":"IFERROR(12/$AZ195,0)","v":0},"kW/ton",{"$f":"IF(OR($Z195=\"a\",$AV195=\"No\"),0,IF(AND($Z195=\"b\",Inventory!$Q202=\"Btu/hr\"),Inventory!$P202,IF(AND($Z195=\"b\",Inventory!$Q202=\"Tons\"),Inventory!$P202*12000,IF(AND(OR($Z195=\"c\",$Z195=\"d\"),Inventory!$AL202=\"Btu/hr\"),Inventory!$AK202,IF(AND(OR($Z195=\"c\",$Z195=\"d\"),Inventory!$AL202=\"Tons\"),Inventory!$AK202*12000,0)))))","v":0},0,0,"COP",{"$f":"IF($Z195=\"b\",\"Yes\",\"No\")","v":"No"},{"$f":"IF(OR(Inventory!$J202=\"\",$BH195=\"No\"),\"-\",Inventory!$J202)","v":"-"},{"$f":"IFERROR(VLOOKUP($BI195,'Early Retirement'!$B$6:$C$32,2,FALSE),\"-\")","v":"-"},{"$f":"IF(OR($Z195<>\"b\",AND($AA195<>\"b\",$AA195<>\"c\")),\"n\",IF(AND($AS195<>1,$AS195<>2,$AS195<>7,$AS195<>8),\"n\",IF(Inventory!$K202=\"Split\",\"s\",IF(Inventory!$K202=\"Packaged\",\"p\",\"n\"))))","v":"n"},{"$f":"IF(AND($AA195<>\"i\",$AA195<>\"j\"),\"n\",IF(Inventory!$L202=\"Centrifugal\",\"c\",\"n\"))","v":"n"},"-",{"$f":"IFERROR(VLOOKUP($BM195,$BM$506:$BN$541,2,FALSE),\"-\")","v":"-"},{"$f":"IFERROR(INDEX('Early Retirement'!$C$4:$AC$32,$BJ195,$BN195),0)","v":0},{"$f":"IFERROR(HLOOKUP($BN195,'Early Retirement'!$D$4:$AC$5,2,FALSE),0)","v":0},{"$f":"IFERROR(INDEX('Early Retirement'!$AE$4:$BE$32,$BJ195,$BN195),0)","v":0},{"$f":"IFERROR(HLOOKUP($BN195,'Early Retirement'!$AF$4:$BE$5,2,FALSE),0)","v":0},0,0,"kW/ton",{"$f":"IFERROR(INDEX('Early Retirement'!$BG$4:$CG$32,$BJ195,$BN195),0)","v":0},{"$f":"IFERROR(HLOOKUP($BN195,'Early Retirement'!$BH$4:$CH$5,2,FALSE),0)","v":0},0,"COP","Yes",{"$f":"IF($BZ195=\"Yes\",IFERROR(VLOOKUP($AT195,$CL:$CS,6,FALSE),0),0)","v":0},{"$f":"IF($BZ195=\"Yes\",IFERROR(VLOOKUP($AT195,$CL:$CS,7,FALSE),0),0)","v":0},"kW/ton",{"$f":"IF($BZ195=\"Yes\",IFERROR(VLOOKUP($AT195,$CL:$CW,11,FALSE),0),0)","v":0},"COP",0,0,"kW/ton",0,"COP",null,"djabda45",0.78,"kW/ton",0.63,"IPLV",0.78,0.63,"kW/ton",null,null,null,null,"Water Cooled Chiller",0,"Scroll","A",75]
[null,null,null,null,null,null,null,null,null,null,null,null,null,null,null,null,null,null,null,null,null,null,null,null,194,{"$f":"IF(Inventory!$C203=\"\",\"a\",VLOOKUP(Inventory!$C203,$B$3:$C$6,2,FALSE))","v":"a"},{"$f":"IF(AND($Z196=\"b\",Inventory!$I203=\"\"),\"a\",IF(AND($Z196=\"b\",Inventory!$I203<>\"\"),VLOOKUP(Inventory!$I203,$E$3:$F$12,2,FALSE),IF(AND(OR($Z196=\"c\",$Z196=\"d\"),Inventory!$AB203=\"\"),\"a\",IF(AND(OR($Z196=\"c\",$Z196=\"d\"),Inventory!$AB203<>\"\"),VLOOKUP(Inventory!$AB203,$E$3:$F$12,2,FALSE),\"a\"))))","v":"a"},{"$f":"IF(OR(AND($AA196<>\"b\",$AA196<>\"c\"),$AF196=0,$AF196>=(65000/12000),Inventory!$AC203=\"\"),\"a\",VLOOKUP(Inventory!$AC203,$H$3:$I$5,2,FALSE))","v":"a"},{"$f":"IF(AND(AA196<>\"I\",AA196<>\"j\"),\"a\",IF(AND(OR(Z196=\"b\",Z196=\"c\",Z196=\"d\"),Inventory!AD203=\"\"),\"a\",IF(AND(OR(Z196=\"b\",Z196=\"c\",Z196=\"d\"),Inventory!AD203<>\"\"),VLOOKUP(Inventory!AD203,$K$3:$L$5,2,FALSE),\"a\")))","v":"a"},{"$f":"IF(AND($AA196<>\"i\",$AA196<>\"j\"),\"a\",IF(AND($Z196=\"b\",Inventory!$L203=\"\"),\"a\",IF(AND($Z196=\"b\",Inventory!$L203<>\"\"),VLOOKUP(Inventory!$L203,$N$3:$O$6,2,FALSE),IF(AND(OR($Z196=\"c\",$Z196=\"d\"),Inventory!$AE203=\"\"),\"a\",IF(AND(OR($Z196=\"c\",$Z196=\"d\"),Inventory!$AE203<>\"\"),VLOOKUP(Inventory!$AE203,$N$3:$O$6,2,FALSE),\"a\")))))","v":"a"},{"$f":"IF(OR(AND($AA196<>\"e\",$AA196<>\"f\"),$AF196=0,Inventory!$AG203=\"\"),\"a\",VLOOKUP(Inventory!$AG203,$Q$3:$R$5,2,FALSE))","v":"a"},{"$f":"IF(OR(Inventory!C203=\"New Construction\",Inventory!C203=\"Replace-on-Burnout\"),Inventory!AT203,IF(Inventory!C203=\"Early Retirement\",Inventory!AS203,0))","v":0},{"$f":"IF(AND($AA196<>\"b\",$AA196<>\"c\",$AA196<>\"d\",$AA196<>\"e\",$AA196<>\"f\"),\"\",IF(AND($AF196>=$AG$2,$AA196=\"b\"),6,IF(AND($AF196>=$AG$2,$AA196=\"c\"),12,IF(AND($AF196>=$AG$2,$AA196=\"d\"),18,IF(AND($AF196>=$AG$2,$AA196=\"e\"),24,IF(AND($AF196>=$AG$2,$AA196=\"f\"),30,0))))))","v":""},{"$f":"IF(OR(AND($AA196<>\"b\",$AA196<>\"c\",$AA196<>\"d\",$AA196<>\"e\",$AA196<>\"f\"),$AG196<>0),\"\",IF(AND($AF196>=$AH$2,$AA196=\"b\"),5,IF(AND($AF196>=$AH$2,$AA196=\"c\"),11,IF(AND($AF196>=$AH$2,$AA196=\"d\"),17,IF(AND($AF196>=$AH$2,$AA196=\"e\"),23,IF(AND($AF196>=$AH$2,$AA196=\"f\"),29,0))))))","v":""},{"$f":"IF(OR(AND($AA196<>\"b\",$AA196<>\"c\",$AA196<>\"d\",$AA196<>\"e\",$AA196<>\"f\"),$AH196<>0),\"\",IF(AND($AF196>=$AI$2,$AA196=\"b\"),4,IF(AND($AF196>=$AI$2,$AA196=\"c\"),10,IF(AND($AF196>=$AI$2,$AA196=\"d\"),16,IF(AND($AF196>=$AI$2,$AA196=\"e\"),22,IF(AND($AF196>=$AI$2,$AA196=\"f\"),28,0))))))","v":""},{"$f":"IF(OR(AND($AA196<>\"b\",$AA196<>\"c\",$AA196<>\"d\",$AA196<>\"e\",$AA196<>\"f\"),$AI196<>0),\"\",IF(AND($AF196>=$AJ$2,$AA196=\"b\"),3,IF(AND($AF196>=$AJ$2,$AA196=\"c\"),9,IF(AND($AF196>=$AJ$2,$AA196=\"d\"),15,IF(AND($AF196>=$AJ$2,$AA196=\"e\"),21,IF(AND($AF196>=$AJ$2,$AA196=\"f\"),27,0))))))","v":""},{"$f":"IF(OR(AND($AA196<>\"b\",$AA196<>\"c\",$AA196<>\"d\",$AA196<>\"e\",$AA196<>\"f\"),$AJ196<>0),\"\",IF(AND($AF196>=$AK$2,$AA196=\"b\"),2,IF(AND($AF196>=$AK$2,$AA196=\"c\"),8,IF(AND($AF196>=$AK$2,$AA196=\"d\"),14,IF(AND($AF196>=$AK$2,$AA196=\"e\"),20,IF(AND($AF196>=$AK$2,$AA196=\"f\"),26,0))))))","v":""},{"$f":"IF(OR(AND($AA196<>\"b\",$AA196<>\"c\",$AA196<>\"d\",$AA196<>\"e\",$AA196<>\"f\"),$AK196<>0),\"\",IF(AND($AF196>=$AL$2,$AA196=\"b\"),1,IF(AND($AF196>=$AL$2,$AA196=\"c\"),7,IF(AND($AF196>=$AL$2,$AA196=\"d\"),13,IF(AND($AF196>=$AL$2,$AA196=\"e\"),19,IF(AND($AF196>=$AL$2,$AA196=\"f\"),25,0))))))","v":""},{"$f":"IF(AND($AA196<>\"i\",$AA196<>\"j\"),\"\",IF(AND($AF196>=$AM$2,$AA196=\"i\"),39,IF(AND($AF196>=$AM$2,$AA196=\"j\",$AD196=\"b\"),44,IF(AND($AF196>=$AM$2,$AA196=\"j\",$AD196<>\"b\"),49,0))))","v":""},{"$f":"IF(OR(AND($AA196<>\"i\",$AA196<>\"j\"),$AM196<>0),\"\",IF(AND($AF196>=$AN$2,$AA196=\"i\"),38,IF(AND($AF196>=$AN$2,$AA196=\"j\",$AD196=\"b\"),43,IF(AND($AF196>=$AN$2,$AA196=\"j\",$AD196<>\"b\"),48,0))))","v":""},{"$f":"IF(OR(AND($AA196<>\"i\",$AA196<>\"j\"),$AN196<>0),\"\",IF(AND($AF196>=$AO$2,$AA196=\"i\"),37,IF(AND($AF196>=$AO$2,$AA196=\"j\",$AD196=\"b\"),42,IF(AND($AF196>=$AO$2,$AA196=\"j\",$AD196<>\"b\"),47,0))))","v":""},{"$f":"IF(OR(AND($AA196<>\"i\",$AA196<>\"j\"),$AO196<>0),\"\",IF(AND($AF196>=$AP$2,$AA196=\"i\"),36,IF(AND($AF196>=$AP$2,$AA196=\"j\",$AD196=\"b\"),41,IF(AND($AF196>=$AP$2,$AA196=\"j\",$AD196<>\"b\"),46,0))))","v":""},{"$f":"IF(OR(AND($AA196<>\"i\",$AA196<>\"j\"),$AP196<>0),\"\",IF(AND($AF196>=$AQ$2,$AA196=\"i\"),35,IF(AND($AF196>=$AQ$2,$AA196=\"j\",$AD196=\"b\"),40,IF(AND($AF196>=$AQ$2,$AA196=\"j\",$AD196<>\"b\"),45,0))))","v":""},{"$f":"IF(AND($AA196<>\"g\",$AA196<>\"h\"),\"\",IF(AND($Z196=\"d\",$AA196=\"g\"),31,IF(AND($Z196=\"c\",$AA196=\"g\"),32,IF(AND($Z196=\"d\",$AA196=\"h\"),33,IF(AND($Z196=\"c\",$AA196=\"h\"),34,\"\")))))","v":""},{"$f":"SUM($AG196:$AR196)","v":0},{"$f":"CONCATENATE($Z196,$AA196,$AB196,$AC196,$AD196,$AE196,$AS196)","v":"aaaaaa0"},{"$f":"IF($AA196=\"g\",\"Yes\",\"No\")","v":"No"},{"$f":"IF($AA196=\"h\",\"Yes\",\"No\")","v":"No"},{"$f":"IF($Z196=\"a\",0,IF($Z196=\"b\",Inventory!$M203,Inventory!$AH203))","v":0},{"$f":"IF(OR($Z196=\"a\",AND($AU196=\"No\",$AV196=\"No\")),0,IF(AND($Z196=\"b\",Inventory!$O203=\"Btu/hr\"),Inventory!$N203,IF(AND($Z196=\"b\",Inventory!$O203=\"Tons\"),Inventory!$N203*12000,IF(AND(OR($Z196=\"c\",$Z196=\"d\"),Inventory!$AJ203=\"Btu/hr\"),Inventory!$AI203,IF(AND(OR($Z196=\"c\",$Z196=\"d\"),Inventory!$AJ203=\"Tons\"),Inventory!$AI203*12000,0)))))","v":0},{"$f":"IF(AX196=0,0,IF($AX196<7000,7000,IF($AX196>15000,15000,$AX196)))","v":0},{"$f":"IF(OR($Z196=\"a\",AND($AU196=\"No\",$AV196=\"No\"),$AX196=0),0,IF(AND($Z196<>\"b\",$AU196=\"Yes\",$AW196=\"Yes\"),14-(0.3*$AY196/1000),IF(AND($Z196<>\"b\",$AU196=\"Yes\",$AW196=\"No\"),10.9-(0.213*$AY196/1000),IF(AND($Z196=\"b\",$AU196=\"Yes\"),10.9-(0.213*$AY196/1000),IF(AND($Z196<>\"b\",$AV196=\"Yes\",$AW196=\"Yes\"),14-(0.3*$AY196/1000),IF(AND($Z196<>\"b\",$AV196=\"Yes\",$AW196=\"No\"),10.8-(0.213*$AY196/1000),IF(AND($Z196=\"b\",$AV196=\"Yes\"),10.8-(0.213*$AY196/1000),0)))))))","v":0},"EER",0,"kW/ton",{"$f":"IF(OR($Z196=\"a\",$AV196=\"No\"),0,IF(AND($Z196=\"b\",Inventory!$Q203=\"Btu/hr\"),Inventory!$P203,IF(AND($Z196=\"b\",Inventory!$Q203=\"Tons\"),Inventory!$P203*12000,IF(AND(OR($Z196=\"c\",$Z196=\"d\"),Inventory!$AL203=\"Btu/hr\"),Inventory!$AK203,IF(AND(OR($Z196=\"c\",$Z196=\"d\"),Inventory!$AL203=\"Tons\"),Inventory!$AK203*12000,0)))))","v":0},{"$f":"IF(BD196=0,0,IF($BD196<7000,7000,IF($BD196>15000,15000,$BD196)))","v":0},{"$f":"IF(OR($Z196=\"a\",$AV196=\"No\",$BD196=0),0,IF(AND($Z196<>\"b\",$AV196=\"Yes\",$AW196=\"Yes\"),3.7-(0.052*$BE196/1000),IF(AND($Z196<>\"b\",$AV196=\"Yes\",$AW196=\"No\"),2.9-(0.026*$BE196/1000),IF(AND($Z196=\"b\",$AV196=\"Yes\"),2.9-(0.026*$BE196/1000),0))))","v":0},"COP","No",{"$f":"IF(OR(Inventory!$J203=\"\",$BH196=\"No\"),\"-\",Inventory!$J203)","v":"-"},{"$f":"IFERROR(VLOOKUP($BI196,'Early Retirement'!$B$6:$C$32,2,FALSE),\"-\")","v":"-"},{"$f":"IF(OR($Z196<>\"b\",AND($AA196<>\"b\",$AA196<>\"c\")),\"n\",IF(AND($AS196<>1,$AS196<>2,$AS196<>7,$AS196<>8),\"n\",IF(Inventory!$K203=\"Split\",\"s\",IF(Inventory!$K203=\"Packaged\",\"p\",\"n\"))))","v":"n"},{"$f":"IF(AND($AA196<>\"i\",$AA196<>\"j\"),\"n\",IF(Inventory!$L203=\"Centrifugal\",\"c\",\"n\"))","v":"n"},{"$f":"IF(OR($BH196=\"No\",$AA196=\"a\"),\"-\",CONCATENATE($AS196,$BK196,$BL196))","v":"-"},"-",{"$f":"IFERROR(INDEX('Early Retirement'!$C$4:$AC$32,$BJ196,$BN196),0)","v":0},{"$f":"IFERROR(HLOOKUP($BN196,'Early Retirement'!$D$4:$AC$5,2,FALSE),0)","v":0},{"$f":"IFERROR(INDEX('Early Retirement'!$AE$4:$BE$32,$BJ196,$BN196),0)","v":0},{"$f":"IFERROR(HLOOKUP($BN196,'Early Retirement'!$AF$4:$BE$5,2,FALSE),0)","v":0},{"$f":"IF(LEFT($BP196,3)=\"EER\",12/$BO196,IF($BP196=\"kW/ton\",$BO196,0))","v":0},{"$f":"IF(OR(LEFT($BR196,4)=\"SEER\",$BR196=\"IEER\",$BR196=\"IPLV (EER)\"),12/$BQ196,IF($BR196=\"IPLV (kW/ton)\",$BQ196,0))","v":0},"kW/ton",{"$f":"IFERROR(INDEX('Early Retirement'!$BG$4:$CG$32,$BJ196,$BN196),0)","v":0},{"$f":"IFERROR(HLOOKUP($BN196,'Early Retirement'!$BH$4:$CH$5,2,FALSE),0)","v":0},{"$f":"IF(LEFT($BW196,4)=\"HSPF\",$BV196/3.412,IF($BW196=\"COP\",$BV196,0))","v":0},"COP",{"$f":"IF(AND($AU196=\"No\",$AV196=\"No\",$BH196=\"No\"),\"Yes\",\"No\")","v":"Yes"},0,0,"kW/ton",0,"COP",{"$f":"MAX($BB196,$BS196,$CA196)","v":0},{"$f":"MAX($BB196,$BT196,$CB196)","v":0},"kW/ton",{"$f":"MAX($BF196,$BX196,$CD196)","v":0},"COP",null,"djabda46",0.77500000000000002,"kW/ton",0.61499999999999999,"IPLV",0.77500000000000002,0.61499999999999999,"kW/ton",null,null,null,null,"Water Cooled Chiller",0,"Scroll","A",150]
[null,null,null,null,null,null,null,null,null,null,null,null,null,null,null,null,null,null,null,null,null,null,null,null,195,{"$f":"IF(Inventory!$C204=\"\",\"a\",VLOOKUP(Inventory!$C204,$B$3:$C$6,2,FALSE))","v":"a"},{"$f":"IF(AND($Z197=\"b\",Inventory!$I204=\"\"),\"a\",IF(AND($Z197=\"b\",Inventory!$I204<>\"\"),VLOOKUP(Inventory!$I204,$E$3:$F$12,2,FALSE),IF(AND(OR($Z197=\"c\",$Z197=\"d\"),Inventory!$AB204=\"\"),\"a\",IF(AND(OR($Z197=\"c\",$Z197=\"d\"),Inventory!$AB204<>\"\"),VLOOKUP(Inventory!$AB204,$E$3:$F$12,2,FALSE),\"a\"))))","v":"a"},{"$f":"IF(OR(AND($AA197<>\"b\",$AA197<>\"c\"),$AF197=0,$AF197>=(65000/12000),Inventory!$AC204=\"\"),\"a\",VLOOKUP(Inventory!$AC204,$H$3:$I$5,2,FALSE))","v":"a"},{"$f":"IF(AND(AA197<>\"I\",AA197<>\"j\"),\"a\",IF(AND(OR(Z197=\"b\",Z197=\"c\",Z197=\"d\"),Inventory!AD204=\"\"),\"a\",IF(AND(OR(Z197=\"b\",Z197=\"c\",Z197=\"d\"),Inventory!AD204<>\"\"),VLOOKUP(Inventory!AD204,$K$3:$L$5,2,FALSE),\"a\")))","v":"a"},{"$f":"IF(AND($AA197<>\"i\",$AA197<>\"j\"),\"a\",IF(AND($Z197=\"b\",Inventory!$L204=\"\"),\"a\",IF(AND($Z197=\"b\",Inventory!$L204<>\"\"),VLOOKUP(Inventory!$L204,$N$3:$O$6,2,FALSE),IF(AND(OR($Z197=\"c\",$Z197=\"d\"),Inventory!$AE204=\"\"),\"a\",IF(AND(OR($Z197=\"c\",$Z197=\"d\"),Inventory!$AE204<>\"\"),VLOOKUP(Inventory!$AE204,$N$3:$O$6,2,FALSE),\"a\")))))","v":"a"},{"$f":"IF(OR(AND($AA197<>\"e\",$AA197<>\"f\"),$AF197=0,Inventory!$AG204=\"\"),\"a\",VLOOKUP(Inventory!$AG204,$Q$3:$R$5,2,FALSE))","v":"a"},{"$f":"IF(OR(Inventory!C204=\"New Construction\",Inventory!C204=\"Replace-on-Burnout\"),Inventory!AT204,IF(Inventory!C204=\"Early Retirement\",Inventory!AS204,0))","v":0},"","","","","","","","","","","","",0,"aaaaaa0","No","No",{"$f":"IF($Z197=\"a\",0,IF($Z197=\"b\",Inventory!$M204,Inventory!$AH204))","v":0},{"$f":"IF(OR($Z197=\"a\",AND($AU197=\"No\",$AV197=\"No\")),0,IF(AND($Z197=\"b\",Inventory!$O204=\"Btu/hr\"),Inventory!$N204,IF(AND($Z197=\"b\",Inventory!$O204=\"Tons\"),Inventory!$N204*12000,IF(AND(OR($Z197=\"c\",$Z197=\"d\"),Inventory!$AJ204=\"Btu/hr\"),Inventory!$AI204,IF(AND(OR($Z197=\"c\",$Z197=\"d\"),Inventory!$AJ204=\"Tons\"),Inventory!$AI204*12000,0)))))","v":0},0,0,"EER",0,"kW/ton",{"$f":"IF(OR($Z197=\"a\",$AV197=\"No\"),0,IF(AND($Z197=\"b\",Inventory!$Q204=\"Btu/hr\"),Inventory!$P204,IF(AND($Z197=\"b\",Inventory!$Q204=\"Tons\"),Inventory!$P204*12000,IF(AND(OR($Z197=\"c\",$Z197=\"d\"),Inventory!$AL204=\"Btu/hr\"),Inventory!$AK204,IF(AND(OR($Z197=\"c\",$Z197=\"d\"),Inventory!$AL204=\"Tons\"),Inventory!$AK204*12000,0)))))","v":0},0,0,"COP","No",{"$f":"IF(OR(Inventory!$J204=\"\",$BH197=\"No\"),\"-\",Inventory!$J204)","v":"-"},{"$f":"IFERROR(VLOOKUP($BI197,'Early Retirement'!$B$6:$C$32,2,FALSE),\"-\")","v":"-"},{"$f":"IF(OR($Z197<>\"b\",AND($AA197<>\"b\",$AA197<>\"c\")),\"n\",IF(AND($AS197<>1,$AS197<>2,$AS197<>7,$AS197<>8),\"n\",IF(Inventory!$K204=\"Split\",\"s\",IF(Inventory!$K204=\"Packaged\",\"p\",\"n\"))))","v":"n"},{"$f":"IF(AND($AA197<>\"i\",$AA197<>\"j\"),\"n\",IF(Inventory!$L204=\"Centrifugal\",\"c\",\"n\"))","v":"n"},"-","-",{"$f":"IFERROR(INDEX('Early Retirement'!$C$4:$AC$32,$BJ197,$BN197),0)","v":0},{"$f":"IFERROR(HLOOKUP($BN197,'Early Retirement'!$D$4:$AC$5,2,FALSE),0)","v":0},{"$f":"IFERROR(INDEX('Early Retirement'!$AE$4:$BE$32,$BJ197,$BN197),0)","v":0},{"$f":"IFERROR(HLOOKUP($BN197,'Early Retirement'!$AF$4:$BE$5,2,FALSE),0)","v":0},0,0,"kW/ton",{"$f":"IFERROR(INDEX('Early Retirement'!$BG$4:$CG$32,$BJ197,$BN197),0)","v":0},{"$f":"IFERROR(HLOOKUP($BN197,'Early Retirement'!$BH$4:$CH$5,2,FALSE),0)","v":0},0,"COP","Yes",0,0,"kW/ton",0,"COP",0,0,"kW/ton",0,"COP",null,"djabda47",0.68,"kW/ton",0.57999999999999996,"IPLV",0.68,0.57999999999999996,"kW/ton",null,null,null,null,"Water Cooled Chiller",0,"Scroll","A",300]
[null,null,null,null,null,null,null,null,null,null,null,null,null,null,null,null,null,null,null,null,null,null,null,null,196,{"$f":"IF(Inventory!$C205=\"\",\"a\",VLOOKUP(Inventory!$C205,$B$3:$C$6,2,FALSE))","v":"a"},{"$f":"IF(AND($Z198=\"b\",Inventory!$I205=\"\"),\"a\",IF(AND($Z198=\"b\",Inventory!$I205<>\"\"),VLOOKUP(Inventory!$I205,$E$3:$F$12,2,FALSE),IF(AND(OR($Z198=\"c\",$Z198=\"d\"),Inventory!$AB205=\"\"),\"a\",IF(AND(OR($Z198=\"c\",$Z198=\"d\"),Inventory!$AB205<>\"\"),VLOOKUP(Inventory!$AB205,$E$3:$F$12,2,FALSE),\"a\"))))","v":"a"},{"$f":"IF(OR(AND($AA198<>\"b\",$AA198<>\"c\"),$AF198=0,$AF198>=(65000/12000),Inventory!$AC205=\"\"),\"a\",VLOOKUP(Inventory!$AC205,$H$3:$I$5,2,FALSE))","v":"a"},{"$f":"IF(AND(AA198<>\"I\",AA198<>\"j\"),\"a\",IF(AND(OR(Z198=\"b\",Z198=\"c\",Z198=\"d\"),Inventory!AD205=\"\"),\"a\",IF(AND(OR(Z198=\"b\",Z198=\"c\",Z198=\"d\"),Inventory!AD205<>\"\"),VLOOKUP(Inventory!AD205,$K$3:$L$5,2,FALSE),\"a\")))","v":"a"},{"$f":"IF(AND($AA198<>\"i\",$AA198<>\"j\"),\"a\",IF(AND($Z198=\"b\",Inventory!$L205=\"\"),\"a\",IF(AND($Z198=\"b\",Inventory!$L205<>\"\"),VLOOKUP(Inventory!$L205,$N$3:$O$6,2,FALSE),IF(AND(OR($Z198=\"c\",$Z198=\"d\"),Inventory!$AE205=\"\"),\"a\",IF(AND(OR($Z198=\"c\",$Z198=\"d\"),Inventory!$AE205<>\"\"),VLOOKUP(Inventory!$AE205,$N$3:$O$6,2,FALSE),\"a\")))))","v":"a"},{"$f":"IF(OR(AND($AA198<>\"e\",$AA198<>\"f\"),$AF198=0,Inventory!$AG205=\"\"),\"a\",VLOOKUP(Inventory!$AG205,$Q$3:$R$5,2,FALSE))","v":"a"},{"$f":"IF(OR(Inventory!C205=\"New Construction\",Inventory!C205=\"Replace-on-Burnout\"),Inventory!AT205,IF(Inventory!C205=\"Early Retirement\",Inventory!AS205,0))","v":0},"","","","","","","","","","","","",0,"aaaaaa0","No","No",{"$f":"IF($Z198=\"a\",0,IF($Z198=\"b\",Inventory!$M205,Inventory!$AH205))","v":0},{"$f":"IF(OR($Z198=\"a\",AND($AU198=\"No\",$AV198=\"No\")),0,IF(AND($Z198=\"b\",Inventory!$O205=\"Btu/hr\"),Inventory!$N205,IF(AND($Z198=\"b\",Inventory!$O205=\"Tons\"),Inventory!$N205*12000,IF(AND(OR($Z198=\"c\",$Z198=\"d\"),Inventory!$AJ205=\"Btu/hr\"),Inventory!$AI205,IF(AND(OR($Z198=\"c\",$Z198=\"d\"),Inventory!$AJ205=\"Tons\"),Inventory!$AI205*12000,0)))))","v":0},0,0,"EER",0,"kW/ton",{"$f":"IF(OR($Z198=\"a\",$AV198=\"No\"),0,IF(AND($Z198=\"b\",Inventory!$Q205=\"Btu/hr\"),Inventory!$P205,IF(AND($Z198=\"b\",Inventory!$Q205=\"Tons\"),Inventory!$P205*12000,IF(AND(OR($Z198=\"c\",$Z198=\"d\"),Inventory!$AL205=\"Btu/hr\"),Inventory!$AK205,IF(AND(OR($Z198=\"c\",$Z198=\"d\"),Inventory!$AL205=\"Tons\"),Inventory!$AK205*12000,0)))))","v":0},0,0,"COP","No",{"$f":"IF(OR(Inventory!$J205=\"\",$BH198=\"No\"),\"-\",Inventory!$J205)","v":"-"},{"$f":"IFERROR(VLOOKUP($BI198,'Early Retirement'!$B$6:$C$32,2,FALSE),\"-\")","v":"-"},{"$f":"IF(OR($Z198<>\"b\",AND($AA198<>\"b\",$AA198<>\"c\")),\"n\",IF(AND($AS198<>1,$AS198<>2,$AS198<>7,$AS198<>8),\"n\",IF(Inventory!$K205=\"Split\",\"s\",IF(Inventory!$K205=\"Packaged\",\"p\",\"n\"))))","v":"n"},{"$f":"IF(AND($AA198<>\"i\",$AA198<>\"j\"),\"n\",IF(Inventory!$L205=\"Centrifugal\",\"c\",\"n\"))","v":"n"},"-","-",{"$f":"IFERROR(INDEX('Early Retirement'!$C$4:$AC$32,$BJ198,$BN198),0)","v":0},{"$f":"IFERROR(HLOOKUP($BN198,'Early Retirement'!$D$4:$AC$5,2,FALSE),0)","v":0},{"$f":"IFERROR(INDEX('Early Retirement'!$AE$4:$BE$32,$BJ198,$BN198),0)","v":0},{"$f":"IFERROR(HLOOKUP($BN198,'Early Retirement'!$AF$4:$BE$5,2,FALSE),0)","v":0},0,0,"kW/ton",{"$f":"IFERROR(INDEX('Early Retirement'!$BG$4:$CG$32,$BJ198,$BN198),0)","v":0},{"$f":"IFERROR(HLOOKUP($BN198,'Early Retirement'!$BH$4:$CH$5,2,FALSE),0)","v":0},0,"COP","Yes",0,0,"kW/ton",0,"COP",0,0,"kW/ton",0,"COP",null,"djabda48",0.62,"kW/ton",0.54,"IPLV",0.62,0.54,"kW/ton",null,null,null,null,"Water Cooled Chiller",0,"Scroll","A",600]
[null,null,null,null,null,null,null,null,null,null,null,null,null,null,null,null,null,null,null,null,null,null,null,null,197,{"$f":"IF(Inventory!$C206=\"\",\"a\",VLOOKUP(Inventory!$C206,$B$3:$C$6,2,FALSE))","v":"a"},{"$f":"IF(AND($Z199=\"b\",Inventory!$I206=\"\"),\"a\",IF(AND($Z199=\"b\",Inventory!$I206<>\"\"),VLOOKUP(Inventory!$I206,$E$3:$F$12,2,FALSE),IF(AND(OR($Z199=\"c\",$Z199=\"d\"),Inventory!$AB206=\"\"),\"a\",IF(AND(OR($Z199=\"c\",$Z199=\"d\"),Inventory!$AB206<>\"\"),VLOOKUP(Inventory!$AB206,$E$3:$F$12,2,FALSE),\"a\"))))","v":"a"},{"$f":"IF(OR(AND($AA199<>\"b\",$AA199<>\"c\"),$AF199=0,$AF199>=(65000/12000),Inventory!$AC206=\"\"),\"a\",VLOOKUP(Inventory!$AC206,$H$3:$I$5,2,FALSE))","v":"a"},{"$f":"IF(AND(AA199<>\"I\",AA199<>\"j\"),\"a\",IF(AND(OR(Z199=\"b\",Z199=\"c\",Z199=\"d\"),Inventory!AD206=\"\"),\"a\",IF(AND(OR(Z199=\"b\",Z199=\"c\",Z199=\"d\"),Inventory!AD206<>\"\"),VLOOKUP(Inventory!AD206,$K$3:$L$5,2,FALSE),\"a\")))","v":"a"},{"$f":"IF(AND($AA199<>\"i\",$AA199<>\"j\"),\"a\",IF(AND($Z199=\"b\",Inventory!$L206=\"\"),\"a\",IF(AND($Z199=\"b\",Inventory!$L206<>\"\"),VLOOKUP(Inventory!$L206,$N$3:$O$6,2,FALSE),IF(AND(OR($Z199=\"c\",$Z199=\"d\"),Inventory!$AE206=\"\"),\"a\",IF(AND(OR($Z199=\"c\",$Z199=\"d\"),Inventory!$AE206<>\"\"),VLOOKUP(Inventory!$AE206,$N$3:$O$6,2,FALSE),\"a\")))))","v":"a"},{"$f":"IF(OR(AND($AA199<>\"e\",$AA199<>\"f\"),$AF199=0,Inventory!$AG206=\"\"),\"a\",VLOOKUP(Inventory!$AG206,$Q$3:$R$5,2,FALSE))","v":"a"},{"$f":"IF(OR(Inventory!C206=\"New Construction\",Inventory!C206=\"Replace-on-Burnout\"),Inventory!AT206,IF(Inventory!C206=\"Early Retirement\",Inventory!AS206,0))","v":0},"","","","","","","","","","","","",0,"aaaaaa0","No","No",{"$f":"IF($Z199=\"a\",0,IF($Z199=\"b\",Inventory!$M206,Inventory!$AH206))","v":0},{"$f":"IF(OR($Z199=\"a\",AND($AU199=\"No\",$AV199=\"No\")),0,IF(AND($Z199=\"b\",Inventory!$O206=\"Btu/hr\"),Inventory!$N206,IF(AND($Z199=\"b\",Inventory!$O206=\"Tons\"),Inventory!$N206*12000,IF(AND(OR($Z199=\"c\",$Z199=\"d\"),Inventory!$AJ206=\"Btu/hr\"),Inventory!$AI206,IF(AND(OR($Z199=\"c\",$Z199=\"d\"),Inventory!$AJ206=\"Tons\"),Inventory!$AI206*12000,0)))))","v":0},0,0,"EER",0,"kW/ton",{"$f":"IF(OR($Z199=\"a\",$AV199=\"No\"),0,IF(AND($Z199=\"b\",Inventory!$Q206=\"Btu/hr\"),Inventory!$P206,IF(AND($Z199=\"b\",Inventory!$Q206=\"Tons\"),Inventory!$P206*12000,IF(AND(OR($Z199=\"c\",$Z199=\"d\"),Inventory!$AL206=\"Btu/hr\"),Inventory!$AK206,IF(AND(OR($Z199=\"c\",$Z199=\"d\"),Inventory!$AL206=\"Tons\"),Inventory!$AK206*12000,0)))))","v":0},0,0,"COP","No",{"$f":"IF(OR(Inventory!$J206=\"\",$BH199=\"No\"),\"-\",Inventory!$J206)","v":"-"},{"$f":"IFERROR(VLOOKUP($BI199,'Early Retirement'!$B$6:$C$32,2,FALSE),\"-\")","v":"-"},{"$f":"IF(OR($Z199<>\"b\",AND($AA199<>\"b\",$AA199<>\"c\")),\"n\",IF(AND($AS199<>1,$AS199<>2,$AS199<>7,$AS199<>8),\"n\",IF(Inventory!$K206=\"Split\",\"s\",IF(Inventory!$K206=\"Packaged\",\"p\",\"n\"))))","v":"n"},{"$f":"IF(AND($AA199<>\"i\",$AA199<>\"j\"),\"n\",IF(Inventory!$L206=\"Centrifugal\",\"c\",\"n\"))","v":"n"},"-","-",{"$f":"IFERROR(INDEX('Early Retirement'!$C$4:$AC$32,$BJ199,$BN199),0)","v":0},{"$f":"IFERROR(HLOOKUP($BN199,'Early Retirement'!$D$4:$AC$5,2,FALSE),0)","v":0},{"$f":"IFERROR(INDEX('Early Retirement'!$AE$4:$BE$32,$BJ199,$BN199),0)","v":0},{"$f":"IFERROR(HLOOKUP($BN199,'Early Retirement'!$AF$4:$BE$5,2,FALSE),0)","v":0},0,0,"kW/ton",{"$f":"IFERROR(INDEX('Early Retirement'!$BG$4:$CG$32,$BJ199,$BN199),0)","v":0},{"$f":"IFERROR(HLOOKUP($BN199,'Early Retirement'!$BH$4:$CH$5,2,FALSE),0)","v":0},0,"COP","Yes",0,0,"kW/ton",0,"COP",0,0,"kW/ton",0,"COP",null,"djabda49",0.62,"kW/ton",0.54,"IPLV",0.62,0.54,"kW/ton",null,null,null,null,"Water Cooled Chiller",0,"Scroll","A",0]
[null,null,null,null,null,null,null,null,null,null,null,null,null,null,null,null,null,null,null,null,null,null,null,null,198,{"$f":"IF(Inventory!$C207=\"\",\"a\",VLOOKUP(Inventory!$C207,$B$3:$C$6,2,FALSE))","v":"a"},{"$f":"IF(AND($Z200=\"b\",Inventory!$I207=\"\"),\"a\",IF(AND($Z200=\"b\",Inventory!$I207<>\"\"),VLOOKUP(Inventory!$I207,$E$3:$F$12,2,FALSE),IF(AND(OR($Z200=\"c\",$Z200=\"d\"),Inventory!$AB207=\"\"),\"a\",IF(AND(OR($Z200=\"c\",$Z200=\"d\"),Inventory!$AB207<>\"\"),VLOOKUP(Inventory!$AB207,$E$3:$F$12,2,FALSE),\"a\"))))","v":"a"},{"$f":"IF(OR(AND($AA200<>\"b\",$AA200<>\"c\"),$AF200=0,$AF200>=(65000/12000),Inventory!$AC207=\"\"),\"a\",VLOOKUP(Inventory!$AC207,$H$3:$I$5,2,FALSE))","v":"a"},{"$f":"IF(AND(AA200<>\"I\",AA200<>\"j\"),\"a\",IF(AND(OR(Z200=\"b\",Z200=\"c\",Z200=\"d\"),Inventory!AD207=\"\"),\"a\",IF(AND(OR(Z200=\"b\",Z200=\"c\",Z200=\"d\"),Inventory!AD207<>\"\"),VLOOKUP(Inventory!AD207,$K$3:$L$5,2,FALSE),\"a\")))","v":"a"},{"$f":"IF(AND($AA200<>\"i\",$AA200<>\"j\"),\"a\",IF(AND($Z200=\"b\",Inventory!$L207=\"\"),\"a\",IF(AND($Z200=\"b\",Inventory!$L207<>\"\"),VLOOKUP(Inventory!$L207,$N$3:$O$6,2,FALSE),IF(AND(OR($Z200=\"c\",$Z200=\"d\"),Inventory!$AE207=\"\"),\"a\",IF(AND(OR($Z200=\"c\",$Z200=\"d\"),Inventory!$AE207<>\"\"),VLOOKUP(Inventory!$AE207,$N$3:$O$6,2,FALSE),\"a\")))))","v":"a"},{"$f":"IF(OR(AND($AA200<>\"e\",$AA200<>\"f\"),$AF200=0,Inventory!$AG207=\"\"),\"a\",VLOOKUP(Inventory!$AG207,$Q$3:$R$5,2,FALSE))","v":"a"},{"$f":"IF(OR(Inventory!C207=\"New Construction\",Inventory!C207=\"Replace-on-Burnout\"),Inventory!AT207,IF(Inventory!C207=\"Early Retirement\",Inventory!AS207,0))","v":0},"","","","","","","","","","","","",0,"aaaaaa0","No","No",{"$f":"IF($Z200=\"a\",0,IF($Z200=\"b\",Inventory!$M207,Inventory!$AH207))","v":0},{"$f":"IF(OR($Z200=\"a\",AND($AU200=\"No\",$AV200=\"No\")),0,IF(AND($Z200=\"b\",Inventory!$O207=\"Btu/hr\"),Inventory!$N207,IF(AND($Z200=\"b\",Inventory!$O207=\"Tons\"),Inventory!$N207*12000,IF(AND(OR($Z200=\"c\",$Z200=\"d\"),Inventory!$AJ207=\"Btu/hr\"),Inventory!$AI207,IF(AND(OR($Z200=\"c\",$Z200=\"d\"),Inventory!$AJ207=\"Tons\"),Inventory!$AI207*12000,0)))))","v":0},0,0,"EER",0,"kW/ton",{"$f":"IF(OR($Z200=\"a\",$AV200=\"No\"),0,IF(AND($Z200=\"b\",Inventory!$Q207=\"Btu/hr\"),Inventory!$P207,IF(AND($Z200=\"b\",Inventory!$Q207=\"Tons\"),Inventory!$P207*12000,IF(AND(OR($Z200=\"c\",$Z200=\"d\"),Inventory!$AL207=\"Btu/hr\"),Inventory!$AK207,IF(AND(OR($Z200=\"c\",$Z200=\"d\"),Inventory!$AL207=\"Tons\"),Inventory!$AK207*12000,0)))))","v":0},0,0,"COP","No",{"$f":"IF(OR(Inventory!$J207=\"\",$BH200=\"No\"),\"-\",Inventory!$J207)","v":"-"},{"$f":"IFERROR(VLOOKUP($BI200,'Early Retirement'!$B$6:$C$32,2,FALSE),\"-\")","v":"-"},{"$f":"IF(OR($Z200<>\"b\",AND($AA200<>\"b\",$AA200<>\"c\")),\"n\",IF(AND($AS200<>1,$AS200<>2,$AS200<>7,$AS200<>8),\"n\",IF(Inventory!$K207=\"Split\",\"s\",IF(Inventory!$K207=\"Packaged\",\"p\",\"n\"))))","v":"n"},{"$f":"IF(AND($AA200<>\"i\",$AA200<>\"j\"),\"n\",IF(Inventory!$L207=\"Centrifugal\",\"c\",\"n\"))","v":"n"},"-","-",{"$f":"IFERROR(INDEX('Early Retirement'!$C$4:$AC$32,$BJ200,$BN200),0)","v":0},{"$f":"IFERROR(HLOOKUP($BN200,'Early Retirement'!$D$4:$AC$5,2,FALSE),0)","v":0},{"$f":"IFERROR(INDEX('Early Retirement'!$AE$4:$BE$32,$BJ200,$BN200),0)","v":0},{"$f":"IFERROR(HLOOKUP($BN200,'Early Retirement'!$AF$4:$BE$5,2,FALSE),0)","v":0},0,0,"kW/ton",{"$f":"IFERROR(INDEX('Early Retirement'!$BG$4:$CG$32,$BJ200,$BN200),0)","v":0},{"$f":"IFERROR(HLOOKUP($BN200,'Early Retirement'!$BH$4:$CH$5,2,FALSE),0)","v":0},0,"COP","Yes",0,0,"kW/ton",0,"COP",0,0,"kW/ton",0,"COP",null,"djacba40",0.63900000000000001,"kW/ton",0.45,"IPLV",0.63900000000000001,{"$f":"$CO200","v":0.45},"kW/ton",null,null,null,null,"Water Cooled Chiller",0,"Centrifugal","B",75]
[null,null,null,null,null,null,null,null,null,null,null,null,null,null,null,null,null,null,null,null,null,null,null,null,199,{"$f":"IF(Inventory!$C208=\"\",\"a\",VLOOKUP(Inventory!$C208,$B$3:$C$6,2,FALSE))","v":"a"},{"$f":"IF(AND($Z201=\"b\",Inventory!$I208=\"\"),\"a\",IF(AND($Z201=\"b\",Inventory!$I208<>\"\"),VLOOKUP(Inventory!$I208,$E$3:$F$12,2,FALSE),IF(AND(OR($Z201=\"c\",$Z201=\"d\"),Inventory!$AB208=\"\"),\"a\",IF(AND(OR($Z201=\"c\",$Z201=\"d\"),Inventory!$AB208<>\"\"),VLOOKUP(Inventory!$AB208,$E$3:$F$12,2,FALSE),\"a\"))))","v":"a"},{"$f":"IF(OR(AND($AA201<>\"b\",$AA201<>\"c\"),$AF201=0,$AF201>=(65000/12000),Inventory!$AC208=\"\"),\"a\",VLOOKUP(Inventory!$AC208,$H$3:$I$5,2,FALSE))","v":"a"},{"$f":"IF(AND(AA201<>\"I\",AA201<>\"j\"),\"a\",IF(AND(OR(Z201=\"b\",Z201=\"c\",Z201=\"d\"),Inventory!AD208=\"\"),\"a\",IF(AND(OR(Z201=\"b\",Z201=\"c\",Z201=\"d\"),Inventory!AD208<>\"\"),VLOOKUP(Inventory!AD208,$K$3:$L$5,2,FALSE),\"a\")))","v":"a"},{"$f":"IF(AND($AA201<>\"i\",$AA201<>\"j\"),\"a\",IF(AND($Z201=\"b\",Inventory!$L208=\"\"),\"a\",IF(AND($Z201=\"b\",Inventory!$L208<>\"\"),VLOOKUP(Inventory!$L208,$N$3:$O$6,2,FALSE),IF(AND(OR($Z201=\"c\",$Z201=\"d\"),Inventory!$AE208=\"\"),\"a\",IF(AND(OR($Z201=\"c\",$Z201=\"d\"),Inventory!$AE208<>\"\"),VLOOKUP(Inventory!$AE208,$N$3:$O$6,2,FALSE),\"a\")))))","v":"a"},{"$f":"IF(OR(AND($AA201<>\"e\",$AA201<>\"f\"),$AF201=0,Inventory!$AG208=\"\"),\"a\",VLOOKUP(Inventory!$AG208,$Q$3:$R$5,2,FALSE))","v":"a"},{"$f":"IF(OR(Inventory!C208=\"New Construction\",Inventory!C208=\"Replace-on-Burnout\"),Inventory!AT208,IF(Inventory!C208=\"Early Retirement\",Inventory!AS208,0))","v":0},"","","","","","","","","","","","",0,"aaaaaa0","No","No",{"$f":"IF($Z201=\"a\",0,IF($Z201=\"b\",Inventory!$M208,Inventory!$AH208))","v":0},{"$f":"IF(OR($Z201=\"a\",AND($AU201=\"No\",$AV201=\"No\")),0,IF(AND($Z201=\"b\",Inventory!$O208=\"Btu/hr\"),Inventory!$N208,IF(AND($Z201=\"b\",Inventory!$O208=\"Tons\"),Inventory!$N208*12000,IF(AND(OR($Z201=\"c\",$Z201=\"d\"),Inventory!$AJ208=\"Btu/hr\"),Inventory!$AI208,IF(AND(OR($Z201=\"c\",$Z201=\"d\"),Inventory!$AJ208=\"Tons\"),Inventory!$AI208*12000,0)))))","v":0},0,0,"EER",0,"kW/ton",{"$f":"IF(OR($Z201=\"a\",$AV201=\"No\"),0,IF(AND($Z201=\"b\",Inventory!$Q208=\"Btu/hr\"),Inventory!$P208,IF(AND($Z201=\"b\",Inventory!$Q208=\"Tons\"),Inventory!$P208*12000,IF(AND(OR($Z201=\"c\",$Z201=\"d\"),Inventory!$AL208=\"Btu/hr\"),Inventory!$AK208,IF(AND(OR($Z201=\"c\",$Z201=\"d\"),Inventory!$AL208=\"Tons\"),Inventory!$AK208*12000,0)))))","v":0},0,0,"COP","No",{"$f":"IF(OR(Inventory!$J208=\"\",$BH201=\"No\"),\"-\",Inventory!$J208)","v":"-"},{"$f":"IFERROR(VLOOKUP($BI201,'Early Retirement'!$B$6:$C$32,2,FALSE),\"-\")","v":"-"},{"$f":"IF(OR($Z201<>\"b\",AND($AA201<>\"b\",$AA201<>\"c\")),\"n\",IF(AND($AS201<>1,$AS201<>2,$AS201<>7,$AS201<>8),\"n\",IF(Inventory!$K208=\"Split\",\"s\",IF(Inventory!$K208=\"Packaged\",\"p\",\"n\"))))","v":"n"},{"$f":"IF(AND($AA201<>\"i\",$AA201<>\"j\"),\"n\",IF(Inventory!$L208=\"Centrifugal\",\"c\",\"n\"))","v":"n"},"-","-",{"$f":"IFERROR(INDEX('Early Retirement'!$C$4:$AC$32,$BJ201,$BN201),0)","v":0},{"$f":"IFERROR(HLOOKUP($BN201,'Early Retirement'!$D$4:$AC$5,2,FALSE),0)","v":0},{"$f":"IFERROR(INDEX('Early Retirement'!$AE$4:$BE$32,$BJ201,$BN201),0)","v":0},{"$f":"IFERROR(HLOOKUP($BN201,'Early Retirement'!$AF$4:$BE$5,2,FALSE),0)","v":0},0,0,"kW/ton",{"$f":"IFERROR(INDEX('Early Retirement'!$BG$4:$CG$32,$BJ201,$BN201),0)","v":0},{"$f":"IFERROR(HLOOKUP($BN201,'Early Retirement'!$BH$4:$CH$5,2,FALSE),0)","v":0},0,"COP","Yes",0,0,"kW/ton",0,"COP",0,0,"kW/ton",0,"COP",null,"djacba41",0.63900000000000001,"kW/ton",0.45,"IPLV",0.63900000000000001,0.45,"kW/ton",null,null,null,null,"Water Cooled Chiller",0,"Centrifugal","B",150]
[null,null,null,null,null,null,null,null,null,null,null,null,null,null,null,null,null,null,null,null,null,null,null,null,200,{"$f":"IF(Inventory!$C209=\"\",\"a\",VLOOKUP(Inventory!$C209,$B$3:$C$6,2,FALSE))","v":"a"},{"$f":"IF(AND($Z202=\"b\",Inventory!$I209=\"\"),\"a\",IF(AND($Z202=\"b\",Inventory!$I209<>\"\"),VLOOKUP(Inventory!$I209,$E$3:$F$12,2,FALSE),IF(AND(OR($Z202=\"c\",$Z202=\"d\"),Inventory!$AB209=\"\"),\"a\",IF(AND(OR($Z202=\"c\",$Z202=\"d\"),Inventory!$AB209<>\"\"),VLOOKUP(Inventory!$AB209,$E$3:$F$12,2,FALSE),\"a\"))))","v":"a"},{"$f":"IF(OR(AND($AA202<>\"b\",$AA202<>\"c\"),$AF202=0,$AF202>=(65000/12000),Inventory!$AC209=\"\"),\"a\",VLOOKUP(Inventory!$AC209,$H$3:$I$5,2,FALSE))","v":"a"},{"$f":"IF(AND(AA202<>\"I\",AA202<>\"j\"),\"a\",IF(AND(OR(Z202=\"b\",Z202=\"c\",Z202=\"d\"),Inventory!AD209=\"\"),\"a\",IF(AND(OR(Z202=\"b\",Z202=\"c\",Z202=\"d\"),Inventory!AD209<>\"\"),VLOOKUP(Inventory!AD209,$K$3:$L$5,2,FALSE),\"a\")))","v":"a"},{"$f":"IF(AND($AA202<>\"i\",$AA202<>\"j\"),\"a\",IF(AND($Z202=\"b\",Inventory!$L209=\"\"),\"a\",IF(AND($Z202=\"b\",Inventory!$L209<>\"\"),VLOOKUP(Inventory!$L209,$N$3:$O$6,2,FALSE),IF(AND(OR($Z202=\"c\",$Z202=\"d\"),Inventory!$AE209=\"\"),\"a\",IF(AND(OR($Z202=\"c\",$Z202=\"d\"),Inventory!$AE209<>\"\"),VLOOKUP(Inventory!$AE209,$N$3:$O$6,2,FALSE),\"a\")))))","v":"a"},{"$f":"IF(OR(AND($AA202<>\"e\",$AA202<>\"f\"),$AF202=0,Inventory!$AG209=\"\"),\"a\",VLOOKUP(Inventory!$AG209,$Q$3:$R$5,2,FALSE))","v":"a"},{"$f":"IF(OR(Inventory!C209=\"New Construction\",Inventory!C209=\"Replace-on-Burnout\"),Inventory!AT209,IF(Inventory!C209=\"Early Retirement\",Inventory!AS209,0))","v":0},"","","","","","","","","","","","",0,"aaaaaa0","No","No",{"$f":"IF($Z202=\"a\",0,IF($Z202=\"b\",Inventory!$M209,Inventory!$AH209))","v":0},{"$f":"IF(OR($Z202=\"a\",AND($AU202=\"No\",$AV202=\"No\")),0,IF(AND($Z202=\"b\",Inventory!$O209=\"Btu/hr\"),Inventory!$N209,IF(AND($Z202=\"b\",Inventory!$O209=\"Tons\"),Inventory!$N209*12000,IF(AND(OR($Z202=\"c\",$Z202=\"d\"),Inventory!$AJ209=\"Btu/hr\"),Inventory!$AI209,IF(AND(OR($Z202=\"c\",$Z202=\"d\"),Inventory!$AJ209=\"Tons\"),Inventory!$AI209*12000,0)))))","v":0},0,0,"EER",0,"kW/ton",{"$f":"IF(OR($Z202=\"a\",$AV202=\"No\"),0,IF(AND($Z202=\"b\",Inventory!$Q209=\"Btu/hr\"),Inventory!$P209,IF(AND($Z202=\"b\",Inventory!$Q209=\"Tons\"),Inventory!$P209*12000,IF(AND(OR($Z202=\"c\",$Z202=\"d\"),Inventory!$AL209=\"Btu/hr\"),Inventory!$AK209,IF(AND(OR($Z202=\"c\",$Z202=\"d\"),Inventory!$AL209=\"Tons\"),Inventory!$AK209*12000,0)))))","v":0},0,0,"COP","No",{"$f":"IF(OR(Inventory!$J209=\"\",$BH202=\"No\"),\"-\",Inventory!$J209)","v":"-"},{"$f":"IFERROR(VLOOKUP($BI202,'Early Retirement'!$B$6:$C$32,2,FALSE),\"-\")","v":"-"},{"$f":"IF(OR($Z202<>\"b\",AND($AA202<>\"b\",$AA202<>\"c\")),\"n\",IF(AND($AS202<>1,$AS202<>2,$AS202<>7,$AS202<>8),\"n\",IF(Inventory!$K209=\"Split\",\"s\",IF(Inventory!$K209=\"Packaged\",\"p\",\"n\"))))","v":"n"},{"$f":"IF(AND($AA202<>\"i\",$AA202<>\"j\"),\"n\",IF(Inventory!$L209=\"Centrifugal\",\"c\",\"n\"))","v":"n"},"-","-",{"$f":"IFERROR(INDEX('Early Retirement'!$C$4:$AC$32,$BJ202,$BN202),0)","v":0},{"$f":"IFERROR(HLOOKUP($BN202,'Early Retirement'!$D$4:$AC$5,2,FALSE),0)","v":0},{"$f":"IFERROR(INDEX('Early Retirement'!$AE$4:$BE$32,$BJ202,$BN202),0)","v":0},{"$f":"IFERROR(HLOOKUP($BN202,'Early Retirement'!$AF$4:$BE$5,2,FALSE),0)","v":0},0,0,"kW/ton",{"$f":"IFERROR(INDEX('Early Retirement'!$BG$4:$CG$32,$BJ202,$BN202),0)","v":0},{"$f":"IFERROR(HLOOKUP($BN202,'Early Retirement'!$BH$4:$CH$5,2,FALSE),0)","v":0},0,"COP","Yes",0,0,"kW/ton",0,"COP",0,0,"kW/ton",0,"COP",null,"djacba42",0.63900000000000001,"kW/ton",0.45,"IPLV",0.63900000000000001,0.45,"kW/ton",null,null,null,null,"Water Cooled Chiller",0,"Centrifugal","B",300]
[null,null,null,null,null,null,null,null,null,null,null,null,null,null,null,null,null,null,null,null,null,null,null,null,201,{"$f":"IF(Inventory!$C210=\"\",\"a\",VLOOKUP(Inventory!$C210,$B$3:$C$6,2,FALSE))","v":"a"},{"$f":"IF(AND($Z203=\"b\",Inventory!$I210=\"\"),\"a\",IF(AND($Z203=\"b\",Inventory!$I210<>\"\"),VLOOKUP(Inventory!$I210,$E$3:$F$12,2,FALSE),IF(AND(OR($Z203=\"c\",$Z203=\"d\"),Inventory!$AB210=\"\"),\"a\",IF(AND(OR($Z203=\"c\",$Z203=\"d\"),Inventory!$AB210<>\"\"),VLOOKUP(Inventory!$AB210,$E$3:$F$12,2,FALSE),\"a\"))))","v":"a"},{"$f":"IF(OR(AND($AA203<>\"b\",$AA203<>\"c\"),$AF203=0,$AF203>=(65000/12000),Inventory!$AC210=\"\"),\"a\",VLOOKUP(Inventory!$AC210,$H$3:$I$5,2,FALSE))","v":"a"},{"$f":"IF(AND(AA203<>\"I\",AA203<>\"j\"),\"a\",IF(AND(OR(Z203=\"b\",Z203=\"c\",Z203=\"d\"),Inventory!AD210=\"\"),\"a\",IF(AND(OR(Z203=\"b\",Z203=\"c\",Z203=\"d\"),Inventory!AD210<>\"\"),VLOOKUP(Inventory!AD210,$K$3:$L$5,2,FALSE),\"a\")))","v":"a"},{"$f":"IF(AND($AA203<>\"i\",$AA203<>\"j\"),\"a\",IF(AND($Z203=\"b\",Inventory!$L210=\"\"),\"a\",IF(AND($Z203=\"b\",Inventory!$L210<>\"\"),VLOOKUP(Inventory!$L210,$N$3:$O$6,2,FALSE),IF(AND(OR($Z203=\"c\",$Z203=\"d\"),Inventory!$AE210=\"\"),\"a\",IF(AND(OR($Z203=\"c\",$Z203=\"d\"),Inventory!$AE210<>\"\"),VLOOKUP(Inventory!$AE210,$N$3:$O$6,2,FALSE),\"a\")))))","v":"a"},{"$f":"IF(OR(AND($AA203<>\"e\",$AA203<>\"f\"),$AF203=0,Inventory!$AG210=\"\"),\"a\",VLOOKUP(Inventory!$AG210,$Q$3:$R$5,2,FALSE))","v":"a"},{"$f":"IF(OR(Inventory!C210=\"New Construction\",Inventory!C210=\"Replace-on-Burnout\"),Inventory!AT210,IF(Inventory!C210=\"Early Retirement\",Inventory!AS210,0))","v":0},"","","","","","","","","","","","",0,"aaaaaa0","No","No",{"$f":"IF($Z203=\"a\",0,IF($Z203=\"b\",Inventory!$M210,Inventory!$AH210))","v":0},{"$f":"IF(OR($Z203=\"a\",AND($AU203=\"No\",$AV203=\"No\")),0,IF(AND($Z203=\"b\",Inventory!$O210=\"Btu/hr\"),Inventory!$N210,IF(AND($Z203=\"b\",Inventory!$O210=\"Tons\"),Inventory!$N210*12000,IF(AND(OR($Z203=\"c\",$Z203=\"d\"),Inventory!$AJ210=\"Btu/hr\"),Inventory!$AI210,IF(AND(OR($Z203=\"c\",$Z203=\"d\"),Inventory!$AJ210=\"Tons\"),Inventory!$AI210*12000,0)))))","v":0},0,0,"EER",0,"kW/ton",{"$f":"IF(OR($Z203=\"a\",$AV203=\"No\"),0,IF(AND($Z203=\"b\",Inventory!$Q210=\"Btu/hr\"),Inventory!$P210,IF(AND($Z203=\"b\",Inventory!$Q210=\"Tons\"),Inventory!$P210*12000,IF(AND(OR($Z203=\"c\",$Z203=\"d\"),Inventory!$AL210=\"Btu/hr\"),Inventory!$AK210,IF(AND(OR($Z203=\"c\",$Z203=\"d\"),Inventory!$AL210=\"Tons\"),Inventory!$AK210*12000,0)))))","v":0},0,0,"COP","No",{"$f":"IF(OR(Inventory!$J210=\"\",$BH203=\"No\"),\"-\",Inventory!$J210)","v":"-"},{"$f":"IFERROR(VLOOKUP($BI203,'Early Retirement'!$B$6:$C$32,2,FALSE),\"-\")","v":"-"},{"$f":"IF(OR($Z203<>\"b\",AND($AA203<>\"b\",$AA203<>\"c\")),\"n\",IF(AND($AS203<>1,$AS203<>2,$AS203<>7,$AS203<>8),\"n\",IF(Inventory!$K210=\"Split\",\"s\",IF(Inventory!$K210=\"Packaged\",\"p\",\"n\"))))","v":"n"},{"$f":"IF(AND($AA203<>\"i\",$AA203<>\"j\"),\"n\",IF(Inventory!$L210=\"Centrifugal\",\"c\",\"n\"))","v":"n"},"-","-",{"$f":"IFERROR(INDEX('Early Retirement'!$C$4:$AC$32,$BJ203,$BN203),0)","v":0},{"$f":"IFERROR(HLOOKUP($BN203,'Early Retirement'!$D$4:$AC$5,2,FALSE),0)","v":0},{"$f":"IFERROR(INDEX('Early Retirement'!$AE$4:$BE$32,$BJ203,$BN203),0)","v":0},{"$f":"IFERROR(HLOOKUP($BN203,'Early Retirement'!$AF$4:$BE$5,2,FALSE),0)","v":0},0,0,"kW/ton",{"$f":"IFERROR(INDEX('Early Retirement'!$BG$4:$CG$32,$BJ203,$BN203),0)","v":0},{"$f":"IFERROR(HLOOKUP($BN203,'Early Retirement'!$BH$4:$CH$5,2,FALSE),0)","v":0},0,"COP","Yes",0,0,"kW/ton",0,"COP",0,0,"kW/ton",0,"COP",null,"djacba43",0.6,"kW/ton",0.4,"IPLV",0.6,0.4,"kW/ton",null,null,null,null,"Water Cooled Chiller",0,"Centrifugal","B",600]
[null,null,null,null,null,null,null,null,null,null,null,null,null,null,null,null,null,null,null,null,null,null,null,null,202,{"$f":"IF(Inventory!$C211=\"\",\"a\",VLOOKUP(Inventory!$C211,$B$3:$C$6,2,FALSE))","v":"a"},{"$f":"IF(AND($Z204=\"b\",Inventory!$I211=\"\"),\"a\",IF(AND($Z204=\"b\",Inventory!$I211<>\"\"),VLOOKUP(Inventory!$I211,$E$3:$F$12,2,FALSE),IF(AND(OR($Z204=\"c\",$Z204=\"d\"),Inventory!$AB211=\"\"),\"a\",IF(AND(OR($Z204=\"c\",$Z204=\"d\"),Inventory!$AB211<>\"\"),VLOOKUP(Inventory!$AB211,$E$3:$F$12,2,FALSE),\"a\"))))","v":"a"},{"$f":"IF(OR(AND($AA204<>\"b\",$AA204<>\"c\"),$AF204=0,$AF204>=(65000/12000),Inventory!$AC211=\"\"),\"a\",VLOOKUP(Inventory!$AC211,$H$3:$I$5,2,FALSE))","v":"a"},{"$f":"IF(AND(AA204<>\"I\",AA204<>\"j\"),\"a\",IF(AND(OR(Z204=\"b\",Z204=\"c\",Z204=\"d\"),Inventory!AD211=\"\"),\"a\",IF(AND(OR(Z204=\"b\",Z204=\"c\",Z204=\"d\"),Inventory!AD211<>\"\"),VLOOKUP(Inventory!AD211,$K$3:$L$5,2,FALSE),\"a\")))","v":"a"},{"$f":"IF(AND($AA204<>\"i\",$AA204<>\"j\"),\"a\",IF(AND($Z204=\"b\",Inventory!$L211=\"\"),\"a\",IF(AND($Z204=\"b\",Inventory!$L211<>\"\"),VLOOKUP(Inventory!$L211,$N$3:$O$6,2,FALSE),IF(AND(OR($Z204=\"c\",$Z204=\"d\"),Inventory!$AE211=\"\"),\"a\",IF(AND(OR($Z204=\"c\",$Z204=\"d\"),Inventory!$AE211<>\"\"),VLOOKUP(Inventory!$AE211,$N$3:$O$6,2,FALSE),\"a\")))))","v":"a"},{"$f":"IF(OR(AND($AA204<>\"e\",$AA204<>\"f\"),$AF204=0,Inventory!$AG211=\"\"),\"a\",VLOOKUP(Inventory!$AG211,$Q$3:$R$5,2,FALSE))","v":"a"},{"$f":"IF(OR(Inventory!C211=\"New Construction\",Inventory!C211=\"Replace-on-Burnout\"),Inventory!AT211,IF(Inventory!C211=\"Early Retirement\",Inventory!AS211,0))","v":0},"","","","","","","","","","","","",0,"aaaaaa0","No","No",{"$f":"IF($Z204=\"a\",0,IF($Z204=\"b\",Inventory!$M211,Inventory!$AH211))","v":0},{"$f":"IF(OR($Z204=\"a\",AND($AU204=\"No\",$AV204=\"No\")),0,IF(AND($Z204=\"b\",Inventory!$O211=\"Btu/hr\"),Inventory!$N211,IF(AND($Z204=\"b\",Inventory!$O211=\"Tons\"),Inventory!$N211*12000,IF(AND(OR($Z204=\"c\",$Z204=\"d\"),Inventory!$AJ211=\"Btu/hr\"),Inventory!$AI211,IF(AND(OR($Z204=\"c\",$Z204=\"d\"),Inventory!$AJ211=\"Tons\"),Inventory!$AI211*12000,0)))))","v":0},0,0,"EER",0,"kW/ton",{"$f":"IF(OR($Z204=\"a\",$AV204=\"No\"),0,IF(AND($Z204=\"b\",Inventory!$Q211=\"Btu/hr\"),Inventory!$P211,IF(AND($Z204=\"b\",Inventory!$Q211=\"Tons\"),Inventory!$P211*12000,IF(AND(OR($Z204=\"c\",$Z204=\"d\"),Inventory!$AL211=\"Btu/hr\"),Inventory!$AK211,IF(AND(OR($Z204=\"c\",$Z204=\"d\"),Inventory!$AL211=\"Tons\"),Inventory!$AK211*12000,0)))))","v":0},0,0,"COP","No",{"$f":"IF(OR(Inventory!$J211=\"\",$BH204=\"No\"),\"-\",Inventory!$J211)","v":"-"},{"$f":"IFERROR(VLOOKUP($BI204,'Early Retirement'!$B$6:$C$32,2,FALSE),\"-\")","v":"-"},{"$f":"IF(OR($Z204<>\"b\",AND($AA204<>\"b\",$AA204<>\"c\")),\"n\",IF(AND($AS204<>1,$AS204<>2,$AS204<>7,$AS204<>8),\"n\",IF(Inventory!$K211=\"Split\",\"s\",IF(Inventory!$K211=\"Packaged\",\"p\",\"n\"))))","v":"n"},{"$f":"IF(AND($AA204<>\"i\",$AA204<>\"j\"),\"n\",IF(Inventory!$L211=\"Centrifugal\",\"c\",\"n\"))","v":"n"},"-","-",{"$f":"IFERROR(INDEX('Early Retirement'!$C$4:$AC$32,$BJ204,$BN204),0)","v":0},{"$f":"IFERROR(HLOOKUP($BN204,'Early Retirement'!$D$4:$AC$5,2,FALSE),0)","v":0},{"$f":"IFERROR(INDEX('Early Retirement'!$AE$4:$BE$32,$BJ204,$BN204),0)","v":0},{"$f":"IFERROR(HLOOKUP($BN204,'Early Retirement'!$AF$4:$BE$5,2,FALSE),0)","v":0},0,0,"kW/ton",{"$f":"IFERROR(INDEX('Early Retirement'!$BG$4:$CG$32,$BJ204,$BN204),0)","v":0},{"$f":"IFERROR(HLOOKUP($BN204,'Early Retirement'!$BH$4:$CH$5,2,FALSE),0)","v":0},0,"COP","Yes",0,0,"kW/ton",0,"COP",0,0,"kW/ton",0,"COP",null,"djacba44",0.59,"kW/ton",0.4,"IPLV",{"$f":"$CM204","v":0.59},0.4,"kW/ton",null,null,null,null,"Water Cooled Chiller",0,"Centrifugal","B",0]
[null,null,null,null,null,null,null,null,null,null,null,null,null,null,null,null,null,null,null,null,null,null,null,null,203,{"$f":"IF(Inventory!$C212=\"\",\"a\",VLOOKUP(Inventory!$C212,$B$3:$C$6,2,FALSE))","v":"a"},{"$f":"IF(AND($Z205=\"b\",Inventory!$I212=\"\"),\"a\",IF(AND($Z205=\"b\",Inventory!$I212<>\"\"),VLOOKUP(Inventory!$I212,$E$3:$F$12,2,FALSE),IF(AND(OR($Z205=\"c\",$Z205=\"d\"),Inventory!$AB212=\"\"),\"a\",IF(AND(OR($Z205=\"c\",$Z205=\"d\"),Inventory!$AB212<>\"\"),VLOOKUP(Inventory!$AB212,$E$3:$F$12,2,FALSE),\"a\"))))","v":"a"},{"$f":"IF(OR(AND($AA205<>\"b\",$AA205<>\"c\"),$AF205=0,$AF205>=(65000/12000),Inventory!$AC212=\"\"),\"a\",VLOOKUP(Inventory!$AC212,$H$3:$I$5,2,FALSE))","v":"a"},{"$f":"IF(AND(AA205<>\"I\",AA205<>\"j\"),\"a\",IF(AND(OR(Z205=\"b\",Z205=\"c\",Z205=\"d\"),Inventory!AD212=\"\"),\"a\",IF(AND(OR(Z205=\"b\",Z205=\"c\",Z205=\"d\"),Inventory!AD212<>\"\"),VLOOKUP(Inventory!AD212,$K$3:$L$5,2,FALSE),\"a\")))","v":"a"},{"$f":"IF(AND($AA205<>\"i\",$AA205<>\"j\"),\"a\",IF(AND($Z205=\"b\",Inventory!$L212=\"\"),\"a\",IF(AND($Z205=\"b\",Inventory!$L212<>\"\"),VLOOKUP(Inventory!$L212,$N$3:$O$6,2,FALSE),IF(AND(OR($Z205=\"c\",$Z205=\"d\"),Inventory!$AE212=\"\"),\"a\",IF(AND(OR($Z205=\"c\",$Z205=\"d\"),Inventory!$AE212<>\"\"),VLOOKUP(Inventory!$AE212,$N$3:$O$6,2,FALSE),\"a\")))))","v":"a"},{"$f":"IF(OR(AND($AA205<>\"e\",$AA205<>\"f\"),$AF205=0,Inventory!$AG212=\"\"),\"a\",VLOOKUP(Inventory!$AG212,$Q$3:$R$5,2,FALSE))","v":"a"},{"$f":"IF(OR(Inventory!C212=\"New Construction\",Inventory!C212=\"Replace-on-Burnout\"),Inventory!AT212,IF(Inventory!C212=\"Early Retirement\",Inventory!AS212,0))","v":0},"","","","","","","","","","","","",0,"aaaaaa0","No","No",{"$f":"IF($Z205=\"a\",0,IF($Z205=\"b\",Inventory!$M212,Inventory!$AH212))","v":0},{"$f":"IF(OR($Z205=\"a\",AND($AU205=\"No\",$AV205=\"No\")),0,IF(AND($Z205=\"b\",Inventory!$O212=\"Btu/hr\"),Inventory!$N212,IF(AND($Z205=\"b\",Inventory!$O212=\"Tons\"),Inventory!$N212*12000,IF(AND(OR($Z205=\"c\",$Z205=\"d\"),Inventory!$AJ212=\"Btu/hr\"),Inventory!$AI212,IF(AND(OR($Z205=\"c\",$Z205=\"d\"),Inventory!$AJ212=\"Tons\"),Inventory!$AI212*12000,0)))))","v":0},0,0,"EER",0,"kW/ton",{"$f":"IF(OR($Z205=\"a\",$AV205=\"No\"),0,IF(AND($Z205=\"b\",Inventory!$Q212=\"Btu/hr\"),Inventory!$P212,IF(AND($Z205=\"b\",Inventory!$Q212=\"Tons\"),Inventory!$P212*12000,IF(AND(OR($Z205=\"c\",$Z205=\"d\"),Inventory!$AL212=\"Btu/hr\"),Inventory!$AK212,IF(AND(OR($Z205=\"c\",$Z205=\"d\"),Inventory!$AL212=\"Tons\"),Inventory!$AK212*12000,0)))))","v":0},0,0,"COP","No",{"$f":"IF(OR(Inventory!$J212=\"\",$BH205=\"No\"),\"-\",Inventory!$J212)","v":"-"},{"$f":"IFERROR(VLOOKUP($BI205,'Early Retirement'!$B$6:$C$32,2,FALSE),\"-\")","v":"-"},{"$f":"IF(OR($Z205<>\"b\",AND($AA205<>\"b\",$AA205<>\"c\")),\"n\",IF(AND($AS205<>1,$AS205<>2,$AS205<>7,$AS205<>8),\"n\",IF(Inventory!$K212=\"Split\",\"s\",IF(Inventory!$K212=\"Packaged\",\"p\",\"n\"))))","v":"n"},{"$f":"IF(AND($AA205<>\"i\",$AA205<>\"j\"),\"n\",IF(Inventory!$L212=\"Centrifugal\",\"c\",\"n\"))","v":"n"},"-","-",{"$f":"IFERROR(INDEX('Early Retirement'!$C$4:$AC$32,$BJ205,$BN205),0)","v":0},{"$f":"IFERROR(HLOOKUP($BN205,'Early Retirement'!$D$4:$AC$5,2,FALSE),0)","v":0},{"$f":"IFERROR(INDEX('Early Retirement'!$AE$4:$BE$32,$BJ205,$BN205),0)","v":0},{"$f":"IFERROR(HLOOKUP($BN205,'Early Retirement'!$AF$4:$BE$5,2,FALSE),0)","v":0},0,0,"kW/ton",{"$f":"IFERROR(INDEX('Early Retirement'!$BG$4:$CG$32,$BJ205,$BN205),0)","v":0},{"$f":"IFERROR(HLOOKUP($BN205,'Early Retirement'!$BH$4:$CH$5,2,FALSE),0)","v":0},0,"COP","Yes",0,0,"kW/ton",0,"COP",0,0,"kW/ton",0,"COP",null,"djacca45",0.8,"kW/ton",0.6,"IPLV",0.8,0.6,"kW/ton",null,null,null,null,"Water Cooled Chiller",0,"Screw","B",75]
[null,null,null,null,null,null,null,null,null,null,null,null,null,null,null,null,null,null,null,null,null,null,null,null,204,{"$f":"IF(Inventory!$C213=\"\",\"a\",VLOOKUP(Inventory!$C213,$B$3:$C$6,2,FALSE))","v":"a"},{"$f":"IF(AND($Z206=\"b\",Inventory!$I213=\"\"),\"a\",IF(AND($Z206=\"b\",Inventory!$I213<>\"\"),VLOOKUP(Inventory!$I213,$E$3:$F$12,2,FALSE),IF(AND(OR($Z206=\"c\",$Z206=\"d\"),Inventory!$AB213=\"\"),\"a\",IF(AND(OR($Z206=\"c\",$Z206=\"d\"),Inventory!$AB213<>\"\"),VLOOKUP(Inventory!$AB213,$E$3:$F$12,2,FALSE),\"a\"))))","v":"a"},{"$f":"IF(OR(AND($AA206<>\"b\",$AA206<>\"c\"),$AF206=0,$AF206>=(65000/12000),Inventory!$AC213=\"\"),\"a\",VLOOKUP(Inventory!$AC213,$H$3:$I$5,2,FALSE))","v":"a"},{"$f":"IF(AND(AA206<>\"I\",AA206<>\"j\"),\"a\",IF(AND(OR(Z206=\"b\",Z206=\"c\",Z206=\"d\"),Inventory!AD213=\"\"),\"a\",IF(AND(OR(Z206=\"b\",Z206=\"c\",Z206=\"d\"),Inventory!AD213<>\"\"),VLOOKUP(Inventory!AD213,$K$3:$L$5,2,FALSE),\"a\")))","v":"a"},{"$f":"IF(AND($AA206<>\"i\",$AA206<>\"j\"),\"a\",IF(AND($Z206=\"b\",Inventory!$L213=\"\"),\"a\",IF(AND($Z206=\"b\",Inventory!$L213<>\"\"),VLOOKUP(Inventory!$L213,$N$3:$O$6,2,FALSE),IF(AND(OR($Z206=\"c\",$Z206=\"d\"),Inventory!$AE213=\"\"),\"a\",IF(AND(OR($Z206=\"c\",$Z206=\"d\"),Inventory!$AE213<>\"\"),VLOOKUP(Inventory!$AE213,$N$3:$O$6,2,FALSE),\"a\")))))","v":"a"},{"$f":"IF(OR(AND($AA206<>\"e\",$AA206<>\"f\"),$AF206=0,Inventory!$AG213=\"\"),\"a\",VLOOKUP(Inventory!$AG213,$Q$3:$R$5,2,FALSE))","v":"a"},{"$f":"IF(OR(Inventory!C213=\"New Construction\",Inventory!C213=\"Replace-on-Burnout\"),Inventory!AT213,IF(Inventory!C213=\"Early Retirement\",Inventory!AS213,0))","v":0},"","","","","","","","","","","","",0,"aaaaaa0","No","No",{"$f":"IF($Z206=\"a\",0,IF($Z206=\"b\",Inventory!$M213,Inventory!$AH213))","v":0},{"$f":"IF(OR($Z206=\"a\",AND($AU206=\"No\",$AV206=\"No\")),0,IF(AND($Z206=\"b\",Inventory!$O213=\"Btu/hr\"),Inventory!$N213,IF(AND($Z206=\"b\",Inventory!$O213=\"Tons\"),Inventory!$N213*12000,IF(AND(OR($Z206=\"c\",$Z206=\"d\"),Inventory!$AJ213=\"Btu/hr\"),Inventory!$AI213,IF(AND(OR($Z206=\"c\",$Z206=\"d\"),Inventory!$AJ213=\"Tons\"),Inventory!$AI213*12000,0)))))","v":0},0,0,"EER",0,"kW/ton",{"$f":"IF(OR($Z206=\"a\",$AV206=\"No\"),0,IF(AND($Z206=\"b\",Inventory!$Q213=\"Btu/hr\"),Inventory!$P213,IF(AND($Z206=\"b\",Inventory!$Q213=\"Tons\"),Inventory!$P213*12000,IF(AND(OR($Z206=\"c\",$Z206=\"d\"),Inventory!$AL213=\"Btu/hr\"),Inventory!$AK213,IF(AND(OR($Z206=\"c\",$Z206=\"d\"),Inventory!$AL213=\"Tons\"),Inventory!$AK213*12000,0)))))","v":0},0,0,"COP","No",{"$f":"IF(OR(Inventory!$J213=\"\",$BH206=\"No\"),\"-\",Inventory!$J213)","v":"-"},{"$f":"IFERROR(VLOOKUP($BI206,'Early Retirement'!$B$6:$C$32,2,FALSE),\"-\")","v":"-"},{"$f":"IF(OR($Z206<>\"b\",AND($AA206<>\"b\",$AA206<>\"c\")),\"n\",IF(AND($AS206<>1,$AS206<>2,$AS206<>7,$AS206<>8),\"n\",IF(Inventory!$K213=\"Split\",\"s\",IF(Inventory!$K213=\"Packaged\",\"p\",\"n\"))))","v":"n"},{"$f":"IF(AND($AA206<>\"i\",$AA206<>\"j\"),\"n\",IF(Inventory!$L213=\"Centrifugal\",\"c\",\"n\"))","v":"n"},"-","-",{"$f":"IFERROR(INDEX('Early Retirement'!$C$4:$AC$32,$BJ206,$BN206),0)","v":0},{"$f":"IFERROR(HLOOKUP($BN206,'Early Retirement'!$D$4:$AC$5,2,FALSE),0)","v":0},{"$f":"IFERROR(INDEX('Early Retirement'!$AE$4:$BE$32,$BJ206,$BN206),0)","v":0},{"$f":"IFERROR(HLOOKUP($BN206,'Early Retirement'!$AF$4:$BE$5,2,FALSE),0)","v":0},0,0,"kW/ton",{"$f":"IFERROR(INDEX('Early Retirement'!$BG$4:$CG$32,$BJ206,$BN206),0)","v":0},{"$f":"IFERROR(HLOOKUP($BN206,'Early Retirement'!$BH$4:$CH$5,2,FALSE),0)","v":0},0,"COP","Yes",0,0,"kW/ton",0,"COP",0,0,"kW/ton",0,"COP",null,"djacca46",0.79,"kW/ton",0.58599999999999997,"IPLV",0.79,0.58599999999999997,"kW/ton",null,null,null,null,"Water Cooled Chiller",0,"Screw","B",150]
[null,null,null,null,null,null,null,null,null,null,null,null,null,null,null,null,null,null,null,null,null,null,null,null,205,{"$f":"IF(Inventory!$C214=\"\",\"a\",VLOOKUP(Inventory!$C214,$B$3:$C$6,2,FALSE))","v":"a"},{"$f":"IF(AND($Z207=\"b\",Inventory!$I214=\"\"),\"a\",IF(AND($Z207=\"b\",Inventory!$I214<>\"\"),VLOOKUP(Inventory!$I214,$E$3:$F$12,2,FALSE),IF(AND(OR($Z207=\"c\",$Z207=\"d\"),Inventory!$AB214=\"\"),\"a\",IF(AND(OR($Z207=\"c\",$Z207=\"d\"),Inventory!$AB214<>\"\"),VLOOKUP(Inventory!$AB214,$E$3:$F$12,2,FALSE),\"a\"))))","v":"a"},{"$f":"IF(OR(AND($AA207<>\"b\",$AA207<>\"c\"),$AF207=0,$AF207>=(65000/12000),Inventory!$AC214=\"\"),\"a\",VLOOKUP(Inventory!$AC214,$H$3:$I$5,2,FALSE))","v":"a"},{"$f":"IF(AND(AA207<>\"I\",AA207<>\"j\"),\"a\",IF(AND(OR(Z207=\"b\",Z207=\"c\",Z207=\"d\"),Inventory!AD214=\"\"),\"a\",IF(AND(OR(Z207=\"b\",Z207=\"c\",Z207=\"d\"),Inventory!AD214<>\"\"),VLOOKUP(Inventory!AD214,$K$3:$L$5,2,FALSE),\"a\")))","v":"a"},{"$f":"IF(AND($AA207<>\"i\",$AA207<>\"j\"),\"a\",IF(AND($Z207=\"b\",Inventory!$L214=\"\"),\"a\",IF(AND($Z207=\"b\",Inventory!$L214<>\"\"),VLOOKUP(Inventory!$L214,$N$3:$O$6,2,FALSE),IF(AND(OR($Z207=\"c\",$Z207=\"d\"),Inventory!$AE214=\"\"),\"a\",IF(AND(OR($Z207=\"c\",$Z207=\"d\"),Inventory!$AE214<>\"\"),VLOOKUP(Inventory!$AE214,$N$3:$O$6,2,FALSE),\"a\")))))","v":"a"},{"$f":"IF(OR(AND($AA207<>\"e\",$AA207<>\"f\"),$AF207=0,Inventory!$AG214=\"\"),\"a\",VLOOKUP(Inventory!$AG214,$Q$3:$R$5,2,FALSE))","v":"a"},{"$f":"IF(OR(Inventory!C214=\"New Construction\",Inventory!C214=\"Replace-on-Burnout\"),Inventory!AT214,IF(Inventory!C214=\"Early Retirement\",Inventory!AS214,0))","v":0},"","","","","","","","","","","","",0,"aaaaaa0","No","No",{"$f":"IF($Z207=\"a\",0,IF($Z207=\"b\",Inventory!$M214,Inventory!$AH214))","v":0},{"$f":"IF(OR($Z207=\"a\",AND($AU207=\"No\",$AV207=\"No\")),0,IF(AND($Z207=\"b\",Inventory!$O214=\"Btu/hr\"),Inventory!$N214,IF(AND($Z207=\"b\",Inventory!$O214=\"Tons\"),Inventory!$N214*12000,IF(AND(OR($Z207=\"c\",$Z207=\"d\"),Inventory!$AJ214=\"Btu/hr\"),Inventory!$AI214,IF(AND(OR($Z207=\"c\",$Z207=\"d\"),Inventory!$AJ214=\"Tons\"),Inventory!$AI214*12000,0)))))","v":0},0,0,"EER",0,"kW/ton",{"$f":"IF(OR($Z207=\"a\",$AV207=\"No\"),0,IF(AND($Z207=\"b\",Inventory!$Q214=\"Btu/hr\"),Inventory!$P214,IF(AND($Z207=\"b\",Inventory!$Q214=\"Tons\"),Inventory!$P214*12000,IF(AND(OR($Z207=\"c\",$Z207=\"d\"),Inventory!$AL214=\"Btu/hr\"),Inventory!$AK214,IF(AND(OR($Z207=\"c\",$Z207=\"d\"),Inventory!$AL214=\"Tons\"),Inventory!$AK214*12000,0)))))","v":0},0,0,"COP","No",{"$f":"IF(OR(Inventory!$J214=\"\",$BH207=\"No\"),\"-\",Inventory!$J214)","v":"-"},{"$f":"IFERROR(VLOOKUP($BI207,'Early Retirement'!$B$6:$C$32,2,FALSE),\"-\")","v":"-"},{"$f":"IF(OR($Z207<>\"b\",AND($AA207<>\"b\",$AA207<>\"c\")),\"n\",IF(AND($AS207<>1,$AS207<>2,$AS207<>7,$AS207<>8),\"n\",IF(Inventory!$K214=\"Split\",\"s\",IF(Inventory!$K214=\"Packaged\",\"p\",\"n\"))))","v":"n"},{"$f":"IF(AND($AA207<>\"i\",$AA207<>\"j\"),\"n\",IF(Inventory!$L214=\"Centrifugal\",\"c\",\"n\"))","v":"n"},"-","-",{"$f":"IFERROR(INDEX('Early Retirement'!$C$4:$AC$32,$BJ207,$BN207),0)","v":0},{"$f":"IFERROR(HLOOKUP($BN207,'Early Retirement'!$D$4:$AC$5,2,FALSE),0)","v":0},{"$f":"IFERROR(INDEX('Early Retirement'!$AE$4:$BE$32,$BJ207,$BN207),0)","v":0},{"$f":"IFERROR(HLOOKUP($BN207,'Early Retirement'!$AF$4:$BE$5,2,FALSE),0)","v":0},0,0,"kW/ton",{"$f":"IFERROR(INDEX('Early Retirement'!$BG$4:$CG$32,$BJ207,$BN207),0)","v":0},{"$f":"IFERROR(HLOOKUP($BN207,'Early Retirement'!$BH$4:$CH$5,2,FALSE),0)","v":0},0,"COP","Yes",0,0,"kW/ton",0,"COP",0,0,"kW/ton",0,"COP",null,"djacca47",0.71799999999999997,"kW/ton",0.54,"IPLV",0.71799999999999997,0.54,"kW/ton",null,null,null,null,"Water Cooled Chiller",0,"Screw","B",300]
[null,null,null,null,null,null,null,null,null,null,null,null,null,null,null,null,null,null,null,null,null,null,null,null,206,{"$f":"IF(Inventory!$C215=\"\",\"a\",VLOOKUP(Inventory!$C215,$B$3:$C$6,2,FALSE))","v":"a"},{"$f":"IF(AND($Z208=\"b\",Inventory!$I215=\"\"),\"a\",IF(AND($Z208=\"b\",Inventory!$I215<>\"\"),VLOOKUP(Inventory!$I215,$E$3:$F$12,2,FALSE),IF(AND(OR($Z208=\"c\",$Z208=\"d\"),Inventory!$AB215=\"\"),\"a\",IF(AND(OR($Z208=\"c\",$Z208=\"d\"),Inventory!$AB215<>\"\"),VLOOKUP(Inventory!$AB215,$E$3:$F$12,2,FALSE),\"a\"))))","v":"a"},{"$f":"IF(OR(AND($AA208<>\"b\",$AA208<>\"c\"),$AF208=0,$AF208>=(65000/12000),Inventory!$AC215=\"\"),\"a\",VLOOKUP(Inventory!$AC215,$H$3:$I$5,2,FALSE))","v":"a"},{"$f":"IF(AND(AA208<>\"I\",AA208<>\"j\"),\"a\",IF(AND(OR(Z208=\"b\",Z208=\"c\",Z208=\"d\"),Inventory!AD215=\"\"),\"a\",IF(AND(OR(Z208=\"b\",Z208=\"c\",Z208=\"d\"),Inventory!AD215<>\"\"),VLOOKUP(Inventory!AD215,$K$3:$L$5,2,FALSE),\"a\")))","v":"a"},{"$f":"IF(AND($AA208<>\"i\",$AA208<>\"j\"),\"a\",IF(AND($Z208=\"b\",Inventory!$L215=\"\"),\"a\",IF(AND($Z208=\"b\",Inventory!$L215<>\"\"),VLOOKUP(Inventory!$L215,$N$3:$O$6,2,FALSE),IF(AND(OR($Z208=\"c\",$Z208=\"d\"),Inventory!$AE215=\"\"),\"a\",IF(AND(OR($Z208=\"c\",$Z208=\"d\"),Inventory!$AE215<>\"\"),VLOOKUP(Inventory!$AE215,$N$3:$O$6,2,FALSE),\"a\")))))","v":"a"},{"$f":"IF(OR(AND($AA208<>\"e\",$AA208<>\"f\"),$AF208=0,Inventory!$AG215=\"\"),\"a\",VLOOKUP(Inventory!$AG215,$Q$3:$R$5,2,FALSE))","v":"a"},{"$f":"IF(OR(Inventory!C215=\"New Construction\",Inventory!C215=\"Replace-on-Burnout\"),Inventory!AT215,IF(Inventory!C215=\"Early Retirement\",Inventory!AS215,0))","v":0},"","","","","","","","","","","","",0,"aaaaaa0","No","No",{"$f":"IF($Z208=\"a\",0,IF($Z208=\"b\",Inventory!$M215,Inventory!$AH215))","v":0},{"$f":"IF(OR($Z208=\"a\",AND($AU208=\"No\",$AV208=\"No\")),0,IF(AND($Z208=\"b\",Inventory!$O215=\"Btu/hr\"),Inventory!$N215,IF(AND($Z208=\"b\",Inventory!$O215=\"Tons\"),Inventory!$N215*12000,IF(AND(OR($Z208=\"c\",$Z208=\"d\"),Inventory!$AJ215=\"Btu/hr\"),Inventory!$AI215,IF(AND(OR($Z208=\"c\",$Z208=\"d\"),Inventory!$AJ215=\"Tons\"),Inventory!$AI215*12000,0)))))","v":0},0,0,"EER",0,"kW/ton",{"$f":"IF(OR($Z208=\"a\",$AV208=\"No\"),0,IF(AND($Z208=\"b\",Inventory!$Q215=\"Btu/hr\"),Inventory!$P215,IF(AND($Z208=\"b\",Inventory!$Q215=\"Tons\"),Inventory!$P215*12000,IF(AND(OR($Z208=\"c\",$Z208=\"d\"),Inventory!$AL215=\"Btu/hr\"),Inventory!$AK215,IF(AND(OR($Z208=\"c\",$Z208=\"d\"),Inventory!$AL215=\"Tons\"),Inventory!$AK215*12000,0)))))","v":0},0,0,"COP","No",{"$f":"IF(OR(Inventory!$J215=\"\",$BH208=\"No\"),\"-\",Inventory!$J215)","v":"-"},{"$f":"IFERROR(VLOOKUP($BI208,'Early Retirement'!$B$6:$C$32,2,FALSE),\"-\")","v":"-"},{"$f":"IF(OR($Z208<>\"b\",AND($AA208<>\"b\",$AA208<>\"c\")),\"n\",IF(AND($AS208<>1,$AS208<>2,$AS208<>7,$AS208<>8),\"n\",IF(Inventory!$K215=\"Split\",\"s\",IF(Inventory!$K215=\"Packaged\",\"p\",\"n\"))))","v":"n"},{"$f":"IF(AND($AA208<>\"i\",$AA208<>\"j\"),\"n\",IF(Inventory!$L215=\"Centrifugal\",\"c\",\"n\"))","v":"n"},"-","-",{"$f":"IFERROR(INDEX('Early Retirement'!$C$4:$AC$32,$BJ208,$BN208),0)","v":0},{"$f":"IFERROR(HLOOKUP($BN208,'Early Retirement'!$D$4:$AC$5,2,FALSE),0)","v":0},{"$f":"IFERROR(INDEX('Early Retirement'!$AE$4:$BE$32,$BJ208,$BN208),0)","v":0},{"$f":"IFERROR(HLOOKUP($BN208,'Early Retirement'!$AF$4:$BE$5,2,FALSE),0)","v":0},0,0,"kW/ton",{"$f":"IFERROR(INDEX('Early Retirement'!$BG$4:$CG$32,$BJ208,$BN208),0)","v":0},{"$f":"IFERROR(HLOOKUP($BN208,'Early Retirement'!$BH$4:$CH$5,2,FALSE),0)","v":0},0,"COP","Yes",0,0,"kW/ton",0,"COP",0,0,"kW/ton",0,"COP",null,"djacca48",0.63900000000000001,"kW/ton",0.49,"IPLV",0.63900000000000001,0.49,"kW/ton",null,null,null,null,"Water Cooled Chiller",0,"Screw","B",600]
[null,null,null,null,null,null,null,null,null,null,null,null,null,null,null,null,null,null,null,null,null,null,null,null,207,{"$f":"IF(Inventory!$C216=\"\",\"a\",VLOOKUP(Inventory!$C216,$B$3:$C$6,2,FALSE))","v":"a"},{"$f":"IF(AND($Z209=\"b\",Inventory!$I216=\"\"),\"a\",IF(AND($Z209=\"b\",Inventory!$I216<>\"\"),VLOOKUP(Inventory!$I216,$E$3:$F$12,2,FALSE),IF(AND(OR($Z209=\"c\",$Z209=\"d\"),Inventory!$AB216=\"\"),\"a\",IF(AND(OR($Z209=\"c\",$Z209=\"d\"),Inventory!$AB216<>\"\"),VLOOKUP(Inventory!$AB216,$E$3:$F$12,2,FALSE),\"a\"))))","v":"a"},{"$f":"IF(OR(AND($AA209<>\"b\",$AA209<>\"c\"),$AF209=0,$AF209>=(65000/12000),Inventory!$AC216=\"\"),\"a\",VLOOKUP(Inventory!$AC216,$H$3:$I$5,2,FALSE))","v":"a"},{"$f":"IF(AND(AA209<>\"I\",AA209<>\"j\"),\"a\",IF(AND(OR(Z209=\"b\",Z209=\"c\",Z209=\"d\"),Inventory!AD216=\"\"),\"a\",IF(AND(OR(Z209=\"b\",Z209=\"c\",Z209=\"d\"),Inventory!AD216<>\"\"),VLOOKUP(Inventory!AD216,$K$3:$L$5,2,FALSE),\"a\")))","v":"a"},{"$f":"IF(AND($AA209<>\"i\",$AA209<>\"j\"),\"a\",IF(AND($Z209=\"b\",Inventory!$L216=\"\"),\"a\",IF(AND($Z209=\"b\",Inventory!$L216<>\"\"),VLOOKUP(Inventory!$L216,$N$3:$O$6,2,FALSE),IF(AND(OR($Z209=\"c\",$Z209=\"d\"),Inventory!$AE216=\"\"),\"a\",IF(AND(OR($Z209=\"c\",$Z209=\"d\"),Inventory!$AE216<>\"\"),VLOOKUP(Inventory!$AE216,$N$3:$O$6,2,FALSE),\"a\")))))","v":"a"},{"$f":"IF(OR(AND($AA209<>\"e\",$AA209<>\"f\"),$AF209=0,Inventory!$AG216=\"\"),\"a\",VLOOKUP(Inventory!$AG216,$Q$3:$R$5,2,FALSE))","v":"a"},{"$f":"IF(OR(Inventory!C216=\"New Construction\",Inventory!C216=\"Replace-on-Burnout\"),Inventory!AT216,IF(Inventory!C216=\"Early Retirement\",Inventory!AS216,0))","v":0},"","","","","","","","","","","","",0,"aaaaaa0","No","No",{"$f":"IF($Z209=\"a\",0,IF($Z209=\"b\",Inventory!$M216,Inventory!$AH216))","v":0},{"$f":"IF(OR($Z209=\"a\",AND($AU209=\"No\",$AV209=\"No\")),0,IF(AND($Z209=\"b\",Inventory!$O216=\"Btu/hr\"),Inventory!$N216,IF(AND($Z209=\"b\",Inventory!$O216=\"Tons\"),Inventory!$N216*12000,IF(AND(OR($Z209=\"c\",$Z209=\"d\"),Inventory!$AJ216=\"Btu/hr\"),Inventory!$AI216,IF(AND(OR($Z209=\"c\",$Z209=\"d\"),Inventory!$AJ216=\"Tons\"),Inventory!$AI216*12000,0)))))","v":0},0,0,"EER",0,"kW/ton",{"$f":"IF(OR($Z209=\"a\",$AV209=\"No\"),0,IF(AND($Z209=\"b\",Inventory!$Q216=\"Btu/hr\"),Inventory!$P216,IF(AND($Z209=\"b\",Inventory!$Q216=\"Tons\"),Inventory!$P216*12000,IF(AND(OR($Z209=\"c\",$Z209=\"d\"),Inventory!$AL216=\"Btu/hr\"),Inventory!$AK216,IF(AND(OR($Z209=\"c\",$Z209=\"d\"),Inventory!$AL216=\"Tons\"),Inventory!$AK216*12000,0)))))","v":0},0,0,"COP","No",{"$f":"IF(OR(Inventory!$J216=\"\",$BH209=\"No\"),\"-\",Inventory!$J216)","v":"-"},{"$f":"IFERROR(VLOOKUP($BI209,'Early Retirement'!$B$6:$C$32,2,FALSE),\"-\")","v":"-"},{"$f":"IF(OR($Z209<>\"b\",AND($AA209<>\"b\",$AA209<>\"c\")),\"n\",IF(AND($AS209<>1,$AS209<>2,$AS209<>7,$AS209<>8),\"n\",IF(Inventory!$K216=\"Split\",\"s\",IF(Inventory!$K216=\"Packaged\",\"p\",\"n\"))))","v":"n"},{"$f":"IF(AND($AA209<>\"i\",$AA209<>\"j\"),\"n\",IF(Inventory!$L216=\"Centrifugal\",\"c\",\"n\"))","v":"n"},"-","-",{"$f":"IFERROR(INDEX('Early Retirement'!$C$4:$AC$32,$BJ209,$BN209),0)","v":0},{"$f":"IFERROR(HLOOKUP($BN209,'Early Retirement'!$D$4:$AC$5,2,FALSE),0)","v":0},{"$f":"IFERROR(INDEX('Early Retirement'!$AE$4:$BE$32,$BJ209,$BN209),0)","v":0},{"$f":"IFERROR(HLOOKUP($BN209,'Early Retirement'!$AF$4:$BE$5,2,FALSE),0)","v":0},0,0,"kW/ton",{"$f":"IFERROR(INDEX('Early Retirement'!$BG$4:$CG$32,$BJ209,$BN209),0)","v":0},{"$f":"IFERROR(HLOOKUP($BN209,'Early Retirement'!$BH$4:$CH$5,2,FALSE),0)","v":0},0,"COP","Yes",0,0,"kW/ton",0,"COP",0,0,"kW/ton",0,"COP",null,"djacca49",0.63900000000000001,"kW/ton",0.49,"IPLV",0.63900000000000001,0.49,"kW/ton",null,null,null,null,"Water Cooled Chiller",0,"Screw","B",0]
[null,null,null,null,null,null,null,null,null,null,null,null,null,null,null,null,null,null,null,null,null,null,null,null,208,{"$f":"IF(Inventory!$C217=\"\",\"a\",VLOOKUP(Inventory!$C217,$B$3:$C$6,2,FALSE))","v":"a"},{"$f":"IF(AND($Z210=\"b\",Inventory!$I217=\"\"),\"a\",IF(AND($Z210=\"b\",Inventory!$I217<>\"\"),VLOOKUP(Inventory!$I217,$E$3:$F$12,2,FALSE),IF(AND(OR($Z210=\"c\",$Z210=\"d\"),Inventory!$AB217=\"\"),\"a\",IF(AND(OR($Z210=\"c\",$Z210=\"d\"),Inventory!$AB217<>\"\"),VLOOKUP(Inventory!$AB217,$E$3:$F$12,2,FALSE),\"a\"))))","v":"a"},{"$f":"IF(OR(AND($AA210<>\"b\",$AA210<>\"c\"),$AF210=0,$AF210>=(65000/12000),Inventory!$AC217=\"\"),\"a\",VLOOKUP(Inventory!$AC217,$H$3:$I$5,2,FALSE))","v":"a"},{"$f":"IF(AND(AA210<>\"I\",AA210<>\"j\"),\"a\",IF(AND(OR(Z210=\"b\",Z210=\"c\",Z210=\"d\"),Inventory!AD217=\"\"),\"a\",IF(AND(OR(Z210=\"b\",Z210=\"c\",Z210=\"d\"),Inventory!AD217<>\"\"),VLOOKUP(Inventory!AD217,$K$3:$L$5,2,FALSE),\"a\")))","v":"a"},{"$f":"IF(AND($AA210<>\"i\",$AA210<>\"j\"),\"a\",IF(AND($Z210=\"b\",Inventory!$L217=\"\"),\"a\",IF(AND($Z210=\"b\",Inventory!$L217<>\"\"),VLOOKUP(Inventory!$L217,$N$3:$O$6,2,FALSE),IF(AND(OR($Z210=\"c\",$Z210=\"d\"),Inventory!$AE217=\"\"),\"a\",IF(AND(OR($Z210=\"c\",$Z210=\"d\"),Inventory!$AE217<>\"\"),VLOOKUP(Inventory!$AE217,$N$3:$O$6,2,FALSE),\"a\")))))","v":"a"},{"$f":"IF(OR(AND($AA210<>\"e\",$AA210<>\"f\"),$AF210=0,Inventory!$AG217=\"\"),\"a\",VLOOKUP(Inventory!$AG217,$Q$3:$R$5,2,FALSE))","v":"a"},{"$f":"IF(OR(Inventory!C217=\"New Construction\",Inventory!C217=\"Replace-on-Burnout\"),Inventory!AT217,IF(Inventory!C217=\"Early Retirement\",Inventory!AS217,0))","v":0},"","","","","","","","","","","","",0,"aaaaaa0","No","No",{"$f":"IF($Z210=\"a\",0,IF($Z210=\"b\",Inventory!$M217,Inventory!$AH217))","v":0},{"$f":"IF(OR($Z210=\"a\",AND($AU210=\"No\",$AV210=\"No\")),0,IF(AND($Z210=\"b\",Inventory!$O217=\"Btu/hr\"),Inventory!$N217,IF(AND($Z210=\"b\",Inventory!$O217=\"Tons\"),Inventory!$N217*12000,IF(AND(OR($Z210=\"c\",$Z210=\"d\"),Inventory!$AJ217=\"Btu/hr\"),Inventory!$AI217,IF(AND(OR($Z210=\"c\",$Z210=\"d\"),Inventory!$AJ217=\"Tons\"),Inventory!$AI217*12000,0)))))","v":0},0,0,"EER",0,"kW/ton",{"$f":"IF(OR($Z210=\"a\",$AV210=\"No\"),0,IF(AND($Z210=\"b\",Inventory!$Q217=\"Btu/hr\"),Inventory!$P217,IF(AND($Z210=\"b\",Inventory!$Q217=\"Tons\"),Inventory!$P217*12000,IF(AND(OR($Z210=\"c\",$Z210=\"d\"),Inventory!$AL217=\"Btu/hr\"),Inventory!$AK217,IF(AND(OR($Z210=\"c\",$Z210=\"d\"),Inventory!$AL217=\"Tons\"),Inventory!$AK217*12000,0)))))","v":0},0,0,"COP","No",{"$f":"IF(OR(Inventory!$J217=\"\",$BH210=\"No\"),\"-\",Inventory!$J217)","v":"-"},{"$f":"IFERROR(VLOOKUP($BI210,'Early Retirement'!$B$6:$C$32,2,FALSE),\"-\")","v":"-"},{"$f":"IF(OR($Z210<>\"b\",AND($AA210<>\"b\",$AA210<>\"c\")),\"n\",IF(AND($AS210<>1,$AS210<>2,$AS210<>7,$AS210<>8),\"n\",IF(Inventory!$K217=\"Split\",\"s\",IF(Inventory!$K217=\"Packaged\",\"p\",\"n\"))))","v":"n"},{"$f":"IF(AND($AA210<>\"i\",$AA210<>\"j\"),\"n\",IF(Inventory!$L217=\"Centrifugal\",\"c\",\"n\"))","v":"n"},"-","-",{"$f":"IFERROR(INDEX('Early Retirement'!$C$4:$AC$32,$BJ210,$BN210),0)","v":0},{"$f":"IFERROR(HLOOKUP($BN210,'Early Retirement'!$D$4:$AC$5,2,FALSE),0)","v":0},{"$f":"IFERROR(INDEX('Early Retirement'!$AE$4:$BE$32,$BJ210,$BN210),0)","v":0},{"$f":"IFERROR(HLOOKUP($BN210,'Early Retirement'!$AF$4:$BE$5,2,FALSE),0)","v":0},0,0,"kW/ton",{"$f":"IFERROR(INDEX('Early Retirement'!$BG$4:$CG$32,$BJ210,$BN210),0)","v":0},{"$f":"IFERROR(HLOOKUP($BN210,'Early Retirement'!$BH$4:$CH$5,2,FALSE),0)","v":0},0,"COP","Yes",0,0,"kW/ton",0,"COP",0,0,"kW/ton",0,"COP",null,"djacda45",0.8,"kW/ton",0.6,"IPLV",0.8,0.6,"kW/ton",null,null,null,null,"Water Cooled Chiller",0,"Scroll","B",75]
[null,null,null,null,null,null,null,null,null,null,null,null,null,null,null,null,null,null,null,null,null,null,null,null,209,{"$f":"IF(Inventory!$C218=\"\",\"a\",VLOOKUP(Inventory!$C218,$B$3:$C$6,2,FALSE))","v":"a"},{"$f":"IF(AND($Z211=\"b\",Inventory!$I218=\"\"),\"a\",IF(AND($Z211=\"b\",Inventory!$I218<>\"\"),VLOOKUP(Inventory!$I218,$E$3:$F$12,2,FALSE),IF(AND(OR($Z211=\"c\",$Z211=\"d\"),Inventory!$AB218=\"\"),\"a\",IF(AND(OR($Z211=\"c\",$Z211=\"d\"),Inventory!$AB218<>\"\"),VLOOKUP(Inventory!$AB218,$E$3:$F$12,2,FALSE),\"a\"))))","v":"a"},{"$f":"IF(OR(AND($AA211<>\"b\",$AA211<>\"c\"),$AF211=0,$AF211>=(65000/12000),Inventory!$AC218=\"\"),\"a\",VLOOKUP(Inventory!$AC218,$H$3:$I$5,2,FALSE))","v":"a"},{"$f":"IF(AND(AA211<>\"I\",AA211<>\"j\"),\"a\",IF(AND(OR(Z211=\"b\",Z211=\"c\",Z211=\"d\"),Inventory!AD218=\"\"),\"a\",IF(AND(OR(Z211=\"b\",Z211=\"c\",Z211=\"d\"),Inventory!AD218<>\"\"),VLOOKUP(Inventory!AD218,$K$3:$L$5,2,FALSE),\"a\")))","v":"a"},{"$f":"IF(AND($AA211<>\"i\",$AA211<>\"j\"),\"a\",IF(AND($Z211=\"b\",Inventory!$L218=\"\"),\"a\",IF(AND($Z211=\"b\",Inventory!$L218<>\"\"),VLOOKUP(Inventory!$L218,$N$3:$O$6,2,FALSE),IF(AND(OR($Z211=\"c\",$Z211=\"d\"),Inventory!$AE218=\"\"),\"a\",IF(AND(OR($Z211=\"c\",$Z211=\"d\"),Inventory!$AE218<>\"\"),VLOOKUP(Inventory!$AE218,$N$3:$O$6,2,FALSE),\"a\")))))","v":"a"},{"$f":"IF(OR(AND($AA211<>\"e\",$AA211<>\"f\"),$AF211=0,Inventory!$AG218=\"\"),\"a\",VLOOKUP(Inventory!$AG218,$Q$3:$R$5,2,FALSE))","v":"a"},{"$f":"IF(OR(Inventory!C218=\"New Construction\",Inventory!C218=\"Replace-on-Burnout\"),Inventory!AT218,IF(Inventory!C218=\"Early Retirement\",Inventory!AS218,0))","v":0},"","","","","","","","","","","","",0,"aaaaaa0","No","No",{"$f":"IF($Z211=\"a\",0,IF($Z211=\"b\",Inventory!$M218,Inventory!$AH218))","v":0},{"$f":"IF(OR($Z211=\"a\",AND($AU211=\"No\",$AV211=\"No\")),0,IF(AND($Z211=\"b\",Inventory!$O218=\"Btu/hr\"),Inventory!$N218,IF(AND($Z211=\"b\",Inventory!$O218=\"Tons\"),Inventory!$N218*12000,IF(AND(OR($Z211=\"c\",$Z211=\"d\"),Inventory!$AJ218=\"Btu/hr\"),Inventory!$AI218,IF(AND(OR($Z211=\"c\",$Z211=\"d\"),Inventory!$AJ218=\"Tons\"),Inventory!$AI218*12000,0)))))","v":0},0,0,"EER",0,"kW/ton",{"$f":"IF(OR($Z211=\"a\",$AV211=\"No\"),0,IF(AND($Z211=\"b\",Inventory!$Q218=\"Btu/hr\"),Inventory!$P218,IF(AND($Z211=\"b\",Inventory!$Q218=\"Tons\"),Inventory!$P218*12000,IF(AND(OR($Z211=\"c\",$Z211=\"d\"),Inventory!$AL218=\"Btu/hr\"),Inventory!$AK218,IF(AND(OR($Z211=\"c\",$Z211=\"d\"),Inventory!$AL218=\"Tons\"),Inventory!$AK218*12000,0)))))","v":0},0,0,"COP","No",{"$f":"IF(OR(Inventory!$J218=\"\",$BH211=\"No\"),\"-\",Inventory!$J218)","v":"-"},{"$f":"IFERROR(VLOOKUP($BI211,'Early Retirement'!$B$6:$C$32,2,FALSE),\"-\")","v":"-"},{"$f":"IF(OR($Z211<>\"b\",AND($AA211<>\"b\",$AA211<>\"c\")),\"n\",IF(AND($AS211<>1,$AS211<>2,$AS211<>7,$AS211<>8),\"n\",IF(Inventory!$K218=\"Split\",\"s\",IF(Inventory!$K218=\"Packaged\",\"p\",\"n\"))))","v":"n"},{"$f":"IF(AND($AA211<>\"i\",$AA211<>\"j\"),\"n\",IF(Inventory!$L218=\"Centrifugal\",\"c\",\"n\"))","v":"n"},"-","-",{"$f":"IFERROR(INDEX('Early Retirement'!$C$4:$AC$32,$BJ211,$BN211),0)","v":0},{"$f":"IFERROR(HLOOKUP($BN211,'Early Retirement'!$D$4:$AC$5,2,FALSE),0)","v":0},{"$f":"IFERROR(INDEX('Early Retirement'!$AE$4:$BE$32,$BJ211,$BN211),0)","v":0},{"$f":"IFERROR(HLOOKUP($BN211,'Early Retirement'!$AF$4:$BE$5,2,FALSE),0)","v":0},0,0,"kW/ton",{"$f":"IFERROR(INDEX('Early Retirement'!$BG$4:$CG$32,$BJ211,$BN211),0)","v":0},{"$f":"IFERROR(HLOOKUP($BN211,'Early Retirement'!$BH$4:$CH$5,2,FALSE),0)","v":0},0,"COP","Yes",0,0,"kW/ton",0,"COP",0,0,"kW/ton",0,"COP",null,"djacda46",0.79,"kW/ton",0.58599999999999997,"IPLV",0.79,0.58599999999999997,"kW/ton",null,null,null,null,"Water Cooled Chiller",0,"Scroll","B",150]
[null,null,null,null,null,null,null,null,null,null,null,null,null,null,null,null,null,null,null,null,null,null,null,null,210,{"$f":"IF(Inventory!$C219=\"\",\"a\",VLOOKUP(Inventory!$C219,$B$3:$C$6,2,FALSE))","v":"a"},{"$f":"IF(AND($Z212=\"b\",Inventory!$I219=\"\"),\"a\",IF(AND($Z212=\"b\",Inventory!$I219<>\"\"),VLOOKUP(Inventory!$I219,$E$3:$F$12,2,FALSE),IF(AND(OR($Z212=\"c\",$Z212=\"d\"),Inventory!$AB219=\"\"),\"a\",IF(AND(OR($Z212=\"c\",$Z212=\"d\"),Inventory!$AB219<>\"\"),VLOOKUP(Inventory!$AB219,$E$3:$F$12,2,FALSE),\"a\"))))","v":"a"},{"$f":"IF(OR(AND($AA212<>\"b\",$AA212<>\"c\"),$AF212=0,$AF212>=(65000/12000),Inventory!$AC219=\"\"),\"a\",VLOOKUP(Inventory!$AC219,$H$3:$I$5,2,FALSE))","v":"a"},{"$f":"IF(AND(AA212<>\"I\",AA212<>\"j\"),\"a\",IF(AND(OR(Z212=\"b\",Z212=\"c\",Z212=\"d\"),Inventory!AD219=\"\"),\"a\",IF(AND(OR(Z212=\"b\",Z212=\"c\",Z212=\"d\"),Inventory!AD219<>\"\"),VLOOKUP(Inventory!AD219,$K$3:$L$5,2,FALSE),\"a\")))","v":"a"},{"$f":"IF(AND($AA212<>\"i\",$AA212<>\"j\"),\"a\",IF(AND($Z212=\"b\",Inventory!$L219=\"\"),\"a\",IF(AND($Z212=\"b\",Inventory!$L219<>\"\"),VLOOKUP(Inventory!$L219,$N$3:$O$6,2,FALSE),IF(AND(OR($Z212=\"c\",$Z212=\"d\"),Inventory!$AE219=\"\"),\"a\",IF(AND(OR($Z212=\"c\",$Z212=\"d\"),Inventory!$AE219<>\"\"),VLOOKUP(Inventory!$AE219,$N$3:$O$6,2,FALSE),\"a\")))))","v":"a"},{"$f":"IF(OR(AND($AA212<>\"e\",$AA212<>\"f\"),$AF212=0,Inventory!$AG219=\"\"),\"a\",VLOOKUP(Inventory!$AG219,$Q$3:$R$5,2,FALSE))","v":"a"},{"$f":"IF(OR(Inventory!C219=\"New Construction\",Inventory!C219=\"Replace-on-Burnout\"),Inventory!AT219,IF(Inventory!C219=\"Early Retirement\",Inventory!AS219,0))","v":0},"","","","","","","","","","","","",0,"aaaaaa0","No","No",{"$f":"IF($Z212=\"a\",0,IF($Z212=\"b\",Inventory!$M219,Inventory!$AH219))","v":0},{"$f":"IF(OR($Z212=\"a\",AND($AU212=\"No\",$AV212=\"No\")),0,IF(AND($Z212=\"b\",Inventory!$O219=\"Btu/hr\"),Inventory!$N219,IF(AND($Z212=\"b\",Inventory!$O219=\"Tons\"),Inventory!$N219*12000,IF(AND(OR($Z212=\"c\",$Z212=\"d\"),Inventory!$AJ219=\"Btu/hr\"),Inventory!$AI219,IF(AND(OR($Z212=\"c\",$Z212=\"d\"),Inventory!$AJ219=\"Tons\"),Inventory!$AI219*12000,0)))))","v":0},0,0,"EER",0,"kW/ton",{"$f":"IF(OR($Z212=\"a\",$AV212=\"No\"),0,IF(AND($Z212=\"b\",Inventory!$Q219=\"Btu/hr\"),Inventory!$P219,IF(AND($Z212=\"b\",Inventory!$Q219=\"Tons\"),Inventory!$P219*12000,IF(AND(OR($Z212=\"c\",$Z212=\"d\"),Inventory!$AL219=\"Btu/hr\"),Inventory!$AK219,IF(AND(OR($Z212=\"c\",$Z212=\"d\"),Inventory!$AL219=\"Tons\"),Inventory!$AK219*12000,0)))))","v":0},0,0,"COP","No",{"$f":"IF(OR(Inventory!$J219=\"\",$BH212=\"No\"),\"-\",Inventory!$J219)","v":"-"},{"$f":"IFERROR(VLOOKUP($BI212,'Early Retirement'!$B$6:$C$32,2,FALSE),\"-\")","v":"-"},{"$f":"IF(OR($Z212<>\"b\",AND($AA212<>\"b\",$AA212<>\"c\")),\"n\",IF(AND($AS212<>1,$AS212<>2,$AS212<>7,$AS212<>8),\"n\",IF(Inventory!$K219=\"Split\",\"s\",IF(Inventory!$K219=\"Packaged\",\"p\",\"n\"))))","v":"n"},{"$f":"IF(AND($AA212<>\"i\",$AA212<>\"j\"),\"n\",IF(Inventory!$L219=\"Centrifugal\",\"c\",\"n\"))","v":"n"},"-","-",{"$f":"IFERROR(INDEX('Early Retirement'!$C$4:$AC$32,$BJ212,$BN212),0)","v":0},{"$f":"IFERROR(HLOOKUP($BN212,'Early Retirement'!$D$4:$AC$5,2,FALSE),0)","v":0},{"$f":"IFERROR(INDEX('Early Retirement'!$AE$4:$BE$32,$BJ212,$BN212),0)","v":0},{"$f":"IFERROR(HLOOKUP($BN212,'Early Retirement'!$AF$4:$BE$5,2,FALSE),0)","v":0},0,0,"kW/ton",{"$f":"IFERROR(INDEX('Early Retirement'!$BG$4:$CG$32,$BJ212,$BN212),0)","v":0},{"$f":"IFERROR(HLOOKUP($BN212,'Early Retirement'!$BH$4:$CH$5,2,FALSE),0)","v":0},0,"COP","Yes",0,0,"kW/ton",0,"COP",0,0,"kW/ton",0,"COP",null,"djacda47",0.71799999999999997,"kW/ton",0.54,"IPLV",0.71799999999999997,0.54,"kW/ton",null,null,null,null,"Water Cooled Chiller",0,"Scroll","B",300]
[null,null,null,null,null,null,null,null,null,null,null,null,null,null,null,null,null,null,null,null,null,null,null,null,211,{"$f":"IF(Inventory!$C220=\"\",\"a\",VLOOKUP(Inventory!$C220,$B$3:$C$6,2,FALSE))","v":"a"},{"$f":"IF(AND($Z213=\"b\",Inventory!$I220=\"\"),\"a\",IF(AND($Z213=\"b\",Inventory!$I220<>\"\"),VLOOKUP(Inventory!$I220,$E$3:$F$12,2,FALSE),IF(AND(OR($Z213=\"c\",$Z213=\"d\"),Inventory!$AB220=\"\"),\"a\",IF(AND(OR($Z213=\"c\",$Z213=\"d\"),Inventory!$AB220<>\"\"),VLOOKUP(Inventory!$AB220,$E$3:$F$12,2,FALSE),\"a\"))))","v":"a"},{"$f":"IF(OR(AND($AA213<>\"b\",$AA213<>\"c\"),$AF213=0,$AF213>=(65000/12000),Inventory!$AC220=\"\"),\"a\",VLOOKUP(Inventory!$AC220,$H$3:$I$5,2,FALSE))","v":"a"},{"$f":"IF(AND(AA213<>\"I\",AA213<>\"j\"),\"a\",IF(AND(OR(Z213=\"b\",Z213=\"c\",Z213=\"d\"),Inventory!AD220=\"\"),\"a\",IF(AND(OR(Z213=\"b\",Z213=\"c\",Z213=\"d\"),Inventory!AD220<>\"\"),VLOOKUP(Inventory!AD220,$K$3:$L$5,2,FALSE),\"a\")))","v":"a"},{"$f":"IF(AND($AA213<>\"i\",$AA213<>\"j\"),\"a\",IF(AND($Z213=\"b\",Inventory!$L220=\"\"),\"a\",IF(AND($Z213=\"b\",Inventory!$L220<>\"\"),VLOOKUP(Inventory!$L220,$N$3:$O$6,2,FALSE),IF(AND(OR($Z213=\"c\",$Z213=\"d\"),Inventory!$AE220=\"\"),\"a\",IF(AND(OR($Z213=\"c\",$Z213=\"d\"),Inventory!$AE220<>\"\"),VLOOKUP(Inventory!$AE220,$N$3:$O$6,2,FALSE),\"a\")))))","v":"a"},{"$f":"IF(OR(AND($AA213<>\"e\",$AA213<>\"f\"),$AF213=0,Inventory!$AG220=\"\"),\"a\",VLOOKUP(Inventory!$AG220,$Q$3:$R$5,2,FALSE))","v":"a"},{"$f":"IF(OR(Inventory!C220=\"New Construction\",Inventory!C220=\"Replace-on-Burnout\"),Inventory!AT220,IF(Inventory!C220=\"Early Retirement\",Inventory!AS220,0))","v":0},"","","","","","","","","","","","",0,"aaaaaa0","No","No",{"$f":"IF($Z213=\"a\",0,IF($Z213=\"b\",Inventory!$M220,Inventory!$AH220))","v":0},{"$f":"IF(OR($Z213=\"a\",AND($AU213=\"No\",$AV213=\"No\")),0,IF(AND($Z213=\"b\",Inventory!$O220=\"Btu/hr\"),Inventory!$N220,IF(AND($Z213=\"b\",Inventory!$O220=\"Tons\"),Inventory!$N220*12000,IF(AND(OR($Z213=\"c\",$Z213=\"d\"),Inventory!$AJ220=\"Btu/hr\"),Inventory!$AI220,IF(AND(OR($Z213=\"c\",$Z213=\"d\"),Inventory!$AJ220=\"Tons\"),Inventory!$AI220*12000,0)))))","v":0},0,0,"EER",0,"kW/ton",{"$f":"IF(OR($Z213=\"a\",$AV213=\"No\"),0,IF(AND($Z213=\"b\",Inventory!$Q220=\"Btu/hr\"),Inventory!$P220,IF(AND($Z213=\"b\",Inventory!$Q220=\"Tons\"),Inventory!$P220*12000,IF(AND(OR($Z213=\"c\",$Z213=\"d\"),Inventory!$AL220=\"Btu/hr\"),Inventory!$AK220,IF(AND(OR($Z213=\"c\",$Z213=\"d\"),Inventory!$AL220=\"Tons\"),Inventory!$AK220*12000,0)))))","v":0},0,0,"COP","No",{"$f":"IF(OR(Inventory!$J220=\"\",$BH213=\"No\"),\"-\",Inventory!$J220)","v":"-"},{"$f":"IFERROR(VLOOKUP($BI213,'Early Retirement'!$B$6:$C$32,2,FALSE),\"-\")","v":"-"},{"$f":"IF(OR($Z213<>\"b\",AND($AA213<>\"b\",$AA213<>\"c\")),\"n\",IF(AND($AS213<>1,$AS213<>2,$AS213<>7,$AS213<>8),\"n\",IF(Inventory!$K220=\"Split\",\"s\",IF(Inventory!$K220=\"Packaged\",\"p\",\"n\"))))","v":"n"},{"$f":"IF(AND($AA213<>\"i\",$AA213<>\"j\"),\"n\",IF(Inventory!$L220=\"Centrifugal\",\"c\",\"n\"))","v":"n"},"-","-",{"$f":"IFERROR(INDEX('Early Retirement'!$C$4:$AC$32,$BJ213,$BN213),0)","v":0},{"$f":"IFERROR(HLOOKUP($BN213,'Early Retirement'!$D$4:$AC$5,2,FALSE),0)","v":0},{"$f":"IFERROR(INDEX('Early Retirement'!$AE$4:$BE$32,$BJ213,$BN213),0)","v":0},{"$f":"IFERROR(HLOOKUP($BN213,'Early Retirement'!$AF$4:$BE$5,2,FALSE),0)","v":0},0,0,"kW/ton",{"$f":"IFERROR(INDEX('Early Retirement'!$BG$4:$CG$32,$BJ213,$BN213),0)","v":0},{"$f":"IFERROR(HLOOKUP($BN213,'Early Retirement'!$BH$4:$CH$5,2,FALSE),0)","v":0},0,"COP","Yes",0,0,"kW/ton",0,"COP",0,0,"kW/ton",0,"COP",null,"djacda48",0.63900000000000001,"kW/ton",0.49,"IPLV",0.63900000000000001,0.49,"kW/ton",null,null,null,null,"Water Cooled Chiller",0,"Scroll","B",600]
[null,null,null,null,null,null,null,null,null,null,null,null,null,null,null,null,null,null,null,null,null,null,null,null,212,{"$f":"IF(Inventory!$C221=\"\",\"a\",VLOOKUP(Inventory!$C221,$B$3:$C$6,2,FALSE))","v":"a"},{"$f":"IF(AND($Z214=\"b\",Inventory!$I221=\"\"),\"a\",IF(AND($Z214=\"b\",Inventory!$I221<>\"\"),VLOOKUP(Inventory!$I221,$E$3:$F$12,2,FALSE),IF(AND(OR($Z214=\"c\",$Z214=\"d\"),Inventory!$AB221=\"\"),\"a\",IF(AND(OR($Z214=\"c\",$Z214=\"d\"),Inventory!$AB221<>\"\"),VLOOKUP(Inventory!$AB221,$E$3:$F$12,2,FALSE),\"a\"))))","v":"a"},{"$f":"IF(OR(AND($AA214<>\"b\",$AA214<>\"c\"),$AF214=0,$AF214>=(65000/12000),Inventory!$AC221=\"\"),\"a\",VLOOKUP(Inventory!$AC221,$H$3:$I$5,2,FALSE))","v":"a"},{"$f":"IF(AND(AA214<>\"I\",AA214<>\"j\"),\"a\",IF(AND(OR(Z214=\"b\",Z214=\"c\",Z214=\"d\"),Inventory!AD221=\"\"),\"a\",IF(AND(OR(Z214=\"b\",Z214=\"c\",Z214=\"d\"),Inventory!AD221<>\"\"),VLOOKUP(Inventory!AD221,$K$3:$L$5,2,FALSE),\"a\")))","v":"a"},{"$f":"IF(AND($AA214<>\"i\",$AA214<>\"j\"),\"a\",IF(AND($Z214=\"b\",Inventory!$L221=\"\"),\"a\",IF(AND($Z214=\"b\",Inventory!$L221<>\"\"),VLOOKUP(Inventory!$L221,$N$3:$O$6,2,FALSE),IF(AND(OR($Z214=\"c\",$Z214=\"d\"),Inventory!$AE221=\"\"),\"a\",IF(AND(OR($Z214=\"c\",$Z214=\"d\"),Inventory!$AE221<>\"\"),VLOOKUP(Inventory!$AE221,$N$3:$O$6,2,FALSE),\"a\")))))","v":"a"},{"$f":"IF(OR(AND($AA214<>\"e\",$AA214<>\"f\"),$AF214=0,Inventory!$AG221=\"\"),\"a\",VLOOKUP(Inventory!$AG221,$Q$3:$R$5,2,FALSE))","v":"a"},{"$f":"IF(OR(Inventory!C221=\"New Construction\",Inventory!C221=\"Replace-on-Burnout\"),Inventory!AT221,IF(Inventory!C221=\"Early Retirement\",Inventory!AS221,0))","v":0},"","","","","","","","","","","","",0,"aaaaaa0","No","No",{"$f":"IF($Z214=\"a\",0,IF($Z214=\"b\",Inventory!$M221,Inventory!$AH221))","v":0},{"$f":"IF(OR($Z214=\"a\",AND($AU214=\"No\",$AV214=\"No\")),0,IF(AND($Z214=\"b\",Inventory!$O221=\"Btu/hr\"),Inventory!$N221,IF(AND($Z214=\"b\",Inventory!$O221=\"Tons\"),Inventory!$N221*12000,IF(AND(OR($Z214=\"c\",$Z214=\"d\"),Inventory!$AJ221=\"Btu/hr\"),Inventory!$AI221,IF(AND(OR($Z214=\"c\",$Z214=\"d\"),Inventory!$AJ221=\"Tons\"),Inventory!$AI221*12000,0)))))","v":0},0,0,"EER",0,"kW/ton",{"$f":"IF(OR($Z214=\"a\",$AV214=\"No\"),0,IF(AND($Z214=\"b\",Inventory!$Q221=\"Btu/hr\"),Inventory!$P221,IF(AND($Z214=\"b\",Inventory!$Q221=\"Tons\"),Inventory!$P221*12000,IF(AND(OR($Z214=\"c\",$Z214=\"d\"),Inventory!$AL221=\"Btu/hr\"),Inventory!$AK221,IF(AND(OR($Z214=\"c\",$Z214=\"d\"),Inventory!$AL221=\"Tons\"),Inventory!$AK221*12000,0)))))","v":0},0,0,"COP","No",{"$f":"IF(OR(Inventory!$J221=\"\",$BH214=\"No\"),\"-\",Inventory!$J221)","v":"-"},{"$f":"IFERROR(VLOOKUP($BI214,'Early Retirement'!$B$6:$C$32,2,FALSE),\"-\")","v":"-"},{"$f":"IF(OR($Z214<>\"b\",AND($AA214<>\"b\",$AA214<>\"c\")),\"n\",IF(AND($AS214<>1,$AS214<>2,$AS214<>7,$AS214<>8),\"n\",IF(Inventory!$K221=\"Split\",\"s\",IF(Inventory!$K221=\"Packaged\",\"p\",\"n\"))))","v":"n"},{"$f":"IF(AND($AA214<>\"i\",$AA214<>\"j\"),\"n\",IF(Inventory!$L221=\"Centrifugal\",\"c\",\"n\"))","v":"n"},"-","-",{"$f":"IFERROR(INDEX('Early Retirement'!$C$4:$AC$32,$BJ214,$BN214),0)","v":0},{"$f":"IFERROR(HLOOKUP($BN214,'Early Retirement'!$D$4:$AC$5,2,FALSE),0)","v":0},{"$f":"IFERROR(INDEX('Early Retirement'!$AE$4:$BE$32,$BJ214,$BN214),0)","v":0},{"$f":"IFERROR(HLOOKUP($BN214,'Early Retirement'!$AF$4:$BE$5,2,FALSE),0)","v":0},0,0,"kW/ton",{"$f":"IFERROR(INDEX('Early Retirement'!$BG$4:$CG$32,$BJ214,$BN214),0)","v":0},{"$f":"IFERROR(HLOOKUP($BN214,'Early Retirement'!$BH$4:$CH$5,2,FALSE),0)","v":0},0,"COP","Yes",0,0,"kW/ton",0,"COP",0,0,"kW/ton",0,"COP",null,"djacda49",0.63900000000000001,"kW/ton",0.49,"IPLV",0.63900000000000001,0.49,"kW/ton",null,null,null,null,"Water Cooled Chiller",0,"Scroll","B",0]
[null,null,null,null,null,null,null,null,null,null,null,null,null,null,null,null,null,null,null,null,null,null,null,null,213,{"$f":"IF(Inventory!$C222=\"\",\"a\",VLOOKUP(Inventory!$C222,$B$3:$C$6,2,FALSE))","v":"a"},{"$f":"IF(AND($Z215=\"b\",Inventory!$I222=\"\"),\"a\",IF(AND($Z215=\"b\",Inventory!$I222<>\"\"),VLOOKUP(Inventory!$I222,$E$3:$F$12,2,FALSE),IF(AND(OR($Z215=\"c\",$Z215=\"d\"),Inventory!$AB222=\"\"),\"a\",IF(AND(OR($Z215=\"c\",$Z215=\"d\"),Inventory!$AB222<>\"\"),VLOOKUP(Inventory!$AB222,$E$3:$F$12,2,FALSE),\"a\"))))","v":"a"},{"$f":"IF(OR(AND($AA215<>\"b\",$AA215<>\"c\"),$AF215=0,$AF215>=(65000/12000),Inventory!$AC222=\"\"),\"a\",VLOOKUP(Inventory!$AC222,$H$3:$I$5,2,FALSE))","v":"a"},{"$f":"IF(AND(AA215<>\"I\",AA215<>\"j\"),\"a\",IF(AND(OR(Z215=\"b\",Z215=\"c\",Z215=\"d\"),Inventory!AD222=\"\"),\"a\",IF(AND(OR(Z215=\"b\",Z215=\"c\",Z215=\"d\"),Inventory!AD222<>\"\"),VLOOKUP(Inventory!AD222,$K$3:$L$5,2,FALSE),\"a\")))","v":"a"},{"$f":"IF(AND($AA215<>\"i\",$AA215<>\"j\"),\"a\",IF(AND($Z215=\"b\",Inventory!$L222=\"\"),\"a\",IF(AND($Z215=\"b\",Inventory!$L222<>\"\"),VLOOKUP(Inventory!$L222,$N$3:$O$6,2,FALSE),IF(AND(OR($Z215=\"c\",$Z215=\"d\"),Inventory!$AE222=\"\"),\"a\",IF(AND(OR($Z215=\"c\",$Z215=\"d\"),Inventory!$AE222<>\"\"),VLOOKUP(Inventory!$AE222,$N$3:$O$6,2,FALSE),\"a\")))))","v":"a"},{"$f":"IF(OR(AND($AA215<>\"e\",$AA215<>\"f\"),$AF215=0,Inventory!$AG222=\"\"),\"a\",VLOOKUP(Inventory!$AG222,$Q$3:$R$5,2,FALSE))","v":"a"},{"$f":"IF(OR(Inventory!C222=\"New Construction\",Inventory!C222=\"Replace-on-Burnout\"),Inventory!AT222,IF(Inventory!C222=\"Early Retirement\",Inventory!AS222,0))","v":0},"","","","","","","","","","","","",0,"aaaaaa0","No","No",{"$f":"IF($Z215=\"a\",0,IF($Z215=\"b\",Inventory!$M222,Inventory!$AH222))","v":0},{"$f":"IF(OR($Z215=\"a\",AND($AU215=\"No\",$AV215=\"No\")),0,IF(AND($Z215=\"b\",Inventory!$O222=\"Btu/hr\"),Inventory!$N222,IF(AND($Z215=\"b\",Inventory!$O222=\"Tons\"),Inventory!$N222*12000,IF(AND(OR($Z215=\"c\",$Z215=\"d\"),Inventory!$AJ222=\"Btu/hr\"),Inventory!$AI222,IF(AND(OR($Z215=\"c\",$Z215=\"d\"),Inventory!$AJ222=\"Tons\"),Inventory!$AI222*12000,0)))))","v":0},0,0,"EER",0,"kW/ton",{"$f":"IF(OR($Z215=\"a\",$AV215=\"No\"),0,IF(AND($Z215=\"b\",Inventory!$Q222=\"Btu/hr\"),Inventory!$P222,IF(AND($Z215=\"b\",Inventory!$Q222=\"Tons\"),Inventory!$P222*12000,IF(AND(OR($Z215=\"c\",$Z215=\"d\"),Inventory!$AL222=\"Btu/hr\"),Inventory!$AK222,IF(AND(OR($Z215=\"c\",$Z215=\"d\"),Inventory!$AL222=\"Tons\"),Inventory!$AK222*12000,0)))))","v":0},0,0,"COP","No",{"$f":"IF(OR(Inventory!$J222=\"\",$BH215=\"No\"),\"-\",Inventory!$J222)","v":"-"},{"$f":"IFERROR(VLOOKUP($BI215,'Early Retirement'!$B$6:$C$32,2,FALSE),\"-\")","v":"-"},{"$f":"IF(OR($Z215<>\"b\",AND($AA215<>\"b\",$AA215<>\"c\")),\"n\",IF(AND($AS215<>1,$AS215<>2,$AS215<>7,$AS215<>8),\"n\",IF(Inventory!$K222=\"Split\",\"s\",IF(Inventory!$K222=\"Packaged\",\"p\",\"n\"))))","v":"n"},{"$f":"IF(AND($AA215<>\"i\",$AA215<>\"j\"),\"n\",IF(Inventory!$L222=\"Centrifugal\",\"c\",\"n\"))","v":"n"},"-","-",{"$f":"IFERROR(INDEX('Early Retirement'!$C$4:$AC$32,$BJ215,$BN215),0)","v":0},{"$f":"IFERROR(HLOOKUP($BN215,'Early Retirement'!$D$4:$AC$5,2,FALSE),0)","v":0},{"$f":"IFERROR(INDEX('Early Retirement'!$AE$4:$BE$32,$BJ215,$BN215),0)","v":0},{"$f":"IFERROR(HLOOKUP($BN215,'Early Retirement'!$AF$4:$BE$5,2,FALSE),0)","v":0},0,0,"kW/ton",{"$f":"IFERROR(INDEX('Early Retirement'!$BG$4:$CG$32,$BJ215,$BN215),0)","v":0},{"$f":"IFERROR(HLOOKUP($BN215,'Early Retirement'!$BH$4:$CH$5,2,FALSE),0)","v":0},0,"COP","Yes",0,0,"kW/ton",0,"COP",0,0,"kW/ton",0,"COP"]
[null,null,null,null,null,null,null,null,null,null,null,null,null,null,null,null,null,null,null,null,null,null,null,null,214,{"$f":"IF(Inventory!$C223=\"\",\"a\",VLOOKUP(Inventory!$C223,$B$3:$C$6,2,FALSE))","v":"a"},{"$f":"IF(AND($Z216=\"b\",Inventory!$I223=\"\"),\"a\",IF(AND($Z216=\"b\",Inventory!$I223<>\"\"),VLOOKUP(Inventory!$I223,$E$3:$F$12,2,FALSE),IF(AND(OR($Z216=\"c\",$Z216=\"d\"),Inventory!$AB223=\"\"),\"a\",IF(AND(OR($Z216=\"c\",$Z216=\"d\"),Inventory!$AB223<>\"\"),VLOOKUP(Inventory!$AB223,$E$3:$F$12,2,FALSE),\"a\"))))","v":"a"},{"$f":"IF(OR(AND($AA216<>\"b\",$AA216<>\"c\"),$AF216=0,$AF216>=(65000/12000),Inventory!$AC223=\"\"),\"a\",VLOOKUP(Inventory!$AC223,$H$3:$I$5,2,FALSE))","v":"a"},{"$f":"IF(AND(AA216<>\"I\",AA216<>\"j\"),\"a\",IF(AND(OR(Z216=\"b\",Z216=\"c\",Z216=\"d\"),Inventory!AD223=\"\"),\"a\",IF(AND(OR(Z216=\"b\",Z216=\"c\",Z216=\"d\"),Inventory!AD223<>\"\"),VLOOKUP(Inventory!AD223,$K$3:$L$5,2,FALSE),\"a\")))","v":"a"},{"$f":"IF(AND($AA216<>\"i\",$AA216<>\"j\"),\"a\",IF(AND($Z216=\"b\",Inventory!$L223=\"\"),\"a\",IF(AND($Z216=\"b\",Inventory!$L223<>\"\"),VLOOKUP(Inventory!$L223,$N$3:$O$6,2,FALSE),IF(AND(OR($Z216=\"c\",$Z216=\"d\"),Inventory!$AE223=\"\"),\"a\",IF(AND(OR($Z216=\"c\",$Z216=\"d\"),Inventory!$AE223<>\"\"),VLOOKUP(Inventory!$AE223,$N$3:$O$6,2,FALSE),\"a\")))))","v":"a"},{"$f":"IF(OR(AND($AA216<>\"e\",$AA216<>\"f\"),$AF216=0,Inventory!$AG223=\"\"),\"a\",VLOOKUP(Inventory!$AG223,$Q$3:$R$5,2,FALSE))","v":"a"},{"$f":"IF(OR(Inventory!C223=\"New Construction\",Inventory!C223=\"Replace-on-Burnout\"),Inventory!AT223,IF(Inventory!C223=\"Early Retirement\",Inventory!AS223,0))","v":0},"","","","","","","","","","","","",0,"aaaaaa0","No","No",{"$f":"IF($Z216=\"a\",0,IF($Z216=\"b\",Inventory!$M223,Inventory!$AH223))","v":0},{"$f":"IF(OR($Z216=\"a\",AND($AU216=\"No\",$AV216=\"No\")),0,IF(AND($Z216=\"b\",Inventory!$O223=\"Btu/hr\"),Inventory!$N223,IF(AND($Z216=\"b\",Inventory!$O223=\"Tons\"),Inventory!$N223*12000,IF(AND(OR($Z216=\"c\",$Z216=\"d\"),Inventory!$AJ223=\"Btu/hr\"),Inventory!$AI223,IF(AND(OR($Z216=\"c\",$Z216=\"d\"),Inventory!$AJ223=\"Tons\"),Inventory!$AI223*12000,0)))))","v":0},0,0,"EER",0,"kW/ton",{"$f":"IF(OR($Z216=\"a\",$AV216=\"No\"),0,IF(AND($Z216=\"b\",Inventory!$Q223=\"Btu/hr\"),Inventory!$P223,IF(AND($Z216=\"b\",Inventory!$Q223=\"Tons\"),Inventory!$P223*12000,IF(AND(OR($Z216=\"c\",$Z216=\"d\"),Inventory!$AL223=\"Btu/hr\"),Inventory!$AK223,IF(AND(OR($Z216=\"c\",$Z216=\"d\"),Inventory!$AL223=\"Tons\"),Inventory!$AK223*12000,0)))))","v":0},0,0,"COP","No",{"$f":"IF(OR(Inventory!$J223=\"\",$BH216=\"No\"),\"-\",Inventory!$J223)","v":"-"},{"$f":"IFERROR(VLOOKUP($BI216,'Early Retirement'!$B$6:$C$32,2,FALSE),\"-\")","v":"-"},{"$f":"IF(OR($Z216<>\"b\",AND($AA216<>\"b\",$AA216<>\"c\")),\"n\",IF(AND($AS216<>1,$AS216<>2,$AS216<>7,$AS216<>8),\"n\",IF(Inventory!$K223=\"Split\",\"s\",IF(Inventory!$K223=\"Packaged\",\"p\",\"n\"))))","v":"n"},{"$f":"IF(AND($AA216<>\"i\",$AA216<>\"j\"),\"n\",IF(Inventory!$L223=\"Centrifugal\",\"c\",\"n\"))","v":"n"},"-","-",{"$f":"IFERROR(INDEX('Early Retirement'!$C$4:$AC$32,$BJ216,$BN216),0)","v":0},{"$f":"IFERROR(HLOOKUP($BN216,'Early Retirement'!$D$4:$AC$5,2,FALSE),0)","v":0},{"$f":"IFERROR(INDEX('Early Retirement'!$AE$4:$BE$32,$BJ216,$BN216),0)","v":0},{"$f":"IFERROR(HLOOKUP($BN216,'Early Retirement'!$AF$4:$BE$5,2,FALSE),0)","v":0},0,0,"kW/ton",{"$f":"IFERROR(INDEX('Early Retirement'!$BG$4:$CG$32,$BJ216,$BN216),0)","v":0},{"$f":"IFERROR(HLOOKUP($BN216,'Early Retirement'!$BH$4:$CH$5,2,FALSE),0)","v":0},0,"COP","Yes",0,0,"kW/ton",0,"COP",0,0,"kW/ton",0,"COP"]
[null,null,null,null,null,null,null,null,null,null,null,null,null,null,null,null,null,null,null,null,null,null,null,null,215,{"$f":"IF(Inventory!$C224=\"\",\"a\",VLOOKUP(Inventory!$C224,$B$3:$C$6,2,FALSE))","v":"a"},{"$f":"IF(AND($Z217=\"b\",Inventory!$I224=\"\"),\"a\",IF(AND($Z217=\"b\",Inventory!$I224<>\"\"),VLOOKUP(Inventory!$I224,$E$3:$F$12,2,FALSE),IF(AND(OR($Z217=\"c\",$Z217=\"d\"),Inventory!$AB224=\"\"),\"a\",IF(AND(OR($Z217=\"c\",$Z217=\"d\"),Inventory!$AB224<>\"\"),VLOOKUP(Inventory!$AB224,$E$3:$F$12,2,FALSE),\"a\"))))","v":"a"},{"$f":"IF(OR(AND($AA217<>\"b\",$AA217<>\"c\"),$AF217=0,$AF217>=(65000/12000),Inventory!$AC224=\"\"),\"a\",VLOOKUP(Inventory!$AC224,$H$3:$I$5,2,FALSE))","v":"a"},{"$f":"IF(AND(AA217<>\"I\",AA217<>\"j\"),\"a\",IF(AND(OR(Z217=\"b\",Z217=\"c\",Z217=\"d\"),Inventory!AD224=\"\"),\"a\",IF(AND(OR(Z217=\"b\",Z217=\"c\",Z217=\"d\"),Inventory!AD224<>\"\"),VLOOKUP(Inventory!AD224,$K$3:$L$5,2,FALSE),\"a\")))","v":"a"},{"$f":"IF(AND($AA217<>\"i\",$AA217<>\"j\"),\"a\",IF(AND($Z217=\"b\",Inventory!$L224=\"\"),\"a\",IF(AND($Z217=\"b\",Inventory!$L224<>\"\"),VLOOKUP(Inventory!$L224,$N$3:$O$6,2,FALSE),IF(AND(OR($Z217=\"c\",$Z217=\"d\"),Inventory!$AE224=\"\"),\"a\",IF(AND(OR($Z217=\"c\",$Z217=\"d\"),Inventory!$AE224<>\"\"),VLOOKUP(Inventory!$AE224,$N$3:$O$6,2,FALSE),\"a\")))))","v":"a"},{"$f":"IF(OR(AND($AA217<>\"e\",$AA217<>\"f\"),$AF217=0,Inventory!$AG224=\"\"),\"a\",VLOOKUP(Inventory!$AG224,$Q$3:$R$5,2,FALSE))","v":"a"},{"$f":"IF(OR(Inventory!C224=\"New Construction\",Inventory!C224=\"Replace-on-Burnout\"),Inventory!AT224,IF(Inventory!C224=\"Early Retirement\",Inventory!AS224,0))","v":0},"","","","","","","","","","","","",0,"aaaaaa0","No","No",{"$f":"IF($Z217=\"a\",0,IF($Z217=\"b\",Inventory!$M224,Inventory!$AH224))","v":0},{"$f":"IF(OR($Z217=\"a\",AND($AU217=\"No\",$AV217=\"No\")),0,IF(AND($Z217=\"b\",Inventory!$O224=\"Btu/hr\"),Inventory!$N224,IF(AND($Z217=\"b\",Inventory!$O224=\"Tons\"),Inventory!$N224*12000,IF(AND(OR($Z217=\"c\",$Z217=\"d\"),Inventory!$AJ224=\"Btu/hr\"),Inventory!$AI224,IF(AND(OR($Z217=\"c\",$Z217=\"d\"),Inventory!$AJ224=\"Tons\"),Inventory!$AI224*12000,0)))))","v":0},0,0,"EER",0,"kW/ton",{"$f":"IF(OR($Z217=\"a\",$AV217=\"No\"),0,IF(AND($Z217=\"b\",Inventory!$Q224=\"Btu/hr\"),Inventory!$P224,IF(AND($Z217=\"b\",Inventory!$Q224=\"Tons\"),Inventory!$P224*12000,IF(AND(OR($Z217=\"c\",$Z217=\"d\"),Inventory!$AL224=\"Btu/hr\"),Inventory!$AK224,IF(AND(OR($Z217=\"c\",$Z217=\"d\"),Inventory!$AL224=\"Tons\"),Inventory!$AK224*12000,0)))))","v":0},0,0,"COP","No",{"$f":"IF(OR(Inventory!$J224=\"\",$BH217=\"No\"),\"-\",Inventory!$J224)","v":"-"},{"$f":"IFERROR(VLOOKUP($BI217,'Early Retirement'!$B$6:$C$32,2,FALSE),\"-\")","v":"-"},{"$f":"IF(OR($Z217<>\"b\",AND($AA217<>\"b\",$AA217<>\"c\")),\"n\",IF(AND($AS217<>1,$AS217<>2,$AS217<>7,$AS217<>8),\"n\",IF(Inventory!$K224=\"Split\",\"s\",IF(Inventory!$K224=\"Packaged\",\"p\",\"n\"))))","v":"n"},{"$f":"IF(AND($AA217<>\"i\",$AA217<>\"j\"),\"n\",IF(Inventory!$L224=\"Centrifugal\",\"c\",\"n\"))","v":"n"},"-","-",{"$f":"IFERROR(INDEX('Early Retirement'!$C$4:$AC$32,$BJ217,$BN217),0)","v":0},{"$f":"IFERROR(HLOOKUP($BN217,'Early Retirement'!$D$4:$AC$5,2,FALSE),0)","v":0},{"$f":"IFERROR(INDEX('Early Retirement'!$AE$4:$BE$32,$BJ217,$BN217),0)","v":0},{"$f":"IFERROR(HLOOKUP($BN217,'Early Retirement'!$AF$4:$BE$5,2,FALSE),0)","v":0},0,0,"kW/ton",{"$f":"IFERROR(INDEX('Early Retirement'!$BG$4:$CG$32,$BJ217,$BN217),0)","v":0},{"$f":"IFERROR(HLOOKUP($BN217,'Early Retirement'!$BH$4:$CH$5,2,FALSE),0)","v":0},0,"COP","Yes",0,0,"kW/ton",0,"COP",0,0,"kW/ton",0,"COP"]
[null,null,null,null,null,null,null,null,null,null,null,null,null,null,null,null,null,null,null,null,null,null,null,null,216,{"$f":"IF(Inventory!$C225=\"\",\"a\",VLOOKUP(Inventory!$C225,$B$3:$C$6,2,FALSE))","v":"a"},{"$f":"IF(AND($Z218=\"b\",Inventory!$I225=\"\"),\"a\",IF(AND($Z218=\"b\",Inventory!$I225<>\"\"),VLOOKUP(Inventory!$I225,$E$3:$F$12,2,FALSE),IF(AND(OR($Z218=\"c\",$Z218=\"d\"),Inventory!$AB225=\"\"),\"a\",IF(AND(OR($Z218=\"c\",$Z218=\"d\"),Inventory!$AB225<>\"\"),VLOOKUP(Inventory!$AB225,$E$3:$F$12,2,FALSE),\"a\"))))","v":"a"},{"$f":"IF(OR(AND($AA218<>\"b\",$AA218<>\"c\"),$AF218=0,$AF218>=(65000/12000),Inventory!$AC225=\"\"),\"a\",VLOOKUP(Inventory!$AC225,$H$3:$I$5,2,FALSE))","v":"a"},{"$f":"IF(AND(AA218<>\"I\",AA218<>\"j\"),\"a\",IF(AND(OR(Z218=\"b\",Z218=\"c\",Z218=\"d\"),Inventory!AD225=\"\"),\"a\",IF(AND(OR(Z218=\"b\",Z218=\"c\",Z218=\"d\"),Inventory!AD225<>\"\"),VLOOKUP(Inventory!AD225,$K$3:$L$5,2,FALSE),\"a\")))","v":"a"},{"$f":"IF(AND($AA218<>\"i\",$AA218<>\"j\"),\"a\",IF(AND($Z218=\"b\",Inventory!$L225=\"\"),\"a\",IF(AND($Z218=\"b\",Inventory!$L225<>\"\"),VLOOKUP(Inventory!$L225,$N$3:$O$6,2,FALSE),IF(AND(OR($Z218=\"c\",$Z218=\"d\"),Inventory!$AE225=\"\"),\"a\",IF(AND(OR($Z218=\"c\",$Z218=\"d\"),Inventory!$AE225<>\"\"),VLOOKUP(Inventory!$AE225,$N$3:$O$6,2,FALSE),\"a\")))))","v":"a"},{"$f":"IF(OR(AND($AA218<>\"e\",$AA218<>\"f\"),$AF218=0,Inventory!$AG225=\"\"),\"a\",VLOOKUP(Inventory!$AG225,$Q$3:$R$5,2,FALSE))","v":"a"},{"$f":"IF(OR(Inventory!C225=\"New Construction\",Inventory!C225=\"Replace-on-Burnout\"),Inventory!AT225,IF(Inventory!C225=\"Early Retirement\",Inventory!AS225,0))","v":0},"","","","","","","","","","","","",0,"aaaaaa0","No","No",{"$f":"IF($Z218=\"a\",0,IF($Z218=\"b\",Inventory!$M225,Inventory!$AH225))","v":0},{"$f":"IF(OR($Z218=\"a\",AND($AU218=\"No\",$AV218=\"No\")),0,IF(AND($Z218=\"b\",Inventory!$O225=\"Btu/hr\"),Inventory!$N225,IF(AND($Z218=\"b\",Inventory!$O225=\"Tons\"),Inventory!$N225*12000,IF(AND(OR($Z218=\"c\",$Z218=\"d\"),Inventory!$AJ225=\"Btu/hr\"),Inventory!$AI225,IF(AND(OR($Z218=\"c\",$Z218=\"d\"),Inventory!$AJ225=\"Tons\"),Inventory!$AI225*12000,0)))))","v":0},0,0,"EER",0,"kW/ton",{"$f":"IF(OR($Z218=\"a\",$AV218=\"No\"),0,IF(AND($Z218=\"b\",Inventory!$Q225=\"Btu/hr\"),Inventory!$P225,IF(AND($Z218=\"b\",Inventory!$Q225=\"Tons\"),Inventory!$P225*12000,IF(AND(OR($Z218=\"c\",$Z218=\"d\"),Inventory!$AL225=\"Btu/hr\"),Inventory!$AK225,IF(AND(OR($Z218=\"c\",$Z218=\"d\"),Inventory!$AL225=\"Tons\"),Inventory!$AK225*12000,0)))))","v":0},0,0,"COP","No",{"$f":"IF(OR(Inventory!$J225=\"\",$BH218=\"No\"),\"-\",Inventory!$J225)","v":"-"},{"$f":"IFERROR(VLOOKUP($BI218,'Early Retirement'!$B$6:$C$32,2,FALSE),\"-\")","v":"-"},{"$f":"IF(OR($Z218<>\"b\",AND($AA218<>\"b\",$AA218<>\"c\")),\"n\",IF(AND($AS218<>1,$AS218<>2,$AS218<>7,$AS218<>8),\"n\",IF(Inventory!$K225=\"Split\",\"s\",IF(Inventory!$K225=\"Packaged\",\"p\",\"n\"))))","v":"n"},{"$f":"IF(AND($AA218<>\"i\",$AA218<>\"j\"),\"n\",IF(Inventory!$L225=\"Centrifugal\",\"c\",\"n\"))","v":"n"},"-","-",{"$f":"IFERROR(INDEX('Early Retirement'!$C$4:$AC$32,$BJ218,$BN218),0)","v":0},{"$f":"IFERROR(HLOOKUP($BN218,'Early Retirement'!$D$4:$AC$5,2,FALSE),0)","v":0},{"$f":"IFERROR(INDEX('Early Retirement'!$AE$4:$BE$32,$BJ218,$BN218),0)","v":0},{"$f":"IFERROR(HLOOKUP($BN218,'Early Retirement'!$AF$4:$BE$5,2,FALSE),0)","v":0},0,0,"kW/ton",{"$f":"IFERROR(INDEX('Early Retirement'!$BG$4:$CG$32,$BJ218,$BN218),0)","v":0},{"$f":"IFERROR(HLOOKUP($BN218,'Early Retirement'!$BH$4:$CH$5,2,FALSE),0)","v":0},0,"COP","Yes",0,0,"kW/ton",0,"COP",0,0,"kW/ton",0,"COP"]
[null,null,null,null,null,null,null,null,null,null,null,null,null,null,null,null,null,null,null,null,null,null,null,null,217,{"$f":"IF(Inventory!$C226=\"\",\"a\",VLOOKUP(Inventory!$C226,$B$3:$C$6,2,FALSE))","v":"a"},{"$f":"IF(AND($Z219=\"b\",Inventory!$I226=\"\"),\"a\",IF(AND($Z219=\"b\",Inventory!$I226<>\"\"),VLOOKUP(Inventory!$I226,$E$3:$F$12,2,FALSE),IF(AND(OR($Z219=\"c\",$Z219=\"d\"),Inventory!$AB226=\"\"),\"a\",IF(AND(OR($Z219=\"c\",$Z219=\"d\"),Inventory!$AB226<>\"\"),VLOOKUP(Inventory!$AB226,$E$3:$F$12,2,FALSE),\"a\"))))","v":"a"},{"$f":"IF(OR(AND($AA219<>\"b\",$AA219<>\"c\"),$AF219=0,$AF219>=(65000/12000),Inventory!$AC226=\"\"),\"a\",VLOOKUP(Inventory!$AC226,$H$3:$I$5,2,FALSE))","v":"a"},{"$f":"IF(AND(AA219<>\"I\",AA219<>\"j\"),\"a\",IF(AND(OR(Z219=\"b\",Z219=\"c\",Z219=\"d\"),Inventory!AD226=\"\"),\"a\",IF(AND(OR(Z219=\"b\",Z219=\"c\",Z219=\"d\"),Inventory!AD226<>\"\"),VLOOKUP(Inventory!AD226,$K$3:$L$5,2,FALSE),\"a\")))","v":"a"},{"$f":"IF(AND($AA219<>\"i\",$AA219<>\"j\"),\"a\",IF(AND($Z219=\"b\",Inventory!$L226=\"\"),\"a\",IF(AND($Z219=\"b\",Inventory!$L226<>\"\"),VLOOKUP(Inventory!$L226,$N$3:$O$6,2,FALSE),IF(AND(OR($Z219=\"c\",$Z219=\"d\"),Inventory!$AE226=\"\"),\"a\",IF(AND(OR($Z219=\"c\",$Z219=\"d\"),Inventory!$AE226<>\"\"),VLOOKUP(Inventory!$AE226,$N$3:$O$6,2,FALSE),\"a\")))))","v":"a"},{"$f":"IF(OR(AND($AA219<>\"e\",$AA219<>\"f\"),$AF219=0,Inventory!$AG226=\"\"),\"a\",VLOOKUP(Inventory!$AG226,$Q$3:$R$5,2,FALSE))","v":"a"},{"$f":"IF(OR(Inventory!C226=\"New Construction\",Inventory!C226=\"Replace-on-Burnout\"),Inventory!AT226,IF(Inventory!C226=\"Early Retirement\",Inventory!AS226,0))","v":0},"","","","","","","","","","","","",0,"aaaaaa0","No","No",{"$f":"IF($Z219=\"a\",0,IF($Z219=\"b\",Inventory!$M226,Inventory!$AH226))","v":0},{"$f":"IF(OR($Z219=\"a\",AND($AU219=\"No\",$AV219=\"No\")),0,IF(AND($Z219=\"b\",Inventory!$O226=\"Btu/hr\"),Inventory!$N226,IF(AND($Z219=\"b\",Inventory!$O226=\"Tons\"),Inventory!$N226*12000,IF(AND(OR($Z219=\"c\",$Z219=\"d\"),Inventory!$AJ226=\"Btu/hr\"),Inventory!$AI226,IF(AND(OR($Z219=\"c\",$Z219=\"d\"),Inventory!$AJ226=\"Tons\"),Inventory!$AI226*12000,0)))))","v":0},0,0,"EER",0,"kW/ton",{"$f":"IF(OR($Z219=\"a\",$AV219=\"No\"),0,IF(AND($Z219=\"b\",Inventory!$Q226=\"Btu/hr\"),Inventory!$P226,IF(AND($Z219=\"b\",Inventory!$Q226=\"Tons\"),Inventory!$P226*12000,IF(AND(OR($Z219=\"c\",$Z219=\"d\"),Inventory!$AL226=\"Btu/hr\"),Inventory!$AK226,IF(AND(OR($Z219=\"c\",$Z219=\"d\"),Inventory!$AL226=\"Tons\"),Inventory!$AK226*12000,0)))))","v":0},0,0,"COP","No",{"$f":"IF(OR(Inventory!$J226=\"\",$BH219=\"No\"),\"-\",Inventory!$J226)","v":"-"},{"$f":"IFERROR(VLOOKUP($BI219,'Early Retirement'!$B$6:$C$32,2,FALSE),\"-\")","v":"-"},{"$f":"IF(OR($Z219<>\"b\",AND($AA219<>\"b\",$AA219<>\"c\")),\"n\",IF(AND($AS219<>1,$AS219<>2,$AS219<>7,$AS219<>8),\"n\",IF(Inventory!$K226=\"Split\",\"s\",IF(Inventory!$K226=\"Packaged\",\"p\",\"n\"))))","v":"n"},{"$f":"IF(AND($AA219<>\"i\",$AA219<>\"j\"),\"n\",IF(Inventory!$L226=\"Centrifugal\",\"c\",\"n\"))","v":"n"},"-","-",{"$f":"IFERROR(INDEX('Early Retirement'!$C$4:$AC$32,$BJ219,$BN219),0)","v":0},{"$f":"IFERROR(HLOOKUP($BN219,'Early Retirement'!$D$4:$AC$5,2,FALSE),0)","v":0},{"$f":"IFERROR(INDEX('Early Retirement'!$AE$4:$BE$32,$BJ219,$BN219),0)","v":0},{"$f":"IFERROR(HLOOKUP($BN219,'Early Retirement'!$AF$4:$BE$5,2,FALSE),0)","v":0},0,0,"kW/ton",{"$f":"IFERROR(INDEX('Early Retirement'!$BG$4:$CG$32,$BJ219,$BN219),0)","v":0},{"$f":"IFERROR(HLOOKUP($BN219,'Early Retirement'!$BH$4:$CH$5,2,FALSE),0)","v":0},0,"COP","Yes",0,0,"kW/ton",0,"COP",0,0,"kW/ton",0,"COP"]
[null,null,null,null,null,null,null,null,null,null,null,null,null,null,null,null,null,null,null,null,null,null,null,null,218,{"$f":"IF(Inventory!$C227=\"\",\"a\",VLOOKUP(Inventory!$C227,$B$3:$C$6,2,FALSE))","v":"a"},{"$f":"IF(AND($Z220=\"b\",Inventory!$I227=\"\"),\"a\",IF(AND($Z220=\"b\",Inventory!$I227<>\"\"),VLOOKUP(Inventory!$I227,$E$3:$F$12,2,FALSE),IF(AND(OR($Z220=\"c\",$Z220=\"d\"),Inventory!$AB227=\"\"),\"a\",IF(AND(OR($Z220=\"c\",$Z220=\"d\"),Inventory!$AB227<>\"\"),VLOOKUP(Inventory!$AB227,$E$3:$F$12,2,FALSE),\"a\"))))","v":"a"},{"$f":"IF(OR(AND($AA220<>\"b\",$AA220<>\"c\"),$AF220=0,$AF220>=(65000/12000),Inventory!$AC227=\"\"),\"a\",VLOOKUP(Inventory!$AC227,$H$3:$I$5,2,FALSE))","v":"a"},{"$f":"IF(AND(AA220<>\"I\",AA220<>\"j\"),\"a\",IF(AND(OR(Z220=\"b\",Z220=\"c\",Z220=\"d\"),Inventory!AD227=\"\"),\"a\",IF(AND(OR(Z220=\"b\",Z220=\"c\",Z220=\"d\"),Inventory!AD227<>\"\"),VLOOKUP(Inventory!AD227,$K$3:$L$5,2,FALSE),\"a\")))","v":"a"},{"$f":"IF(AND($AA220<>\"i\",$AA220<>\"j\"),\"a\",IF(AND($Z220=\"b\",Inventory!$L227=\"\"),\"a\",IF(AND($Z220=\"b\",Inventory!$L227<>\"\"),VLOOKUP(Inventory!$L227,$N$3:$O$6,2,FALSE),IF(AND(OR($Z220=\"c\",$Z220=\"d\"),Inventory!$AE227=\"\"),\"a\",IF(AND(OR($Z220=\"c\",$Z220=\"d\"),Inventory!$AE227<>\"\"),VLOOKUP(Inventory!$AE227,$N$3:$O$6,2,FALSE),\"a\")))))","v":"a"},{"$f":"IF(OR(AND($AA220<>\"e\",$AA220<>\"f\"),$AF220=0,Inventory!$AG227=\"\"),\"a\",VLOOKUP(Inventory!$AG227,$Q$3:$R$5,2,FALSE))","v":"a"},{"$f":"IF(OR(Inventory!C227=\"New Construction\",Inventory!C227=\"Replace-on-Burnout\"),Inventory!AT227,IF(Inventory!C227=\"Early Retirement\",Inventory!AS227,0))","v":0},"","","","","","","","","","","","",0,"aaaaaa0","No","No",{"$f":"IF($Z220=\"a\",0,IF($Z220=\"b\",Inventory!$M227,Inventory!$AH227))","v":0},{"$f":"IF(OR($Z220=\"a\",AND($AU220=\"No\",$AV220=\"No\")),0,IF(AND($Z220=\"b\",Inventory!$O227=\"Btu/hr\"),Inventory!$N227,IF(AND($Z220=\"b\",Inventory!$O227=\"Tons\"),Inventory!$N227*12000,IF(AND(OR($Z220=\"c\",$Z220=\"d\"),Inventory!$AJ227=\"Btu/hr\"),Inventory!$AI227,IF(AND(OR($Z220=\"c\",$Z220=\"d\"),Inventory!$AJ227=\"Tons\"),Inventory!$AI227*12000,0)))))","v":0},0,0,"EER",0,"kW/ton",{"$f":"IF(OR($Z220=\"a\",$AV220=\"No\"),0,IF(AND($Z220=\"b\",Inventory!$Q227=\"Btu/hr\"),Inventory!$P227,IF(AND($Z220=\"b\",Inventory!$Q227=\"Tons\"),Inventory!$P227*12000,IF(AND(OR($Z220=\"c\",$Z220=\"d\"),Inventory!$AL227=\"Btu/hr\"),Inventory!$AK227,IF(AND(OR($Z220=\"c\",$Z220=\"d\"),Inventory!$AL227=\"Tons\"),Inventory!$AK227*12000,0)))))","v":0},0,0,"COP","No",{"$f":"IF(OR(Inventory!$J227=\"\",$BH220=\"No\"),\"-\",Inventory!$J227)","v":"-"},{"$f":"IFERROR(VLOOKUP($BI220,'Early Retirement'!$B$6:$C$32,2,FALSE),\"-\")","v":"-"},{"$f":"IF(OR($Z220<>\"b\",AND($AA220<>\"b\",$AA220<>\"c\")),\"n\",IF(AND($AS220<>1,$AS220<>2,$AS220<>7,$AS220<>8),\"n\",IF(Inventory!$K227=\"Split\",\"s\",IF(Inventory!$K227=\"Packaged\",\"p\",\"n\"))))","v":"n"},{"$f":"IF(AND($AA220<>\"i\",$AA220<>\"j\"),\"n\",IF(Inventory!$L227=\"Centrifugal\",\"c\",\"n\"))","v":"n"},"-","-",{"$f":"IFERROR(INDEX('Early Retirement'!$C$4:$AC$32,$BJ220,$BN220),0)","v":0},{"$f":"IFERROR(HLOOKUP($BN220,'Early Retirement'!$D$4:$AC$5,2,FALSE),0)","v":0},{"$f":"IFERROR(INDEX('Early Retirement'!$AE$4:$BE$32,$BJ220,$BN220),0)","v":0},{"$f":"IFERROR(HLOOKUP($BN220,'Early Retirement'!$AF$4:$BE$5,2,FALSE),0)","v":0},0,0,"kW/ton",{"$f":"IFERROR(INDEX('Early Retirement'!$BG$4:$CG$32,$BJ220,$BN220),0)","v":0},{"$f":"IFERROR(HLOOKUP($BN220,'Early Retirement'!$BH$4:$CH$5,2,FALSE),0)","v":0},0,"COP","Yes",0,0,"kW/ton",0,"COP",0,0,"kW/ton",0,"COP"]
[null,null,null,null,null,null,null,null,null,null,null,null,null,null,null,null,null,null,null,null,null,null,null,null,219,{"$f":"IF(Inventory!$C228=\"\",\"a\",VLOOKUP(Inventory!$C228,$B$3:$C$6,2,FALSE))","v":"a"},{"$f":"IF(AND($Z221=\"b\",Inventory!$I228=\"\"),\"a\",IF(AND($Z221=\"b\",Inventory!$I228<>\"\"),VLOOKUP(Inventory!$I228,$E$3:$F$12,2,FALSE),IF(AND(OR($Z221=\"c\",$Z221=\"d\"),Inventory!$AB228=\"\"),\"a\",IF(AND(OR($Z221=\"c\",$Z221=\"d\"),Inventory!$AB228<>\"\"),VLOOKUP(Inventory!$AB228,$E$3:$F$12,2,FALSE),\"a\"))))","v":"a"},{"$f":"IF(OR(AND($AA221<>\"b\",$AA221<>\"c\"),$AF221=0,$AF221>=(65000/12000),Inventory!$AC228=\"\"),\"a\",VLOOKUP(Inventory!$AC228,$H$3:$I$5,2,FALSE))","v":"a"},{"$f":"IF(AND(AA221<>\"I\",AA221<>\"j\"),\"a\",IF(AND(OR(Z221=\"b\",Z221=\"c\",Z221=\"d\"),Inventory!AD228=\"\"),\"a\",IF(AND(OR(Z221=\"b\",Z221=\"c\",Z221=\"d\"),Inventory!AD228<>\"\"),VLOOKUP(Inventory!AD228,$K$3:$L$5,2,FALSE),\"a\")))","v":"a"},{"$f":"IF(AND($AA221<>\"i\",$AA221<>\"j\"),\"a\",IF(AND($Z221=\"b\",Inventory!$L228=\"\"),\"a\",IF(AND($Z221=\"b\",Inventory!$L228<>\"\"),VLOOKUP(Inventory!$L228,$N$3:$O$6,2,FALSE),IF(AND(OR($Z221=\"c\",$Z221=\"d\"),Inventory!$AE228=\"\"),\"a\",IF(AND(OR($Z221=\"c\",$Z221=\"d\"),Inventory!$AE228<>\"\"),VLOOKUP(Inventory!$AE228,$N$3:$O$6,2,FALSE),\"a\")))))","v":"a"},{"$f":"IF(OR(AND($AA221<>\"e\",$AA221<>\"f\"),$AF221=0,Inventory!$AG228=\"\"),\"a\",VLOOKUP(Inventory!$AG228,$Q$3:$R$5,2,FALSE))","v":"a"},{"$f":"IF(OR(Inventory!C228=\"New Construction\",Inventory!C228=\"Replace-on-Burnout\"),Inventory!AT228,IF(Inventory!C228=\"Early Retirement\",Inventory!AS228,0))","v":0},"","","","","","","","","","","","",0,"aaaaaa0","No","No",{"$f":"IF($Z221=\"a\",0,IF($Z221=\"b\",Inventory!$M228,Inventory!$AH228))","v":0},{"$f":"IF(OR($Z221=\"a\",AND($AU221=\"No\",$AV221=\"No\")),0,IF(AND($Z221=\"b\",Inventory!$O228=\"Btu/hr\"),Inventory!$N228,IF(AND($Z221=\"b\",Inventory!$O228=\"Tons\"),Inventory!$N228*12000,IF(AND(OR($Z221=\"c\",$Z221=\"d\"),Inventory!$AJ228=\"Btu/hr\"),Inventory!$AI228,IF(AND(OR($Z221=\"c\",$Z221=\"d\"),Inventory!$AJ228=\"Tons\"),Inventory!$AI228*12000,0)))))","v":0},0,0,"EER",0,"kW/ton",{"$f":"IF(OR($Z221=\"a\",$AV221=\"No\"),0,IF(AND($Z221=\"b\",Inventory!$Q228=\"Btu/hr\"),Inventory!$P228,IF(AND($Z221=\"b\",Inventory!$Q228=\"Tons\"),Inventory!$P228*12000,IF(AND(OR($Z221=\"c\",$Z221=\"d\"),Inventory!$AL228=\"Btu/hr\"),Inventory!$AK228,IF(AND(OR($Z221=\"c\",$Z221=\"d\"),Inventory!$AL228=\"Tons\"),Inventory!$AK228*12000,0)))))","v":0},0,0,"COP","No",{"$f":"IF(OR(Inventory!$J228=\"\",$BH221=\"No\"),\"-\",Inventory!$J228)","v":"-"},{"$f":"IFERROR(VLOOKUP($BI221,'Early Retirement'!$B$6:$C$32,2,FALSE),\"-\")","v":"-"},{"$f":"IF(OR($Z221<>\"b\",AND($AA221<>\"b\",$AA221<>\"c\")),\"n\",IF(AND($AS221<>1,$AS221<>2,$AS221<>7,$AS221<>8),\"n\",IF(Inventory!$K228=\"Split\",\"s\",IF(Inventory!$K228=\"Packaged\",\"p\",\"n\"))))","v":"n"},{"$f":"IF(AND($AA221<>\"i\",$AA221<>\"j\"),\"n\",IF(Inventory!$L228=\"Centrifugal\",\"c\",\"n\"))","v":"n"},"-","-",{"$f":"IFERROR(INDEX('Early Retirement'!$C$4:$AC$32,$BJ221,$BN221),0)","v":0},{"$f":"IFERROR(HLOOKUP($BN221,'Early Retirement'!$D$4:$AC$5,2,FALSE),0)","v":0},{"$f":"IFERROR(INDEX('Early Retirement'!$AE$4:$BE$32,$BJ221,$BN221),0)","v":0},{"$f":"IFERROR(HLOOKUP($BN221,'Early Retirement'!$AF$4:$BE$5,2,FALSE),0)","v":0},0,0,"kW/ton",{"$f":"IFERROR(INDEX('Early Retirement'!$BG$4:$CG$32,$BJ221,$BN221),0)","v":0},{"$f":"IFERROR(HLOOKUP($BN221,'Early Retirement'!$BH$4:$CH$5,2,FALSE),0)","v":0},0,"COP","Yes",0,0,"kW/ton",0,"COP",0,0,"kW/ton",0,"COP"]
[null,null,null,null,null,null,null,null,null,null,null,null,null,null,null,null,null,null,null,null,null,null,null,null,220,{"$f":"IF(Inventory!$C229=\"\",\"a\",VLOOKUP(Inventory!$C229,$B$3:$C$6,2,FALSE))","v":"a"},{"$f":"IF(AND($Z222=\"b\",Inventory!$I229=\"\"),\"a\",IF(AND($Z222=\"b\",Inventory!$I229<>\"\"),VLOOKUP(Inventory!$I229,$E$3:$F$12,2,FALSE),IF(AND(OR($Z222=\"c\",$Z222=\"d\"),Inventory!$AB229=\"\"),\"a\",IF(AND(OR($Z222=\"c\",$Z222=\"d\"),Inventory!$AB229<>\"\"),VLOOKUP(Inventory!$AB229,$E$3:$F$12,2,FALSE),\"a\"))))","v":"a"},{"$f":"IF(OR(AND($AA222<>\"b\",$AA222<>\"c\"),$AF222=0,$AF222>=(65000/12000),Inventory!$AC229=\"\"),\"a\",VLOOKUP(Inventory!$AC229,$H$3:$I$5,2,FALSE))","v":"a"},{"$f":"IF(AND(AA222<>\"I\",AA222<>\"j\"),\"a\",IF(AND(OR(Z222=\"b\",Z222=\"c\",Z222=\"d\"),Inventory!AD229=\"\"),\"a\",IF(AND(OR(Z222=\"b\",Z222=\"c\",Z222=\"d\"),Inventory!AD229<>\"\"),VLOOKUP(Inventory!AD229,$K$3:$L$5,2,FALSE),\"a\")))","v":"a"},{"$f":"IF(AND($AA222<>\"i\",$AA222<>\"j\"),\"a\",IF(AND($Z222=\"b\",Inventory!$L229=\"\"),\"a\",IF(AND($Z222=\"b\",Inventory!$L229<>\"\"),VLOOKUP(Inventory!$L229,$N$3:$O$6,2,FALSE),IF(AND(OR($Z222=\"c\",$Z222=\"d\"),Inventory!$AE229=\"\"),\"a\",IF(AND(OR($Z222=\"c\",$Z222=\"d\"),Inventory!$AE229<>\"\"),VLOOKUP(Inventory!$AE229,$N$3:$O$6,2,FALSE),\"a\")))))","v":"a"},{"$f":"IF(OR(AND($AA222<>\"e\",$AA222<>\"f\"),$AF222=0,Inventory!$AG229=\"\"),\"a\",VLOOKUP(Inventory!$AG229,$Q$3:$R$5,2,FALSE))","v":"a"},{"$f":"IF(OR(Inventory!C229=\"New Construction\",Inventory!C229=\"Replace-on-Burnout\"),Inventory!AT229,IF(Inventory!C229=\"Early Retirement\",Inventory!AS229,0))","v":0},"","","","","","","","","","","","",0,"aaaaaa0","No","No",{"$f":"IF($Z222=\"a\",0,IF($Z222=\"b\",Inventory!$M229,Inventory!$AH229))","v":0},{"$f":"IF(OR($Z222=\"a\",AND($AU222=\"No\",$AV222=\"No\")),0,IF(AND($Z222=\"b\",Inventory!$O229=\"Btu/hr\"),Inventory!$N229,IF(AND($Z222=\"b\",Inventory!$O229=\"Tons\"),Inventory!$N229*12000,IF(AND(OR($Z222=\"c\",$Z222=\"d\"),Inventory!$AJ229=\"Btu/hr\"),Inventory!$AI229,IF(AND(OR($Z222=\"c\",$Z222=\"d\"),Inventory!$AJ229=\"Tons\"),Inventory!$AI229*12000,0)))))","v":0},0,0,"EER",0,"kW/ton",{"$f":"IF(OR($Z222=\"a\",$AV222=\"No\"),0,IF(AND($Z222=\"b\",Inventory!$Q229=\"Btu/hr\"),Inventory!$P229,IF(AND($Z222=\"b\",Inventory!$Q229=\"Tons\"),Inventory!$P229*12000,IF(AND(OR($Z222=\"c\",$Z222=\"d\"),Inventory!$AL229=\"Btu/hr\"),Inventory!$AK229,IF(AND(OR($Z222=\"c\",$Z222=\"d\"),Inventory!$AL229=\"Tons\"),Inventory!$AK229*12000,0)))))","v":0},0,0,"COP","No",{"$f":"IF(OR(Inventory!$J229=\"\",$BH222=\"No\"),\"-\",Inventory!$J229)","v":"-"},{"$f":"IFERROR(VLOOKUP($BI222,'Early Retirement'!$B$6:$C$32,2,FALSE),\"-\")","v":"-"},{"$f":"IF(OR($Z222<>\"b\",AND($AA222<>\"b\",$AA222<>\"c\")),\"n\",IF(AND($AS222<>1,$AS222<>2,$AS222<>7,$AS222<>8),\"n\",IF(Inventory!$K229=\"Split\",\"s\",IF(Inventory!$K229=\"Packaged\",\"p\",\"n\"))))","v":"n"},{"$f":"IF(AND($AA222<>\"i\",$AA222<>\"j\"),\"n\",IF(Inventory!$L229=\"Centrifugal\",\"c\",\"n\"))","v":"n"},"-","-",{"$f":"IFERROR(INDEX('Early Retirement'!$C$4:$AC$32,$BJ222,$BN222),0)","v":0},{"$f":"IFERROR(HLOOKUP($BN222,'Early Retirement'!$D$4:$AC$5,2,FALSE),0)","v":0},{"$f":"IFERROR(INDEX('Early Retirement'!$AE$4:$BE$32,$BJ222,$BN222),0)","v":0},{"$f":"IFERROR(HLOOKUP($BN222,'Early Retirement'!$AF$4:$BE$5,2,FALSE),0)","v":0},0,0,"kW/ton",{"$f":"IFERROR(INDEX('Early Retirement'!$BG$4:$CG$32,$BJ222,$BN222),0)","v":0},{"$f":"IFERROR(HLOOKUP($BN222,'Early Retirement'!$BH$4:$CH$5,2,FALSE),0)","v":0},0,"COP","Yes",0,0,"kW/ton",0,"COP",0,0,"kW/ton",0,"COP"]
[null,null,null,null,null,null,null,null,null,null,null,null,null,null,null,null,null,null,null,null,null,null,null,null,221,{"$f":"IF(Inventory!$C230=\"\",\"a\",VLOOKUP(Inventory!$C230,$B$3:$C$6,2,FALSE))","v":"a"},{"$f":"IF(AND($Z223=\"b\",Inventory!$I230=\"\"),\"a\",IF(AND($Z223=\"b\",Inventory!$I230<>\"\"),VLOOKUP(Inventory!$I230,$E$3:$F$12,2,FALSE),IF(AND(OR($Z223=\"c\",$Z223=\"d\"),Inventory!$AB230=\"\"),\"a\",IF(AND(OR($Z223=\"c\",$Z223=\"d\"),Inventory!$AB230<>\"\"),VLOOKUP(Inventory!$AB230,$E$3:$F$12,2,FALSE),\"a\"))))","v":"a"},{"$f":"IF(OR(AND($AA223<>\"b\",$AA223<>\"c\"),$AF223=0,$AF223>=(65000/12000),Inventory!$AC230=\"\"),\"a\",VLOOKUP(Inventory!$AC230,$H$3:$I$5,2,FALSE))","v":"a"},{"$f":"IF(AND(AA223<>\"I\",AA223<>\"j\"),\"a\",IF(AND(OR(Z223=\"b\",Z223=\"c\",Z223=\"d\"),Inventory!AD230=\"\"),\"a\",IF(AND(OR(Z223=\"b\",Z223=\"c\",Z223=\"d\"),Inventory!AD230<>\"\"),VLOOKUP(Inventory!AD230,$K$3:$L$5,2,FALSE),\"a\")))","v":"a"},{"$f":"IF(AND($AA223<>\"i\",$AA223<>\"j\"),\"a\",IF(AND($Z223=\"b\",Inventory!$L230=\"\"),\"a\",IF(AND($Z223=\"b\",Inventory!$L230<>\"\"),VLOOKUP(Inventory!$L230,$N$3:$O$6,2,FALSE),IF(AND(OR($Z223=\"c\",$Z223=\"d\"),Inventory!$AE230=\"\"),\"a\",IF(AND(OR($Z223=\"c\",$Z223=\"d\"),Inventory!$AE230<>\"\"),VLOOKUP(Inventory!$AE230,$N$3:$O$6,2,FALSE),\"a\")))))","v":"a"},{"$f":"IF(OR(AND($AA223<>\"e\",$AA223<>\"f\"),$AF223=0,Inventory!$AG230=\"\"),\"a\",VLOOKUP(Inventory!$AG230,$Q$3:$R$5,2,FALSE))","v":"a"},{"$f":"IF(OR(Inventory!C230=\"New Construction\",Inventory!C230=\"Replace-on-Burnout\"),Inventory!AT230,IF(Inventory!C230=\"Early Retirement\",Inventory!AS230,0))","v":0},"","","","","","","","","","","","",0,"aaaaaa0","No","No",{"$f":"IF($Z223=\"a\",0,IF($Z223=\"b\",Inventory!$M230,Inventory!$AH230))","v":0},{"$f":"IF(OR($Z223=\"a\",AND($AU223=\"No\",$AV223=\"No\")),0,IF(AND($Z223=\"b\",Inventory!$O230=\"Btu/hr\"),Inventory!$N230,IF(AND($Z223=\"b\",Inventory!$O230=\"Tons\"),Inventory!$N230*12000,IF(AND(OR($Z223=\"c\",$Z223=\"d\"),Inventory!$AJ230=\"Btu/hr\"),Inventory!$AI230,IF(AND(OR($Z223=\"c\",$Z223=\"d\"),Inventory!$AJ230=\"Tons\"),Inventory!$AI230*12000,0)))))","v":0},0,0,"EER",0,"kW/ton",{"$f":"IF(OR($Z223=\"a\",$AV223=\"No\"),0,IF(AND($Z223=\"b\",Inventory!$Q230=\"Btu/hr\"),Inventory!$P230,IF(AND($Z223=\"b\",Inventory!$Q230=\"Tons\"),Inventory!$P230*12000,IF(AND(OR($Z223=\"c\",$Z223=\"d\"),Inventory!$AL230=\"Btu/hr\"),Inventory!$AK230,IF(AND(OR($Z223=\"c\",$Z223=\"d\"),Inventory!$AL230=\"Tons\"),Inventory!$AK230*12000,0)))))","v":0},0,0,"COP","No",{"$f":"IF(OR(Inventory!$J230=\"\",$BH223=\"No\"),\"-\",Inventory!$J230)","v":"-"},{"$f":"IFERROR(VLOOKUP($BI223,'Early Retirement'!$B$6:$C$32,2,FALSE),\"-\")","v":"-"},{"$f":"IF(OR($Z223<>\"b\",AND($AA223<>\"b\",$AA223<>\"c\")),\"n\",IF(AND($AS223<>1,$AS223<>2,$AS223<>7,$AS223<>8),\"n\",IF(Inventory!$K230=\"Split\",\"s\",IF(Inventory!$K230=\"Packaged\",\"p\",\"n\"))))","v":"n"},{"$f":"IF(AND($AA223<>\"i\",$AA223<>\"j\"),\"n\",IF(Inventory!$L230=\"Centrifugal\",\"c\",\"n\"))","v":"n"},"-","-",{"$f":"IFERROR(INDEX('Early Retirement'!$C$4:$AC$32,$BJ223,$BN223),0)","v":0},{"$f":"IFERROR(HLOOKUP($BN223,'Early Retirement'!$D$4:$AC$5,2,FALSE),0)","v":0},{"$f":"IFERROR(INDEX('Early Retirement'!$AE$4:$BE$32,$BJ223,$BN223),0)","v":0},{"$f":"IFERROR(HLOOKUP($BN223,'Early Retirement'!$AF$4:$BE$5,2,FALSE),0)","v":0},0,0,"kW/ton",{"$f":"IFERROR(INDEX('Early Retirement'!$BG$4:$CG$32,$BJ223,$BN223),0)","v":0},{"$f":"IFERROR(HLOOKUP($BN223,'Early Retirement'!$BH$4:$CH$5,2,FALSE),0)","v":0},0,"COP","Yes",0,0,"kW/ton",0,"COP",0,0,"kW/ton",0,"COP"]
[null,null,null,null,null,null,null,null,null,null,null,null,null,null,null,null,null,null,null,null,null,null,null,null,222,{"$f":"IF(Inventory!$C231=\"\",\"a\",VLOOKUP(Inventory!$C231,$B$3:$C$6,2,FALSE))","v":"a"},{"$f":"IF(AND($Z224=\"b\",Inventory!$I231=\"\"),\"a\",IF(AND($Z224=\"b\",Inventory!$I231<>\"\"),VLOOKUP(Inventory!$I231,$E$3:$F$12,2,FALSE),IF(AND(OR($Z224=\"c\",$Z224=\"d\"),Inventory!$AB231=\"\"),\"a\",IF(AND(OR($Z224=\"c\",$Z224=\"d\"),Inventory!$AB231<>\"\"),VLOOKUP(Inventory!$AB231,$E$3:$F$12,2,FALSE),\"a\"))))","v":"a"},{"$f":"IF(OR(AND($AA224<>\"b\",$AA224<>\"c\"),$AF224=0,$AF224>=(65000/12000),Inventory!$AC231=\"\"),\"a\",VLOOKUP(Inventory!$AC231,$H$3:$I$5,2,FALSE))","v":"a"},{"$f":"IF(AND(AA224<>\"I\",AA224<>\"j\"),\"a\",IF(AND(OR(Z224=\"b\",Z224=\"c\",Z224=\"d\"),Inventory!AD231=\"\"),\"a\",IF(AND(OR(Z224=\"b\",Z224=\"c\",Z224=\"d\"),Inventory!AD231<>\"\"),VLOOKUP(Inventory!AD231,$K$3:$L$5,2,FALSE),\"a\")))","v":"a"},{"$f":"IF(AND($AA224<>\"i\",$AA224<>\"j\"),\"a\",IF(AND($Z224=\"b\",Inventory!$L231=\"\"),\"a\",IF(AND($Z224=\"b\",Inventory!$L231<>\"\"),VLOOKUP(Inventory!$L231,$N$3:$O$6,2,FALSE),IF(AND(OR($Z224=\"c\",$Z224=\"d\"),Inventory!$AE231=\"\"),\"a\",IF(AND(OR($Z224=\"c\",$Z224=\"d\"),Inventory!$AE231<>\"\"),VLOOKUP(Inventory!$AE231,$N$3:$O$6,2,FALSE),\"a\")))))","v":"a"},{"$f":"IF(OR(AND($AA224<>\"e\",$AA224<>\"f\"),$AF224=0,Inventory!$AG231=\"\"),\"a\",VLOOKUP(Inventory!$AG231,$Q$3:$R$5,2,FALSE))","v":"a"},{"$f":"IF(OR(Inventory!C231=\"New Construction\",Inventory!C231=\"Replace-on-Burnout\"),Inventory!AT231,IF(Inventory!C231=\"Early Retirement\",Inventory!AS231,0))","v":0},"","","","","","","","","","","","",0,"aaaaaa0","No","No",{"$f":"IF($Z224=\"a\",0,IF($Z224=\"b\",Inventory!$M231,Inventory!$AH231))","v":0},{"$f":"IF(OR($Z224=\"a\",AND($AU224=\"No\",$AV224=\"No\")),0,IF(AND($Z224=\"b\",Inventory!$O231=\"Btu/hr\"),Inventory!$N231,IF(AND($Z224=\"b\",Inventory!$O231=\"Tons\"),Inventory!$N231*12000,IF(AND(OR($Z224=\"c\",$Z224=\"d\"),Inventory!$AJ231=\"Btu/hr\"),Inventory!$AI231,IF(AND(OR($Z224=\"c\",$Z224=\"d\"),Inventory!$AJ231=\"Tons\"),Inventory!$AI231*12000,0)))))","v":0},0,0,"EER",0,"kW/ton",{"$f":"IF(OR($Z224=\"a\",$AV224=\"No\"),0,IF(AND($Z224=\"b\",Inventory!$Q231=\"Btu/hr\"),Inventory!$P231,IF(AND($Z224=\"b\",Inventory!$Q231=\"Tons\"),Inventory!$P231*12000,IF(AND(OR($Z224=\"c\",$Z224=\"d\"),Inventory!$AL231=\"Btu/hr\"),Inventory!$AK231,IF(AND(OR($Z224=\"c\",$Z224=\"d\"),Inventory!$AL231=\"Tons\"),Inventory!$AK231*12000,0)))))","v":0},0,0,"COP","No",{"$f":"IF(OR(Inventory!$J231=\"\",$BH224=\"No\"),\"-\",Inventory!$J231)","v":"-"},{"$f":"IFERROR(VLOOKUP($BI224,'Early Retirement'!$B$6:$C$32,2,FALSE),\"-\")","v":"-"},{"$f":"IF(OR($Z224<>\"b\",AND($AA224<>\"b\",$AA224<>\"c\")),\"n\",IF(AND($AS224<>1,$AS224<>2,$AS224<>7,$AS224<>8),\"n\",IF(Inventory!$K231=\"Split\",\"s\",IF(Inventory!$K231=\"Packaged\",\"p\",\"n\"))))","v":"n"},{"$f":"IF(AND($AA224<>\"i\",$AA224<>\"j\"),\"n\",IF(Inventory!$L231=\"Centrifugal\",\"c\",\"n\"))","v":"n"},"-","-",{"$f":"IFERROR(INDEX('Early Retirement'!$C$4:$AC$32,$BJ224,$BN224),0)","v":0},{"$f":"IFERROR(HLOOKUP($BN224,'Early Retirement'!$D$4:$AC$5,2,FALSE),0)","v":0},{"$f":"IFERROR(INDEX('Early Retirement'!$AE$4:$BE$32,$BJ224,$BN224),0)","v":0},{"$f":"IFERROR(HLOOKUP($BN224,'Early Retirement'!$AF$4:$BE$5,2,FALSE),0)","v":0},0,0,"kW/ton",{"$f":"IFERROR(INDEX('Early Retirement'!$BG$4:$CG$32,$BJ224,$BN224),0)","v":0},{"$f":"IFERROR(HLOOKUP($BN224,'Early Retirement'!$BH$4:$CH$5,2,FALSE),0)","v":0},0,"COP","Yes",0,0,"kW/ton",0,"COP",0,0,"kW/ton",0,"COP"]
[null,null,null,null,null,null,null,null,null,null,null,null,null,null,null,null,null,null,null,null,null,null,null,null,223,{"$f":"IF(Inventory!$C232=\"\",\"a\",VLOOKUP(Inventory!$C232,$B$3:$C$6,2,FALSE))","v":"a"},{"$f":"IF(AND($Z225=\"b\",Inventory!$I232=\"\"),\"a\",IF(AND($Z225=\"b\",Inventory!$I232<>\"\"),VLOOKUP(Inventory!$I232,$E$3:$F$12,2,FALSE),IF(AND(OR($Z225=\"c\",$Z225=\"d\"),Inventory!$AB232=\"\"),\"a\",IF(AND(OR($Z225=\"c\",$Z225=\"d\"),Inventory!$AB232<>\"\"),VLOOKUP(Inventory!$AB232,$E$3:$F$12,2,FALSE),\"a\"))))","v":"a"},{"$f":"IF(OR(AND($AA225<>\"b\",$AA225<>\"c\"),$AF225=0,$AF225>=(65000/12000),Inventory!$AC232=\"\"),\"a\",VLOOKUP(Inventory!$AC232,$H$3:$I$5,2,FALSE))","v":"a"},{"$f":"IF(AND(AA225<>\"I\",AA225<>\"j\"),\"a\",IF(AND(OR(Z225=\"b\",Z225=\"c\",Z225=\"d\"),Inventory!AD232=\"\"),\"a\",IF(AND(OR(Z225=\"b\",Z225=\"c\",Z225=\"d\"),Inventory!AD232<>\"\"),VLOOKUP(Inventory!AD232,$K$3:$L$5,2,FALSE),\"a\")))","v":"a"},{"$f":"IF(AND($AA225<>\"i\",$AA225<>\"j\"),\"a\",IF(AND($Z225=\"b\",Inventory!$L232=\"\"),\"a\",IF(AND($Z225=\"b\",Inventory!$L232<>\"\"),VLOOKUP(Inventory!$L232,$N$3:$O$6,2,FALSE),IF(AND(OR($Z225=\"c\",$Z225=\"d\"),Inventory!$AE232=\"\"),\"a\",IF(AND(OR($Z225=\"c\",$Z225=\"d\"),Inventory!$AE232<>\"\"),VLOOKUP(Inventory!$AE232,$N$3:$O$6,2,FALSE),\"a\")))))","v":"a"},{"$f":"IF(OR(AND($AA225<>\"e\",$AA225<>\"f\"),$AF225=0,Inventory!$AG232=\"\"),\"a\",VLOOKUP(Inventory!$AG232,$Q$3:$R$5,2,FALSE))","v":"a"},{"$f":"IF(OR(Inventory!C232=\"New Construction\",Inventory!C232=\"Replace-on-Burnout\"),Inventory!AT232,IF(Inventory!C232=\"Early Retirement\",Inventory!AS232,0))","v":0},"","","","","","","","","","","","",0,"aaaaaa0","No","No",{"$f":"IF($Z225=\"a\",0,IF($Z225=\"b\",Inventory!$M232,Inventory!$AH232))","v":0},{"$f":"IF(OR($Z225=\"a\",AND($AU225=\"No\",$AV225=\"No\")),0,IF(AND($Z225=\"b\",Inventory!$O232=\"Btu/hr\"),Inventory!$N232,IF(AND($Z225=\"b\",Inventory!$O232=\"Tons\"),Inventory!$N232*12000,IF(AND(OR($Z225=\"c\",$Z225=\"d\"),Inventory!$AJ232=\"Btu/hr\"),Inventory!$AI232,IF(AND(OR($Z225=\"c\",$Z225=\"d\"),Inventory!$AJ232=\"Tons\"),Inventory!$AI232*12000,0)))))","v":0},0,0,"EER",0,"kW/ton",{"$f":"IF(OR($Z225=\"a\",$AV225=\"No\"),0,IF(AND($Z225=\"b\",Inventory!$Q232=\"Btu/hr\"),Inventory!$P232,IF(AND($Z225=\"b\",Inventory!$Q232=\"Tons\"),Inventory!$P232*12000,IF(AND(OR($Z225=\"c\",$Z225=\"d\"),Inventory!$AL232=\"Btu/hr\"),Inventory!$AK232,IF(AND(OR($Z225=\"c\",$Z225=\"d\"),Inventory!$AL232=\"Tons\"),Inventory!$AK232*12000,0)))))","v":0},0,0,"COP","No",{"$f":"IF(OR(Inventory!$J232=\"\",$BH225=\"No\"),\"-\",Inventory!$J232)","v":"-"},{"$f":"IFERROR(VLOOKUP($BI225,'Early Retirement'!$B$6:$C$32,2,FALSE),\"-\")","v":"-"},{"$f":"IF(OR($Z225<>\"b\",AND($AA225<>\"b\",$AA225<>\"c\")),\"n\",IF(AND($AS225<>1,$AS225<>2,$AS225<>7,$AS225<>8),\"n\",IF(Inventory!$K232=\"Split\",\"s\",IF(Inventory!$K232=\"Packaged\",\"p\",\"n\"))))","v":"n"},{"$f":"IF(AND($AA225<>\"i\",$AA225<>\"j\"),\"n\",IF(Inventory!$L232=\"Centrifugal\",\"c\",\"n\"))","v":"n"},"-","-",{"$f":"IFERROR(INDEX('Early Retirement'!$C$4:$AC$32,$BJ225,$BN225),0)","v":0},{"$f":"IFERROR(HLOOKUP($BN225,'Early Retirement'!$D$4:$AC$5,2,FALSE),0)","v":0},{"$f":"IFERROR(INDEX('Early Retirement'!$AE$4:$BE$32,$BJ225,$BN225),0)","v":0},{"$f":"IFERROR(HLOOKUP($BN225,'Early Retirement'!$AF$4:$BE$5,2,FALSE),0)","v":0},0,0,"kW/ton",{"$f":"IFERROR(INDEX('Early Retirement'!$BG$4:$CG$32,$BJ225,$BN225),0)","v":0},{"$f":"IFERROR(HLOOKUP($BN225,'Early Retirement'!$BH$4:$CH$5,2,FALSE),0)","v":0},0,"COP","Yes",0,0,"kW/ton",0,"COP",0,0,"kW/ton",0,"COP"]
[null,null,null,null,null,null,null,null,null,null,null,null,null,null,null,null,null,null,null,null,null,null,null,null,224,{"$f":"IF(Inventory!$C233=\"\",\"a\",VLOOKUP(Inventory!$C233,$B$3:$C$6,2,FALSE))","v":"a"},{"$f":"IF(AND($Z226=\"b\",Inventory!$I233=\"\"),\"a\",IF(AND($Z226=\"b\",Inventory!$I233<>\"\"),VLOOKUP(Inventory!$I233,$E$3:$F$12,2,FALSE),IF(AND(OR($Z226=\"c\",$Z226=\"d\"),Inventory!$AB233=\"\"),\"a\",IF(AND(OR($Z226=\"c\",$Z226=\"d\"),Inventory!$AB233<>\"\"),VLOOKUP(Inventory!$AB233,$E$3:$F$12,2,FALSE),\"a\"))))","v":"a"},{"$f":"IF(OR(AND($AA226<>\"b\",$AA226<>\"c\"),$AF226=0,$AF226>=(65000/12000),Inventory!$AC233=\"\"),\"a\",VLOOKUP(Inventory!$AC233,$H$3:$I$5,2,FALSE))","v":"a"},{"$f":"IF(AND(AA226<>\"I\",AA226<>\"j\"),\"a\",IF(AND(OR(Z226=\"b\",Z226=\"c\",Z226=\"d\"),Inventory!AD233=\"\"),\"a\",IF(AND(OR(Z226=\"b\",Z226=\"c\",Z226=\"d\"),Inventory!AD233<>\"\"),VLOOKUP(Inventory!AD233,$K$3:$L$5,2,FALSE),\"a\")))","v":"a"},{"$f":"IF(AND($AA226<>\"i\",$AA226<>\"j\"),\"a\",IF(AND($Z226=\"b\",Inventory!$L233=\"\"),\"a\",IF(AND($Z226=\"b\",Inventory!$L233<>\"\"),VLOOKUP(Inventory!$L233,$N$3:$O$6,2,FALSE),IF(AND(OR($Z226=\"c\",$Z226=\"d\"),Inventory!$AE233=\"\"),\"a\",IF(AND(OR($Z226=\"c\",$Z226=\"d\"),Inventory!$AE233<>\"\"),VLOOKUP(Inventory!$AE233,$N$3:$O$6,2,FALSE),\"a\")))))","v":"a"},{"$f":"IF(OR(AND($AA226<>\"e\",$AA226<>\"f\"),$AF226=0,Inventory!$AG233=\"\"),\"a\",VLOOKUP(Inventory!$AG233,$Q$3:$R$5,2,FALSE))","v":"a"},{"$f":"IF(OR(Inventory!C233=\"New Construction\",Inventory!C233=\"Replace-on-Burnout\"),Inventory!AT233,IF(Inventory!C233=\"Early Retirement\",Inventory!AS233,0))","v":0},"","","","","","","","","","","","",0,"aaaaaa0","No","No",{"$f":"IF($Z226=\"a\",0,IF($Z226=\"b\",Inventory!$M233,Inventory!$AH233))","v":0},{"$f":"IF(OR($Z226=\"a\",AND($AU226=\"No\",$AV226=\"No\")),0,IF(AND($Z226=\"b\",Inventory!$O233=\"Btu/hr\"),Inventory!$N233,IF(AND($Z226=\"b\",Inventory!$O233=\"Tons\"),Inventory!$N233*12000,IF(AND(OR($Z226=\"c\",$Z226=\"d\"),Inventory!$AJ233=\"Btu/hr\"),Inventory!$AI233,IF(AND(OR($Z226=\"c\",$Z226=\"d\"),Inventory!$AJ233=\"Tons\"),Inventory!$AI233*12000,0)))))","v":0},0,0,"EER",0,"kW/ton",{"$f":"IF(OR($Z226=\"a\",$AV226=\"No\"),0,IF(AND($Z226=\"b\",Inventory!$Q233=\"Btu/hr\"),Inventory!$P233,IF(AND($Z226=\"b\",Inventory!$Q233=\"Tons\"),Inventory!$P233*12000,IF(AND(OR($Z226=\"c\",$Z226=\"d\"),Inventory!$AL233=\"Btu/hr\"),Inventory!$AK233,IF(AND(OR($Z226=\"c\",$Z226=\"d\"),Inventory!$AL233=\"Tons\"),Inventory!$AK233*12000,0)))))","v":0},0,0,"COP","No",{"$f":"IF(OR(Inventory!$J233=\"\",$BH226=\"No\"),\"-\",Inventory!$J233)","v":"-"},{"$f":"IFERROR(VLOOKUP($BI226,'Early Retirement'!$B$6:$C$32,2,FALSE),\"-\")","v":"-"},{"$f":"IF(OR($Z226<>\"b\",AND($AA226<>\"b\",$AA226<>\"c\")),\"n\",IF(AND($AS226<>1,$AS226<>2,$AS226<>7,$AS226<>8),\"n\",IF(Inventory!$K233=\"Split\",\"s\",IF(Inventory!$K233=\"Packaged\",\"p\",\"n\"))))","v":"n"},{"$f":"IF(AND($AA226<>\"i\",$AA226<>\"j\"),\"n\",IF(Inventory!$L233=\"Centrifugal\",\"c\",\"n\"))","v":"n"},"-","-",{"$f":"IFERROR(INDEX('Early Retirement'!$C$4:$AC$32,$BJ226,$BN226),0)","v":0},{"$f":"IFERROR(HLOOKUP($BN226,'Early Retirement'!$D$4:$AC$5,2,FALSE),0)","v":0},{"$f":"IFERROR(INDEX('Early Retirement'!$AE$4:$BE$32,$BJ226,$BN226),0)","v":0},{"$f":"IFERROR(HLOOKUP($BN226,'Early Retirement'!$AF$4:$BE$5,2,FALSE),0)","v":0},0,0,"kW/ton",{"$f":"IFERROR(INDEX('Early Retirement'!$BG$4:$CG$32,$BJ226,$BN226),0)","v":0},{"$f":"IFERROR(HLOOKUP($BN226,'Early Retirement'!$BH$4:$CH$5,2,FALSE),0)","v":0},0,"COP","Yes",0,0,"kW/ton",0,"COP",0,0,"kW/ton",0,"COP"]
[null,null,null,null,null,null,null,null,null,null,null,null,null,null,null,null,null,null,null,null,null,null,null,null,225,{"$f":"IF(Inventory!$C234=\"\",\"a\",VLOOKUP(Inventory!$C234,$B$3:$C$6,2,FALSE))","v":"a"},{"$f":"IF(AND($Z227=\"b\",Inventory!$I234=\"\"),\"a\",IF(AND($Z227=\"b\",Inventory!$I234<>\"\"),VLOOKUP(Inventory!$I234,$E$3:$F$12,2,FALSE),IF(AND(OR($Z227=\"c\",$Z227=\"d\"),Inventory!$AB234=\"\"),\"a\",IF(AND(OR($Z227=\"c\",$Z227=\"d\"),Inventory!$AB234<>\"\"),VLOOKUP(Inventory!$AB234,$E$3:$F$12,2,FALSE),\"a\"))))","v":"a"},{"$f":"IF(OR(AND($AA227<>\"b\",$AA227<>\"c\"),$AF227=0,$AF227>=(65000/12000),Inventory!$AC234=\"\"),\"a\",VLOOKUP(Inventory!$AC234,$H$3:$I$5,2,FALSE))","v":"a"},{"$f":"IF(AND(AA227<>\"I\",AA227<>\"j\"),\"a\",IF(AND(OR(Z227=\"b\",Z227=\"c\",Z227=\"d\"),Inventory!AD234=\"\"),\"a\",IF(AND(OR(Z227=\"b\",Z227=\"c\",Z227=\"d\"),Inventory!AD234<>\"\"),VLOOKUP(Inventory!AD234,$K$3:$L$5,2,FALSE),\"a\")))","v":"a"},{"$f":"IF(AND($AA227<>\"i\",$AA227<>\"j\"),\"a\",IF(AND($Z227=\"b\",Inventory!$L234=\"\"),\"a\",IF(AND($Z227=\"b\",Inventory!$L234<>\"\"),VLOOKUP(Inventory!$L234,$N$3:$O$6,2,FALSE),IF(AND(OR($Z227=\"c\",$Z227=\"d\"),Inventory!$AE234=\"\"),\"a\",IF(AND(OR($Z227=\"c\",$Z227=\"d\"),Inventory!$AE234<>\"\"),VLOOKUP(Inventory!$AE234,$N$3:$O$6,2,FALSE),\"a\")))))","v":"a"},{"$f":"IF(OR(AND($AA227<>\"e\",$AA227<>\"f\"),$AF227=0,Inventory!$AG234=\"\"),\"a\",VLOOKUP(Inventory!$AG234,$Q$3:$R$5,2,FALSE))","v":"a"},{"$f":"IF(OR(Inventory!C234=\"New Construction\",Inventory!C234=\"Replace-on-Burnout\"),Inventory!AT234,IF(Inventory!C234=\"Early Retirement\",Inventory!AS234,0))","v":0},"","","","","","","","","","","","",0,"aaaaaa0","No","No",{"$f":"IF($Z227=\"a\",0,IF($Z227=\"b\",Inventory!$M234,Inventory!$AH234))","v":0},{"$f":"IF(OR($Z227=\"a\",AND($AU227=\"No\",$AV227=\"No\")),0,IF(AND($Z227=\"b\",Inventory!$O234=\"Btu/hr\"),Inventory!$N234,IF(AND($Z227=\"b\",Inventory!$O234=\"Tons\"),Inventory!$N234*12000,IF(AND(OR($Z227=\"c\",$Z227=\"d\"),Inventory!$AJ234=\"Btu/hr\"),Inventory!$AI234,IF(AND(OR($Z227=\"c\",$Z227=\"d\"),Inventory!$AJ234=\"Tons\"),Inventory!$AI234*12000,0)))))","v":0},0,0,"EER",0,"kW/ton",{"$f":"IF(OR($Z227=\"a\",$AV227=\"No\"),0,IF(AND($Z227=\"b\",Inventory!$Q234=\"Btu/hr\"),Inventory!$P234,IF(AND($Z227=\"b\",Inventory!$Q234=\"Tons\"),Inventory!$P234*12000,IF(AND(OR($Z227=\"c\",$Z227=\"d\"),Inventory!$AL234=\"Btu/hr\"),Inventory!$AK234,IF(AND(OR($Z227=\"c\",$Z227=\"d\"),Inventory!$AL234=\"Tons\"),Inventory!$AK234*12000,0)))))","v":0},0,0,"COP","No",{"$f":"IF(OR(Inventory!$J234=\"\",$BH227=\"No\"),\"-\",Inventory!$J234)","v":"-"},{"$f":"IFERROR(VLOOKUP($BI227,'Early Retirement'!$B$6:$C$32,2,FALSE),\"-\")","v":"-"},{"$f":"IF(OR($Z227<>\"b\",AND($AA227<>\"b\",$AA227<>\"c\")),\"n\",IF(AND($AS227<>1,$AS227<>2,$AS227<>7,$AS227<>8),\"n\",IF(Inventory!$K234=\"Split\",\"s\",IF(Inventory!$K234=\"Packaged\",\"p\",\"n\"))))","v":"n"},{"$f":"IF(AND($AA227<>\"i\",$AA227<>\"j\"),\"n\",IF(Inventory!$L234=\"Centrifugal\",\"c\",\"n\"))","v":"n"},"-","-",{"$f":"IFERROR(INDEX('Early Retirement'!$C$4:$AC$32,$BJ227,$BN227),0)","v":0},{"$f":"IFERROR(HLOOKUP($BN227,'Early Retirement'!$D$4:$AC$5,2,FALSE),0)","v":0},{"$f":"IFERROR(INDEX('Early Retirement'!$AE$4:$BE$32,$BJ227,$BN227),0)","v":0},{"$f":"IFERROR(HLOOKUP($BN227,'Early Retirement'!$AF$4:$BE$5,2,FALSE),0)","v":0},0,0,"kW/ton",{"$f":"IFERROR(INDEX('Early Retirement'!$BG$4:$CG$32,$BJ227,$BN227),0)","v":0},{"$f":"IFERROR(HLOOKUP($BN227,'Early Retirement'!$BH$4:$CH$5,2,FALSE),0)","v":0},0,"COP","Yes",0,0,"kW/ton",0,"COP",0,0,"kW/ton",0,"COP"]
[null,null,null,null,null,null,null,null,null,null,null,null,null,null,null,null,null,null,null,null,null,null,null,null,226,{"$f":"IF(Inventory!$C235=\"\",\"a\",VLOOKUP(Inventory!$C235,$B$3:$C$6,2,FALSE))","v":"a"},{"$f":"IF(AND($Z228=\"b\",Inventory!$I235=\"\"),\"a\",IF(AND($Z228=\"b\",Inventory!$I235<>\"\"),VLOOKUP(Inventory!$I235,$E$3:$F$12,2,FALSE),IF(AND(OR($Z228=\"c\",$Z228=\"d\"),Inventory!$AB235=\"\"),\"a\",IF(AND(OR($Z228=\"c\",$Z228=\"d\"),Inventory!$AB235<>\"\"),VLOOKUP(Inventory!$AB235,$E$3:$F$12,2,FALSE),\"a\"))))","v":"a"},{"$f":"IF(OR(AND($AA228<>\"b\",$AA228<>\"c\"),$AF228=0,$AF228>=(65000/12000),Inventory!$AC235=\"\"),\"a\",VLOOKUP(Inventory!$AC235,$H$3:$I$5,2,FALSE))","v":"a"},{"$f":"IF(AND(AA228<>\"I\",AA228<>\"j\"),\"a\",IF(AND(OR(Z228=\"b\",Z228=\"c\",Z228=\"d\"),Inventory!AD235=\"\"),\"a\",IF(AND(OR(Z228=\"b\",Z228=\"c\",Z228=\"d\"),Inventory!AD235<>\"\"),VLOOKUP(Inventory!AD235,$K$3:$L$5,2,FALSE),\"a\")))","v":"a"},{"$f":"IF(AND($AA228<>\"i\",$AA228<>\"j\"),\"a\",IF(AND($Z228=\"b\",Inventory!$L235=\"\"),\"a\",IF(AND($Z228=\"b\",Inventory!$L235<>\"\"),VLOOKUP(Inventory!$L235,$N$3:$O$6,2,FALSE),IF(AND(OR($Z228=\"c\",$Z228=\"d\"),Inventory!$AE235=\"\"),\"a\",IF(AND(OR($Z228=\"c\",$Z228=\"d\"),Inventory!$AE235<>\"\"),VLOOKUP(Inventory!$AE235,$N$3:$O$6,2,FALSE),\"a\")))))","v":"a"},{"$f":"IF(OR(AND($AA228<>\"e\",$AA228<>\"f\"),$AF228=0,Inventory!$AG235=\"\"),\"a\",VLOOKUP(Inventory!$AG235,$Q$3:$R$5,2,FALSE))","v":"a"},{"$f":"IF(OR(Inventory!C235=\"New Construction\",Inventory!C235=\"Replace-on-Burnout\"),Inventory!AT235,IF(Inventory!C235=\"Early Retirement\",Inventory!AS235,0))","v":0},"","","","","","","","","","","","",0,"aaaaaa0","No","No",{"$f":"IF($Z228=\"a\",0,IF($Z228=\"b\",Inventory!$M235,Inventory!$AH235))","v":0},{"$f":"IF(OR($Z228=\"a\",AND($AU228=\"No\",$AV228=\"No\")),0,IF(AND($Z228=\"b\",Inventory!$O235=\"Btu/hr\"),Inventory!$N235,IF(AND($Z228=\"b\",Inventory!$O235=\"Tons\"),Inventory!$N235*12000,IF(AND(OR($Z228=\"c\",$Z228=\"d\"),Inventory!$AJ235=\"Btu/hr\"),Inventory!$AI235,IF(AND(OR($Z228=\"c\",$Z228=\"d\"),Inventory!$AJ235=\"Tons\"),Inventory!$AI235*12000,0)))))","v":0},0,0,"EER",0,"kW/ton",{"$f":"IF(OR($Z228=\"a\",$AV228=\"No\"),0,IF(AND($Z228=\"b\",Inventory!$Q235=\"Btu/hr\"),Inventory!$P235,IF(AND($Z228=\"b\",Inventory!$Q235=\"Tons\"),Inventory!$P235*12000,IF(AND(OR($Z228=\"c\",$Z228=\"d\"),Inventory!$AL235=\"Btu/hr\"),Inventory!$AK235,IF(AND(OR($Z228=\"c\",$Z228=\"d\"),Inventory!$AL235=\"Tons\"),Inventory!$AK235*12000,0)))))","v":0},0,0,"COP","No",{"$f":"IF(OR(Inventory!$J235=\"\",$BH228=\"No\"),\"-\",Inventory!$J235)","v":"-"},{"$f":"IFERROR(VLOOKUP($BI228,'Early Retirement'!$B$6:$C$32,2,FALSE),\"-\")","v":"-"},{"$f":"IF(OR($Z228<>\"b\",AND($AA228<>\"b\",$AA228<>\"c\")),\"n\",IF(AND($AS228<>1,$AS228<>2,$AS228<>7,$AS228<>8),\"n\",IF(Inventory!$K235=\"Split\",\"s\",IF(Inventory!$K235=\"Packaged\",\"p\",\"n\"))))","v":"n"},{"$f":"IF(AND($AA228<>\"i\",$AA228<>\"j\"),\"n\",IF(Inventory!$L235=\"Centrifugal\",\"c\",\"n\"))","v":"n"},"-","-",{"$f":"IFERROR(INDEX('Early Retirement'!$C$4:$AC$32,$BJ228,$BN228),0)","v":0},{"$f":"IFERROR(HLOOKUP($BN228,'Early Retirement'!$D$4:$AC$5,2,FALSE),0)","v":0},{"$f":"IFERROR(INDEX('Early Retirement'!$AE$4:$BE$32,$BJ228,$BN228),0)","v":0},{"$f":"IFERROR(HLOOKUP($BN228,'Early Retirement'!$AF$4:$BE$5,2,FALSE),0)","v":0},0,0,"kW/ton",{"$f":"IFERROR(INDEX('Early Retirement'!$BG$4:$CG$32,$BJ228,$BN228),0)","v":0},{"$f":"IFERROR(HLOOKUP($BN228,'Early Retirement'!$BH$4:$CH$5,2,FALSE),0)","v":0},0,"COP","Yes",0,0,"kW/ton",0,"COP",0,0,"kW/ton",0,"COP"]
[null,null,null,null,null,null,null,null,null,null,null,null,null,null,null,null,null,null,null,null,null,null,null,null,227,{"$f":"IF(Inventory!$C236=\"\",\"a\",VLOOKUP(Inventory!$C236,$B$3:$C$6,2,FALSE))","v":"a"},{"$f":"IF(AND($Z229=\"b\",Inventory!$I236=\"\"),\"a\",IF(AND($Z229=\"b\",Inventory!$I236<>\"\"),VLOOKUP(Inventory!$I236,$E$3:$F$12,2,FALSE),IF(AND(OR($Z229=\"c\",$Z229=\"d\"),Inventory!$AB236=\"\"),\"a\",IF(AND(OR($Z229=\"c\",$Z229=\"d\"),Inventory!$AB236<>\"\"),VLOOKUP(Inventory!$AB236,$E$3:$F$12,2,FALSE),\"a\"))))","v":"a"},{"$f":"IF(OR(AND($AA229<>\"b\",$AA229<>\"c\"),$AF229=0,$AF229>=(65000/12000),Inventory!$AC236=\"\"),\"a\",VLOOKUP(Inventory!$AC236,$H$3:$I$5,2,FALSE))","v":"a"},{"$f":"IF(AND(AA229<>\"I\",AA229<>\"j\"),\"a\",IF(AND(OR(Z229=\"b\",Z229=\"c\",Z229=\"d\"),Inventory!AD236=\"\"),\"a\",IF(AND(OR(Z229=\"b\",Z229=\"c\",Z229=\"d\"),Inventory!AD236<>\"\"),VLOOKUP(Inventory!AD236,$K$3:$L$5,2,FALSE),\"a\")))","v":"a"},{"$f":"IF(AND($AA229<>\"i\",$AA229<>\"j\"),\"a\",IF(AND($Z229=\"b\",Inventory!$L236=\"\"),\"a\",IF(AND($Z229=\"b\",Inventory!$L236<>\"\"),VLOOKUP(Inventory!$L236,$N$3:$O$6,2,FALSE),IF(AND(OR($Z229=\"c\",$Z229=\"d\"),Inventory!$AE236=\"\"),\"a\",IF(AND(OR($Z229=\"c\",$Z229=\"d\"),Inventory!$AE236<>\"\"),VLOOKUP(Inventory!$AE236,$N$3:$O$6,2,FALSE),\"a\")))))","v":"a"},{"$f":"IF(OR(AND($AA229<>\"e\",$AA229<>\"f\"),$AF229=0,Inventory!$AG236=\"\"),\"a\",VLOOKUP(Inventory!$AG236,$Q$3:$R$5,2,FALSE))","v":"a"},{"$f":"IF(OR(Inventory!C236=\"New Construction\",Inventory!C236=\"Replace-on-Burnout\"),Inventory!AT236,IF(Inventory!C236=\"Early Retirement\",Inventory!AS236,0))","v":0},"","","","","","","","","","","","",0,"aaaaaa0","No","No",{"$f":"IF($Z229=\"a\",0,IF($Z229=\"b\",Inventory!$M236,Inventory!$AH236))","v":0},{"$f":"IF(OR($Z229=\"a\",AND($AU229=\"No\",$AV229=\"No\")),0,IF(AND($Z229=\"b\",Inventory!$O236=\"Btu/hr\"),Inventory!$N236,IF(AND($Z229=\"b\",Inventory!$O236=\"Tons\"),Inventory!$N236*12000,IF(AND(OR($Z229=\"c\",$Z229=\"d\"),Inventory!$AJ236=\"Btu/hr\"),Inventory!$AI236,IF(AND(OR($Z229=\"c\",$Z229=\"d\"),Inventory!$AJ236=\"Tons\"),Inventory!$AI236*12000,0)))))","v":0},0,0,"EER",0,"kW/ton",{"$f":"IF(OR($Z229=\"a\",$AV229=\"No\"),0,IF(AND($Z229=\"b\",Inventory!$Q236=\"Btu/hr\"),Inventory!$P236,IF(AND($Z229=\"b\",Inventory!$Q236=\"Tons\"),Inventory!$P236*12000,IF(AND(OR($Z229=\"c\",$Z229=\"d\"),Inventory!$AL236=\"Btu/hr\"),Inventory!$AK236,IF(AND(OR($Z229=\"c\",$Z229=\"d\"),Inventory!$AL236=\"Tons\"),Inventory!$AK236*12000,0)))))","v":0},0,0,"COP","No",{"$f":"IF(OR(Inventory!$J236=\"\",$BH229=\"No\"),\"-\",Inventory!$J236)","v":"-"},{"$f":"IFERROR(VLOOKUP($BI229,'Early Retirement'!$B$6:$C$32,2,FALSE),\"-\")","v":"-"},{"$f":"IF(OR($Z229<>\"b\",AND($AA229<>\"b\",$AA229<>\"c\")),\"n\",IF(AND($AS229<>1,$AS229<>2,$AS229<>7,$AS229<>8),\"n\",IF(Inventory!$K236=\"Split\",\"s\",IF(Inventory!$K236=\"Packaged\",\"p\",\"n\"))))","v":"n"},{"$f":"IF(AND($AA229<>\"i\",$AA229<>\"j\"),\"n\",IF(Inventory!$L236=\"Centrifugal\",\"c\",\"n\"))","v":"n"},"-","-",{"$f":"IFERROR(INDEX('Early Retirement'!$C$4:$AC$32,$BJ229,$BN229),0)","v":0},{"$f":"IFERROR(HLOOKUP($BN229,'Early Retirement'!$D$4:$AC$5,2,FALSE),0)","v":0},{"$f":"IFERROR(INDEX('Early Retirement'!$AE$4:$BE$32,$BJ229,$BN229),0)","v":0},{"$f":"IFERROR(HLOOKUP($BN229,'Early Retirement'!$AF$4:$BE$5,2,FALSE),0)","v":0},0,0,"kW/ton",{"$f":"IFERROR(INDEX('Early Retirement'!$BG$4:$CG$32,$BJ229,$BN229),0)","v":0},{"$f":"IFERROR(HLOOKUP($BN229,'Early Retirement'!$BH$4:$CH$5,2,FALSE),0)","v":0},0,"COP","Yes",0,0,"kW/ton",0,"COP",0,0,"kW/ton",0,"COP"]
[null,null,null,null,null,null,null,null,null,null,null,null,null,null,null,null,null,null,null,null,null,null,null,null,228,{"$f":"IF(Inventory!$C237=\"\",\"a\",VLOOKUP(Inventory!$C237,$B$3:$C$6,2,FALSE))","v":"a"},{"$f":"IF(AND($Z230=\"b\",Inventory!$I237=\"\"),\"a\",IF(AND($Z230=\"b\",Inventory!$I237<>\"\"),VLOOKUP(Inventory!$I237,$E$3:$F$12,2,FALSE),IF(AND(OR($Z230=\"c\",$Z230=\"d\"),Inventory!$AB237=\"\"),\"a\",IF(AND(OR($Z230=\"c\",$Z230=\"d\"),Inventory!$AB237<>\"\"),VLOOKUP(Inventory!$AB237,$E$3:$F$12,2,FALSE),\"a\"))))","v":"a"},{"$f":"IF(OR(AND($AA230<>\"b\",$AA230<>\"c\"),$AF230=0,$AF230>=(65000/12000),Inventory!$AC237=\"\"),\"a\",VLOOKUP(Inventory!$AC237,$H$3:$I$5,2,FALSE))","v":"a"},{"$f":"IF(AND(AA230<>\"I\",AA230<>\"j\"),\"a\",IF(AND(OR(Z230=\"b\",Z230=\"c\",Z230=\"d\"),Inventory!AD237=\"\"),\"a\",IF(AND(OR(Z230=\"b\",Z230=\"c\",Z230=\"d\"),Inventory!AD237<>\"\"),VLOOKUP(Inventory!AD237,$K$3:$L$5,2,FALSE),\"a\")))","v":"a"},{"$f":"IF(AND($AA230<>\"i\",$AA230<>\"j\"),\"a\",IF(AND($Z230=\"b\",Inventory!$L237=\"\"),\"a\",IF(AND($Z230=\"b\",Inventory!$L237<>\"\"),VLOOKUP(Inventory!$L237,$N$3:$O$6,2,FALSE),IF(AND(OR($Z230=\"c\",$Z230=\"d\"),Inventory!$AE237=\"\"),\"a\",IF(AND(OR($Z230=\"c\",$Z230=\"d\"),Inventory!$AE237<>\"\"),VLOOKUP(Inventory!$AE237,$N$3:$O$6,2,FALSE),\"a\")))))","v":"a"},{"$f":"IF(OR(AND($AA230<>\"e\",$AA230<>\"f\"),$AF230=0,Inventory!$AG237=\"\"),\"a\",VLOOKUP(Inventory!$AG237,$Q$3:$R$5,2,FALSE))","v":"a"},{"$f":"IF(OR(Inventory!C237=\"New Construction\",Inventory!C237=\"Replace-on-Burnout\"),Inventory!AT237,IF(Inventory!C237=\"Early Retirement\",Inventory!AS237,0))","v":0},"","","","","","","","","","","","",0,"aaaaaa0","No","No",{"$f":"IF($Z230=\"a\",0,IF($Z230=\"b\",Inventory!$M237,Inventory!$AH237))","v":0},{"$f":"IF(OR($Z230=\"a\",AND($AU230=\"No\",$AV230=\"No\")),0,IF(AND($Z230=\"b\",Inventory!$O237=\"Btu/hr\"),Inventory!$N237,IF(AND($Z230=\"b\",Inventory!$O237=\"Tons\"),Inventory!$N237*12000,IF(AND(OR($Z230=\"c\",$Z230=\"d\"),Inventory!$AJ237=\"Btu/hr\"),Inventory!$AI237,IF(AND(OR($Z230=\"c\",$Z230=\"d\"),Inventory!$AJ237=\"Tons\"),Inventory!$AI237*12000,0)))))","v":0},0,0,"EER",0,"kW/ton",{"$f":"IF(OR($Z230=\"a\",$AV230=\"No\"),0,IF(AND($Z230=\"b\",Inventory!$Q237=\"Btu/hr\"),Inventory!$P237,IF(AND($Z230=\"b\",Inventory!$Q237=\"Tons\"),Inventory!$P237*12000,IF(AND(OR($Z230=\"c\",$Z230=\"d\"),Inventory!$AL237=\"Btu/hr\"),Inventory!$AK237,IF(AND(OR($Z230=\"c\",$Z230=\"d\"),Inventory!$AL237=\"Tons\"),Inventory!$AK237*12000,0)))))","v":0},0,0,"COP","No",{"$f":"IF(OR(Inventory!$J237=\"\",$BH230=\"No\"),\"-\",Inventory!$J237)","v":"-"},{"$f":"IFERROR(VLOOKUP($BI230,'Early Retirement'!$B$6:$C$32,2,FALSE),\"-\")","v":"-"},{"$f":"IF(OR($Z230<>\"b\",AND($AA230<>\"b\",$AA230<>\"c\")),\"n\",IF(AND($AS230<>1,$AS230<>2,$AS230<>7,$AS230<>8),\"n\",IF(Inventory!$K237=\"Split\",\"s\",IF(Inventory!$K237=\"Packaged\",\"p\",\"n\"))))","v":"n"},{"$f":"IF(AND($AA230<>\"i\",$AA230<>\"j\"),\"n\",IF(Inventory!$L237=\"Centrifugal\",\"c\",\"n\"))","v":"n"},"-","-",{"$f":"IFERROR(INDEX('Early Retirement'!$C$4:$AC$32,$BJ230,$BN230),0)","v":0},{"$f":"IFERROR(HLOOKUP($BN230,'Early Retirement'!$D$4:$AC$5,2,FALSE),0)","v":0},{"$f":"IFERROR(INDEX('Early Retirement'!$AE$4:$BE$32,$BJ230,$BN230),0)","v":0},{"$f":"IFERROR(HLOOKUP($BN230,'Early Retirement'!$AF$4:$BE$5,2,FALSE),0)","v":0},0,0,"kW/ton",{"$f":"IFERROR(INDEX('Early Retirement'!$BG$4:$CG$32,$BJ230,$BN230),0)","v":0},{"$f":"IFERROR(HLOOKUP($BN230,'Early Retirement'!$BH$4:$CH$5,2,FALSE),0)","v":0},0,"COP","Yes",0,0,"kW/ton",0,"COP",0,0,"kW/ton",0,"COP"]
[null,null,null,null,null,null,null,null,null,null,null,null,null,null,null,null,null,null,null,null,null,null,null,null,229,{"$f":"IF(Inventory!$C238=\"\",\"a\",VLOOKUP(Inventory!$C238,$B$3:$C$6,2,FALSE))","v":"a"},{"$f":"IF(AND($Z231=\"b\",Inventory!$I238=\"\"),\"a\",IF(AND($Z231=\"b\",Inventory!$I238<>\"\"),VLOOKUP(Inventory!$I238,$E$3:$F$12,2,FALSE),IF(AND(OR($Z231=\"c\",$Z231=\"d\"),Inventory!$AB238=\"\"),\"a\",IF(AND(OR($Z231=\"c\",$Z231=\"d\"),Inventory!$AB238<>\"\"),VLOOKUP(Inventory!$AB238,$E$3:$F$12,2,FALSE),\"a\"))))","v":"a"},{"$f":"IF(OR(AND($AA231<>\"b\",$AA231<>\"c\"),$AF231=0,$AF231>=(65000/12000),Inventory!$AC238=\"\"),\"a\",VLOOKUP(Inventory!$AC238,$H$3:$I$5,2,FALSE))","v":"a"},{"$f":"IF(AND(AA231<>\"I\",AA231<>\"j\"),\"a\",IF(AND(OR(Z231=\"b\",Z231=\"c\",Z231=\"d\"),Inventory!AD238=\"\"),\"a\",IF(AND(OR(Z231=\"b\",Z231=\"c\",Z231=\"d\"),Inventory!AD238<>\"\"),VLOOKUP(Inventory!AD238,$K$3:$L$5,2,FALSE),\"a\")))","v":"a"},{"$f":"IF(AND($AA231<>\"i\",$AA231<>\"j\"),\"a\",IF(AND($Z231=\"b\",Inventory!$L238=\"\"),\"a\",IF(AND($Z231=\"b\",Inventory!$L238<>\"\"),VLOOKUP(Inventory!$L238,$N$3:$O$6,2,FALSE),IF(AND(OR($Z231=\"c\",$Z231=\"d\"),Inventory!$AE238=\"\"),\"a\",IF(AND(OR($Z231=\"c\",$Z231=\"d\"),Inventory!$AE238<>\"\"),VLOOKUP(Inventory!$AE238,$N$3:$O$6,2,FALSE),\"a\")))))","v":"a"},{"$f":"IF(OR(AND($AA231<>\"e\",$AA231<>\"f\"),$AF231=0,Inventory!$AG238=\"\"),\"a\",VLOOKUP(Inventory!$AG238,$Q$3:$R$5,2,FALSE))","v":"a"},{"$f":"IF(OR(Inventory!C238=\"New Construction\",Inventory!C238=\"Replace-on-Burnout\"),Inventory!AT238,IF(Inventory!C238=\"Early Retirement\",Inventory!AS238,0))","v":0},"","","","","","","","","","","","",0,"aaaaaa0","No","No",{"$f":"IF($Z231=\"a\",0,IF($Z231=\"b\",Inventory!$M238,Inventory!$AH238))","v":0},{"$f":"IF(OR($Z231=\"a\",AND($AU231=\"No\",$AV231=\"No\")),0,IF(AND($Z231=\"b\",Inventory!$O238=\"Btu/hr\"),Inventory!$N238,IF(AND($Z231=\"b\",Inventory!$O238=\"Tons\"),Inventory!$N238*12000,IF(AND(OR($Z231=\"c\",$Z231=\"d\"),Inventory!$AJ238=\"Btu/hr\"),Inventory!$AI238,IF(AND(OR($Z231=\"c\",$Z231=\"d\"),Inventory!$AJ238=\"Tons\"),Inventory!$AI238*12000,0)))))","v":0},0,0,"EER",0,"kW/ton",{"$f":"IF(OR($Z231=\"a\",$AV231=\"No\"),0,IF(AND($Z231=\"b\",Inventory!$Q238=\"Btu/hr\"),Inventory!$P238,IF(AND($Z231=\"b\",Inventory!$Q238=\"Tons\"),Inventory!$P238*12000,IF(AND(OR($Z231=\"c\",$Z231=\"d\"),Inventory!$AL238=\"Btu/hr\"),Inventory!$AK238,IF(AND(OR($Z231=\"c\",$Z231=\"d\"),Inventory!$AL238=\"Tons\"),Inventory!$AK238*12000,0)))))","v":0},0,0,"COP","No",{"$f":"IF(OR(Inventory!$J238=\"\",$BH231=\"No\"),\"-\",Inventory!$J238)","v":"-"},{"$f":"IFERROR(VLOOKUP($BI231,'Early Retirement'!$B$6:$C$32,2,FALSE),\"-\")","v":"-"},{"$f":"IF(OR($Z231<>\"b\",AND($AA231<>\"b\",$AA231<>\"c\")),\"n\",IF(AND($AS231<>1,$AS231<>2,$AS231<>7,$AS231<>8),\"n\",IF(Inventory!$K238=\"Split\",\"s\",IF(Inventory!$K238=\"Packaged\",\"p\",\"n\"))))","v":"n"},{"$f":"IF(AND($AA231<>\"i\",$AA231<>\"j\"),\"n\",IF(Inventory!$L238=\"Centrifugal\",\"c\",\"n\"))","v":"n"},"-","-",{"$f":"IFERROR(INDEX('Early Retirement'!$C$4:$AC$32,$BJ231,$BN231),0)","v":0},{"$f":"IFERROR(HLOOKUP($BN231,'Early Retirement'!$D$4:$AC$5,2,FALSE),0)","v":0},{"$f":"IFERROR(INDEX('Early Retirement'!$AE$4:$BE$32,$BJ231,$BN231),0)","v":0},{"$f":"IFERROR(HLOOKUP($BN231,'Early Retirement'!$AF$4:$BE$5,2,FALSE),0)","v":0},0,0,"kW/ton",{"$f":"IFERROR(INDEX('Early Retirement'!$BG$4:$CG$32,$BJ231,$BN231),0)","v":0},{"$f":"IFERROR(HLOOKUP($BN231,'Early Retirement'!$BH$4:$CH$5,2,FALSE),0)","v":0},0,"COP","Yes",0,0,"kW/ton",0,"COP",0,0,"kW/ton",0,"COP"]
[null,null,null,null,null,null,null,null,null,null,null,null,null,null,null,null,null,null,null,null,null,null,null,null,230,{"$f":"IF(Inventory!$C239=\"\",\"a\",VLOOKUP(Inventory!$C239,$B$3:$C$6,2,FALSE))","v":"a"},{"$f":"IF(AND($Z232=\"b\",Inventory!$I239=\"\"),\"a\",IF(AND($Z232=\"b\",Inventory!$I239<>\"\"),VLOOKUP(Inventory!$I239,$E$3:$F$12,2,FALSE),IF(AND(OR($Z232=\"c\",$Z232=\"d\"),Inventory!$AB239=\"\"),\"a\",IF(AND(OR($Z232=\"c\",$Z232=\"d\"),Inventory!$AB239<>\"\"),VLOOKUP(Inventory!$AB239,$E$3:$F$12,2,FALSE),\"a\"))))","v":"a"},{"$f":"IF(OR(AND($AA232<>\"b\",$AA232<>\"c\"),$AF232=0,$AF232>=(65000/12000),Inventory!$AC239=\"\"),\"a\",VLOOKUP(Inventory!$AC239,$H$3:$I$5,2,FALSE))","v":"a"},{"$f":"IF(AND(AA232<>\"I\",AA232<>\"j\"),\"a\",IF(AND(OR(Z232=\"b\",Z232=\"c\",Z232=\"d\"),Inventory!AD239=\"\"),\"a\",IF(AND(OR(Z232=\"b\",Z232=\"c\",Z232=\"d\"),Inventory!AD239<>\"\"),VLOOKUP(Inventory!AD239,$K$3:$L$5,2,FALSE),\"a\")))","v":"a"},{"$f":"IF(AND($AA232<>\"i\",$AA232<>\"j\"),\"a\",IF(AND($Z232=\"b\",Inventory!$L239=\"\"),\"a\",IF(AND($Z232=\"b\",Inventory!$L239<>\"\"),VLOOKUP(Inventory!$L239,$N$3:$O$6,2,FALSE),IF(AND(OR($Z232=\"c\",$Z232=\"d\"),Inventory!$AE239=\"\"),\"a\",IF(AND(OR($Z232=\"c\",$Z232=\"d\"),Inventory!$AE239<>\"\"),VLOOKUP(Inventory!$AE239,$N$3:$O$6,2,FALSE),\"a\")))))","v":"a"},{"$f":"IF(OR(AND($AA232<>\"e\",$AA232<>\"f\"),$AF232=0,Inventory!$AG239=\"\"),\"a\",VLOOKUP(Inventory!$AG239,$Q$3:$R$5,2,FALSE))","v":"a"},{"$f":"IF(OR(Inventory!C239=\"New Construction\",Inventory!C239=\"Replace-on-Burnout\"),Inventory!AT239,IF(Inventory!C239=\"Early Retirement\",Inventory!AS239,0))","v":0},"","","","","","","","","","","","",0,"aaaaaa0","No","No",{"$f":"IF($Z232=\"a\",0,IF($Z232=\"b\",Inventory!$M239,Inventory!$AH239))","v":0},{"$f":"IF(OR($Z232=\"a\",AND($AU232=\"No\",$AV232=\"No\")),0,IF(AND($Z232=\"b\",Inventory!$O239=\"Btu/hr\"),Inventory!$N239,IF(AND($Z232=\"b\",Inventory!$O239=\"Tons\"),Inventory!$N239*12000,IF(AND(OR($Z232=\"c\",$Z232=\"d\"),Inventory!$AJ239=\"Btu/hr\"),Inventory!$AI239,IF(AND(OR($Z232=\"c\",$Z232=\"d\"),Inventory!$AJ239=\"Tons\"),Inventory!$AI239*12000,0)))))","v":0},0,0,"EER",0,"kW/ton",{"$f":"IF(OR($Z232=\"a\",$AV232=\"No\"),0,IF(AND($Z232=\"b\",Inventory!$Q239=\"Btu/hr\"),Inventory!$P239,IF(AND($Z232=\"b\",Inventory!$Q239=\"Tons\"),Inventory!$P239*12000,IF(AND(OR($Z232=\"c\",$Z232=\"d\"),Inventory!$AL239=\"Btu/hr\"),Inventory!$AK239,IF(AND(OR($Z232=\"c\",$Z232=\"d\"),Inventory!$AL239=\"Tons\"),Inventory!$AK239*12000,0)))))","v":0},0,0,"COP","No",{"$f":"IF(OR(Inventory!$J239=\"\",$BH232=\"No\"),\"-\",Inventory!$J239)","v":"-"},{"$f":"IFERROR(VLOOKUP($BI232,'Early Retirement'!$B$6:$C$32,2,FALSE),\"-\")","v":"-"},{"$f":"IF(OR($Z232<>\"b\",AND($AA232<>\"b\",$AA232<>\"c\")),\"n\",IF(AND($AS232<>1,$AS232<>2,$AS232<>7,$AS232<>8),\"n\",IF(Inventory!$K239=\"Split\",\"s\",IF(Inventory!$K239=\"Packaged\",\"p\",\"n\"))))","v":"n"},{"$f":"IF(AND($AA232<>\"i\",$AA232<>\"j\"),\"n\",IF(Inventory!$L239=\"Centrifugal\",\"c\",\"n\"))","v":"n"},"-","-",{"$f":"IFERROR(INDEX('Early Retirement'!$C$4:$AC$32,$BJ232,$BN232),0)","v":0},{"$f":"IFERROR(HLOOKUP($BN232,'Early Retirement'!$D$4:$AC$5,2,FALSE),0)","v":0},{"$f":"IFERROR(INDEX('Early Retirement'!$AE$4:$BE$32,$BJ232,$BN232),0)","v":0},{"$f":"IFERROR(HLOOKUP($BN232,'Early Retirement'!$AF$4:$BE$5,2,FALSE),0)","v":0},0,0,"kW/ton",{"$f":"IFERROR(INDEX('Early Retirement'!$BG$4:$CG$32,$BJ232,$BN232),0)","v":0},{"$f":"IFERROR(HLOOKUP($BN232,'Early Retirement'!$BH$4:$CH$5,2,FALSE),0)","v":0},0,"COP","Yes",0,0,"kW/ton",0,"COP",0,0,"kW/ton",0,"COP"]
[null,null,null,null,null,null,null,null,null,null,null,null,null,null,null,null,null,null,null,null,null,null,null,null,231,{"$f":"IF(Inventory!$C240=\"\",\"a\",VLOOKUP(Inventory!$C240,$B$3:$C$6,2,FALSE))","v":"a"},{"$f":"IF(AND($Z233=\"b\",Inventory!$I240=\"\"),\"a\",IF(AND($Z233=\"b\",Inventory!$I240<>\"\"),VLOOKUP(Inventory!$I240,$E$3:$F$12,2,FALSE),IF(AND(OR($Z233=\"c\",$Z233=\"d\"),Inventory!$AB240=\"\"),\"a\",IF(AND(OR($Z233=\"c\",$Z233=\"d\"),Inventory!$AB240<>\"\"),VLOOKUP(Inventory!$AB240,$E$3:$F$12,2,FALSE),\"a\"))))","v":"a"},{"$f":"IF(OR(AND($AA233<>\"b\",$AA233<>\"c\"),$AF233=0,$AF233>=(65000/12000),Inventory!$AC240=\"\"),\"a\",VLOOKUP(Inventory!$AC240,$H$3:$I$5,2,FALSE))","v":"a"},{"$f":"IF(AND(AA233<>\"I\",AA233<>\"j\"),\"a\",IF(AND(OR(Z233=\"b\",Z233=\"c\",Z233=\"d\"),Inventory!AD240=\"\"),\"a\",IF(AND(OR(Z233=\"b\",Z233=\"c\",Z233=\"d\"),Inventory!AD240<>\"\"),VLOOKUP(Inventory!AD240,$K$3:$L$5,2,FALSE),\"a\")))","v":"a"},{"$f":"IF(AND($AA233<>\"i\",$AA233<>\"j\"),\"a\",IF(AND($Z233=\"b\",Inventory!$L240=\"\"),\"a\",IF(AND($Z233=\"b\",Inventory!$L240<>\"\"),VLOOKUP(Inventory!$L240,$N$3:$O$6,2,FALSE),IF(AND(OR($Z233=\"c\",$Z233=\"d\"),Inventory!$AE240=\"\"),\"a\",IF(AND(OR($Z233=\"c\",$Z233=\"d\"),Inventory!$AE240<>\"\"),VLOOKUP(Inventory!$AE240,$N$3:$O$6,2,FALSE),\"a\")))))","v":"a"},{"$f":"IF(OR(AND($AA233<>\"e\",$AA233<>\"f\"),$AF233=0,Inventory!$AG240=\"\"),\"a\",VLOOKUP(Inventory!$AG240,$Q$3:$R$5,2,FALSE))","v":"a"},{"$f":"IF(OR(Inventory!C240=\"New Construction\",Inventory!C240=\"Replace-on-Burnout\"),Inventory!AT240,IF(Inventory!C240=\"Early Retirement\",Inventory!AS240,0))","v":0},"","","","","","","","","","","","",0,"aaaaaa0","No","No",{"$f":"IF($Z233=\"a\",0,IF($Z233=\"b\",Inventory!$M240,Inventory!$AH240))","v":0},{"$f":"IF(OR($Z233=\"a\",AND($AU233=\"No\",$AV233=\"No\")),0,IF(AND($Z233=\"b\",Inventory!$O240=\"Btu/hr\"),Inventory!$N240,IF(AND($Z233=\"b\",Inventory!$O240=\"Tons\"),Inventory!$N240*12000,IF(AND(OR($Z233=\"c\",$Z233=\"d\"),Inventory!$AJ240=\"Btu/hr\"),Inventory!$AI240,IF(AND(OR($Z233=\"c\",$Z233=\"d\"),Inventory!$AJ240=\"Tons\"),Inventory!$AI240*12000,0)))))","v":0},0,0,"EER",0,"kW/ton",{"$f":"IF(OR($Z233=\"a\",$AV233=\"No\"),0,IF(AND($Z233=\"b\",Inventory!$Q240=\"Btu/hr\"),Inventory!$P240,IF(AND($Z233=\"b\",Inventory!$Q240=\"Tons\"),Inventory!$P240*12000,IF(AND(OR($Z233=\"c\",$Z233=\"d\"),Inventory!$AL240=\"Btu/hr\"),Inventory!$AK240,IF(AND(OR($Z233=\"c\",$Z233=\"d\"),Inventory!$AL240=\"Tons\"),Inventory!$AK240*12000,0)))))","v":0},0,0,"COP","No",{"$f":"IF(OR(Inventory!$J240=\"\",$BH233=\"No\"),\"-\",Inventory!$J240)","v":"-"},{"$f":"IFERROR(VLOOKUP($BI233,'Early Retirement'!$B$6:$C$32,2,FALSE),\"-\")","v":"-"},{"$f":"IF(OR($Z233<>\"b\",AND($AA233<>\"b\",$AA233<>\"c\")),\"n\",IF(AND($AS233<>1,$AS233<>2,$AS233<>7,$AS233<>8),\"n\",IF(Inventory!$K240=\"Split\",\"s\",IF(Inventory!$K240=\"Packaged\",\"p\",\"n\"))))","v":"n"},{"$f":"IF(AND($AA233<>\"i\",$AA233<>\"j\"),\"n\",IF(Inventory!$L240=\"Centrifugal\",\"c\",\"n\"))","v":"n"},"-","-",{"$f":"IFERROR(INDEX('Early Retirement'!$C$4:$AC$32,$BJ233,$BN233),0)","v":0},{"$f":"IFERROR(HLOOKUP($BN233,'Early Retirement'!$D$4:$AC$5,2,FALSE),0)","v":0},{"$f":"IFERROR(INDEX('Early Retirement'!$AE$4:$BE$32,$BJ233,$BN233),0)","v":0},{"$f":"IFERROR(HLOOKUP($BN233,'Early Retirement'!$AF$4:$BE$5,2,FALSE),0)","v":0},0,0,"kW/ton",{"$f":"IFERROR(INDEX('Early Retirement'!$BG$4:$CG$32,$BJ233,$BN233),0)","v":0},{"$f":"IFERROR(HLOOKUP($BN233,'Early Retirement'!$BH$4:$CH$5,2,FALSE),0)","v":0},0,"COP","Yes",0,0,"kW/ton",0,"COP",0,0,"kW/ton",0,"COP"]
[null,null,null,null,null,null,null,null,null,null,null,null,null,null,null,null,null,null,null,null,null,null,null,null,232,{"$f":"IF(Inventory!$C241=\"\",\"a\",VLOOKUP(Inventory!$C241,$B$3:$C$6,2,FALSE))","v":"a"},{"$f":"IF(AND($Z234=\"b\",Inventory!$I241=\"\"),\"a\",IF(AND($Z234=\"b\",Inventory!$I241<>\"\"),VLOOKUP(Inventory!$I241,$E$3:$F$12,2,FALSE),IF(AND(OR($Z234=\"c\",$Z234=\"d\"),Inventory!$AB241=\"\"),\"a\",IF(AND(OR($Z234=\"c\",$Z234=\"d\"),Inventory!$AB241<>\"\"),VLOOKUP(Inventory!$AB241,$E$3:$F$12,2,FALSE),\"a\"))))","v":"a"},{"$f":"IF(OR(AND($AA234<>\"b\",$AA234<>\"c\"),$AF234=0,$AF234>=(65000/12000),Inventory!$AC241=\"\"),\"a\",VLOOKUP(Inventory!$AC241,$H$3:$I$5,2,FALSE))","v":"a"},{"$f":"IF(AND(AA234<>\"I\",AA234<>\"j\"),\"a\",IF(AND(OR(Z234=\"b\",Z234=\"c\",Z234=\"d\"),Inventory!AD241=\"\"),\"a\",IF(AND(OR(Z234=\"b\",Z234=\"c\",Z234=\"d\"),Inventory!AD241<>\"\"),VLOOKUP(Inventory!AD241,$K$3:$L$5,2,FALSE),\"a\")))","v":"a"},{"$f":"IF(AND($AA234<>\"i\",$AA234<>\"j\"),\"a\",IF(AND($Z234=\"b\",Inventory!$L241=\"\"),\"a\",IF(AND($Z234=\"b\",Inventory!$L241<>\"\"),VLOOKUP(Inventory!$L241,$N$3:$O$6,2,FALSE),IF(AND(OR($Z234=\"c\",$Z234=\"d\"),Inventory!$AE241=\"\"),\"a\",IF(AND(OR($Z234=\"c\",$Z234=\"d\"),Inventory!$AE241<>\"\"),VLOOKUP(Inventory!$AE241,$N$3:$O$6,2,FALSE),\"a\")))))","v":"a"},{"$f":"IF(OR(AND($AA234<>\"e\",$AA234<>\"f\"),$AF234=0,Inventory!$AG241=\"\"),\"a\",VLOOKUP(Inventory!$AG241,$Q$3:$R$5,2,FALSE))","v":"a"},{"$f":"IF(OR(Inventory!C241=\"New Construction\",Inventory!C241=\"Replace-on-Burnout\"),Inventory!AT241,IF(Inventory!C241=\"Early Retirement\",Inventory!AS241,0))","v":0},"","","","","","","","","","","","",0,"aaaaaa0","No","No",{"$f":"IF($Z234=\"a\",0,IF($Z234=\"b\",Inventory!$M241,Inventory!$AH241))","v":0},{"$f":"IF(OR($Z234=\"a\",AND($AU234=\"No\",$AV234=\"No\")),0,IF(AND($Z234=\"b\",Inventory!$O241=\"Btu/hr\"),Inventory!$N241,IF(AND($Z234=\"b\",Inventory!$O241=\"Tons\"),Inventory!$N241*12000,IF(AND(OR($Z234=\"c\",$Z234=\"d\"),Inventory!$AJ241=\"Btu/hr\"),Inventory!$AI241,IF(AND(OR($Z234=\"c\",$Z234=\"d\"),Inventory!$AJ241=\"Tons\"),Inventory!$AI241*12000,0)))))","v":0},0,0,"EER",0,"kW/ton",{"$f":"IF(OR($Z234=\"a\",$AV234=\"No\"),0,IF(AND($Z234=\"b\",Inventory!$Q241=\"Btu/hr\"),Inventory!$P241,IF(AND($Z234=\"b\",Inventory!$Q241=\"Tons\"),Inventory!$P241*12000,IF(AND(OR($Z234=\"c\",$Z234=\"d\"),Inventory!$AL241=\"Btu/hr\"),Inventory!$AK241,IF(AND(OR($Z234=\"c\",$Z234=\"d\"),Inventory!$AL241=\"Tons\"),Inventory!$AK241*12000,0)))))","v":0},0,0,"COP","No",{"$f":"IF(OR(Inventory!$J241=\"\",$BH234=\"No\"),\"-\",Inventory!$J241)","v":"-"},{"$f":"IFERROR(VLOOKUP($BI234,'Early Retirement'!$B$6:$C$32,2,FALSE),\"-\")","v":"-"},{"$f":"IF(OR($Z234<>\"b\",AND($AA234<>\"b\",$AA234<>\"c\")),\"n\",IF(AND($AS234<>1,$AS234<>2,$AS234<>7,$AS234<>8),\"n\",IF(Inventory!$K241=\"Split\",\"s\",IF(Inventory!$K241=\"Packaged\",\"p\",\"n\"))))","v":"n"},{"$f":"IF(AND($AA234<>\"i\",$AA234<>\"j\"),\"n\",IF(Inventory!$L241=\"Centrifugal\",\"c\",\"n\"))","v":"n"},"-","-",{"$f":"IFERROR(INDEX('Early Retirement'!$C$4:$AC$32,$BJ234,$BN234),0)","v":0},{"$f":"IFERROR(HLOOKUP($BN234,'Early Retirement'!$D$4:$AC$5,2,FALSE),0)","v":0},{"$f":"IFERROR(INDEX('Early Retirement'!$AE$4:$BE$32,$BJ234,$BN234),0)","v":0},{"$f":"IFERROR(HLOOKUP($BN234,'Early Retirement'!$AF$4:$BE$5,2,FALSE),0)","v":0},0,0,"kW/ton",{"$f":"IFERROR(INDEX('Early Retirement'!$BG$4:$CG$32,$BJ234,$BN234),0)","v":0},{"$f":"IFERROR(HLOOKUP($BN234,'Early Retirement'!$BH$4:$CH$5,2,FALSE),0)","v":0},0,"COP","Yes",0,0,"kW/ton",0,"COP",0,0,"kW/ton",0,"COP"]
[null,null,null,null,null,null,null,null,null,null,null,null,null,null,null,null,null,null,null,null,null,null,null,null,233,{"$f":"IF(Inventory!$C242=\"\",\"a\",VLOOKUP(Inventory!$C242,$B$3:$C$6,2,FALSE))","v":"a"},{"$f":"IF(AND($Z235=\"b\",Inventory!$I242=\"\"),\"a\",IF(AND($Z235=\"b\",Inventory!$I242<>\"\"),VLOOKUP(Inventory!$I242,$E$3:$F$12,2,FALSE),IF(AND(OR($Z235=\"c\",$Z235=\"d\"),Inventory!$AB242=\"\"),\"a\",IF(AND(OR($Z235=\"c\",$Z235=\"d\"),Inventory!$AB242<>\"\"),VLOOKUP(Inventory!$AB242,$E$3:$F$12,2,FALSE),\"a\"))))","v":"a"},{"$f":"IF(OR(AND($AA235<>\"b\",$AA235<>\"c\"),$AF235=0,$AF235>=(65000/12000),Inventory!$AC242=\"\"),\"a\",VLOOKUP(Inventory!$AC242,$H$3:$I$5,2,FALSE))","v":"a"},{"$f":"IF(AND(AA235<>\"I\",AA235<>\"j\"),\"a\",IF(AND(OR(Z235=\"b\",Z235=\"c\",Z235=\"d\"),Inventory!AD242=\"\"),\"a\",IF(AND(OR(Z235=\"b\",Z235=\"c\",Z235=\"d\"),Inventory!AD242<>\"\"),VLOOKUP(Inventory!AD242,$K$3:$L$5,2,FALSE),\"a\")))","v":"a"},{"$f":"IF(AND($AA235<>\"i\",$AA235<>\"j\"),\"a\",IF(AND($Z235=\"b\",Inventory!$L242=\"\"),\"a\",IF(AND($Z235=\"b\",Inventory!$L242<>\"\"),VLOOKUP(Inventory!$L242,$N$3:$O$6,2,FALSE),IF(AND(OR($Z235=\"c\",$Z235=\"d\"),Inventory!$AE242=\"\"),\"a\",IF(AND(OR($Z235=\"c\",$Z235=\"d\"),Inventory!$AE242<>\"\"),VLOOKUP(Inventory!$AE242,$N$3:$O$6,2,FALSE),\"a\")))))","v":"a"},{"$f":"IF(OR(AND($AA235<>\"e\",$AA235<>\"f\"),$AF235=0,Inventory!$AG242=\"\"),\"a\",VLOOKUP(Inventory!$AG242,$Q$3:$R$5,2,FALSE))","v":"a"},{"$f":"IF(OR(Inventory!C242=\"New Construction\",Inventory!C242=\"Replace-on-Burnout\"),Inventory!AT242,IF(Inventory!C242=\"Early Retirement\",Inventory!AS242,0))","v":0},"","","","","","","","","","","","",0,"aaaaaa0","No","No",{"$f":"IF($Z235=\"a\",0,IF($Z235=\"b\",Inventory!$M242,Inventory!$AH242))","v":0},{"$f":"IF(OR($Z235=\"a\",AND($AU235=\"No\",$AV235=\"No\")),0,IF(AND($Z235=\"b\",Inventory!$O242=\"Btu/hr\"),Inventory!$N242,IF(AND($Z235=\"b\",Inventory!$O242=\"Tons\"),Inventory!$N242*12000,IF(AND(OR($Z235=\"c\",$Z235=\"d\"),Inventory!$AJ242=\"Btu/hr\"),Inventory!$AI242,IF(AND(OR($Z235=\"c\",$Z235=\"d\"),Inventory!$AJ242=\"Tons\"),Inventory!$AI242*12000,0)))))","v":0},0,0,"EER",0,"kW/ton",{"$f":"IF(OR($Z235=\"a\",$AV235=\"No\"),0,IF(AND($Z235=\"b\",Inventory!$Q242=\"Btu/hr\"),Inventory!$P242,IF(AND($Z235=\"b\",Inventory!$Q242=\"Tons\"),Inventory!$P242*12000,IF(AND(OR($Z235=\"c\",$Z235=\"d\"),Inventory!$AL242=\"Btu/hr\"),Inventory!$AK242,IF(AND(OR($Z235=\"c\",$Z235=\"d\"),Inventory!$AL242=\"Tons\"),Inventory!$AK242*12000,0)))))","v":0},0,0,"COP","No",{"$f":"IF(OR(Inventory!$J242=\"\",$BH235=\"No\"),\"-\",Inventory!$J242)","v":"-"},{"$f":"IFERROR(VLOOKUP($BI235,'Early Retirement'!$B$6:$C$32,2,FALSE),\"-\")","v":"-"},{"$f":"IF(OR($Z235<>\"b\",AND($AA235<>\"b\",$AA235<>\"c\")),\"n\",IF(AND($AS235<>1,$AS235<>2,$AS235<>7,$AS235<>8),\"n\",IF(Inventory!$K242=\"Split\",\"s\",IF(Inventory!$K242=\"Packaged\",\"p\",\"n\"))))","v":"n"},{"$f":"IF(AND($AA235<>\"i\",$AA235<>\"j\"),\"n\",IF(Inventory!$L242=\"Centrifugal\",\"c\",\"n\"))","v":"n"},"-","-",{"$f":"IFERROR(INDEX('Early Retirement'!$C$4:$AC$32,$BJ235,$BN235),0)","v":0},{"$f":"IFERROR(HLOOKUP($BN235,'Early Retirement'!$D$4:$AC$5,2,FALSE),0)","v":0},{"$f":"IFERROR(INDEX('Early Retirement'!$AE$4:$BE$32,$BJ235,$BN235),0)","v":0},{"$f":"IFERROR(HLOOKUP($BN235,'Early Retirement'!$AF$4:$BE$5,2,FALSE),0)","v":0},0,0,"kW/ton",{"$f":"IFERROR(INDEX('Early Retirement'!$BG$4:$CG$32,$BJ235,$BN235),0)","v":0},{"$f":"IFERROR(HLOOKUP($BN235,'Early Retirement'!$BH$4:$CH$5,2,FALSE),0)","v":0},0,"COP","Yes",0,0,"kW/ton",0,"COP",0,0,"kW/ton",0,"COP"]
[null,null,null,null,null,null,null,null,null,null,null,null,null,null,null,null,null,null,null,null,null,null,null,null,234,{"$f":"IF(Inventory!$C243=\"\",\"a\",VLOOKUP(Inventory!$C243,$B$3:$C$6,2,FALSE))","v":"a"},{"$f":"IF(AND($Z236=\"b\",Inventory!$I243=\"\"),\"a\",IF(AND($Z236=\"b\",Inventory!$I243<>\"\"),VLOOKUP(Inventory!$I243,$E$3:$F$12,2,FALSE),IF(AND(OR($Z236=\"c\",$Z236=\"d\"),Inventory!$AB243=\"\"),\"a\",IF(AND(OR($Z236=\"c\",$Z236=\"d\"),Inventory!$AB243<>\"\"),VLOOKUP(Inventory!$AB243,$E$3:$F$12,2,FALSE),\"a\"))))","v":"a"},{"$f":"IF(OR(AND($AA236<>\"b\",$AA236<>\"c\"),$AF236=0,$AF236>=(65000/12000),Inventory!$AC243=\"\"),\"a\",VLOOKUP(Inventory!$AC243,$H$3:$I$5,2,FALSE))","v":"a"},{"$f":"IF(AND(AA236<>\"I\",AA236<>\"j\"),\"a\",IF(AND(OR(Z236=\"b\",Z236=\"c\",Z236=\"d\"),Inventory!AD243=\"\"),\"a\",IF(AND(OR(Z236=\"b\",Z236=\"c\",Z236=\"d\"),Inventory!AD243<>\"\"),VLOOKUP(Inventory!AD243,$K$3:$L$5,2,FALSE),\"a\")))","v":"a"},{"$f":"IF(AND($AA236<>\"i\",$AA236<>\"j\"),\"a\",IF(AND($Z236=\"b\",Inventory!$L243=\"\"),\"a\",IF(AND($Z236=\"b\",Inventory!$L243<>\"\"),VLOOKUP(Inventory!$L243,$N$3:$O$6,2,FALSE),IF(AND(OR($Z236=\"c\",$Z236=\"d\"),Inventory!$AE243=\"\"),\"a\",IF(AND(OR($Z236=\"c\",$Z236=\"d\"),Inventory!$AE243<>\"\"),VLOOKUP(Inventory!$AE243,$N$3:$O$6,2,FALSE),\"a\")))))","v":"a"},{"$f":"IF(OR(AND($AA236<>\"e\",$AA236<>\"f\"),$AF236=0,Inventory!$AG243=\"\"),\"a\",VLOOKUP(Inventory!$AG243,$Q$3:$R$5,2,FALSE))","v":"a"},{"$f":"IF(OR(Inventory!C243=\"New Construction\",Inventory!C243=\"Replace-on-Burnout\"),Inventory!AT243,IF(Inventory!C243=\"Early Retirement\",Inventory!AS243,0))","v":0},"","","","","","","","","","","","",0,"aaaaaa0","No","No",{"$f":"IF($Z236=\"a\",0,IF($Z236=\"b\",Inventory!$M243,Inventory!$AH243))","v":0},{"$f":"IF(OR($Z236=\"a\",AND($AU236=\"No\",$AV236=\"No\")),0,IF(AND($Z236=\"b\",Inventory!$O243=\"Btu/hr\"),Inventory!$N243,IF(AND($Z236=\"b\",Inventory!$O243=\"Tons\"),Inventory!$N243*12000,IF(AND(OR($Z236=\"c\",$Z236=\"d\"),Inventory!$AJ243=\"Btu/hr\"),Inventory!$AI243,IF(AND(OR($Z236=\"c\",$Z236=\"d\"),Inventory!$AJ243=\"Tons\"),Inventory!$AI243*12000,0)))))","v":0},0,0,"EER",0,"kW/ton",{"$f":"IF(OR($Z236=\"a\",$AV236=\"No\"),0,IF(AND($Z236=\"b\",Inventory!$Q243=\"Btu/hr\"),Inventory!$P243,IF(AND($Z236=\"b\",Inventory!$Q243=\"Tons\"),Inventory!$P243*12000,IF(AND(OR($Z236=\"c\",$Z236=\"d\"),Inventory!$AL243=\"Btu/hr\"),Inventory!$AK243,IF(AND(OR($Z236=\"c\",$Z236=\"d\"),Inventory!$AL243=\"Tons\"),Inventory!$AK243*12000,0)))))","v":0},0,0,"COP","No",{"$f":"IF(OR(Inventory!$J243=\"\",$BH236=\"No\"),\"-\",Inventory!$J243)","v":"-"},{"$f":"IFERROR(VLOOKUP($BI236,'Early Retirement'!$B$6:$C$32,2,FALSE),\"-\")","v":"-"},{"$f":"IF(OR($Z236<>\"b\",AND($AA236<>\"b\",$AA236<>\"c\")),\"n\",IF(AND($AS236<>1,$AS236<>2,$AS236<>7,$AS236<>8),\"n\",IF(Inventory!$K243=\"Split\",\"s\",IF(Inventory!$K243=\"Packaged\",\"p\",\"n\"))))","v":"n"},{"$f":"IF(AND($AA236<>\"i\",$AA236<>\"j\"),\"n\",IF(Inventory!$L243=\"Centrifugal\",\"c\",\"n\"))","v":"n"},"-","-",{"$f":"IFERROR(INDEX('Early Retirement'!$C$4:$AC$32,$BJ236,$BN236),0)","v":0},{"$f":"IFERROR(HLOOKUP($BN236,'Early Retirement'!$D$4:$AC$5,2,FALSE),0)","v":0},{"$f":"IFERROR(INDEX('Early Retirement'!$AE$4:$BE$32,$BJ236,$BN236),0)","v":0},{"$f":"IFERROR(HLOOKUP($BN236,'Early Retirement'!$AF$4:$BE$5,2,FALSE),0)","v":0},0,0,"kW/ton",{"$f":"IFERROR(INDEX('Early Retirement'!$BG$4:$CG$32,$BJ236,$BN236),0)","v":0},{"$f":"IFERROR(HLOOKUP($BN236,'Early Retirement'!$BH$4:$CH$5,2,FALSE),0)","v":0},0,"COP","Yes",0,0,"kW/ton",0,"COP",0,0,"kW/ton",0,"COP"]
[null,null,null,null,null,null,null,null,null,null,null,null,null,null,null,null,null,null,null,null,null,null,null,null,235,{"$f":"IF(Inventory!$C244=\"\",\"a\",VLOOKUP(Inventory!$C244,$B$3:$C$6,2,FALSE))","v":"a"},{"$f":"IF(AND($Z237=\"b\",Inventory!$I244=\"\"),\"a\",IF(AND($Z237=\"b\",Inventory!$I244<>\"\"),VLOOKUP(Inventory!$I244,$E$3:$F$12,2,FALSE),IF(AND(OR($Z237=\"c\",$Z237=\"d\"),Inventory!$AB244=\"\"),\"a\",IF(AND(OR($Z237=\"c\",$Z237=\"d\"),Inventory!$AB244<>\"\"),VLOOKUP(Inventory!$AB244,$E$3:$F$12,2,FALSE),\"a\"))))","v":"a"},{"$f":"IF(OR(AND($AA237<>\"b\",$AA237<>\"c\"),$AF237=0,$AF237>=(65000/12000),Inventory!$AC244=\"\"),\"a\",VLOOKUP(Inventory!$AC244,$H$3:$I$5,2,FALSE))","v":"a"},{"$f":"IF(AND(AA237<>\"I\",AA237<>\"j\"),\"a\",IF(AND(OR(Z237=\"b\",Z237=\"c\",Z237=\"d\"),Inventory!AD244=\"\"),\"a\",IF(AND(OR(Z237=\"b\",Z237=\"c\",Z237=\"d\"),Inventory!AD244<>\"\"),VLOOKUP(Inventory!AD244,$K$3:$L$5,2,FALSE),\"a\")))","v":"a"},{"$f":"IF(AND($AA237<>\"i\",$AA237<>\"j\"),\"a\",IF(AND($Z237=\"b\",Inventory!$L244=\"\"),\"a\",IF(AND($Z237=\"b\",Inventory!$L244<>\"\"),VLOOKUP(Inventory!$L244,$N$3:$O$6,2,FALSE),IF(AND(OR($Z237=\"c\",$Z237=\"d\"),Inventory!$AE244=\"\"),\"a\",IF(AND(OR($Z237=\"c\",$Z237=\"d\"),Inventory!$AE244<>\"\"),VLOOKUP(Inventory!$AE244,$N$3:$O$6,2,FALSE),\"a\")))))","v":"a"},{"$f":"IF(OR(AND($AA237<>\"e\",$AA237<>\"f\"),$AF237=0,Inventory!$AG244=\"\"),\"a\",VLOOKUP(Inventory!$AG244,$Q$3:$R$5,2,FALSE))","v":"a"},{"$f":"IF(OR(Inventory!C244=\"New Construction\",Inventory!C244=\"Replace-on-Burnout\"),Inventory!AT244,IF(Inventory!C244=\"Early Retirement\",Inventory!AS244,0))","v":0},"","","","","","","","","","","","",0,"aaaaaa0","No","No",{"$f":"IF($Z237=\"a\",0,IF($Z237=\"b\",Inventory!$M244,Inventory!$AH244))","v":0},{"$f":"IF(OR($Z237=\"a\",AND($AU237=\"No\",$AV237=\"No\")),0,IF(AND($Z237=\"b\",Inventory!$O244=\"Btu/hr\"),Inventory!$N244,IF(AND($Z237=\"b\",Inventory!$O244=\"Tons\"),Inventory!$N244*12000,IF(AND(OR($Z237=\"c\",$Z237=\"d\"),Inventory!$AJ244=\"Btu/hr\"),Inventory!$AI244,IF(AND(OR($Z237=\"c\",$Z237=\"d\"),Inventory!$AJ244=\"Tons\"),Inventory!$AI244*12000,0)))))","v":0},0,0,"EER",0,"kW/ton",{"$f":"IF(OR($Z237=\"a\",$AV237=\"No\"),0,IF(AND($Z237=\"b\",Inventory!$Q244=\"Btu/hr\"),Inventory!$P244,IF(AND($Z237=\"b\",Inventory!$Q244=\"Tons\"),Inventory!$P244*12000,IF(AND(OR($Z237=\"c\",$Z237=\"d\"),Inventory!$AL244=\"Btu/hr\"),Inventory!$AK244,IF(AND(OR($Z237=\"c\",$Z237=\"d\"),Inventory!$AL244=\"Tons\"),Inventory!$AK244*12000,0)))))","v":0},0,0,"COP","No",{"$f":"IF(OR(Inventory!$J244=\"\",$BH237=\"No\"),\"-\",Inventory!$J244)","v":"-"},{"$f":"IFERROR(VLOOKUP($BI237,'Early Retirement'!$B$6:$C$32,2,FALSE),\"-\")","v":"-"},{"$f":"IF(OR($Z237<>\"b\",AND($AA237<>\"b\",$AA237<>\"c\")),\"n\",IF(AND($AS237<>1,$AS237<>2,$AS237<>7,$AS237<>8),\"n\",IF(Inventory!$K244=\"Split\",\"s\",IF(Inventory!$K244=\"Packaged\",\"p\",\"n\"))))","v":"n"},{"$f":"IF(AND($AA237<>\"i\",$AA237<>\"j\"),\"n\",IF(Inventory!$L244=\"Centrifugal\",\"c\",\"n\"))","v":"n"},"-","-",{"$f":"IFERROR(INDEX('Early Retirement'!$C$4:$AC$32,$BJ237,$BN237),0)","v":0},{"$f":"IFERROR(HLOOKUP($BN237,'Early Retirement'!$D$4:$AC$5,2,FALSE),0)","v":0},{"$f":"IFERROR(INDEX('Early Retirement'!$AE$4:$BE$32,$BJ237,$BN237),0)","v":0},{"$f":"IFERROR(HLOOKUP($BN237,'Early Retirement'!$AF$4:$BE$5,2,FALSE),0)","v":0},0,0,"kW/ton",{"$f":"IFERROR(INDEX('Early Retirement'!$BG$4:$CG$32,$BJ237,$BN237),0)","v":0},{"$f":"IFERROR(HLOOKUP($BN237,'Early Retirement'!$BH$4:$CH$5,2,FALSE),0)","v":0},0,"COP","Yes",0,0,"kW/ton",0,"COP",0,0,"kW/ton",0,"COP"]
[null,null,null,null,null,null,null,null,null,null,null,null,null,null,null,null,null,null,null,null,null,null,null,null,236,{"$f":"IF(Inventory!$C245=\"\",\"a\",VLOOKUP(Inventory!$C245,$B$3:$C$6,2,FALSE))","v":"a"},{"$f":"IF(AND($Z238=\"b\",Inventory!$I245=\"\"),\"a\",IF(AND($Z238=\"b\",Inventory!$I245<>\"\"),VLOOKUP(Inventory!$I245,$E$3:$F$12,2,FALSE),IF(AND(OR($Z238=\"c\",$Z238=\"d\"),Inventory!$AB245=\"\"),\"a\",IF(AND(OR($Z238=\"c\",$Z238=\"d\"),Inventory!$AB245<>\"\"),VLOOKUP(Inventory!$AB245,$E$3:$F$12,2,FALSE),\"a\"))))","v":"a"},{"$f":"IF(OR(AND($AA238<>\"b\",$AA238<>\"c\"),$AF238=0,$AF238>=(65000/12000),Inventory!$AC245=\"\"),\"a\",VLOOKUP(Inventory!$AC245,$H$3:$I$5,2,FALSE))","v":"a"},{"$f":"IF(AND(AA238<>\"I\",AA238<>\"j\"),\"a\",IF(AND(OR(Z238=\"b\",Z238=\"c\",Z238=\"d\"),Inventory!AD245=\"\"),\"a\",IF(AND(OR(Z238=\"b\",Z238=\"c\",Z238=\"d\"),Inventory!AD245<>\"\"),VLOOKUP(Inventory!AD245,$K$3:$L$5,2,FALSE),\"a\")))","v":"a"},{"$f":"IF(AND($AA238<>\"i\",$AA238<>\"j\"),\"a\",IF(AND($Z238=\"b\",Inventory!$L245=\"\"),\"a\",IF(AND($Z238=\"b\",Inventory!$L245<>\"\"),VLOOKUP(Inventory!$L245,$N$3:$O$6,2,FALSE),IF(AND(OR($Z238=\"c\",$Z238=\"d\"),Inventory!$AE245=\"\"),\"a\",IF(AND(OR($Z238=\"c\",$Z238=\"d\"),Inventory!$AE245<>\"\"),VLOOKUP(Inventory!$AE245,$N$3:$O$6,2,FALSE),\"a\")))))","v":"a"},{"$f":"IF(OR(AND($AA238<>\"e\",$AA238<>\"f\"),$AF238=0,Inventory!$AG245=\"\"),\"a\",VLOOKUP(Inventory!$AG245,$Q$3:$R$5,2,FALSE))","v":"a"},{"$f":"IF(OR(Inventory!C245=\"New Construction\",Inventory!C245=\"Replace-on-Burnout\"),Inventory!AT245,IF(Inventory!C245=\"Early Retirement\",Inventory!AS245,0))","v":0},"","","","","","","","","","","","",0,"aaaaaa0","No","No",{"$f":"IF($Z238=\"a\",0,IF($Z238=\"b\",Inventory!$M245,Inventory!$AH245))","v":0},{"$f":"IF(OR($Z238=\"a\",AND($AU238=\"No\",$AV238=\"No\")),0,IF(AND($Z238=\"b\",Inventory!$O245=\"Btu/hr\"),Inventory!$N245,IF(AND($Z238=\"b\",Inventory!$O245=\"Tons\"),Inventory!$N245*12000,IF(AND(OR($Z238=\"c\",$Z238=\"d\"),Inventory!$AJ245=\"Btu/hr\"),Inventory!$AI245,IF(AND(OR($Z238=\"c\",$Z238=\"d\"),Inventory!$AJ245=\"Tons\"),Inventory!$AI245*12000,0)))))","v":0},0,0,"EER",0,"kW/ton",{"$f":"IF(OR($Z238=\"a\",$AV238=\"No\"),0,IF(AND($Z238=\"b\",Inventory!$Q245=\"Btu/hr\"),Inventory!$P245,IF(AND($Z238=\"b\",Inventory!$Q245=\"Tons\"),Inventory!$P245*12000,IF(AND(OR($Z238=\"c\",$Z238=\"d\"),Inventory!$AL245=\"Btu/hr\"),Inventory!$AK245,IF(AND(OR($Z238=\"c\",$Z238=\"d\"),Inventory!$AL245=\"Tons\"),Inventory!$AK245*12000,0)))))","v":0},0,0,"COP","No",{"$f":"IF(OR(Inventory!$J245=\"\",$BH238=\"No\"),\"-\",Inventory!$J245)","v":"-"},{"$f":"IFERROR(VLOOKUP($BI238,'Early Retirement'!$B$6:$C$32,2,FALSE),\"-\")","v":"-"},{"$f":"IF(OR($Z238<>\"b\",AND($AA238<>\"b\",$AA238<>\"c\")),\"n\",IF(AND($AS238<>1,$AS238<>2,$AS238<>7,$AS238<>8),\"n\",IF(Inventory!$K245=\"Split\",\"s\",IF(Inventory!$K245=\"Packaged\",\"p\",\"n\"))))","v":"n"},{"$f":"IF(AND($AA238<>\"i\",$AA238<>\"j\"),\"n\",IF(Inventory!$L245=\"Centrifugal\",\"c\",\"n\"))","v":"n"},"-","-",{"$f":"IFERROR(INDEX('Early Retirement'!$C$4:$AC$32,$BJ238,$BN238),0)","v":0},{"$f":"IFERROR(HLOOKUP($BN238,'Early Retirement'!$D$4:$AC$5,2,FALSE),0)","v":0},{"$f":"IFERROR(INDEX('Early Retirement'!$AE$4:$BE$32,$BJ238,$BN238),0)","v":0},{"$f":"IFERROR(HLOOKUP($BN238,'Early Retirement'!$AF$4:$BE$5,2,FALSE),0)","v":0},0,0,"kW/ton",{"$f":"IFERROR(INDEX('Early Retirement'!$BG$4:$CG$32,$BJ238,$BN238),0)","v":0},{"$f":"IFERROR(HLOOKUP($BN238,'Early Retirement'!$BH$4:$CH$5,2,FALSE),0)","v":0},0,"COP","Yes",0,0,"kW/ton",0,"COP",0,0,"kW/ton",0,"COP"]
[null,null,null,null,null,null,null,null,null,null,null,null,null,null,null,null,null,null,null,null,null,null,null,null,237,{"$f":"IF(Inventory!$C246=\"\",\"a\",VLOOKUP(Inventory!$C246,$B$3:$C$6,2,FALSE))","v":"a"},{"$f":"IF(AND($Z239=\"b\",Inventory!$I246=\"\"),\"a\",IF(AND($Z239=\"b\",Inventory!$I246<>\"\"),VLOOKUP(Inventory!$I246,$E$3:$F$12,2,FALSE),IF(AND(OR($Z239=\"c\",$Z239=\"d\"),Inventory!$AB246=\"\"),\"a\",IF(AND(OR($Z239=\"c\",$Z239=\"d\"),Inventory!$AB246<>\"\"),VLOOKUP(Inventory!$AB246,$E$3:$F$12,2,FALSE),\"a\"))))","v":"a"},{"$f":"IF(OR(AND($AA239<>\"b\",$AA239<>\"c\"),$AF239=0,$AF239>=(65000/12000),Inventory!$AC246=\"\"),\"a\",VLOOKUP(Inventory!$AC246,$H$3:$I$5,2,FALSE))","v":"a"},{"$f":"IF(AND(AA239<>\"I\",AA239<>\"j\"),\"a\",IF(AND(OR(Z239=\"b\",Z239=\"c\",Z239=\"d\"),Inventory!AD246=\"\"),\"a\",IF(AND(OR(Z239=\"b\",Z239=\"c\",Z239=\"d\"),Inventory!AD246<>\"\"),VLOOKUP(Inventory!AD246,$K$3:$L$5,2,FALSE),\"a\")))","v":"a"},{"$f":"IF(AND($AA239<>\"i\",$AA239<>\"j\"),\"a\",IF(AND($Z239=\"b\",Inventory!$L246=\"\"),\"a\",IF(AND($Z239=\"b\",Inventory!$L246<>\"\"),VLOOKUP(Inventory!$L246,$N$3:$O$6,2,FALSE),IF(AND(OR($Z239=\"c\",$Z239=\"d\"),Inventory!$AE246=\"\"),\"a\",IF(AND(OR($Z239=\"c\",$Z239=\"d\"),Inventory!$AE246<>\"\"),VLOOKUP(Inventory!$AE246,$N$3:$O$6,2,FALSE),\"a\")))))","v":"a"},{"$f":"IF(OR(AND($AA239<>\"e\",$AA239<>\"f\"),$AF239=0,Inventory!$AG246=\"\"),\"a\",VLOOKUP(Inventory!$AG246,$Q$3:$R$5,2,FALSE))","v":"a"},{"$f":"IF(OR(Inventory!C246=\"New Construction\",Inventory!C246=\"Replace-on-Burnout\"),Inventory!AT246,IF(Inventory!C246=\"Early Retirement\",Inventory!AS246,0))","v":0},"","","","","","","","","","","","",0,"aaaaaa0","No","No",{"$f":"IF($Z239=\"a\",0,IF($Z239=\"b\",Inventory!$M246,Inventory!$AH246))","v":0},{"$f":"IF(OR($Z239=\"a\",AND($AU239=\"No\",$AV239=\"No\")),0,IF(AND($Z239=\"b\",Inventory!$O246=\"Btu/hr\"),Inventory!$N246,IF(AND($Z239=\"b\",Inventory!$O246=\"Tons\"),Inventory!$N246*12000,IF(AND(OR($Z239=\"c\",$Z239=\"d\"),Inventory!$AJ246=\"Btu/hr\"),Inventory!$AI246,IF(AND(OR($Z239=\"c\",$Z239=\"d\"),Inventory!$AJ246=\"Tons\"),Inventory!$AI246*12000,0)))))","v":0},0,0,"EER",0,"kW/ton",{"$f":"IF(OR($Z239=\"a\",$AV239=\"No\"),0,IF(AND($Z239=\"b\",Inventory!$Q246=\"Btu/hr\"),Inventory!$P246,IF(AND($Z239=\"b\",Inventory!$Q246=\"Tons\"),Inventory!$P246*12000,IF(AND(OR($Z239=\"c\",$Z239=\"d\"),Inventory!$AL246=\"Btu/hr\"),Inventory!$AK246,IF(AND(OR($Z239=\"c\",$Z239=\"d\"),Inventory!$AL246=\"Tons\"),Inventory!$AK246*12000,0)))))","v":0},0,0,"COP","No",{"$f":"IF(OR(Inventory!$J246=\"\",$BH239=\"No\"),\"-\",Inventory!$J246)","v":"-"},{"$f":"IFERROR(VLOOKUP($BI239,'Early Retirement'!$B$6:$C$32,2,FALSE),\"-\")","v":"-"},{"$f":"IF(OR($Z239<>\"b\",AND($AA239<>\"b\",$AA239<>\"c\")),\"n\",IF(AND($AS239<>1,$AS239<>2,$AS239<>7,$AS239<>8),\"n\",IF(Inventory!$K246=\"Split\",\"s\",IF(Inventory!$K246=\"Packaged\",\"p\",\"n\"))))","v":"n"},{"$f":"IF(AND($AA239<>\"i\",$AA239<>\"j\"),\"n\",IF(Inventory!$L246=\"Centrifugal\",\"c\",\"n\"))","v":"n"},"-","-",{"$f":"IFERROR(INDEX('Early Retirement'!$C$4:$AC$32,$BJ239,$BN239),0)","v":0},{"$f":"IFERROR(HLOOKUP($BN239,'Early Retirement'!$D$4:$AC$5,2,FALSE),0)","v":0},{"$f":"IFERROR(INDEX('Early Retirement'!$AE$4:$BE$32,$BJ239,$BN239),0)","v":0},{"$f":"IFERROR(HLOOKUP($BN239,'Early Retirement'!$AF$4:$BE$5,2,FALSE),0)","v":0},0,0,"kW/ton",{"$f":"IFERROR(INDEX('Early Retirement'!$BG$4:$CG$32,$BJ239,$BN239),0)","v":0},{"$f":"IFERROR(HLOOKUP($BN239,'Early Retirement'!$BH$4:$CH$5,2,FALSE),0)","v":0},0,"COP","Yes",0,0,"kW/ton",0,"COP",0,0,"kW/ton",0,"COP"]
[null,null,null,null,null,null,null,null,null,null,null,null,null,null,null,null,null,null,null,null,null,null,null,null,238,{"$f":"IF(Inventory!$C247=\"\",\"a\",VLOOKUP(Inventory!$C247,$B$3:$C$6,2,FALSE))","v":"a"},{"$f":"IF(AND($Z240=\"b\",Inventory!$I247=\"\"),\"a\",IF(AND($Z240=\"b\",Inventory!$I247<>\"\"),VLOOKUP(Inventory!$I247,$E$3:$F$12,2,FALSE),IF(AND(OR($Z240=\"c\",$Z240=\"d\"),Inventory!$AB247=\"\"),\"a\",IF(AND(OR($Z240=\"c\",$Z240=\"d\"),Inventory!$AB247<>\"\"),VLOOKUP(Inventory!$AB247,$E$3:$F$12,2,FALSE),\"a\"))))","v":"a"},{"$f":"IF(OR(AND($AA240<>\"b\",$AA240<>\"c\"),$AF240=0,$AF240>=(65000/12000),Inventory!$AC247=\"\"),\"a\",VLOOKUP(Inventory!$AC247,$H$3:$I$5,2,FALSE))","v":"a"},{"$f":"IF(AND(AA240<>\"I\",AA240<>\"j\"),\"a\",IF(AND(OR(Z240=\"b\",Z240=\"c\",Z240=\"d\"),Inventory!AD247=\"\"),\"a\",IF(AND(OR(Z240=\"b\",Z240=\"c\",Z240=\"d\"),Inventory!AD247<>\"\"),VLOOKUP(Inventory!AD247,$K$3:$L$5,2,FALSE),\"a\")))","v":"a"},{"$f":"IF(AND($AA240<>\"i\",$AA240<>\"j\"),\"a\",IF(AND($Z240=\"b\",Inventory!$L247=\"\"),\"a\",IF(AND($Z240=\"b\",Inventory!$L247<>\"\"),VLOOKUP(Inventory!$L247,$N$3:$O$6,2,FALSE),IF(AND(OR($Z240=\"c\",$Z240=\"d\"),Inventory!$AE247=\"\"),\"a\",IF(AND(OR($Z240=\"c\",$Z240=\"d\"),Inventory!$AE247<>\"\"),VLOOKUP(Inventory!$AE247,$N$3:$O$6,2,FALSE),\"a\")))))","v":"a"},{"$f":"IF(OR(AND($AA240<>\"e\",$AA240<>\"f\"),$AF240=0,Inventory!$AG247=\"\"),\"a\",VLOOKUP(Inventory!$AG247,$Q$3:$R$5,2,FALSE))","v":"a"},{"$f":"IF(OR(Inventory!C247=\"New Construction\",Inventory!C247=\"Replace-on-Burnout\"),Inventory!AT247,IF(Inventory!C247=\"Early Retirement\",Inventory!AS247,0))","v":0},"","","","","","","","","","","","",0,"aaaaaa0","No","No",{"$f":"IF($Z240=\"a\",0,IF($Z240=\"b\",Inventory!$M247,Inventory!$AH247))","v":0},{"$f":"IF(OR($Z240=\"a\",AND($AU240=\"No\",$AV240=\"No\")),0,IF(AND($Z240=\"b\",Inventory!$O247=\"Btu/hr\"),Inventory!$N247,IF(AND($Z240=\"b\",Inventory!$O247=\"Tons\"),Inventory!$N247*12000,IF(AND(OR($Z240=\"c\",$Z240=\"d\"),Inventory!$AJ247=\"Btu/hr\"),Inventory!$AI247,IF(AND(OR($Z240=\"c\",$Z240=\"d\"),Inventory!$AJ247=\"Tons\"),Inventory!$AI247*12000,0)))))","v":0},0,0,"EER",0,"kW/ton",{"$f":"IF(OR($Z240=\"a\",$AV240=\"No\"),0,IF(AND($Z240=\"b\",Inventory!$Q247=\"Btu/hr\"),Inventory!$P247,IF(AND($Z240=\"b\",Inventory!$Q247=\"Tons\"),Inventory!$P247*12000,IF(AND(OR($Z240=\"c\",$Z240=\"d\"),Inventory!$AL247=\"Btu/hr\"),Inventory!$AK247,IF(AND(OR($Z240=\"c\",$Z240=\"d\"),Inventory!$AL247=\"Tons\"),Inventory!$AK247*12000,0)))))","v":0},0,0,"COP","No",{"$f":"IF(OR(Inventory!$J247=\"\",$BH240=\"No\"),\"-\",Inventory!$J247)","v":"-"},{"$f":"IFERROR(VLOOKUP($BI240,'Early Retirement'!$B$6:$C$32,2,FALSE),\"-\")","v":"-"},{"$f":"IF(OR($Z240<>\"b\",AND($AA240<>\"b\",$AA240<>\"c\")),\"n\",IF(AND($AS240<>1,$AS240<>2,$AS240<>7,$AS240<>8),\"n\",IF(Inventory!$K247=\"Split\",\"s\",IF(Inventory!$K247=\"Packaged\",\"p\",\"n\"))))","v":"n"},{"$f":"IF(AND($AA240<>\"i\",$AA240<>\"j\"),\"n\",IF(Inventory!$L247=\"Centrifugal\",\"c\",\"n\"))","v":"n"},"-","-",{"$f":"IFERROR(INDEX('Early Retirement'!$C$4:$AC$32,$BJ240,$BN240),0)","v":0},{"$f":"IFERROR(HLOOKUP($BN240,'Early Retirement'!$D$4:$AC$5,2,FALSE),0)","v":0},{"$f":"IFERROR(INDEX('Early Retirement'!$AE$4:$BE$32,$BJ240,$BN240),0)","v":0},{"$f":"IFERROR(HLOOKUP($BN240,'Early Retirement'!$AF$4:$BE$5,2,FALSE),0)","v":0},0,0,"kW/ton",{"$f":"IFERROR(INDEX('Early Retirement'!$BG$4:$CG$32,$BJ240,$BN240),0)","v":0},{"$f":"IFERROR(HLOOKUP($BN240,'Early Retirement'!$BH$4:$CH$5,2,FALSE),0)","v":0},0,"COP","Yes",0,0,"kW/ton",0,"COP",0,0,"kW/ton",0,"COP"]
[null,null,null,null,null,null,null,null,null,null,null,null,null,null,null,null,null,null,null,null,null,null,null,null,239,{"$f":"IF(Inventory!$C248=\"\",\"a\",VLOOKUP(Inventory!$C248,$B$3:$C$6,2,FALSE))","v":"a"},{"$f":"IF(AND($Z241=\"b\",Inventory!$I248=\"\"),\"a\",IF(AND($Z241=\"b\",Inventory!$I248<>\"\"),VLOOKUP(Inventory!$I248,$E$3:$F$12,2,FALSE),IF(AND(OR($Z241=\"c\",$Z241=\"d\"),Inventory!$AB248=\"\"),\"a\",IF(AND(OR($Z241=\"c\",$Z241=\"d\"),Inventory!$AB248<>\"\"),VLOOKUP(Inventory!$AB248,$E$3:$F$12,2,FALSE),\"a\"))))","v":"a"},{"$f":"IF(OR(AND($AA241<>\"b\",$AA241<>\"c\"),$AF241=0,$AF241>=(65000/12000),Inventory!$AC248=\"\"),\"a\",VLOOKUP(Inventory!$AC248,$H$3:$I$5,2,FALSE))","v":"a"},{"$f":"IF(AND(AA241<>\"I\",AA241<>\"j\"),\"a\",IF(AND(OR(Z241=\"b\",Z241=\"c\",Z241=\"d\"),Inventory!AD248=\"\"),\"a\",IF(AND(OR(Z241=\"b\",Z241=\"c\",Z241=\"d\"),Inventory!AD248<>\"\"),VLOOKUP(Inventory!AD248,$K$3:$L$5,2,FALSE),\"a\")))","v":"a"},{"$f":"IF(AND($AA241<>\"i\",$AA241<>\"j\"),\"a\",IF(AND($Z241=\"b\",Inventory!$L248=\"\"),\"a\",IF(AND($Z241=\"b\",Inventory!$L248<>\"\"),VLOOKUP(Inventory!$L248,$N$3:$O$6,2,FALSE),IF(AND(OR($Z241=\"c\",$Z241=\"d\"),Inventory!$AE248=\"\"),\"a\",IF(AND(OR($Z241=\"c\",$Z241=\"d\"),Inventory!$AE248<>\"\"),VLOOKUP(Inventory!$AE248,$N$3:$O$6,2,FALSE),\"a\")))))","v":"a"},{"$f":"IF(OR(AND($AA241<>\"e\",$AA241<>\"f\"),$AF241=0,Inventory!$AG248=\"\"),\"a\",VLOOKUP(Inventory!$AG248,$Q$3:$R$5,2,FALSE))","v":"a"},{"$f":"IF(OR(Inventory!C248=\"New Construction\",Inventory!C248=\"Replace-on-Burnout\"),Inventory!AT248,IF(Inventory!C248=\"Early Retirement\",Inventory!AS248,0))","v":0},"","","","","","","","","","","","",0,"aaaaaa0","No","No",{"$f":"IF($Z241=\"a\",0,IF($Z241=\"b\",Inventory!$M248,Inventory!$AH248))","v":0},{"$f":"IF(OR($Z241=\"a\",AND($AU241=\"No\",$AV241=\"No\")),0,IF(AND($Z241=\"b\",Inventory!$O248=\"Btu/hr\"),Inventory!$N248,IF(AND($Z241=\"b\",Inventory!$O248=\"Tons\"),Inventory!$N248*12000,IF(AND(OR($Z241=\"c\",$Z241=\"d\"),Inventory!$AJ248=\"Btu/hr\"),Inventory!$AI248,IF(AND(OR($Z241=\"c\",$Z241=\"d\"),Inventory!$AJ248=\"Tons\"),Inventory!$AI248*12000,0)))))","v":0},0,0,"EER",0,"kW/ton",{"$f":"IF(OR($Z241=\"a\",$AV241=\"No\"),0,IF(AND($Z241=\"b\",Inventory!$Q248=\"Btu/hr\"),Inventory!$P248,IF(AND($Z241=\"b\",Inventory!$Q248=\"Tons\"),Inventory!$P248*12000,IF(AND(OR($Z241=\"c\",$Z241=\"d\"),Inventory!$AL248=\"Btu/hr\"),Inventory!$AK248,IF(AND(OR($Z241=\"c\",$Z241=\"d\"),Inventory!$AL248=\"Tons\"),Inventory!$AK248*12000,0)))))","v":0},0,0,"COP","No",{"$f":"IF(OR(Inventory!$J248=\"\",$BH241=\"No\"),\"-\",Inventory!$J248)","v":"-"},{"$f":"IFERROR(VLOOKUP($BI241,'Early Retirement'!$B$6:$C$32,2,FALSE),\"-\")","v":"-"},{"$f":"IF(OR($Z241<>\"b\",AND($AA241<>\"b\",$AA241<>\"c\")),\"n\",IF(AND($AS241<>1,$AS241<>2,$AS241<>7,$AS241<>8),\"n\",IF(Inventory!$K248=\"Split\",\"s\",IF(Inventory!$K248=\"Packaged\",\"p\",\"n\"))))","v":"n"},{"$f":"IF(AND($AA241<>\"i\",$AA241<>\"j\"),\"n\",IF(Inventory!$L248=\"Centrifugal\",\"c\",\"n\"))","v":"n"},"-","-",{"$f":"IFERROR(INDEX('Early Retirement'!$C$4:$AC$32,$BJ241,$BN241),0)","v":0},{"$f":"IFERROR(HLOOKUP($BN241,'Early Retirement'!$D$4:$AC$5,2,FALSE),0)","v":0},{"$f":"IFERROR(INDEX('Early Retirement'!$AE$4:$BE$32,$BJ241,$BN241),0)","v":0},{"$f":"IFERROR(HLOOKUP($BN241,'Early Retirement'!$AF$4:$BE$5,2,FALSE),0)","v":0},0,0,"kW/ton",{"$f":"IFERROR(INDEX('Early Retirement'!$BG$4:$CG$32,$BJ241,$BN241),0)","v":0},{"$f":"IFERROR(HLOOKUP($BN241,'Early Retirement'!$BH$4:$CH$5,2,FALSE),0)","v":0},0,"COP","Yes",0,0,"kW/ton",0,"COP",0,0,"kW/ton",0,"COP"]
[null,null,null,null,null,null,null,null,null,null,null,null,null,null,null,null,null,null,null,null,null,null,null,null,240,{"$f":"IF(Inventory!$C249=\"\",\"a\",VLOOKUP(Inventory!$C249,$B$3:$C$6,2,FALSE))","v":"a"},{"$f":"IF(AND($Z242=\"b\",Inventory!$I249=\"\"),\"a\",IF(AND($Z242=\"b\",Inventory!$I249<>\"\"),VLOOKUP(Inventory!$I249,$E$3:$F$12,2,FALSE),IF(AND(OR($Z242=\"c\",$Z242=\"d\"),Inventory!$AB249=\"\"),\"a\",IF(AND(OR($Z242=\"c\",$Z242=\"d\"),Inventory!$AB249<>\"\"),VLOOKUP(Inventory!$AB249,$E$3:$F$12,2,FALSE),\"a\"))))","v":"a"},{"$f":"IF(OR(AND($AA242<>\"b\",$AA242<>\"c\"),$AF242=0,$AF242>=(65000/12000),Inventory!$AC249=\"\"),\"a\",VLOOKUP(Inventory!$AC249,$H$3:$I$5,2,FALSE))","v":"a"},{"$f":"IF(AND(AA242<>\"I\",AA242<>\"j\"),\"a\",IF(AND(OR(Z242=\"b\",Z242=\"c\",Z242=\"d\"),Inventory!AD249=\"\"),\"a\",IF(AND(OR(Z242=\"b\",Z242=\"c\",Z242=\"d\"),Inventory!AD249<>\"\"),VLOOKUP(Inventory!AD249,$K$3:$L$5,2,FALSE),\"a\")))","v":"a"},{"$f":"IF(AND($AA242<>\"i\",$AA242<>\"j\"),\"a\",IF(AND($Z242=\"b\",Inventory!$L249=\"\"),\"a\",IF(AND($Z242=\"b\",Inventory!$L249<>\"\"),VLOOKUP(Inventory!$L249,$N$3:$O$6,2,FALSE),IF(AND(OR($Z242=\"c\",$Z242=\"d\"),Inventory!$AE249=\"\"),\"a\",IF(AND(OR($Z242=\"c\",$Z242=\"d\"),Inventory!$AE249<>\"\"),VLOOKUP(Inventory!$AE249,$N$3:$O$6,2,FALSE),\"a\")))))","v":"a"},{"$f":"IF(OR(AND($AA242<>\"e\",$AA242<>\"f\"),$AF242=0,Inventory!$AG249=\"\"),\"a\",VLOOKUP(Inventory!$AG249,$Q$3:$R$5,2,FALSE))","v":"a"},{"$f":"IF(OR(Inventory!C249=\"New Construction\",Inventory!C249=\"Replace-on-Burnout\"),Inventory!AT249,IF(Inventory!C249=\"Early Retirement\",Inventory!AS249,0))","v":0},"","","","","","","","","","","","",0,"aaaaaa0","No","No",{"$f":"IF($Z242=\"a\",0,IF($Z242=\"b\",Inventory!$M249,Inventory!$AH249))","v":0},{"$f":"IF(OR($Z242=\"a\",AND($AU242=\"No\",$AV242=\"No\")),0,IF(AND($Z242=\"b\",Inventory!$O249=\"Btu/hr\"),Inventory!$N249,IF(AND($Z242=\"b\",Inventory!$O249=\"Tons\"),Inventory!$N249*12000,IF(AND(OR($Z242=\"c\",$Z242=\"d\"),Inventory!$AJ249=\"Btu/hr\"),Inventory!$AI249,IF(AND(OR($Z242=\"c\",$Z242=\"d\"),Inventory!$AJ249=\"Tons\"),Inventory!$AI249*12000,0)))))","v":0},0,0,"EER",0,"kW/ton",{"$f":"IF(OR($Z242=\"a\",$AV242=\"No\"),0,IF(AND($Z242=\"b\",Inventory!$Q249=\"Btu/hr\"),Inventory!$P249,IF(AND($Z242=\"b\",Inventory!$Q249=\"Tons\"),Inventory!$P249*12000,IF(AND(OR($Z242=\"c\",$Z242=\"d\"),Inventory!$AL249=\"Btu/hr\"),Inventory!$AK249,IF(AND(OR($Z242=\"c\",$Z242=\"d\"),Inventory!$AL249=\"Tons\"),Inventory!$AK249*12000,0)))))","v":0},0,0,"COP","No",{"$f":"IF(OR(Inventory!$J249=\"\",$BH242=\"No\"),\"-\",Inventory!$J249)","v":"-"},{"$f":"IFERROR(VLOOKUP($BI242,'Early Retirement'!$B$6:$C$32,2,FALSE),\"-\")","v":"-"},{"$f":"IF(OR($Z242<>\"b\",AND($AA242<>\"b\",$AA242<>\"c\")),\"n\",IF(AND($AS242<>1,$AS242<>2,$AS242<>7,$AS242<>8),\"n\",IF(Inventory!$K249=\"Split\",\"s\",IF(Inventory!$K249=\"Packaged\",\"p\",\"n\"))))","v":"n"},{"$f":"IF(AND($AA242<>\"i\",$AA242<>\"j\"),\"n\",IF(Inventory!$L249=\"Centrifugal\",\"c\",\"n\"))","v":"n"},"-","-",{"$f":"IFERROR(INDEX('Early Retirement'!$C$4:$AC$32,$BJ242,$BN242),0)","v":0},{"$f":"IFERROR(HLOOKUP($BN242,'Early Retirement'!$D$4:$AC$5,2,FALSE),0)","v":0},{"$f":"IFERROR(INDEX('Early Retirement'!$AE$4:$BE$32,$BJ242,$BN242),0)","v":0},{"$f":"IFERROR(HLOOKUP($BN242,'Early Retirement'!$AF$4:$BE$5,2,FALSE),0)","v":0},0,0,"kW/ton",{"$f":"IFERROR(INDEX('Early Retirement'!$BG$4:$CG$32,$BJ242,$BN242),0)","v":0},{"$f":"IFERROR(HLOOKUP($BN242,'Early Retirement'!$BH$4:$CH$5,2,FALSE),0)","v":0},0,"COP","Yes",0,0,"kW/ton",0,"COP",0,0,"kW/ton",0,"COP"]
[null,null,null,null,null,null,null,null,null,null,null,null,null,null,null,null,null,null,null,null,null,null,null,null,241,{"$f":"IF(Inventory!$C250=\"\",\"a\",VLOOKUP(Inventory!$C250,$B$3:$C$6,2,FALSE))","v":"a"},{"$f":"IF(AND($Z243=\"b\",Inventory!$I250=\"\"),\"a\",IF(AND($Z243=\"b\",Inventory!$I250<>\"\"),VLOOKUP(Inventory!$I250,$E$3:$F$12,2,FALSE),IF(AND(OR($Z243=\"c\",$Z243=\"d\"),Inventory!$AB250=\"\"),\"a\",IF(AND(OR($Z243=\"c\",$Z243=\"d\"),Inventory!$AB250<>\"\"),VLOOKUP(Inventory!$AB250,$E$3:$F$12,2,FALSE),\"a\"))))","v":"a"},{"$f":"IF(OR(AND($AA243<>\"b\",$AA243<>\"c\"),$AF243=0,$AF243>=(65000/12000),Inventory!$AC250=\"\"),\"a\",VLOOKUP(Inventory!$AC250,$H$3:$I$5,2,FALSE))","v":"a"},{"$f":"IF(AND(AA243<>\"I\",AA243<>\"j\"),\"a\",IF(AND(OR(Z243=\"b\",Z243=\"c\",Z243=\"d\"),Inventory!AD250=\"\"),\"a\",IF(AND(OR(Z243=\"b\",Z243=\"c\",Z243=\"d\"),Inventory!AD250<>\"\"),VLOOKUP(Inventory!AD250,$K$3:$L$5,2,FALSE),\"a\")))","v":"a"},{"$f":"IF(AND($AA243<>\"i\",$AA243<>\"j\"),\"a\",IF(AND($Z243=\"b\",Inventory!$L250=\"\"),\"a\",IF(AND($Z243=\"b\",Inventory!$L250<>\"\"),VLOOKUP(Inventory!$L250,$N$3:$O$6,2,FALSE),IF(AND(OR($Z243=\"c\",$Z243=\"d\"),Inventory!$AE250=\"\"),\"a\",IF(AND(OR($Z243=\"c\",$Z243=\"d\"),Inventory!$AE250<>\"\"),VLOOKUP(Inventory!$AE250,$N$3:$O$6,2,FALSE),\"a\")))))","v":"a"},{"$f":"IF(OR(AND($AA243<>\"e\",$AA243<>\"f\"),$AF243=0,Inventory!$AG250=\"\"),\"a\",VLOOKUP(Inventory!$AG250,$Q$3:$R$5,2,FALSE))","v":"a"},{"$f":"IF(OR(Inventory!C250=\"New Construction\",Inventory!C250=\"Replace-on-Burnout\"),Inventory!AT250,IF(Inventory!C250=\"Early Retirement\",Inventory!AS250,0))","v":0},"","","","","","","","","","","","",0,"aaaaaa0","No","No",{"$f":"IF($Z243=\"a\",0,IF($Z243=\"b\",Inventory!$M250,Inventory!$AH250))","v":0},{"$f":"IF(OR($Z243=\"a\",AND($AU243=\"No\",$AV243=\"No\")),0,IF(AND($Z243=\"b\",Inventory!$O250=\"Btu/hr\"),Inventory!$N250,IF(AND($Z243=\"b\",Inventory!$O250=\"Tons\"),Inventory!$N250*12000,IF(AND(OR($Z243=\"c\",$Z243=\"d\"),Inventory!$AJ250=\"Btu/hr\"),Inventory!$AI250,IF(AND(OR($Z243=\"c\",$Z243=\"d\"),Inventory!$AJ250=\"Tons\"),Inventory!$AI250*12000,0)))))","v":0},0,0,"EER",0,"kW/ton",{"$f":"IF(OR($Z243=\"a\",$AV243=\"No\"),0,IF(AND($Z243=\"b\",Inventory!$Q250=\"Btu/hr\"),Inventory!$P250,IF(AND($Z243=\"b\",Inventory!$Q250=\"Tons\"),Inventory!$P250*12000,IF(AND(OR($Z243=\"c\",$Z243=\"d\"),Inventory!$AL250=\"Btu/hr\"),Inventory!$AK250,IF(AND(OR($Z243=\"c\",$Z243=\"d\"),Inventory!$AL250=\"Tons\"),Inventory!$AK250*12000,0)))))","v":0},0,0,"COP","No",{"$f":"IF(OR(Inventory!$J250=\"\",$BH243=\"No\"),\"-\",Inventory!$J250)","v":"-"},{"$f":"IFERROR(VLOOKUP($BI243,'Early Retirement'!$B$6:$C$32,2,FALSE),\"-\")","v":"-"},{"$f":"IF(OR($Z243<>\"b\",AND($AA243<>\"b\",$AA243<>\"c\")),\"n\",IF(AND($AS243<>1,$AS243<>2,$AS243<>7,$AS243<>8),\"n\",IF(Inventory!$K250=\"Split\",\"s\",IF(Inventory!$K250=\"Packaged\",\"p\",\"n\"))))","v":"n"},{"$f":"IF(AND($AA243<>\"i\",$AA243<>\"j\"),\"n\",IF(Inventory!$L250=\"Centrifugal\",\"c\",\"n\"))","v":"n"},"-","-",{"$f":"IFERROR(INDEX('Early Retirement'!$C$4:$AC$32,$BJ243,$BN243),0)","v":0},{"$f":"IFERROR(HLOOKUP($BN243,'Early Retirement'!$D$4:$AC$5,2,FALSE),0)","v":0},{"$f":"IFERROR(INDEX('Early Retirement'!$AE$4:$BE$32,$BJ243,$BN243),0)","v":0},{"$f":"IFERROR(HLOOKUP($BN243,'Early Retirement'!$AF$4:$BE$5,2,FALSE),0)","v":0},0,0,"kW/ton",{"$f":"IFERROR(INDEX('Early Retirement'!$BG$4:$CG$32,$BJ243,$BN243),0)","v":0},{"$f":"IFERROR(HLOOKUP($BN243,'Early Retirement'!$BH$4:$CH$5,2,FALSE),0)","v":0},0,"COP","Yes",0,0,"kW/ton",0,"COP",0,0,"kW/ton",0,"COP"]
[null,null,null,null,null,null,null,null,null,null,null,null,null,null,null,null,null,null,null,null,null,null,null,null,242,{"$f":"IF(Inventory!$C251=\"\",\"a\",VLOOKUP(Inventory!$C251,$B$3:$C$6,2,FALSE))","v":"a"},{"$f":"IF(AND($Z244=\"b\",Inventory!$I251=\"\"),\"a\",IF(AND($Z244=\"b\",Inventory!$I251<>\"\"),VLOOKUP(Inventory!$I251,$E$3:$F$12,2,FALSE),IF(AND(OR($Z244=\"c\",$Z244=\"d\"),Inventory!$AB251=\"\"),\"a\",IF(AND(OR($Z244=\"c\",$Z244=\"d\"),Inventory!$AB251<>\"\"),VLOOKUP(Inventory!$AB251,$E$3:$F$12,2,FALSE),\"a\"))))","v":"a"},{"$f":"IF(OR(AND($AA244<>\"b\",$AA244<>\"c\"),$AF244=0,$AF244>=(65000/12000),Inventory!$AC251=\"\"),\"a\",VLOOKUP(Inventory!$AC251,$H$3:$I$5,2,FALSE))","v":"a"},{"$f":"IF(AND(AA244<>\"I\",AA244<>\"j\"),\"a\",IF(AND(OR(Z244=\"b\",Z244=\"c\",Z244=\"d\"),Inventory!AD251=\"\"),\"a\",IF(AND(OR(Z244=\"b\",Z244=\"c\",Z244=\"d\"),Inventory!AD251<>\"\"),VLOOKUP(Inventory!AD251,$K$3:$L$5,2,FALSE),\"a\")))","v":"a"},{"$f":"IF(AND($AA244<>\"i\",$AA244<>\"j\"),\"a\",IF(AND($Z244=\"b\",Inventory!$L251=\"\"),\"a\",IF(AND($Z244=\"b\",Inventory!$L251<>\"\"),VLOOKUP(Inventory!$L251,$N$3:$O$6,2,FALSE),IF(AND(OR($Z244=\"c\",$Z244=\"d\"),Inventory!$AE251=\"\"),\"a\",IF(AND(OR($Z244=\"c\",$Z244=\"d\"),Inventory!$AE251<>\"\"),VLOOKUP(Inventory!$AE251,$N$3:$O$6,2,FALSE),\"a\")))))","v":"a"},{"$f":"IF(OR(AND($AA244<>\"e\",$AA244<>\"f\"),$AF244=0,Inventory!$AG251=\"\"),\"a\",VLOOKUP(Inventory!$AG251,$Q$3:$R$5,2,FALSE))","v":"a"},{"$f":"IF(OR(Inventory!C251=\"New Construction\",Inventory!C251=\"Replace-on-Burnout\"),Inventory!AT251,IF(Inventory!C251=\"Early Retirement\",Inventory!AS251,0))","v":0},"","","","","","","","","","","","",0,"aaaaaa0","No","No",{"$f":"IF($Z244=\"a\",0,IF($Z244=\"b\",Inventory!$M251,Inventory!$AH251))","v":0},{"$f":"IF(OR($Z244=\"a\",AND($AU244=\"No\",$AV244=\"No\")),0,IF(AND($Z244=\"b\",Inventory!$O251=\"Btu/hr\"),Inventory!$N251,IF(AND($Z244=\"b\",Inventory!$O251=\"Tons\"),Inventory!$N251*12000,IF(AND(OR($Z244=\"c\",$Z244=\"d\"),Inventory!$AJ251=\"Btu/hr\"),Inventory!$AI251,IF(AND(OR($Z244=\"c\",$Z244=\"d\"),Inventory!$AJ251=\"Tons\"),Inventory!$AI251*12000,0)))))","v":0},0,0,"EER",0,"kW/ton",{"$f":"IF(OR($Z244=\"a\",$AV244=\"No\"),0,IF(AND($Z244=\"b\",Inventory!$Q251=\"Btu/hr\"),Inventory!$P251,IF(AND($Z244=\"b\",Inventory!$Q251=\"Tons\"),Inventory!$P251*12000,IF(AND(OR($Z244=\"c\",$Z244=\"d\"),Inventory!$AL251=\"Btu/hr\"),Inventory!$AK251,IF(AND(OR($Z244=\"c\",$Z244=\"d\"),Inventory!$AL251=\"Tons\"),Inventory!$AK251*12000,0)))))","v":0},0,0,"COP","No",{"$f":"IF(OR(Inventory!$J251=\"\",$BH244=\"No\"),\"-\",Inventory!$J251)","v":"-"},{"$f":"IFERROR(VLOOKUP($BI244,'Early Retirement'!$B$6:$C$32,2,FALSE),\"-\")","v":"-"},{"$f":"IF(OR($Z244<>\"b\",AND($AA244<>\"b\",$AA244<>\"c\")),\"n\",IF(AND($AS244<>1,$AS244<>2,$AS244<>7,$AS244<>8),\"n\",IF(Inventory!$K251=\"Split\",\"s\",IF(Inventory!$K251=\"Packaged\",\"p\",\"n\"))))","v":"n"},{"$f":"IF(AND($AA244<>\"i\",$AA244<>\"j\"),\"n\",IF(Inventory!$L251=\"Centrifugal\",\"c\",\"n\"))","v":"n"},"-","-",{"$f":"IFERROR(INDEX('Early Retirement'!$C$4:$AC$32,$BJ244,$BN244),0)","v":0},{"$f":"IFERROR(HLOOKUP($BN244,'Early Retirement'!$D$4:$AC$5,2,FALSE),0)","v":0},{"$f":"IFERROR(INDEX('Early Retirement'!$AE$4:$BE$32,$BJ244,$BN244),0)","v":0},{"$f":"IFERROR(HLOOKUP($BN244,'Early Retirement'!$AF$4:$BE$5,2,FALSE),0)","v":0},0,0,"kW/ton",{"$f":"IFERROR(INDEX('Early Retirement'!$BG$4:$CG$32,$BJ244,$BN244),0)","v":0},{"$f":"IFERROR(HLOOKUP($BN244,'Early Retirement'!$BH$4:$CH$5,2,FALSE),0)","v":0},0,"COP","Yes",0,0,"kW/ton",0,"COP",0,0,"kW/ton",0,"COP"]
[null,null,null,null,null,null,null,null,null,null,null,null,null,null,null,null,null,null,null,null,null,null,null,null,243,{"$f":"IF(Inventory!$C252=\"\",\"a\",VLOOKUP(Inventory!$C252,$B$3:$C$6,2,FALSE))","v":"a"},{"$f":"IF(AND($Z245=\"b\",Inventory!$I252=\"\"),\"a\",IF(AND($Z245=\"b\",Inventory!$I252<>\"\"),VLOOKUP(Inventory!$I252,$E$3:$F$12,2,FALSE),IF(AND(OR($Z245=\"c\",$Z245=\"d\"),Inventory!$AB252=\"\"),\"a\",IF(AND(OR($Z245=\"c\",$Z245=\"d\"),Inventory!$AB252<>\"\"),VLOOKUP(Inventory!$AB252,$E$3:$F$12,2,FALSE),\"a\"))))","v":"a"},{"$f":"IF(OR(AND($AA245<>\"b\",$AA245<>\"c\"),$AF245=0,$AF245>=(65000/12000),Inventory!$AC252=\"\"),\"a\",VLOOKUP(Inventory!$AC252,$H$3:$I$5,2,FALSE))","v":"a"},{"$f":"IF(AND(AA245<>\"I\",AA245<>\"j\"),\"a\",IF(AND(OR(Z245=\"b\",Z245=\"c\",Z245=\"d\"),Inventory!AD252=\"\"),\"a\",IF(AND(OR(Z245=\"b\",Z245=\"c\",Z245=\"d\"),Inventory!AD252<>\"\"),VLOOKUP(Inventory!AD252,$K$3:$L$5,2,FALSE),\"a\")))","v":"a"},{"$f":"IF(AND($AA245<>\"i\",$AA245<>\"j\"),\"a\",IF(AND($Z245=\"b\",Inventory!$L252=\"\"),\"a\",IF(AND($Z245=\"b\",Inventory!$L252<>\"\"),VLOOKUP(Inventory!$L252,$N$3:$O$6,2,FALSE),IF(AND(OR($Z245=\"c\",$Z245=\"d\"),Inventory!$AE252=\"\"),\"a\",IF(AND(OR($Z245=\"c\",$Z245=\"d\"),Inventory!$AE252<>\"\"),VLOOKUP(Inventory!$AE252,$N$3:$O$6,2,FALSE),\"a\")))))","v":"a"},{"$f":"IF(OR(AND($AA245<>\"e\",$AA245<>\"f\"),$AF245=0,Inventory!$AG252=\"\"),\"a\",VLOOKUP(Inventory!$AG252,$Q$3:$R$5,2,FALSE))","v":"a"},{"$f":"IF(OR(Inventory!C252=\"New Construction\",Inventory!C252=\"Replace-on-Burnout\"),Inventory!AT252,IF(Inventory!C252=\"Early Retirement\",Inventory!AS252,0))","v":0},"","","","","","","","","","","","",0,"aaaaaa0","No","No",{"$f":"IF($Z245=\"a\",0,IF($Z245=\"b\",Inventory!$M252,Inventory!$AH252))","v":0},{"$f":"IF(OR($Z245=\"a\",AND($AU245=\"No\",$AV245=\"No\")),0,IF(AND($Z245=\"b\",Inventory!$O252=\"Btu/hr\"),Inventory!$N252,IF(AND($Z245=\"b\",Inventory!$O252=\"Tons\"),Inventory!$N252*12000,IF(AND(OR($Z245=\"c\",$Z245=\"d\"),Inventory!$AJ252=\"Btu/hr\"),Inventory!$AI252,IF(AND(OR($Z245=\"c\",$Z245=\"d\"),Inventory!$AJ252=\"Tons\"),Inventory!$AI252*12000,0)))))","v":0},0,0,"EER",0,"kW/ton",{"$f":"IF(OR($Z245=\"a\",$AV245=\"No\"),0,IF(AND($Z245=\"b\",Inventory!$Q252=\"Btu/hr\"),Inventory!$P252,IF(AND($Z245=\"b\",Inventory!$Q252=\"Tons\"),Inventory!$P252*12000,IF(AND(OR($Z245=\"c\",$Z245=\"d\"),Inventory!$AL252=\"Btu/hr\"),Inventory!$AK252,IF(AND(OR($Z245=\"c\",$Z245=\"d\"),Inventory!$AL252=\"Tons\"),Inventory!$AK252*12000,0)))))","v":0},0,0,"COP","No",{"$f":"IF(OR(Inventory!$J252=\"\",$BH245=\"No\"),\"-\",Inventory!$J252)","v":"-"},{"$f":"IFERROR(VLOOKUP($BI245,'Early Retirement'!$B$6:$C$32,2,FALSE),\"-\")","v":"-"},{"$f":"IF(OR($Z245<>\"b\",AND($AA245<>\"b\",$AA245<>\"c\")),\"n\",IF(AND($AS245<>1,$AS245<>2,$AS245<>7,$AS245<>8),\"n\",IF(Inventory!$K252=\"Split\",\"s\",IF(Inventory!$K252=\"Packaged\",\"p\",\"n\"))))","v":"n"},{"$f":"IF(AND($AA245<>\"i\",$AA245<>\"j\"),\"n\",IF(Inventory!$L252=\"Centrifugal\",\"c\",\"n\"))","v":"n"},"-","-",{"$f":"IFERROR(INDEX('Early Retirement'!$C$4:$AC$32,$BJ245,$BN245),0)","v":0},{"$f":"IFERROR(HLOOKUP($BN245,'Early Retirement'!$D$4:$AC$5,2,FALSE),0)","v":0},{"$f":"IFERROR(INDEX('Early Retirement'!$AE$4:$BE$32,$BJ245,$BN245),0)","v":0},{"$f":"IFERROR(HLOOKUP($BN245,'Early Retirement'!$AF$4:$BE$5,2,FALSE),0)","v":0},0,0,"kW/ton",{"$f":"IFERROR(INDEX('Early Retirement'!$BG$4:$CG$32,$BJ245,$BN245),0)","v":0},{"$f":"IFERROR(HLOOKUP($BN245,'Early Retirement'!$BH$4:$CH$5,2,FALSE),0)","v":0},0,"COP","Yes",0,0,"kW/ton",0,"COP",0,0,"kW/ton",0,"COP"]
[null,null,null,null,null,null,null,null,null,null,null,null,null,null,null,null,null,null,null,null,null,null,null,null,244,{"$f":"IF(Inventory!$C253=\"\",\"a\",VLOOKUP(Inventory!$C253,$B$3:$C$6,2,FALSE))","v":"a"},{"$f":"IF(AND($Z246=\"b\",Inventory!$I253=\"\"),\"a\",IF(AND($Z246=\"b\",Inventory!$I253<>\"\"),VLOOKUP(Inventory!$I253,$E$3:$F$12,2,FALSE),IF(AND(OR($Z246=\"c\",$Z246=\"d\"),Inventory!$AB253=\"\"),\"a\",IF(AND(OR($Z246=\"c\",$Z246=\"d\"),Inventory!$AB253<>\"\"),VLOOKUP(Inventory!$AB253,$E$3:$F$12,2,FALSE),\"a\"))))","v":"a"},{"$f":"IF(OR(AND($AA246<>\"b\",$AA246<>\"c\"),$AF246=0,$AF246>=(65000/12000),Inventory!$AC253=\"\"),\"a\",VLOOKUP(Inventory!$AC253,$H$3:$I$5,2,FALSE))","v":"a"},{"$f":"IF(AND(AA246<>\"I\",AA246<>\"j\"),\"a\",IF(AND(OR(Z246=\"b\",Z246=\"c\",Z246=\"d\"),Inventory!AD253=\"\"),\"a\",IF(AND(OR(Z246=\"b\",Z246=\"c\",Z246=\"d\"),Inventory!AD253<>\"\"),VLOOKUP(Inventory!AD253,$K$3:$L$5,2,FALSE),\"a\")))","v":"a"},{"$f":"IF(AND($AA246<>\"i\",$AA246<>\"j\"),\"a\",IF(AND($Z246=\"b\",Inventory!$L253=\"\"),\"a\",IF(AND($Z246=\"b\",Inventory!$L253<>\"\"),VLOOKUP(Inventory!$L253,$N$3:$O$6,2,FALSE),IF(AND(OR($Z246=\"c\",$Z246=\"d\"),Inventory!$AE253=\"\"),\"a\",IF(AND(OR($Z246=\"c\",$Z246=\"d\"),Inventory!$AE253<>\"\"),VLOOKUP(Inventory!$AE253,$N$3:$O$6,2,FALSE),\"a\")))))","v":"a"},{"$f":"IF(OR(AND($AA246<>\"e\",$AA246<>\"f\"),$AF246=0,Inventory!$AG253=\"\"),\"a\",VLOOKUP(Inventory!$AG253,$Q$3:$R$5,2,FALSE))","v":"a"},{"$f":"IF(OR(Inventory!C253=\"New Construction\",Inventory!C253=\"Replace-on-Burnout\"),Inventory!AT253,IF(Inventory!C253=\"Early Retirement\",Inventory!AS253,0))","v":0},"","","","","","","","","","","","",0,"aaaaaa0","No","No",{"$f":"IF($Z246=\"a\",0,IF($Z246=\"b\",Inventory!$M253,Inventory!$AH253))","v":0},{"$f":"IF(OR($Z246=\"a\",AND($AU246=\"No\",$AV246=\"No\")),0,IF(AND($Z246=\"b\",Inventory!$O253=\"Btu/hr\"),Inventory!$N253,IF(AND($Z246=\"b\",Inventory!$O253=\"Tons\"),Inventory!$N253*12000,IF(AND(OR($Z246=\"c\",$Z246=\"d\"),Inventory!$AJ253=\"Btu/hr\"),Inventory!$AI253,IF(AND(OR($Z246=\"c\",$Z246=\"d\"),Inventory!$AJ253=\"Tons\"),Inventory!$AI253*12000,0)))))","v":0},0,0,"EER",0,"kW/ton",{"$f":"IF(OR($Z246=\"a\",$AV246=\"No\"),0,IF(AND($Z246=\"b\",Inventory!$Q253=\"Btu/hr\"),Inventory!$P253,IF(AND($Z246=\"b\",Inventory!$Q253=\"Tons\"),Inventory!$P253*12000,IF(AND(OR($Z246=\"c\",$Z246=\"d\"),Inventory!$AL253=\"Btu/hr\"),Inventory!$AK253,IF(AND(OR($Z246=\"c\",$Z246=\"d\"),Inventory!$AL253=\"Tons\"),Inventory!$AK253*12000,0)))))","v":0},0,0,"COP","No",{"$f":"IF(OR(Inventory!$J253=\"\",$BH246=\"No\"),\"-\",Inventory!$J253)","v":"-"},{"$f":"IFERROR(VLOOKUP($BI246,'Early Retirement'!$B$6:$C$32,2,FALSE),\"-\")","v":"-"},{"$f":"IF(OR($Z246<>\"b\",AND($AA246<>\"b\",$AA246<>\"c\")),\"n\",IF(AND($AS246<>1,$AS246<>2,$AS246<>7,$AS246<>8),\"n\",IF(Inventory!$K253=\"Split\",\"s\",IF(Inventory!$K253=\"Packaged\",\"p\",\"n\"))))","v":"n"},{"$f":"IF(AND($AA246<>\"i\",$AA246<>\"j\"),\"n\",IF(Inventory!$L253=\"Centrifugal\",\"c\",\"n\"))","v":"n"},"-","-",{"$f":"IFERROR(INDEX('Early Retirement'!$C$4:$AC$32,$BJ246,$BN246),0)","v":0},{"$f":"IFERROR(HLOOKUP($BN246,'Early Retirement'!$D$4:$AC$5,2,FALSE),0)","v":0},{"$f":"IFERROR(INDEX('Early Retirement'!$AE$4:$BE$32,$BJ246,$BN246),0)","v":0},{"$f":"IFERROR(HLOOKUP($BN246,'Early Retirement'!$AF$4:$BE$5,2,FALSE),0)","v":0},0,0,"kW/ton",{"$f":"IFERROR(INDEX('Early Retirement'!$BG$4:$CG$32,$BJ246,$BN246),0)","v":0},{"$f":"IFERROR(HLOOKUP($BN246,'Early Retirement'!$BH$4:$CH$5,2,FALSE),0)","v":0},0,"COP","Yes",0,0,"kW/ton",0,"COP",0,0,"kW/ton",0,"COP"]
[null,null,null,null,null,null,null,null,null,null,null,null,null,null,null,null,null,null,null,null,null,null,null,null,245,{"$f":"IF(Inventory!$C254=\"\",\"a\",VLOOKUP(Inventory!$C254,$B$3:$C$6,2,FALSE))","v":"a"},{"$f":"IF(AND($Z247=\"b\",Inventory!$I254=\"\"),\"a\",IF(AND($Z247=\"b\",Inventory!$I254<>\"\"),VLOOKUP(Inventory!$I254,$E$3:$F$12,2,FALSE),IF(AND(OR($Z247=\"c\",$Z247=\"d\"),Inventory!$AB254=\"\"),\"a\",IF(AND(OR($Z247=\"c\",$Z247=\"d\"),Inventory!$AB254<>\"\"),VLOOKUP(Inventory!$AB254,$E$3:$F$12,2,FALSE),\"a\"))))","v":"a"},{"$f":"IF(OR(AND($AA247<>\"b\",$AA247<>\"c\"),$AF247=0,$AF247>=(65000/12000),Inventory!$AC254=\"\"),\"a\",VLOOKUP(Inventory!$AC254,$H$3:$I$5,2,FALSE))","v":"a"},{"$f":"IF(AND(AA247<>\"I\",AA247<>\"j\"),\"a\",IF(AND(OR(Z247=\"b\",Z247=\"c\",Z247=\"d\"),Inventory!AD254=\"\"),\"a\",IF(AND(OR(Z247=\"b\",Z247=\"c\",Z247=\"d\"),Inventory!AD254<>\"\"),VLOOKUP(Inventory!AD254,$K$3:$L$5,2,FALSE),\"a\")))","v":"a"},{"$f":"IF(AND($AA247<>\"i\",$AA247<>\"j\"),\"a\",IF(AND($Z247=\"b\",Inventory!$L254=\"\"),\"a\",IF(AND($Z247=\"b\",Inventory!$L254<>\"\"),VLOOKUP(Inventory!$L254,$N$3:$O$6,2,FALSE),IF(AND(OR($Z247=\"c\",$Z247=\"d\"),Inventory!$AE254=\"\"),\"a\",IF(AND(OR($Z247=\"c\",$Z247=\"d\"),Inventory!$AE254<>\"\"),VLOOKUP(Inventory!$AE254,$N$3:$O$6,2,FALSE),\"a\")))))","v":"a"},{"$f":"IF(OR(AND($AA247<>\"e\",$AA247<>\"f\"),$AF247=0,Inventory!$AG254=\"\"),\"a\",VLOOKUP(Inventory!$AG254,$Q$3:$R$5,2,FALSE))","v":"a"},{"$f":"IF(OR(Inventory!C254=\"New Construction\",Inventory!C254=\"Replace-on-Burnout\"),Inventory!AT254,IF(Inventory!C254=\"Early Retirement\",Inventory!AS254,0))","v":0},"","","","","","","","","","","","",0,"aaaaaa0","No","No",{"$f":"IF($Z247=\"a\",0,IF($Z247=\"b\",Inventory!$M254,Inventory!$AH254))","v":0},{"$f":"IF(OR($Z247=\"a\",AND($AU247=\"No\",$AV247=\"No\")),0,IF(AND($Z247=\"b\",Inventory!$O254=\"Btu/hr\"),Inventory!$N254,IF(AND($Z247=\"b\",Inventory!$O254=\"Tons\"),Inventory!$N254*12000,IF(AND(OR($Z247=\"c\",$Z247=\"d\"),Inventory!$AJ254=\"Btu/hr\"),Inventory!$AI254,IF(AND(OR($Z247=\"c\",$Z247=\"d\"),Inventory!$AJ254=\"Tons\"),Inventory!$AI254*12000,0)))))","v":0},0,0,"EER",0,"kW/ton",{"$f":"IF(OR($Z247=\"a\",$AV247=\"No\"),0,IF(AND($Z247=\"b\",Inventory!$Q254=\"Btu/hr\"),Inventory!$P254,IF(AND($Z247=\"b\",Inventory!$Q254=\"Tons\"),Inventory!$P254*12000,IF(AND(OR($Z247=\"c\",$Z247=\"d\"),Inventory!$AL254=\"Btu/hr\"),Inventory!$AK254,IF(AND(OR($Z247=\"c\",$Z247=\"d\"),Inventory!$AL254=\"Tons\"),Inventory!$AK254*12000,0)))))","v":0},0,0,"COP","No",{"$f":"IF(OR(Inventory!$J254=\"\",$BH247=\"No\"),\"-\",Inventory!$J254)","v":"-"},{"$f":"IFERROR(VLOOKUP($BI247,'Early Retirement'!$B$6:$C$32,2,FALSE),\"-\")","v":"-"},{"$f":"IF(OR($Z247<>\"b\",AND($AA247<>\"b\",$AA247<>\"c\")),\"n\",IF(AND($AS247<>1,$AS247<>2,$AS247<>7,$AS247<>8),\"n\",IF(Inventory!$K254=\"Split\",\"s\",IF(Inventory!$K254=\"Packaged\",\"p\",\"n\"))))","v":"n"},{"$f":"IF(AND($AA247<>\"i\",$AA247<>\"j\"),\"n\",IF(Inventory!$L254=\"Centrifugal\",\"c\",\"n\"))","v":"n"},"-","-",{"$f":"IFERROR(INDEX('Early Retirement'!$C$4:$AC$32,$BJ247,$BN247),0)","v":0},{"$f":"IFERROR(HLOOKUP($BN247,'Early Retirement'!$D$4:$AC$5,2,FALSE),0)","v":0},{"$f":"IFERROR(INDEX('Early Retirement'!$AE$4:$BE$32,$BJ247,$BN247),0)","v":0},{"$f":"IFERROR(HLOOKUP($BN247,'Early Retirement'!$AF$4:$BE$5,2,FALSE),0)","v":0},0,0,"kW/ton",{"$f":"IFERROR(INDEX('Early Retirement'!$BG$4:$CG$32,$BJ247,$BN247),0)","v":0},{"$f":"IFERROR(HLOOKUP($BN247,'Early Retirement'!$BH$4:$CH$5,2,FALSE),0)","v":0},0,"COP","Yes",0,0,"kW/ton",0,"COP",0,0,"kW/ton",0,"COP"]
[null,null,null,null,null,null,null,null,null,null,null,null,null,null,null,null,null,null,null,null,null,null,null,null,246,{"$f":"IF(Inventory!$C255=\"\",\"a\",VLOOKUP(Inventory!$C255,$B$3:$C$6,2,FALSE))","v":"a"},{"$f":"IF(AND($Z248=\"b\",Inventory!$I255=\"\"),\"a\",IF(AND($Z248=\"b\",Inventory!$I255<>\"\"),VLOOKUP(Inventory!$I255,$E$3:$F$12,2,FALSE),IF(AND(OR($Z248=\"c\",$Z248=\"d\"),Inventory!$AB255=\"\"),\"a\",IF(AND(OR($Z248=\"c\",$Z248=\"d\"),Inventory!$AB255<>\"\"),VLOOKUP(Inventory!$AB255,$E$3:$F$12,2,FALSE),\"a\"))))","v":"a"},{"$f":"IF(OR(AND($AA248<>\"b\",$AA248<>\"c\"),$AF248=0,$AF248>=(65000/12000),Inventory!$AC255=\"\"),\"a\",VLOOKUP(Inventory!$AC255,$H$3:$I$5,2,FALSE))","v":"a"},{"$f":"IF(AND(AA248<>\"I\",AA248<>\"j\"),\"a\",IF(AND(OR(Z248=\"b\",Z248=\"c\",Z248=\"d\"),Inventory!AD255=\"\"),\"a\",IF(AND(OR(Z248=\"b\",Z248=\"c\",Z248=\"d\"),Inventory!AD255<>\"\"),VLOOKUP(Inventory!AD255,$K$3:$L$5,2,FALSE),\"a\")))","v":"a"},{"$f":"IF(AND($AA248<>\"i\",$AA248<>\"j\"),\"a\",IF(AND($Z248=\"b\",Inventory!$L255=\"\"),\"a\",IF(AND($Z248=\"b\",Inventory!$L255<>\"\"),VLOOKUP(Inventory!$L255,$N$3:$O$6,2,FALSE),IF(AND(OR($Z248=\"c\",$Z248=\"d\"),Inventory!$AE255=\"\"),\"a\",IF(AND(OR($Z248=\"c\",$Z248=\"d\"),Inventory!$AE255<>\"\"),VLOOKUP(Inventory!$AE255,$N$3:$O$6,2,FALSE),\"a\")))))","v":"a"},{"$f":"IF(OR(AND($AA248<>\"e\",$AA248<>\"f\"),$AF248=0,Inventory!$AG255=\"\"),\"a\",VLOOKUP(Inventory!$AG255,$Q$3:$R$5,2,FALSE))","v":"a"},{"$f":"IF(OR(Inventory!C255=\"New Construction\",Inventory!C255=\"Replace-on-Burnout\"),Inventory!AT255,IF(Inventory!C255=\"Early Retirement\",Inventory!AS255,0))","v":0},"","","","","","","","","","","","",0,"aaaaaa0","No","No",{"$f":"IF($Z248=\"a\",0,IF($Z248=\"b\",Inventory!$M255,Inventory!$AH255))","v":0},{"$f":"IF(OR($Z248=\"a\",AND($AU248=\"No\",$AV248=\"No\")),0,IF(AND($Z248=\"b\",Inventory!$O255=\"Btu/hr\"),Inventory!$N255,IF(AND($Z248=\"b\",Inventory!$O255=\"Tons\"),Inventory!$N255*12000,IF(AND(OR($Z248=\"c\",$Z248=\"d\"),Inventory!$AJ255=\"Btu/hr\"),Inventory!$AI255,IF(AND(OR($Z248=\"c\",$Z248=\"d\"),Inventory!$AJ255=\"Tons\"),Inventory!$AI255*12000,0)))))","v":0},0,0,"EER",0,"kW/ton",{"$f":"IF(OR($Z248=\"a\",$AV248=\"No\"),0,IF(AND($Z248=\"b\",Inventory!$Q255=\"Btu/hr\"),Inventory!$P255,IF(AND($Z248=\"b\",Inventory!$Q255=\"Tons\"),Inventory!$P255*12000,IF(AND(OR($Z248=\"c\",$Z248=\"d\"),Inventory!$AL255=\"Btu/hr\"),Inventory!$AK255,IF(AND(OR($Z248=\"c\",$Z248=\"d\"),Inventory!$AL255=\"Tons\"),Inventory!$AK255*12000,0)))))","v":0},0,0,"COP","No",{"$f":"IF(OR(Inventory!$J255=\"\",$BH248=\"No\"),\"-\",Inventory!$J255)","v":"-"},{"$f":"IFERROR(VLOOKUP($BI248,'Early Retirement'!$B$6:$C$32,2,FALSE),\"-\")","v":"-"},{"$f":"IF(OR($Z248<>\"b\",AND($AA248<>\"b\",$AA248<>\"c\")),\"n\",IF(AND($AS248<>1,$AS248<>2,$AS248<>7,$AS248<>8),\"n\",IF(Inventory!$K255=\"Split\",\"s\",IF(Inventory!$K255=\"Packaged\",\"p\",\"n\"))))","v":"n"},{"$f":"IF(AND($AA248<>\"i\",$AA248<>\"j\"),\"n\",IF(Inventory!$L255=\"Centrifugal\",\"c\",\"n\"))","v":"n"},"-","-",{"$f":"IFERROR(INDEX('Early Retirement'!$C$4:$AC$32,$BJ248,$BN248),0)","v":0},{"$f":"IFERROR(HLOOKUP($BN248,'Early Retirement'!$D$4:$AC$5,2,FALSE),0)","v":0},{"$f":"IFERROR(INDEX('Early Retirement'!$AE$4:$BE$32,$BJ248,$BN248),0)","v":0},{"$f":"IFERROR(HLOOKUP($BN248,'Early Retirement'!$AF$4:$BE$5,2,FALSE),0)","v":0},0,0,"kW/ton",{"$f":"IFERROR(INDEX('Early Retirement'!$BG$4:$CG$32,$BJ248,$BN248),0)","v":0},{"$f":"IFERROR(HLOOKUP($BN248,'Early Retirement'!$BH$4:$CH$5,2,FALSE),0)","v":0},0,"COP","Yes",0,0,"kW/ton",0,"COP",0,0,"kW/ton",0,"COP"]
[null,null,null,null,null,null,null,null,null,null,null,null,null,null,null,null,null,null,null,null,null,null,null,null,247,{"$f":"IF(Inventory!$C256=\"\",\"a\",VLOOKUP(Inventory!$C256,$B$3:$C$6,2,FALSE))","v":"a"},{"$f":"IF(AND($Z249=\"b\",Inventory!$I256=\"\"),\"a\",IF(AND($Z249=\"b\",Inventory!$I256<>\"\"),VLOOKUP(Inventory!$I256,$E$3:$F$12,2,FALSE),IF(AND(OR($Z249=\"c\",$Z249=\"d\"),Inventory!$AB256=\"\"),\"a\",IF(AND(OR($Z249=\"c\",$Z249=\"d\"),Inventory!$AB256<>\"\"),VLOOKUP(Inventory!$AB256,$E$3:$F$12,2,FALSE),\"a\"))))","v":"a"},{"$f":"IF(OR(AND($AA249<>\"b\",$AA249<>\"c\"),$AF249=0,$AF249>=(65000/12000),Inventory!$AC256=\"\"),\"a\",VLOOKUP(Inventory!$AC256,$H$3:$I$5,2,FALSE))","v":"a"},{"$f":"IF(AND(AA249<>\"I\",AA249<>\"j\"),\"a\",IF(AND(OR(Z249=\"b\",Z249=\"c\",Z249=\"d\"),Inventory!AD256=\"\"),\"a\",IF(AND(OR(Z249=\"b\",Z249=\"c\",Z249=\"d\"),Inventory!AD256<>\"\"),VLOOKUP(Inventory!AD256,$K$3:$L$5,2,FALSE),\"a\")))","v":"a"},{"$f":"IF(AND($AA249<>\"i\",$AA249<>\"j\"),\"a\",IF(AND($Z249=\"b\",Inventory!$L256=\"\"),\"a\",IF(AND($Z249=\"b\",Inventory!$L256<>\"\"),VLOOKUP(Inventory!$L256,$N$3:$O$6,2,FALSE),IF(AND(OR($Z249=\"c\",$Z249=\"d\"),Inventory!$AE256=\"\"),\"a\",IF(AND(OR($Z249=\"c\",$Z249=\"d\"),Inventory!$AE256<>\"\"),VLOOKUP(Inventory!$AE256,$N$3:$O$6,2,FALSE),\"a\")))))","v":"a"},{"$f":"IF(OR(AND($AA249<>\"e\",$AA249<>\"f\"),$AF249=0,Inventory!$AG256=\"\"),\"a\",VLOOKUP(Inventory!$AG256,$Q$3:$R$5,2,FALSE))","v":"a"},{"$f":"IF(OR(Inventory!C256=\"New Construction\",Inventory!C256=\"Replace-on-Burnout\"),Inventory!AT256,IF(Inventory!C256=\"Early Retirement\",Inventory!AS256,0))","v":0},"","","","","","","","","","","","",0,"aaaaaa0","No","No",{"$f":"IF($Z249=\"a\",0,IF($Z249=\"b\",Inventory!$M256,Inventory!$AH256))","v":0},{"$f":"IF(OR($Z249=\"a\",AND($AU249=\"No\",$AV249=\"No\")),0,IF(AND($Z249=\"b\",Inventory!$O256=\"Btu/hr\"),Inventory!$N256,IF(AND($Z249=\"b\",Inventory!$O256=\"Tons\"),Inventory!$N256*12000,IF(AND(OR($Z249=\"c\",$Z249=\"d\"),Inventory!$AJ256=\"Btu/hr\"),Inventory!$AI256,IF(AND(OR($Z249=\"c\",$Z249=\"d\"),Inventory!$AJ256=\"Tons\"),Inventory!$AI256*12000,0)))))","v":0},0,0,"EER",0,"kW/ton",{"$f":"IF(OR($Z249=\"a\",$AV249=\"No\"),0,IF(AND($Z249=\"b\",Inventory!$Q256=\"Btu/hr\"),Inventory!$P256,IF(AND($Z249=\"b\",Inventory!$Q256=\"Tons\"),Inventory!$P256*12000,IF(AND(OR($Z249=\"c\",$Z249=\"d\"),Inventory!$AL256=\"Btu/hr\"),Inventory!$AK256,IF(AND(OR($Z249=\"c\",$Z249=\"d\"),Inventory!$AL256=\"Tons\"),Inventory!$AK256*12000,0)))))","v":0},0,0,"COP","No",{"$f":"IF(OR(Inventory!$J256=\"\",$BH249=\"No\"),\"-\",Inventory!$J256)","v":"-"},{"$f":"IFERROR(VLOOKUP($BI249,'Early Retirement'!$B$6:$C$32,2,FALSE),\"-\")","v":"-"},{"$f":"IF(OR($Z249<>\"b\",AND($AA249<>\"b\",$AA249<>\"c\")),\"n\",IF(AND($AS249<>1,$AS249<>2,$AS249<>7,$AS249<>8),\"n\",IF(Inventory!$K256=\"Split\",\"s\",IF(Inventory!$K256=\"Packaged\",\"p\",\"n\"))))","v":"n"},{"$f":"IF(AND($AA249<>\"i\",$AA249<>\"j\"),\"n\",IF(Inventory!$L256=\"Centrifugal\",\"c\",\"n\"))","v":"n"},"-","-",{"$f":"IFERROR(INDEX('Early Retirement'!$C$4:$AC$32,$BJ249,$BN249),0)","v":0},{"$f":"IFERROR(HLOOKUP($BN249,'Early Retirement'!$D$4:$AC$5,2,FALSE),0)","v":0},{"$f":"IFERROR(INDEX('Early Retirement'!$AE$4:$BE$32,$BJ249,$BN249),0)","v":0},{"$f":"IFERROR(HLOOKUP($BN249,'Early Retirement'!$AF$4:$BE$5,2,FALSE),0)","v":0},0,0,"kW/ton",{"$f":"IFERROR(INDEX('Early Retirement'!$BG$4:$CG$32,$BJ249,$BN249),0)","v":0},{"$f":"IFERROR(HLOOKUP($BN249,'Early Retirement'!$BH$4:$CH$5,2,FALSE),0)","v":0},0,"COP","Yes",0,0,"kW/ton",0,"COP",0,0,"kW/ton",0,"COP"]
[null,null,null,null,null,null,null,null,null,null,null,null,null,null,null,null,null,null,null,null,null,null,null,null,248,{"$f":"IF(Inventory!$C257=\"\",\"a\",VLOOKUP(Inventory!$C257,$B$3:$C$6,2,FALSE))","v":"a"},{"$f":"IF(AND($Z250=\"b\",Inventory!$I257=\"\"),\"a\",IF(AND($Z250=\"b\",Inventory!$I257<>\"\"),VLOOKUP(Inventory!$I257,$E$3:$F$12,2,FALSE),IF(AND(OR($Z250=\"c\",$Z250=\"d\"),Inventory!$AB257=\"\"),\"a\",IF(AND(OR($Z250=\"c\",$Z250=\"d\"),Inventory!$AB257<>\"\"),VLOOKUP(Inventory!$AB257,$E$3:$F$12,2,FALSE),\"a\"))))","v":"a"},{"$f":"IF(OR(AND($AA250<>\"b\",$AA250<>\"c\"),$AF250=0,$AF250>=(65000/12000),Inventory!$AC257=\"\"),\"a\",VLOOKUP(Inventory!$AC257,$H$3:$I$5,2,FALSE))","v":"a"},{"$f":"IF(AND(AA250<>\"I\",AA250<>\"j\"),\"a\",IF(AND(OR(Z250=\"b\",Z250=\"c\",Z250=\"d\"),Inventory!AD257=\"\"),\"a\",IF(AND(OR(Z250=\"b\",Z250=\"c\",Z250=\"d\"),Inventory!AD257<>\"\"),VLOOKUP(Inventory!AD257,$K$3:$L$5,2,FALSE),\"a\")))","v":"a"},{"$f":"IF(AND($AA250<>\"i\",$AA250<>\"j\"),\"a\",IF(AND($Z250=\"b\",Inventory!$L257=\"\"),\"a\",IF(AND($Z250=\"b\",Inventory!$L257<>\"\"),VLOOKUP(Inventory!$L257,$N$3:$O$6,2,FALSE),IF(AND(OR($Z250=\"c\",$Z250=\"d\"),Inventory!$AE257=\"\"),\"a\",IF(AND(OR($Z250=\"c\",$Z250=\"d\"),Inventory!$AE257<>\"\"),VLOOKUP(Inventory!$AE257,$N$3:$O$6,2,FALSE),\"a\")))))","v":"a"},{"$f":"IF(OR(AND($AA250<>\"e\",$AA250<>\"f\"),$AF250=0,Inventory!$AG257=\"\"),\"a\",VLOOKUP(Inventory!$AG257,$Q$3:$R$5,2,FALSE))","v":"a"},{"$f":"IF(OR(Inventory!C257=\"New Construction\",Inventory!C257=\"Replace-on-Burnout\"),Inventory!AT257,IF(Inventory!C257=\"Early Retirement\",Inventory!AS257,0))","v":0},"","","","","","","","","","","","",0,"aaaaaa0","No","No",{"$f":"IF($Z250=\"a\",0,IF($Z250=\"b\",Inventory!$M257,Inventory!$AH257))","v":0},{"$f":"IF(OR($Z250=\"a\",AND($AU250=\"No\",$AV250=\"No\")),0,IF(AND($Z250=\"b\",Inventory!$O257=\"Btu/hr\"),Inventory!$N257,IF(AND($Z250=\"b\",Inventory!$O257=\"Tons\"),Inventory!$N257*12000,IF(AND(OR($Z250=\"c\",$Z250=\"d\"),Inventory!$AJ257=\"Btu/hr\"),Inventory!$AI257,IF(AND(OR($Z250=\"c\",$Z250=\"d\"),Inventory!$AJ257=\"Tons\"),Inventory!$AI257*12000,0)))))","v":0},0,0,"EER",0,"kW/ton",{"$f":"IF(OR($Z250=\"a\",$AV250=\"No\"),0,IF(AND($Z250=\"b\",Inventory!$Q257=\"Btu/hr\"),Inventory!$P257,IF(AND($Z250=\"b\",Inventory!$Q257=\"Tons\"),Inventory!$P257*12000,IF(AND(OR($Z250=\"c\",$Z250=\"d\"),Inventory!$AL257=\"Btu/hr\"),Inventory!$AK257,IF(AND(OR($Z250=\"c\",$Z250=\"d\"),Inventory!$AL257=\"Tons\"),Inventory!$AK257*12000,0)))))","v":0},0,0,"COP","No",{"$f":"IF(OR(Inventory!$J257=\"\",$BH250=\"No\"),\"-\",Inventory!$J257)","v":"-"},{"$f":"IFERROR(VLOOKUP($BI250,'Early Retirement'!$B$6:$C$32,2,FALSE),\"-\")","v":"-"},{"$f":"IF(OR($Z250<>\"b\",AND($AA250<>\"b\",$AA250<>\"c\")),\"n\",IF(AND($AS250<>1,$AS250<>2,$AS250<>7,$AS250<>8),\"n\",IF(Inventory!$K257=\"Split\",\"s\",IF(Inventory!$K257=\"Packaged\",\"p\",\"n\"))))","v":"n"},{"$f":"IF(AND($AA250<>\"i\",$AA250<>\"j\"),\"n\",IF(Inventory!$L257=\"Centrifugal\",\"c\",\"n\"))","v":"n"},"-","-",{"$f":"IFERROR(INDEX('Early Retirement'!$C$4:$AC$32,$BJ250,$BN250),0)","v":0},{"$f":"IFERROR(HLOOKUP($BN250,'Early Retirement'!$D$4:$AC$5,2,FALSE),0)","v":0},{"$f":"IFERROR(INDEX('Early Retirement'!$AE$4:$BE$32,$BJ250,$BN250),0)","v":0},{"$f":"IFERROR(HLOOKUP($BN250,'Early Retirement'!$AF$4:$BE$5,2,FALSE),0)","v":0},0,0,"kW/ton",{"$f":"IFERROR(INDEX('Early Retirement'!$BG$4:$CG$32,$BJ250,$BN250),0)","v":0},{"$f":"IFERROR(HLOOKUP($BN250,'Early Retirement'!$BH$4:$CH$5,2,FALSE),0)","v":0},0,"COP","Yes",0,0,"kW/ton",0,"COP",0,0,"kW/ton",0,"COP"]
[null,null,null,null,null,null,null,null,null,null,null,null,null,null,null,null,null,null,null,null,null,null,null,null,249,{"$f":"IF(Inventory!$C258=\"\",\"a\",VLOOKUP(Inventory!$C258,$B$3:$C$6,2,FALSE))","v":"a"},{"$f":"IF(AND($Z251=\"b\",Inventory!$I258=\"\"),\"a\",IF(AND($Z251=\"b\",Inventory!$I258<>\"\"),VLOOKUP(Inventory!$I258,$E$3:$F$12,2,FALSE),IF(AND(OR($Z251=\"c\",$Z251=\"d\"),Inventory!$AB258=\"\"),\"a\",IF(AND(OR($Z251=\"c\",$Z251=\"d\"),Inventory!$AB258<>\"\"),VLOOKUP(Inventory!$AB258,$E$3:$F$12,2,FALSE),\"a\"))))","v":"a"},{"$f":"IF(OR(AND($AA251<>\"b\",$AA251<>\"c\"),$AF251=0,$AF251>=(65000/12000),Inventory!$AC258=\"\"),\"a\",VLOOKUP(Inventory!$AC258,$H$3:$I$5,2,FALSE))","v":"a"},{"$f":"IF(AND(AA251<>\"I\",AA251<>\"j\"),\"a\",IF(AND(OR(Z251=\"b\",Z251=\"c\",Z251=\"d\"),Inventory!AD258=\"\"),\"a\",IF(AND(OR(Z251=\"b\",Z251=\"c\",Z251=\"d\"),Inventory!AD258<>\"\"),VLOOKUP(Inventory!AD258,$K$3:$L$5,2,FALSE),\"a\")))","v":"a"},{"$f":"IF(AND($AA251<>\"i\",$AA251<>\"j\"),\"a\",IF(AND($Z251=\"b\",Inventory!$L258=\"\"),\"a\",IF(AND($Z251=\"b\",Inventory!$L258<>\"\"),VLOOKUP(Inventory!$L258,$N$3:$O$6,2,FALSE),IF(AND(OR($Z251=\"c\",$Z251=\"d\"),Inventory!$AE258=\"\"),\"a\",IF(AND(OR($Z251=\"c\",$Z251=\"d\"),Inventory!$AE258<>\"\"),VLOOKUP(Inventory!$AE258,$N$3:$O$6,2,FALSE),\"a\")))))","v":"a"},{"$f":"IF(OR(AND($AA251<>\"e\",$AA251<>\"f\"),$AF251=0,Inventory!$AG258=\"\"),\"a\",VLOOKUP(Inventory!$AG258,$Q$3:$R$5,2,FALSE))","v":"a"},{"$f":"IF(OR(Inventory!C258=\"New Construction\",Inventory!C258=\"Replace-on-Burnout\"),Inventory!AT258,IF(Inventory!C258=\"Early Retirement\",Inventory!AS258,0))","v":0},"","","","","","","","","","","","",0,"aaaaaa0","No","No",{"$f":"IF($Z251=\"a\",0,IF($Z251=\"b\",Inventory!$M258,Inventory!$AH258))","v":0},{"$f":"IF(OR($Z251=\"a\",AND($AU251=\"No\",$AV251=\"No\")),0,IF(AND($Z251=\"b\",Inventory!$O258=\"Btu/hr\"),Inventory!$N258,IF(AND($Z251=\"b\",Inventory!$O258=\"Tons\"),Inventory!$N258*12000,IF(AND(OR($Z251=\"c\",$Z251=\"d\"),Inventory!$AJ258=\"Btu/hr\"),Inventory!$AI258,IF(AND(OR($Z251=\"c\",$Z251=\"d\"),Inventory!$AJ258=\"Tons\"),Inventory!$AI258*12000,0)))))","v":0},0,0,"EER",0,"kW/ton",{"$f":"IF(OR($Z251=\"a\",$AV251=\"No\"),0,IF(AND($Z251=\"b\",Inventory!$Q258=\"Btu/hr\"),Inventory!$P258,IF(AND($Z251=\"b\",Inventory!$Q258=\"Tons\"),Inventory!$P258*12000,IF(AND(OR($Z251=\"c\",$Z251=\"d\"),Inventory!$AL258=\"Btu/hr\"),Inventory!$AK258,IF(AND(OR($Z251=\"c\",$Z251=\"d\"),Inventory!$AL258=\"Tons\"),Inventory!$AK258*12000,0)))))","v":0},0,0,"COP","No",{"$f":"IF(OR(Inventory!$J258=\"\",$BH251=\"No\"),\"-\",Inventory!$J258)","v":"-"},{"$f":"IFERROR(VLOOKUP($BI251,'Early Retirement'!$B$6:$C$32,2,FALSE),\"-\")","v":"-"},{"$f":"IF(OR($Z251<>\"b\",AND($AA251<>\"b\",$AA251<>\"c\")),\"n\",IF(AND($AS251<>1,$AS251<>2,$AS251<>7,$AS251<>8),\"n\",IF(Inventory!$K258=\"Split\",\"s\",IF(Inventory!$K258=\"Packaged\",\"p\",\"n\"))))","v":"n"},{"$f":"IF(AND($AA251<>\"i\",$AA251<>\"j\"),\"n\",IF(Inventory!$L258=\"Centrifugal\",\"c\",\"n\"))","v":"n"},"-","-",{"$f":"IFERROR(INDEX('Early Retirement'!$C$4:$AC$32,$BJ251,$BN251),0)","v":0},{"$f":"IFERROR(HLOOKUP($BN251,'Early Retirement'!$D$4:$AC$5,2,FALSE),0)","v":0},{"$f":"IFERROR(INDEX('Early Retirement'!$AE$4:$BE$32,$BJ251,$BN251),0)","v":0},{"$f":"IFERROR(HLOOKUP($BN251,'Early Retirement'!$AF$4:$BE$5,2,FALSE),0)","v":0},0,0,"kW/ton",{"$f":"IFERROR(INDEX('Early Retirement'!$BG$4:$CG$32,$BJ251,$BN251),0)","v":0},{"$f":"IFERROR(HLOOKUP($BN251,'Early Retirement'!$BH$4:$CH$5,2,FALSE),0)","v":0},0,"COP","Yes",0,0,"kW/ton",0,"COP",0,0,"kW/ton",0,"COP"]
[null,null,null,null,null,null,null,null,null,null,null,null,null,null,null,null,null,null,null,null,null,null,null,null,250,{"$f":"IF(Inventory!$C259=\"\",\"a\",VLOOKUP(Inventory!$C259,$B$3:$C$6,2,FALSE))","v":"a"},{"$f":"IF(AND($Z252=\"b\",Inventory!$I259=\"\"),\"a\",IF(AND($Z252=\"b\",Inventory!$I259<>\"\"),VLOOKUP(Inventory!$I259,$E$3:$F$12,2,FALSE),IF(AND(OR($Z252=\"c\",$Z252=\"d\"),Inventory!$AB259=\"\"),\"a\",IF(AND(OR($Z252=\"c\",$Z252=\"d\"),Inventory!$AB259<>\"\"),VLOOKUP(Inventory!$AB259,$E$3:$F$12,2,FALSE),\"a\"))))","v":"a"},{"$f":"IF(OR(AND($AA252<>\"b\",$AA252<>\"c\"),$AF252=0,$AF252>=(65000/12000),Inventory!$AC259=\"\"),\"a\",VLOOKUP(Inventory!$AC259,$H$3:$I$5,2,FALSE))","v":"a"},{"$f":"IF(AND(AA252<>\"I\",AA252<>\"j\"),\"a\",IF(AND(OR(Z252=\"b\",Z252=\"c\",Z252=\"d\"),Inventory!AD259=\"\"),\"a\",IF(AND(OR(Z252=\"b\",Z252=\"c\",Z252=\"d\"),Inventory!AD259<>\"\"),VLOOKUP(Inventory!AD259,$K$3:$L$5,2,FALSE),\"a\")))","v":"a"},{"$f":"IF(AND($AA252<>\"i\",$AA252<>\"j\"),\"a\",IF(AND($Z252=\"b\",Inventory!$L259=\"\"),\"a\",IF(AND($Z252=\"b\",Inventory!$L259<>\"\"),VLOOKUP(Inventory!$L259,$N$3:$O$6,2,FALSE),IF(AND(OR($Z252=\"c\",$Z252=\"d\"),Inventory!$AE259=\"\"),\"a\",IF(AND(OR($Z252=\"c\",$Z252=\"d\"),Inventory!$AE259<>\"\"),VLOOKUP(Inventory!$AE259,$N$3:$O$6,2,FALSE),\"a\")))))","v":"a"},{"$f":"IF(OR(AND($AA252<>\"e\",$AA252<>\"f\"),$AF252=0,Inventory!$AG259=\"\"),\"a\",VLOOKUP(Inventory!$AG259,$Q$3:$R$5,2,FALSE))","v":"a"},{"$f":"IF(OR(Inventory!C259=\"New Construction\",Inventory!C259=\"Replace-on-Burnout\"),Inventory!AT259,IF(Inventory!C259=\"Early Retirement\",Inventory!AS259,0))","v":0},"","","","","","","","","","","","",0,"aaaaaa0","No","No",{"$f":"IF($Z252=\"a\",0,IF($Z252=\"b\",Inventory!$M259,Inventory!$AH259))","v":0},{"$f":"IF(OR($Z252=\"a\",AND($AU252=\"No\",$AV252=\"No\")),0,IF(AND($Z252=\"b\",Inventory!$O259=\"Btu/hr\"),Inventory!$N259,IF(AND($Z252=\"b\",Inventory!$O259=\"Tons\"),Inventory!$N259*12000,IF(AND(OR($Z252=\"c\",$Z252=\"d\"),Inventory!$AJ259=\"Btu/hr\"),Inventory!$AI259,IF(AND(OR($Z252=\"c\",$Z252=\"d\"),Inventory!$AJ259=\"Tons\"),Inventory!$AI259*12000,0)))))","v":0},0,0,"EER",0,"kW/ton",{"$f":"IF(OR($Z252=\"a\",$AV252=\"No\"),0,IF(AND($Z252=\"b\",Inventory!$Q259=\"Btu/hr\"),Inventory!$P259,IF(AND($Z252=\"b\",Inventory!$Q259=\"Tons\"),Inventory!$P259*12000,IF(AND(OR($Z252=\"c\",$Z252=\"d\"),Inventory!$AL259=\"Btu/hr\"),Inventory!$AK259,IF(AND(OR($Z252=\"c\",$Z252=\"d\"),Inventory!$AL259=\"Tons\"),Inventory!$AK259*12000,0)))))","v":0},0,0,"COP","No",{"$f":"IF(OR(Inventory!$J259=\"\",$BH252=\"No\"),\"-\",Inventory!$J259)","v":"-"},{"$f":"IFERROR(VLOOKUP($BI252,'Early Retirement'!$B$6:$C$32,2,FALSE),\"-\")","v":"-"},{"$f":"IF(OR($Z252<>\"b\",AND($AA252<>\"b\",$AA252<>\"c\")),\"n\",IF(AND($AS252<>1,$AS252<>2,$AS252<>7,$AS252<>8),\"n\",IF(Inventory!$K259=\"Split\",\"s\",IF(Inventory!$K259=\"Packaged\",\"p\",\"n\"))))","v":"n"},{"$f":"IF(AND($AA252<>\"i\",$AA252<>\"j\"),\"n\",IF(Inventory!$L259=\"Centrifugal\",\"c\",\"n\"))","v":"n"},"-","-",{"$f":"IFERROR(INDEX('Early Retirement'!$C$4:$AC$32,$BJ252,$BN252),0)","v":0},{"$f":"IFERROR(HLOOKUP($BN252,'Early Retirement'!$D$4:$AC$5,2,FALSE),0)","v":0},{"$f":"IFERROR(INDEX('Early Retirement'!$AE$4:$BE$32,$BJ252,$BN252),0)","v":0},{"$f":"IFERROR(HLOOKUP($BN252,'Early Retirement'!$AF$4:$BE$5,2,FALSE),0)","v":0},0,0,"kW/ton",{"$f":"IFERROR(INDEX('Early Retirement'!$BG$4:$CG$32,$BJ252,$BN252),0)","v":0},{"$f":"IFERROR(HLOOKUP($BN252,'Early Retirement'!$BH$4:$CH$5,2,FALSE),0)","v":0},0,"COP","Yes",0,0,"kW/ton",0,"COP",0,0,"kW/ton",0,"COP"]
[]
[null,null,null,null,null,null,null,null,null,null,null,null,null,null,null,null,null,null,null,null,null,null,null,null,1,{"$f":"IF(Inventory!$C10=\"\",\"a\",VLOOKUP(Inventory!$C10,$B$8:$C$11,2,FALSE))","v":"a"},{"$f":"IF(AND($Z254=\"b\",Inventory!$I10=\"\"),\"a\",IF(AND($Z254=\"b\",Inventory!$I10<>\"\"),VLOOKUP(Inventory!$I10,$E$3:$F$12,2,FALSE),IF(AND(OR($Z254=\"c\",$Z254=\"d\"),Inventory!$AB10=\"\"),\"a\",IF(AND(OR($Z254=\"c\",$Z254=\"d\"),Inventory!$AB10<>\"\"),VLOOKUP(Inventory!$AB10,$E$3:$F$12,2,FALSE),\"a\"))))","v":"a"},{"$f":"IF(OR(AND($AA254<>\"b\",$AA254<>\"c\"),$AF254=0,$AF254>=(65000/12000),Inventory!$AC10=\"\"),\"a\",VLOOKUP(Inventory!$AC10,$H$3:$I$5,2,FALSE))","v":"a"},null,{"$f":"IF(AND($AA254<>\"i\",$AA254<>\"j\"),\"a\",IF(AND($Z254=\"b\",Inventory!$L10=\"\"),\"a\",IF(AND($Z254=\"b\",Inventory!$L10<>\"\"),VLOOKUP(Inventory!$L10,$N$3:$O$6,2,FALSE),IF(AND(OR($Z254=\"c\",$Z254=\"d\"),Inventory!$AE10=\"\"),\"a\",IF(AND(OR($Z254=\"c\",$Z254=\"d\"),Inventory!$AE10<>\"\"),VLOOKUP(Inventory!$AE10,$N$3:$O$6,2,FALSE),\"a\")))))","v":"a"},{"$f":"IF(OR(AND($AA254<>\"e\",$AA254<>\"f\"),$AF254=0,Inventory!$AG10=\"\"),\"a\",VLOOKUP(Inventory!$AG10,$Q$3:$R$5,2,FALSE))","v":"a"},{"$f":"IF(OR(Inventory!C10=\"New Construction\",Inventory!C10=\"Replace-on-Burnout\",Inventory!C10=\"Early Retirement\"),Inventory!AT10,0)","v":0},{"$f":"IF(AND($AA254<>\"b\",$AA254<>\"c\",$AA254<>\"d\",$AA254<>\"e\",$AA254<>\"f\"),\"\",IF(AND($AF254>=$AG$2,$AA254=\"b\"),6,IF(AND($AF254>=$AG$2,$AA254=\"c\"),12,IF(AND($AF254>=$AG$2,$AA254=\"d\"),18,IF(AND($AF254>=$AG$2,$AA254=\"e\"),24,IF(AND($AF254>=$AG$2,$AA254=\"f\"),30,0))))))","v":""},{"$f":"IF(OR(AND($AA254<>\"b\",$AA254<>\"c\",$AA254<>\"d\",$AA254<>\"e\",$AA254<>\"f\"),$AG254<>0),\"\",IF(AND($AF254>=$AH$2,$AA254=\"b\"),5,IF(AND($AF254>=$AH$2,$AA254=\"c\"),11,IF(AND($AF254>=$AH$2,$AA254=\"d\"),17,IF(AND($AF254>=$AH$2,$AA254=\"e\"),23,IF(AND($AF254>=$AH$2,$AA254=\"f\"),29,0))))))","v":""},{"$f":"IF(OR(AND($AA254<>\"b\",$AA254<>\"c\",$AA254<>\"d\",$AA254<>\"e\",$AA254<>\"f\"),$AH254<>0),\"\",IF(AND($AF254>=$AI$2,$AA254=\"b\"),4,IF(AND($AF254>=$AI$2,$AA254=\"c\"),10,IF(AND($AF254>=$AI$2,$AA254=\"d\"),16,IF(AND($AF254>=$AI$2,$AA254=\"e\"),22,IF(AND($AF254>=$AI$2,$AA254=\"f\"),28,0))))))","v":""},{"$f":"IF(OR(AND($AA254<>\"b\",$AA254<>\"c\",$AA254<>\"d\",$AA254<>\"e\",$AA254<>\"f\"),$AI254<>0),\"\",IF(AND($AF254>=$AJ$2,$AA254=\"b\"),3,IF(AND($AF254>=$AJ$2,$AA254=\"c\"),9,IF(AND($AF254>=$AJ$2,$AA254=\"d\"),15,IF(AND($AF254>=$AJ$2,$AA254=\"e\"),21,IF(AND($AF254>=$AJ$2,$AA254=\"f\"),27,0))))))","v":""},{"$f":"IF(OR(AND($AA254<>\"b\",$AA254<>\"c\",$AA254<>\"d\",$AA254<>\"e\",$AA254<>\"f\"),$AJ254<>0),\"\",IF(AND($AF254>=$AK$2,$AA254=\"b\"),2,IF(AND($AF254>=$AK$2,$AA254=\"c\"),8,IF(AND($AF254>=$AK$2,$AA254=\"d\"),14,IF(AND($AF254>=$AK$2,$AA254=\"e\"),20,IF(AND($AF254>=$AK$2,$AA254=\"f\"),26,0))))))","v":""},{"$f":"IF(OR(AND($AA254<>\"b\",$AA254<>\"c\",$AA254<>\"d\",$AA254<>\"e\",$AA254<>\"f\"),$AK254<>0),\"\",IF(AND($AF254>=$AL$2,$AA254=\"b\"),1,IF(AND($AF254>=$AL$2,$AA254=\"c\"),7,IF(AND($AF254>=$AL$2,$AA254=\"d\"),13,IF(AND($AF254>=$AL$2,$AA254=\"e\"),19,IF(AND($AF254>=$AL$2,$AA254=\"f\"),25,0))))))","v":""},{"$f":"IF(AND($AA254<>\"i\",$AA254<>\"j\"),\"\",IF(AND($AF254>=$AM$2,$AA254=\"i\"),39,IF(AND($AF254>=$AM$2,$AA254=\"j\",$AD254=\"b\"),44,IF(AND($AF254>=$AM$2,$AA254=\"j\",$AD254<>\"b\"),49,0))))","v":""},{"$f":"IF(OR(AND($AA254<>\"i\",$AA254<>\"j\"),$AM254<>0),\"\",IF(AND($AF254>=$AN$2,$AA254=\"i\"),38,IF(AND($AF254>=$AN$2,$AA254=\"j\",$AD254=\"b\"),43,IF(AND($AF254>=$AN$2,$AA254=\"j\",$AD254<>\"b\"),48,0))))","v":""},{"$f":"IF(OR(AND($AA254<>\"i\",$AA254<>\"j\"),$AN254<>0),\"\",IF(AND($AF254>=$AO$2,$AA254=\"i\"),37,IF(AND($AF254>=$AO$2,$AA254=\"j\",$AD254=\"b\"),42,IF(AND($AF254>=$AO$2,$AA254=\"j\",$AD254<>\"b\"),47,0))))","v":""},{"$f":"IF(OR(AND($AA254<>\"i\",$AA254<>\"j\"),$AO254<>0),\"\",IF(AND($AF254>=$AP$2,$AA254=\"i\"),36,IF(AND($AF254>=$AP$2,$AA254=\"j\",$AD254=\"b\"),41,IF(AND($AF254>=$AP$2,$AA254=\"j\",$AD254<>\"b\"),46,0))))","v":""},{"$f":"IF(OR(AND($AA254<>\"i\",$AA254<>\"j\"),$AP254<>0),\"\",IF(AND($AF254>=$AQ$2,$AA254=\"i\"),35,IF(AND($AF254>=$AQ$2,$AA254=\"j\",$AD254=\"b\"),40,IF(AND($AF254>=$AQ$2,$AA254=\"j\",$AD254<>\"b\"),45,0))))","v":""},{"$f":"IF(AND($AA254<>\"g\",$AA254<>\"h\"),\"\",IF(AND($Z254=\"d\",$AA254=\"g\"),31,IF(AND($Z254=\"c\",$AA254=\"g\"),32,IF(AND($Z254=\"d\",$AA254=\"h\"),33,IF(AND($Z254=\"c\",$AA254=\"h\"),34,\"\")))))","v":""},0,{"$f":"CONCATENATE($Z254,$AA254,$AB254,$AD254,$AE254,$AS254)","v":"aaaaa0"},{"$f":"IF($AA254=\"g\",\"Yes\",\"No\")","v":"No"},{"$f":"IF($AA254=\"h\",\"Yes\",\"No\")","v":"No"},{"$f":"IF($Z254=\"a\",0,IF($Z254=\"b\",Inventory!$M10,Inventory!$AH10))","v":0},{"$f":"IF(OR($Z254=\"a\",AND($AU254=\"No\",$AV254=\"No\")),0,IF(AND($Z254=\"b\",Inventory!$O10=\"Btu/hr\"),Inventory!$N10,IF(AND($Z254=\"b\",Inventory!$O10=\"Tons\"),Inventory!$N10*12000,IF(AND(OR($Z254=\"c\",$Z254=\"d\"),Inventory!$AJ10=\"Btu/hr\"),Inventory!$AI10,IF(AND(OR($Z254=\"c\",$Z254=\"d\"),Inventory!$AJ10=\"Tons\"),Inventory!$AI10*12000,0)))))","v":0},{"$f":"IF(AX254=0,0,IF($AX254<7000,7000,IF($AX254>15000,15000,$AX254)))","v":0},{"$f":"IF(OR($Z254=\"a\",AND($AU254=\"No\",$AV254=\"No\"),$AX254=0),0,IF(AND($Z254<>\"b\",$AU254=\"Yes\",$AW254=\"Yes\"),13.8-(0.3*$AY254/1000),IF(AND($Z254<>\"b\",$AU254=\"Yes\",$AW254=\"No\"),10.9-(0.213*$AY254/1000),IF(AND($Z254=\"b\",$AU254=\"Yes\"),10.9-(0.213*$AY254/1000),IF(AND($Z254<>\"b\",$AV254=\"Yes\",$AW254=\"Yes\"),14-(0.3*$AY254/1000),IF(AND($Z254<>\"b\",$AV254=\"Yes\",$AW254=\"No\"),10.8-(0.213*$AY254/1000),IF(AND($Z254=\"b\",$AV254=\"Yes\"),10.8-(0.213*$AY254/1000),0)))))))","v":0},"EER",{"$f":"IFERROR(12/$AZ254,0)","v":0},"kW/ton",{"$f":"IF(OR($Z254=\"a\",$AV254=\"No\"),0,IF(AND($Z254=\"b\",Inventory!$Q10=\"Btu/hr\"),Inventory!$P10,IF(AND($Z254=\"b\",Inventory!$Q10=\"Tons\"),Inventory!$P10*12000,IF(AND(OR($Z254=\"c\",$Z254=\"d\"),Inventory!$AL10=\"Btu/hr\"),Inventory!$AK10,IF(AND(OR($Z254=\"c\",$Z254=\"d\"),Inventory!$AL10=\"Tons\"),Inventory!$AK10*12000,0)))))","v":0},{"$f":"IF(BD254=0,0,IF($BD254<7000,7000,IF($BD254>15000,15000,$BD254)))","v":0},{"$f":"IF(OR($Z254=\"a\",$AV254=\"No\",$BD254=0),0,IF(AND($Z254<>\"b\",$AV254=\"Yes\",$AW254=\"Yes\"),3.7-(0.052*$BE254/1000),IF(AND($Z254<>\"b\",$AV254=\"Yes\",$AW254=\"No\"),2.9-(0.026*$BE254/1000),IF(AND($Z254=\"b\",$AV254=\"Yes\"),2.9-(0.026*$BE254/1000),0))))","v":0},"COP",{"$f":"IF($Z254=\"b\",\"Yes\",\"No\")","v":"No"},{"$f":"IF(OR(Inventory!$J10=\"\",$BH254=\"No\"),\"-\",Inventory!$J10)","v":"-"},{"$f":"IFERROR(VLOOKUP($BI254,'Early Retirement'!$B$6:$C$32,2,FALSE),\"-\")","v":"-"},{"$f":"IF(OR($Z254<>\"b\",AND($AA254<>\"b\",$AA254<>\"c\")),\"n\",IF(AND($AS254<>1,$AS254<>2,$AS254<>7,$AS254<>8),\"n\",IF(Inventory!$K10=\"Split\",\"s\",IF(Inventory!$K10=\"Packaged\",\"p\",\"n\"))))","v":"n"},{"$f":"IF(AND($AA254<>\"i\",$AA254<>\"j\"),\"n\",IF(Inventory!$L10=\"Centrifugal\",\"c\",\"n\"))","v":"n"},{"$f":"IF(OR($BH254=\"No\",$AA254=\"a\"),\"-\",CONCATENATE($AS254,$BK254,$BL254))","v":"-"},{"$f":"IFERROR(VLOOKUP($BM254,$BM$506:$BN$541,2,FALSE),\"-\")","v":"-"},{"$f":"IFERROR(INDEX('Early Retirement'!$C$4:$AC$32,$BJ254,$BN254),0)","v":0},{"$f":"IFERROR(HLOOKUP($BN254,'Early Retirement'!$D$4:$AC$5,2,FALSE),0)","v":0},{"$f":"IFERROR(INDEX('Early Retirement'!$AE$4:$BE$32,$BJ254,$BN254),0)","v":0},{"$f":"IFERROR(HLOOKUP($BN254,'Early Retirement'!$AF$4:$BE$5,2,FALSE),0)","v":0},{"$f":"IF(LEFT($BP254,3)=\"EER\",12/$BO254,IF($BP254=\"kW/ton\",$BO254,0))","v":0},{"$f":"IF(OR(LEFT($BR254,4)=\"SEER\",$BR254=\"IEER\",$BR254=\"IPLV (EER)\"),12/$BQ254,IF($BR254=\"IPLV (kW/ton)\",$BQ254,0))","v":0},"kW/ton",{"$f":"IFERROR(INDEX('Early Retirement'!$BG$4:$CG$32,$BJ254,$BN254),0)","v":0},{"$f":"IFERROR(HLOOKUP($BN254,'Early Retirement'!$BH$4:$CH$5,2,FALSE),0)","v":0},{"$f":"IF(LEFT($BW254,4)=\"HSPF\",$BV254/3.412,IF($BW254=\"COP\",$BV254,0))","v":0},"COP",{"$f":"IF(AND($AU254=\"No\",$AV254=\"No\",$BH254=\"No\"),\"Yes\",\"No\")","v":"Yes"},{"$f":"IF($BZ254=\"Yes\",IFERROR(VLOOKUP($AT254,$CL:$CS,6,FALSE),0),0)","v":0},{"$f":"IF($BZ254=\"Yes\",IFERROR(VLOOKUP($AT254,$CL:$CS,7,FALSE),0),0)","v":0},"kW/ton",{"$f":"IF($BZ254=\"Yes\",IFERROR(VLOOKUP($AT254,$CL:$CW,11,FALSE),0),0)","v":0},"COP",{"$f":"MAX($BB254,$BS254,$CA254)","v":0},{"$f":"MAX($BB254,$BT254,$CB254)","v":0},"kW/ton",{"$f":"MAX($BF254,$BX254,$CD254)","v":0},"COP"]
[null,null,null,null,null,null,null,null,null,null,null,null,null,null,null,null,null,null,null,null,null,null,null,null,2,{"$f":"IF(Inventory!$C11=\"\",\"a\",VLOOKUP(Inventory!$C11,$B$8:$C$11,2,FALSE))","v":"a"},{"$f":"IF(AND($Z255=\"b\",Inventory!$I11=\"\"),\"a\",IF(AND($Z255=\"b\",Inventory!$I11<>\"\"),VLOOKUP(Inventory!$I11,$E$3:$F$12,2,FALSE),IF(AND(OR($Z255=\"c\",$Z255=\"d\"),Inventory!$AB11=\"\"),\"a\",IF(AND(OR($Z255=\"c\",$Z255=\"d\"),Inventory!$AB11<>\"\"),VLOOKUP(Inventory!$AB11,$E$3:$F$12,2,FALSE),\"a\"))))","v":"a"},{"$f":"IF(OR(AND($AA255<>\"b\",$AA255<>\"c\"),$AF255=0,$AF255>=(65000/12000),Inventory!$AC11=\"\"),\"a\",VLOOKUP(Inventory!$AC11,$H$3:$I$5,2,FALSE))","v":"a"},null,{"$f":"IF(AND($AA255<>\"i\",$AA255<>\"j\"),\"a\",IF(AND($Z255=\"b\",Inventory!$L11=\"\"),\"a\",IF(AND($Z255=\"b\",Inventory!$L11<>\"\"),VLOOKUP(Inventory!$L11,$N$3:$O$6,2,FALSE),IF(AND(OR($Z255=\"c\",$Z255=\"d\"),Inventory!$AE11=\"\"),\"a\",IF(AND(OR($Z255=\"c\",$Z255=\"d\"),Inventory!$AE11<>\"\"),VLOOKUP(Inventory!$AE11,$N$3:$O$6,2,FALSE),\"a\")))))","v":"a"},{"$f":"IF(OR(AND($AA255<>\"e\",$AA255<>\"f\"),$AF255=0,Inventory!$AG11=\"\"),\"a\",VLOOKUP(Inventory!$AG11,$Q$3:$R$5,2,FALSE))","v":"a"},{"$f":"IF(OR(Inventory!C11=\"New Construction\",Inventory!C11=\"Replace-on-Burnout\",Inventory!C11=\"Early Retirement\"),Inventory!AT11,0)","v":0},{"$f":"IF(AND($AA255<>\"b\",$AA255<>\"c\",$AA255<>\"d\",$AA255<>\"e\",$AA255<>\"f\"),\"\",IF(AND($AF255>=$AG$2,$AA255=\"b\"),6,IF(AND($AF255>=$AG$2,$AA255=\"c\"),12,IF(AND($AF255>=$AG$2,$AA255=\"d\"),18,IF(AND($AF255>=$AG$2,$AA255=\"e\"),24,IF(AND($AF255>=$AG$2,$AA255=\"f\"),30,0))))))","v":""},{"$f":"IF(OR(AND($AA255<>\"b\",$AA255<>\"c\",$AA255<>\"d\",$AA255<>\"e\",$AA255<>\"f\"),$AG255<>0),\"\",IF(AND($AF255>=$AH$2,$AA255=\"b\"),5,IF(AND($AF255>=$AH$2,$AA255=\"c\"),11,IF(AND($AF255>=$AH$2,$AA255=\"d\"),17,IF(AND($AF255>=$AH$2,$AA255=\"e\"),23,IF(AND($AF255>=$AH$2,$AA255=\"f\"),29,0))))))","v":""},{"$f":"IF(OR(AND($AA255<>\"b\",$AA255<>\"c\",$AA255<>\"d\",$AA255<>\"e\",$AA255<>\"f\"),$AH255<>0),\"\",IF(AND($AF255>=$AI$2,$AA255=\"b\"),4,IF(AND($AF255>=$AI$2,$AA255=\"c\"),10,IF(AND($AF255>=$AI$2,$AA255=\"d\"),16,IF(AND($AF255>=$AI$2,$AA255=\"e\"),22,IF(AND($AF255>=$AI$2,$AA255=\"f\"),28,0))))))","v":""},{"$f":"IF(OR(AND($AA255<>\"b\",$AA255<>\"c\",$AA255<>\"d\",$AA255<>\"e\",$AA255<>\"f\"),$AI255<>0),\"\",IF(AND($AF255>=$AJ$2,$AA255=\"b\"),3,IF(AND($AF255>=$AJ$2,$AA255=\"c\"),9,IF(AND($AF255>=$AJ$2,$AA255=\"d\"),15,IF(AND($AF255>=$AJ$2,$AA255=\"e\"),21,IF(AND($AF255>=$AJ$2,$AA255=\"f\"),27,0))))))","v":""},{"$f":"IF(OR(AND($AA255<>\"b\",$AA255<>\"c\",$AA255<>\"d\",$AA255<>\"e\",$AA255<>\"f\"),$AJ255<>0),\"\",IF(AND($AF255>=$AK$2,$AA255=\"b\"),2,IF(AND($AF255>=$AK$2,$AA255=\"c\"),8,IF(AND($AF255>=$AK$2,$AA255=\"d\"),14,IF(AND($AF255>=$AK$2,$AA255=\"e\"),20,IF(AND($AF255>=$AK$2,$AA255=\"f\"),26,0))))))","v":""},{"$f":"IF(OR(AND($AA255<>\"b\",$AA255<>\"c\",$AA255<>\"d\",$AA255<>\"e\",$AA255<>\"f\"),$AK255<>0),\"\",IF(AND($AF255>=$AL$2,$AA255=\"b\"),1,IF(AND($AF255>=$AL$2,$AA255=\"c\"),7,IF(AND($AF255>=$AL$2,$AA255=\"d\"),13,IF(AND($AF255>=$AL$2,$AA255=\"e\"),19,IF(AND($AF255>=$AL$2,$AA255=\"f\"),25,0))))))","v":""},{"$f":"IF(AND($AA255<>\"i\",$AA255<>\"j\"),\"\",IF(AND($AF255>=$AM$2,$AA255=\"i\"),39,IF(AND($AF255>=$AM$2,$AA255=\"j\",$AD255=\"b\"),44,IF(AND($AF255>=$AM$2,$AA255=\"j\",$AD255<>\"b\"),49,0))))","v":""},{"$f":"IF(OR(AND($AA255<>\"i\",$AA255<>\"j\"),$AM255<>0),\"\",IF(AND($AF255>=$AN$2,$AA255=\"i\"),38,IF(AND($AF255>=$AN$2,$AA255=\"j\",$AD255=\"b\"),43,IF(AND($AF255>=$AN$2,$AA255=\"j\",$AD255<>\"b\"),48,0))))","v":""},{"$f":"IF(OR(AND($AA255<>\"i\",$AA255<>\"j\"),$AN255<>0),\"\",IF(AND($AF255>=$AO$2,$AA255=\"i\"),37,IF(AND($AF255>=$AO$2,$AA255=\"j\",$AD255=\"b\"),42,IF(AND($AF255>=$AO$2,$AA255=\"j\",$AD255<>\"b\"),47,0))))","v":""},{"$f":"IF(OR(AND($AA255<>\"i\",$AA255<>\"j\"),$AO255<>0),\"\",IF(AND($AF255>=$AP$2,$AA255=\"i\"),36,IF(AND($AF255>=$AP$2,$AA255=\"j\",$AD255=\"b\"),41,IF(AND($AF255>=$AP$2,$AA255=\"j\",$AD255<>\"b\"),46,0))))","v":""},{"$f":"IF(OR(AND($AA255<>\"i\",$AA255<>\"j\"),$AP255<>0),\"\",IF(AND($AF255>=$AQ$2,$AA255=\"i\"),35,IF(AND($AF255>=$AQ$2,$AA255=\"j\",$AD255=\"b\"),40,IF(AND($AF255>=$AQ$2,$AA255=\"j\",$AD255<>\"b\"),45,0))))","v":""},{"$f":"IF(AND($AA255<>\"g\",$AA255<>\"h\"),\"\",IF(AND($Z255=\"d\",$AA255=\"g\"),31,IF(AND($Z255=\"c\",$AA255=\"g\"),32,IF(AND($Z255=\"d\",$AA255=\"h\"),33,IF(AND($Z255=\"c\",$AA255=\"h\"),34,\"\")))))","v":""},0,"aaaaa0",{"$f":"IF($AA255=\"g\",\"Yes\",\"No\")","v":"No"},{"$f":"IF($AA255=\"h\",\"Yes\",\"No\")","v":"No"},{"$f":"IF($Z255=\"a\",0,IF($Z255=\"b\",Inventory!$M11,Inventory!$AH11))","v":0},{"$f":"IF(OR($Z255=\"a\",AND($AU255=\"No\",$AV255=\"No\")),0,IF(AND($Z255=\"b\",Inventory!$O11=\"Btu/hr\"),Inventory!$N11,IF(AND($Z255=\"b\",Inventory!$O11=\"Tons\"),Inventory!$N11*12000,IF(AND(OR($Z255=\"c\",$Z255=\"d\"),Inventory!$AJ11=\"Btu/hr\"),Inventory!$AI11,IF(AND(OR($Z255=\"c\",$Z255=\"d\"),Inventory!$AJ11=\"Tons\"),Inventory!$AI11*12000,0)))))","v":0},{"$f":"IF(AX255=0,0,IF($AX255<7000,7000,IF($AX255>15000,15000,$AX255)))","v":0},{"$f":"IF(OR($Z255=\"a\",AND($AU255=\"No\",$AV255=\"No\"),$AX255=0),0,IF(AND($Z255<>\"b\",$AU255=\"Yes\",$AW255=\"Yes\"),13.8-(0.3*$AY255/1000),IF(AND($Z255<>\"b\",$AU255=\"Yes\",$AW255=\"No\"),10.9-(0.213*$AY255/1000),IF(AND($Z255=\"b\",$AU255=\"Yes\"),10.9-(0.213*$AY255/1000),IF(AND($Z255<>\"b\",$AV255=\"Yes\",$AW255=\"Yes\"),14-(0.3*$AY255/1000),IF(AND($Z255<>\"b\",$AV255=\"Yes\",$AW255=\"No\"),10.8-(0.213*$AY255/1000),IF(AND($Z255=\"b\",$AV255=\"Yes\"),10.8-(0.213*$AY255/1000),0)))))))","v":0},"EER",0,"kW/ton",{"$f":"IF(OR($Z255=\"a\",$AV255=\"No\"),0,IF(AND($Z255=\"b\",Inventory!$Q11=\"Btu/hr\"),Inventory!$P11,IF(AND($Z255=\"b\",Inventory!$Q11=\"Tons\"),Inventory!$P11*12000,IF(AND(OR($Z255=\"c\",$Z255=\"d\"),Inventory!$AL11=\"Btu/hr\"),Inventory!$AK11,IF(AND(OR($Z255=\"c\",$Z255=\"d\"),Inventory!$AL11=\"Tons\"),Inventory!$AK11*12000,0)))))","v":0},{"$f":"IF(BD255=0,0,IF($BD255<7000,7000,IF($BD255>15000,15000,$BD255)))","v":0},{"$f":"IF(OR($Z255=\"a\",$AV255=\"No\",$BD255=0),0,IF(AND($Z255<>\"b\",$AV255=\"Yes\",$AW255=\"Yes\"),3.7-(0.052*$BE255/1000),IF(AND($Z255<>\"b\",$AV255=\"Yes\",$AW255=\"No\"),2.9-(0.026*$BE255/1000),IF(AND($Z255=\"b\",$AV255=\"Yes\"),2.9-(0.026*$BE255/1000),0))))","v":0},"COP","No",{"$f":"IF(OR(Inventory!$J11=\"\",$BH255=\"No\"),\"-\",Inventory!$J11)","v":"-"},{"$f":"IFERROR(VLOOKUP($BI255,'Early Retirement'!$B$6:$C$32,2,FALSE),\"-\")","v":"-"},{"$f":"IF(OR($Z255<>\"b\",AND($AA255<>\"b\",$AA255<>\"c\")),\"n\",IF(AND($AS255<>1,$AS255<>2,$AS255<>7,$AS255<>8),\"n\",IF(Inventory!$K11=\"Split\",\"s\",IF(Inventory!$K11=\"Packaged\",\"p\",\"n\"))))","v":"n"},{"$f":"IF(AND($AA255<>\"i\",$AA255<>\"j\"),\"n\",IF(Inventory!$L11=\"Centrifugal\",\"c\",\"n\"))","v":"n"},"-","-",{"$f":"IFERROR(INDEX('Early Retirement'!$C$4:$AC$32,$BJ255,$BN255),0)","v":0},{"$f":"IFERROR(HLOOKUP($BN255,'Early Retirement'!$D$4:$AC$5,2,FALSE),0)","v":0},{"$f":"IFERROR(INDEX('Early Retirement'!$AE$4:$BE$32,$BJ255,$BN255),0)","v":0},{"$f":"IFERROR(HLOOKUP($BN255,'Early Retirement'!$AF$4:$BE$5,2,FALSE),0)","v":0},{"$f":"IF(LEFT($BP255,3)=\"EER\",12/$BO255,IF($BP255=\"kW/ton\",$BO255,0))","v":0},{"$f":"IF(OR(LEFT($BR255,4)=\"SEER\",$BR255=\"IEER\",$BR255=\"IPLV (EER)\"),12/$BQ255,IF($BR255=\"IPLV (kW/ton)\",$BQ255,0))","v":0},"kW/ton",{"$f":"IFERROR(INDEX('Early Retirement'!$BG$4:$CG$32,$BJ255,$BN255),0)","v":0},{"$f":"IFERROR(HLOOKUP($BN255,'Early Retirement'!$BH$4:$CH$5,2,FALSE),0)","v":0},{"$f":"IF(LEFT($BW255,4)=\"HSPF\",$BV255/3.412,IF($BW255=\"COP\",$BV255,0))","v":0},"COP","Yes",0,0,"kW/ton",0,"COP",0,0,"kW/ton",0,"COP"]
[null,null,null,null,null,null,null,null,null,null,null,null,null,null,null,null,null,null,null,null,null,null,null,null,3,{"$f":"IF(Inventory!$C12=\"\",\"a\",VLOOKUP(Inventory!$C12,$B$8:$C$11,2,FALSE))","v":"a"},{"$f":"IF(AND($Z256=\"b\",Inventory!$I12=\"\"),\"a\",IF(AND($Z256=\"b\",Inventory!$I12<>\"\"),VLOOKUP(Inventory!$I12,$E$3:$F$12,2,FALSE),IF(AND(OR($Z256=\"c\",$Z256=\"d\"),Inventory!$AB12=\"\"),\"a\",IF(AND(OR($Z256=\"c\",$Z256=\"d\"),Inventory!$AB12<>\"\"),VLOOKUP(Inventory!$AB12,$E$3:$F$12,2,FALSE),\"a\"))))","v":"a"},{"$f":"IF(OR(AND($AA256<>\"b\",$AA256<>\"c\"),$AF256=0,$AF256>=(65000/12000),Inventory!$AC12=\"\"),\"a\",VLOOKUP(Inventory!$AC12,$H$3:$I$5,2,FALSE))","v":"a"},null,{"$f":"IF(AND($AA256<>\"i\",$AA256<>\"j\"),\"a\",IF(AND($Z256=\"b\",Inventory!$L12=\"\"),\"a\",IF(AND($Z256=\"b\",Inventory!$L12<>\"\"),VLOOKUP(Inventory!$L12,$N$3:$O$6,2,FALSE),IF(AND(OR($Z256=\"c\",$Z256=\"d\"),Inventory!$AE12=\"\"),\"a\",IF(AND(OR($Z256=\"c\",$Z256=\"d\"),Inventory!$AE12<>\"\"),VLOOKUP(Inventory!$AE12,$N$3:$O$6,2,FALSE),\"a\")))))","v":"a"},{"$f":"IF(OR(AND($AA256<>\"e\",$AA256<>\"f\"),$AF256=0,Inventory!$AG12=\"\"),\"a\",VLOOKUP(Inventory!$AG12,$Q$3:$R$5,2,FALSE))","v":"a"},{"$f":"IF(OR(Inventory!C12=\"New Construction\",Inventory!C12=\"Replace-on-Burnout\",Inventory!C12=\"Early Retirement\"),Inventory!AT12,0)","v":0},"","","","","","","","","","","","",0,"aaaaa0","No","No",{"$f":"IF($Z256=\"a\",0,IF($Z256=\"b\",Inventory!$M12,Inventory!$AH12))","v":0},{"$f":"IF(OR($Z256=\"a\",AND($AU256=\"No\",$AV256=\"No\")),0,IF(AND($Z256=\"b\",Inventory!$O12=\"Btu/hr\"),Inventory!$N12,IF(AND($Z256=\"b\",Inventory!$O12=\"Tons\"),Inventory!$N12*12000,IF(AND(OR($Z256=\"c\",$Z256=\"d\"),Inventory!$AJ12=\"Btu/hr\"),Inventory!$AI12,IF(AND(OR($Z256=\"c\",$Z256=\"d\"),Inventory!$AJ12=\"Tons\"),Inventory!$AI12*12000,0)))))","v":0},0,0,"EER",0,"kW/ton",{"$f":"IF(OR($Z256=\"a\",$AV256=\"No\"),0,IF(AND($Z256=\"b\",Inventory!$Q12=\"Btu/hr\"),Inventory!$P12,IF(AND($Z256=\"b\",Inventory!$Q12=\"Tons\"),Inventory!$P12*12000,IF(AND(OR($Z256=\"c\",$Z256=\"d\"),Inventory!$AL12=\"Btu/hr\"),Inventory!$AK12,IF(AND(OR($Z256=\"c\",$Z256=\"d\"),Inventory!$AL12=\"Tons\"),Inventory!$AK12*12000,0)))))","v":0},0,0,"COP","No",{"$f":"IF(OR(Inventory!$J12=\"\",$BH256=\"No\"),\"-\",Inventory!$J12)","v":"-"},{"$f":"IFERROR(VLOOKUP($BI256,'Early Retirement'!$B$6:$C$32,2,FALSE),\"-\")","v":"-"},{"$f":"IF(OR($Z256<>\"b\",AND($AA256<>\"b\",$AA256<>\"c\")),\"n\",IF(AND($AS256<>1,$AS256<>2,$AS256<>7,$AS256<>8),\"n\",IF(Inventory!$K12=\"Split\",\"s\",IF(Inventory!$K12=\"Packaged\",\"p\",\"n\"))))","v":"n"},{"$f":"IF(AND($AA256<>\"i\",$AA256<>\"j\"),\"n\",IF(Inventory!$L12=\"Centrifugal\",\"c\",\"n\"))","v":"n"},"-","-",{"$f":"IFERROR(INDEX('Early Retirement'!$C$4:$AC$32,$BJ256,$BN256),0)","v":0},{"$f":"IFERROR(HLOOKUP($BN256,'Early Retirement'!$D$4:$AC$5,2,FALSE),0)","v":0},{"$f":"IFERROR(INDEX('Early Retirement'!$AE$4:$BE$32,$BJ256,$BN256),0)","v":0},{"$f":"IFERROR(HLOOKUP($BN256,'Early Retirement'!$AF$4:$BE$5,2,FALSE),0)","v":0},0,0,"kW/ton",{"$f":"IFERROR(INDEX('Early Retirement'!$BG$4:$CG$32,$BJ256,$BN256),0)","v":0},{"$f":"IFERROR(HLOOKUP($BN256,'Early Retirement'!$BH$4:$CH$5,2,FALSE),0)","v":0},0,"COP","Yes",0,0,"kW/ton",0,"COP",0,0,"kW/ton",0,"COP"]
[null,null,null,null,null,null,null,null,null,null,null,null,null,null,null,null,null,null,null,null,null,null,null,null,4,{"$f":"IF(Inventory!$C13=\"\",\"a\",VLOOKUP(Inventory!$C13,$B$8:$C$11,2,FALSE))","v":"a"},{"$f":"IF(AND($Z257=\"b\",Inventory!$I13=\"\"),\"a\",IF(AND($Z257=\"b\",Inventory!$I13<>\"\"),VLOOKUP(Inventory!$I13,$E$3:$F$12,2,FALSE),IF(AND(OR($Z257=\"c\",$Z257=\"d\"),Inventory!$AB13=\"\"),\"a\",IF(AND(OR($Z257=\"c\",$Z257=\"d\"),Inventory!$AB13<>\"\"),VLOOKUP(Inventory!$AB13,$E$3:$F$12,2,FALSE),\"a\"))))","v":"a"},{"$f":"IF(OR(AND($AA257<>\"b\",$AA257<>\"c\"),$AF257=0,$AF257>=(65000/12000),Inventory!$AC13=\"\"),\"a\",VLOOKUP(Inventory!$AC13,$H$3:$I$5,2,FALSE))","v":"a"},null,{"$f":"IF(AND($AA257<>\"i\",$AA257<>\"j\"),\"a\",IF(AND($Z257=\"b\",Inventory!$L13=\"\"),\"a\",IF(AND($Z257=\"b\",Inventory!$L13<>\"\"),VLOOKUP(Inventory!$L13,$N$3:$O$6,2,FALSE),IF(AND(OR($Z257=\"c\",$Z257=\"d\"),Inventory!$AE13=\"\"),\"a\",IF(AND(OR($Z257=\"c\",$Z257=\"d\"),Inventory!$AE13<>\"\"),VLOOKUP(Inventory!$AE13,$N$3:$O$6,2,FALSE),\"a\")))))","v":"a"},{"$f":"IF(OR(AND($AA257<>\"e\",$AA257<>\"f\"),$AF257=0,Inventory!$AG13=\"\"),\"a\",VLOOKUP(Inventory!$AG13,$Q$3:$R$5,2,FALSE))","v":"a"},{"$f":"IF(OR(Inventory!C13=\"New Construction\",Inventory!C13=\"Replace-on-Burnout\",Inventory!C13=\"Early Retirement\"),Inventory!AT13,0)","v":0},"","","","","","","","","","","","",0,"aaaaa0","No","No",{"$f":"IF($Z257=\"a\",0,IF($Z257=\"b\",Inventory!$M13,Inventory!$AH13))","v":0},{"$f":"IF(OR($Z257=\"a\",AND($AU257=\"No\",$AV257=\"No\")),0,IF(AND($Z257=\"b\",Inventory!$O13=\"Btu/hr\"),Inventory!$N13,IF(AND($Z257=\"b\",Inventory!$O13=\"Tons\"),Inventory!$N13*12000,IF(AND(OR($Z257=\"c\",$Z257=\"d\"),Inventory!$AJ13=\"Btu/hr\"),Inventory!$AI13,IF(AND(OR($Z257=\"c\",$Z257=\"d\"),Inventory!$AJ13=\"Tons\"),Inventory!$AI13*12000,0)))))","v":0},0,0,"EER",0,"kW/ton",{"$f":"IF(OR($Z257=\"a\",$AV257=\"No\"),0,IF(AND($Z257=\"b\",Inventory!$Q13=\"Btu/hr\"),Inventory!$P13,IF(AND($Z257=\"b\",Inventory!$Q13=\"Tons\"),Inventory!$P13*12000,IF(AND(OR($Z257=\"c\",$Z257=\"d\"),Inventory!$AL13=\"Btu/hr\"),Inventory!$AK13,IF(AND(OR($Z257=\"c\",$Z257=\"d\"),Inventory!$AL13=\"Tons\"),Inventory!$AK13*12000,0)))))","v":0},0,0,"COP","No",{"$f":"IF(OR(Inventory!$J13=\"\",$BH257=\"No\"),\"-\",Inventory!$J13)","v":"-"},{"$f":"IFERROR(VLOOKUP($BI257,'Early Retirement'!$B$6:$C$32,2,FALSE),\"-\")","v":"-"},{"$f":"IF(OR($Z257<>\"b\",AND($AA257<>\"b\",$AA257<>\"c\")),\"n\",IF(AND($AS257<>1,$AS257<>2,$AS257<>7,$AS257<>8),\"n\",IF(Inventory!$K13=\"Split\",\"s\",IF(Inventory!$K13=\"Packaged\",\"p\",\"n\"))))","v":"n"},{"$f":"IF(AND($AA257<>\"i\",$AA257<>\"j\"),\"n\",IF(Inventory!$L13=\"Centrifugal\",\"c\",\"n\"))","v":"n"},"-","-",{"$f":"IFERROR(INDEX('Early Retirement'!$C$4:$AC$32,$BJ257,$BN257),0)","v":0},{"$f":"IFERROR(HLOOKUP($BN257,'Early Retirement'!$D$4:$AC$5,2,FALSE),0)","v":0},{"$f":"IFERROR(INDEX('Early Retirement'!$AE$4:$BE$32,$BJ257,$BN257),0)","v":0},{"$f":"IFERROR(HLOOKUP($BN257,'Early Retirement'!$AF$4:$BE$5,2,FALSE),0)","v":0},0,0,"kW/ton",{"$f":"IFERROR(INDEX('Early Retirement'!$BG$4:$CG$32,$BJ257,$BN257),0)","v":0},{"$f":"IFERROR(HLOOKUP($BN257,'Early Retirement'!$BH$4:$CH$5,2,FALSE),0)","v":0},0,"COP","Yes",0,0,"kW/ton",0,"COP",0,0,"kW/ton",0,"COP"]
[null,null,null,null,null,null,null,null,null,null,null,null,null,null,null,null,null,null,null,null,null,null,null,null,5,{"$f":"IF(Inventory!$C14=\"\",\"a\",VLOOKUP(Inventory!$C14,$B$8:$C$11,2,FALSE))","v":"a"},{"$f":"IF(AND($Z258=\"b\",Inventory!$I14=\"\"),\"a\",IF(AND($Z258=\"b\",Inventory!$I14<>\"\"),VLOOKUP(Inventory!$I14,$E$3:$F$12,2,FALSE),IF(AND(OR($Z258=\"c\",$Z258=\"d\"),Inventory!$AB14=\"\"),\"a\",IF(AND(OR($Z258=\"c\",$Z258=\"d\"),Inventory!$AB14<>\"\"),VLOOKUP(Inventory!$AB14,$E$3:$F$12,2,FALSE),\"a\"))))","v":"a"},{"$f":"IF(OR(AND($AA258<>\"b\",$AA258<>\"c\"),$AF258=0,$AF258>=(65000/12000),Inventory!$AC14=\"\"),\"a\",VLOOKUP(Inventory!$AC14,$H$3:$I$5,2,FALSE))","v":"a"},null,{"$f":"IF(AND($AA258<>\"i\",$AA258<>\"j\"),\"a\",IF(AND($Z258=\"b\",Inventory!$L14=\"\"),\"a\",IF(AND($Z258=\"b\",Inventory!$L14<>\"\"),VLOOKUP(Inventory!$L14,$N$3:$O$6,2,FALSE),IF(AND(OR($Z258=\"c\",$Z258=\"d\"),Inventory!$AE14=\"\"),\"a\",IF(AND(OR($Z258=\"c\",$Z258=\"d\"),Inventory!$AE14<>\"\"),VLOOKUP(Inventory!$AE14,$N$3:$O$6,2,FALSE),\"a\")))))","v":"a"},{"$f":"IF(OR(AND($AA258<>\"e\",$AA258<>\"f\"),$AF258=0,Inventory!$AG14=\"\"),\"a\",VLOOKUP(Inventory!$AG14,$Q$3:$R$5,2,FALSE))","v":"a"},{"$f":"IF(OR(Inventory!C14=\"New Construction\",Inventory!C14=\"Replace-on-Burnout\",Inventory!C14=\"Early Retirement\"),Inventory!AT14,0)","v":0},"","","","","","","","","","","","",0,"aaaaa0","No","No",{"$f":"IF($Z258=\"a\",0,IF($Z258=\"b\",Inventory!$M14,Inventory!$AH14))","v":0},{"$f":"IF(OR($Z258=\"a\",AND($AU258=\"No\",$AV258=\"No\")),0,IF(AND($Z258=\"b\",Inventory!$O14=\"Btu/hr\"),Inventory!$N14,IF(AND($Z258=\"b\",Inventory!$O14=\"Tons\"),Inventory!$N14*12000,IF(AND(OR($Z258=\"c\",$Z258=\"d\"),Inventory!$AJ14=\"Btu/hr\"),Inventory!$AI14,IF(AND(OR($Z258=\"c\",$Z258=\"d\"),Inventory!$AJ14=\"Tons\"),Inventory!$AI14*12000,0)))))","v":0},0,0,"EER",0,"kW/ton",{"$f":"IF(OR($Z258=\"a\",$AV258=\"No\"),0,IF(AND($Z258=\"b\",Inventory!$Q14=\"Btu/hr\"),Inventory!$P14,IF(AND($Z258=\"b\",Inventory!$Q14=\"Tons\"),Inventory!$P14*12000,IF(AND(OR($Z258=\"c\",$Z258=\"d\"),Inventory!$AL14=\"Btu/hr\"),Inventory!$AK14,IF(AND(OR($Z258=\"c\",$Z258=\"d\"),Inventory!$AL14=\"Tons\"),Inventory!$AK14*12000,0)))))","v":0},0,0,"COP","No",{"$f":"IF(OR(Inventory!$J14=\"\",$BH258=\"No\"),\"-\",Inventory!$J14)","v":"-"},{"$f":"IFERROR(VLOOKUP($BI258,'Early Retirement'!$B$6:$C$32,2,FALSE),\"-\")","v":"-"},{"$f":"IF(OR($Z258<>\"b\",AND($AA258<>\"b\",$AA258<>\"c\")),\"n\",IF(AND($AS258<>1,$AS258<>2,$AS258<>7,$AS258<>8),\"n\",IF(Inventory!$K14=\"Split\",\"s\",IF(Inventory!$K14=\"Packaged\",\"p\",\"n\"))))","v":"n"},{"$f":"IF(AND($AA258<>\"i\",$AA258<>\"j\"),\"n\",IF(Inventory!$L14=\"Centrifugal\",\"c\",\"n\"))","v":"n"},"-","-",{"$f":"IFERROR(INDEX('Early Retirement'!$C$4:$AC$32,$BJ258,$BN258),0)","v":0},{"$f":"IFERROR(HLOOKUP($BN258,'Early Retirement'!$D$4:$AC$5,2,FALSE),0)","v":0},{"$f":"IFERROR(INDEX('Early Retirement'!$AE$4:$BE$32,$BJ258,$BN258),0)","v":0},{"$f":"IFERROR(HLOOKUP($BN258,'Early Retirement'!$AF$4:$BE$5,2,FALSE),0)","v":0},0,0,"kW/ton",{"$f":"IFERROR(INDEX('Early Retirement'!$BG$4:$CG$32,$BJ258,$BN258),0)","v":0},{"$f":"IFERROR(HLOOKUP($BN258,'Early Retirement'!$BH$4:$CH$5,2,FALSE),0)","v":0},0,"COP","Yes",0,0,"kW/ton",0,"COP",0,0,"kW/ton",0,"COP"]
[null,null,null,null,null,null,null,null,null,null,null,null,null,null,null,null,null,null,null,null,null,null,null,null,6,{"$f":"IF(Inventory!$C15=\"\",\"a\",VLOOKUP(Inventory!$C15,$B$8:$C$11,2,FALSE))","v":"a"},{"$f":"IF(AND($Z259=\"b\",Inventory!$I15=\"\"),\"a\",IF(AND($Z259=\"b\",Inventory!$I15<>\"\"),VLOOKUP(Inventory!$I15,$E$3:$F$12,2,FALSE),IF(AND(OR($Z259=\"c\",$Z259=\"d\"),Inventory!$AB15=\"\"),\"a\",IF(AND(OR($Z259=\"c\",$Z259=\"d\"),Inventory!$AB15<>\"\"),VLOOKUP(Inventory!$AB15,$E$3:$F$12,2,FALSE),\"a\"))))","v":"a"},{"$f":"IF(OR(AND($AA259<>\"b\",$AA259<>\"c\"),$AF259=0,$AF259>=(65000/12000),Inventory!$AC15=\"\"),\"a\",VLOOKUP(Inventory!$AC15,$H$3:$I$5,2,FALSE))","v":"a"},null,{"$f":"IF(AND($AA259<>\"i\",$AA259<>\"j\"),\"a\",IF(AND($Z259=\"b\",Inventory!$L15=\"\"),\"a\",IF(AND($Z259=\"b\",Inventory!$L15<>\"\"),VLOOKUP(Inventory!$L15,$N$3:$O$6,2,FALSE),IF(AND(OR($Z259=\"c\",$Z259=\"d\"),Inventory!$AE15=\"\"),\"a\",IF(AND(OR($Z259=\"c\",$Z259=\"d\"),Inventory!$AE15<>\"\"),VLOOKUP(Inventory!$AE15,$N$3:$O$6,2,FALSE),\"a\")))))","v":"a"},{"$f":"IF(OR(AND($AA259<>\"e\",$AA259<>\"f\"),$AF259=0,Inventory!$AG15=\"\"),\"a\",VLOOKUP(Inventory!$AG15,$Q$3:$R$5,2,FALSE))","v":"a"},{"$f":"IF(OR(Inventory!C15=\"New Construction\",Inventory!C15=\"Replace-on-Burnout\",Inventory!C15=\"Early Retirement\"),Inventory!AT15,0)","v":0},"","","","","","","","","","","","",0,"aaaaa0","No","No",{"$f":"IF($Z259=\"a\",0,IF($Z259=\"b\",Inventory!$M15,Inventory!$AH15))","v":0},{"$f":"IF(OR($Z259=\"a\",AND($AU259=\"No\",$AV259=\"No\")),0,IF(AND($Z259=\"b\",Inventory!$O15=\"Btu/hr\"),Inventory!$N15,IF(AND($Z259=\"b\",Inventory!$O15=\"Tons\"),Inventory!$N15*12000,IF(AND(OR($Z259=\"c\",$Z259=\"d\"),Inventory!$AJ15=\"Btu/hr\"),Inventory!$AI15,IF(AND(OR($Z259=\"c\",$Z259=\"d\"),Inventory!$AJ15=\"Tons\"),Inventory!$AI15*12000,0)))))","v":0},0,0,"EER",0,"kW/ton",{"$f":"IF(OR($Z259=\"a\",$AV259=\"No\"),0,IF(AND($Z259=\"b\",Inventory!$Q15=\"Btu/hr\"),Inventory!$P15,IF(AND($Z259=\"b\",Inventory!$Q15=\"Tons\"),Inventory!$P15*12000,IF(AND(OR($Z259=\"c\",$Z259=\"d\"),Inventory!$AL15=\"Btu/hr\"),Inventory!$AK15,IF(AND(OR($Z259=\"c\",$Z259=\"d\"),Inventory!$AL15=\"Tons\"),Inventory!$AK15*12000,0)))))","v":0},0,0,"COP","No",{"$f":"IF(OR(Inventory!$J15=\"\",$BH259=\"No\"),\"-\",Inventory!$J15)","v":"-"},{"$f":"IFERROR(VLOOKUP($BI259,'Early Retirement'!$B$6:$C$32,2,FALSE),\"-\")","v":"-"},{"$f":"IF(OR($Z259<>\"b\",AND($AA259<>\"b\",$AA259<>\"c\")),\"n\",IF(AND($AS259<>1,$AS259<>2,$AS259<>7,$AS259<>8),\"n\",IF(Inventory!$K15=\"Split\",\"s\",IF(Inventory!$K15=\"Packaged\",\"p\",\"n\"))))","v":"n"},{"$f":"IF(AND($AA259<>\"i\",$AA259<>\"j\"),\"n\",IF(Inventory!$L15=\"Centrifugal\",\"c\",\"n\"))","v":"n"},"-","-",{"$f":"IFERROR(INDEX('Early Retirement'!$C$4:$AC$32,$BJ259,$BN259),0)","v":0},{"$f":"IFERROR(HLOOKUP($BN259,'Early Retirement'!$D$4:$AC$5,2,FALSE),0)","v":0},{"$f":"IFERROR(INDEX('Early Retirement'!$AE$4:$BE$32,$BJ259,$BN259),0)","v":0},{"$f":"IFERROR(HLOOKUP($BN259,'Early Retirement'!$AF$4:$BE$5,2,FALSE),0)","v":0},0,0,"kW/ton",{"$f":"IFERROR(INDEX('Early Retirement'!$BG$4:$CG$32,$BJ259,$BN259),0)","v":0},{"$f":"IFERROR(HLOOKUP($BN259,'Early Retirement'!$BH$4:$CH$5,2,FALSE),0)","v":0},0,"COP","Yes",0,0,"kW/ton",0,"COP",0,0,"kW/ton",0,"COP"]
[null,null,null,null,null,null,null,null,null,null,null,null,null,null,null,null,null,null,null,null,null,null,null,null,7,{"$f":"IF(Inventory!$C16=\"\",\"a\",VLOOKUP(Inventory!$C16,$B$8:$C$11,2,FALSE))","v":"a"},{"$f":"IF(AND($Z260=\"b\",Inventory!$I16=\"\"),\"a\",IF(AND($Z260=\"b\",Inventory!$I16<>\"\"),VLOOKUP(Inventory!$I16,$E$3:$F$12,2,FALSE),IF(AND(OR($Z260=\"c\",$Z260=\"d\"),Inventory!$AB16=\"\"),\"a\",IF(AND(OR($Z260=\"c\",$Z260=\"d\"),Inventory!$AB16<>\"\"),VLOOKUP(Inventory!$AB16,$E$3:$F$12,2,FALSE),\"a\"))))","v":"a"},{"$f":"IF(OR(AND($AA260<>\"b\",$AA260<>\"c\"),$AF260=0,$AF260>=(65000/12000),Inventory!$AC16=\"\"),\"a\",VLOOKUP(Inventory!$AC16,$H$3:$I$5,2,FALSE))","v":"a"},null,{"$f":"IF(AND($AA260<>\"i\",$AA260<>\"j\"),\"a\",IF(AND($Z260=\"b\",Inventory!$L16=\"\"),\"a\",IF(AND($Z260=\"b\",Inventory!$L16<>\"\"),VLOOKUP(Inventory!$L16,$N$3:$O$6,2,FALSE),IF(AND(OR($Z260=\"c\",$Z260=\"d\"),Inventory!$AE16=\"\"),\"a\",IF(AND(OR($Z260=\"c\",$Z260=\"d\"),Inventory!$AE16<>\"\"),VLOOKUP(Inventory!$AE16,$N$3:$O$6,2,FALSE),\"a\")))))","v":"a"},{"$f":"IF(OR(AND($AA260<>\"e\",$AA260<>\"f\"),$AF260=0,Inventory!$AG16=\"\"),\"a\",VLOOKUP(Inventory!$AG16,$Q$3:$R$5,2,FALSE))","v":"a"},{"$f":"IF(OR(Inventory!C16=\"New Construction\",Inventory!C16=\"Replace-on-Burnout\",Inventory!C16=\"Early Retirement\"),Inventory!AT16,0)","v":0},"","","","","","","","","","","","",{"$f":"SUM($AG260:$AR260)","v":0},"aaaaa0","No","No",{"$f":"IF($Z260=\"a\",0,IF($Z260=\"b\",Inventory!$M16,Inventory!$AH16))","v":0},{"$f":"IF(OR($Z260=\"a\",AND($AU260=\"No\",$AV260=\"No\")),0,IF(AND($Z260=\"b\",Inventory!$O16=\"Btu/hr\"),Inventory!$N16,IF(AND($Z260=\"b\",Inventory!$O16=\"Tons\"),Inventory!$N16*12000,IF(AND(OR($Z260=\"c\",$Z260=\"d\"),Inventory!$AJ16=\"Btu/hr\"),Inventory!$AI16,IF(AND(OR($Z260=\"c\",$Z260=\"d\"),Inventory!$AJ16=\"Tons\"),Inventory!$AI16*12000,0)))))","v":0},0,0,"EER",0,"kW/ton",{"$f":"IF(OR($Z260=\"a\",$AV260=\"No\"),0,IF(AND($Z260=\"b\",Inventory!$Q16=\"Btu/hr\"),Inventory!$P16,IF(AND($Z260=\"b\",Inventory!$Q16=\"Tons\"),Inventory!$P16*12000,IF(AND(OR($Z260=\"c\",$Z260=\"d\"),Inventory!$AL16=\"Btu/hr\"),Inventory!$AK16,IF(AND(OR($Z260=\"c\",$Z260=\"d\"),Inventory!$AL16=\"Tons\"),Inventory!$AK16*12000,0)))))","v":0},0,0,"COP","No",{"$f":"IF(OR(Inventory!$J16=\"\",$BH260=\"No\"),\"-\",Inventory!$J16)","v":"-"},{"$f":"IFERROR(VLOOKUP($BI260,'Early Retirement'!$B$6:$C$32,2,FALSE),\"-\")","v":"-"},{"$f":"IF(OR($Z260<>\"b\",AND($AA260<>\"b\",$AA260<>\"c\")),\"n\",IF(AND($AS260<>1,$AS260<>2,$AS260<>7,$AS260<>8),\"n\",IF(Inventory!$K16=\"Split\",\"s\",IF(Inventory!$K16=\"Packaged\",\"p\",\"n\"))))","v":"n"},{"$f":"IF(AND($AA260<>\"i\",$AA260<>\"j\"),\"n\",IF(Inventory!$L16=\"Centrifugal\",\"c\",\"n\"))","v":"n"},"-","-",{"$f":"IFERROR(INDEX('Early Retirement'!$C$4:$AC$32,$BJ260,$BN260),0)","v":0},{"$f":"IFERROR(HLOOKUP($BN260,'Early Retirement'!$D$4:$AC$5,2,FALSE),0)","v":0},{"$f":"IFERROR(INDEX('Early Retirement'!$AE$4:$BE$32,$BJ260,$BN260),0)","v":0},{"$f":"IFERROR(HLOOKUP($BN260,'Early Retirement'!$AF$4:$BE$5,2,FALSE),0)","v":0},0,0,"kW/ton",{"$f":"IFERROR(INDEX('Early Retirement'!$BG$4:$CG$32,$BJ260,$BN260),0)","v":0},{"$f":"IFERROR(HLOOKUP($BN260,'Early Retirement'!$BH$4:$CH$5,2,FALSE),0)","v":0},0,"COP","Yes",0,0,"kW/ton",0,"COP",0,0,"kW/ton",0,"COP"]
[null,null,null,null,null,null,null,null,null,null,null,null,null,null,null,null,null,null,null,null,null,null,null,null,8,{"$f":"IF(Inventory!$C17=\"\",\"a\",VLOOKUP(Inventory!$C17,$B$8:$C$11,2,FALSE))","v":"a"},{"$f":"IF(AND($Z261=\"b\",Inventory!$I17=\"\"),\"a\",IF(AND($Z261=\"b\",Inventory!$I17<>\"\"),VLOOKUP(Inventory!$I17,$E$3:$F$12,2,FALSE),IF(AND(OR($Z261=\"c\",$Z261=\"d\"),Inventory!$AB17=\"\"),\"a\",IF(AND(OR($Z261=\"c\",$Z261=\"d\"),Inventory!$AB17<>\"\"),VLOOKUP(Inventory!$AB17,$E$3:$F$12,2,FALSE),\"a\"))))","v":"a"},{"$f":"IF(OR(AND($AA261<>\"b\",$AA261<>\"c\"),$AF261=0,$AF261>=(65000/12000),Inventory!$AC17=\"\"),\"a\",VLOOKUP(Inventory!$AC17,$H$3:$I$5,2,FALSE))","v":"a"},null,{"$f":"IF(AND($AA261<>\"i\",$AA261<>\"j\"),\"a\",IF(AND($Z261=\"b\",Inventory!$L17=\"\"),\"a\",IF(AND($Z261=\"b\",Inventory!$L17<>\"\"),VLOOKUP(Inventory!$L17,$N$3:$O$6,2,FALSE),IF(AND(OR($Z261=\"c\",$Z261=\"d\"),Inventory!$AE17=\"\"),\"a\",IF(AND(OR($Z261=\"c\",$Z261=\"d\"),Inventory!$AE17<>\"\"),VLOOKUP(Inventory!$AE17,$N$3:$O$6,2,FALSE),\"a\")))))","v":"a"},{"$f":"IF(OR(AND($AA261<>\"e\",$AA261<>\"f\"),$AF261=0,Inventory!$AG17=\"\"),\"a\",VLOOKUP(Inventory!$AG17,$Q$3:$R$5,2,FALSE))","v":"a"},{"$f":"IF(OR(Inventory!C17=\"New Construction\",Inventory!C17=\"Replace-on-Burnout\",Inventory!C17=\"Early Retirement\"),Inventory!AT17,0)","v":0},"","","","","","","","","","","","",0,"aaaaa0","No","No",{"$f":"IF($Z261=\"a\",0,IF($Z261=\"b\",Inventory!$M17,Inventory!$AH17))","v":0},{"$f":"IF(OR($Z261=\"a\",AND($AU261=\"No\",$AV261=\"No\")),0,IF(AND($Z261=\"b\",Inventory!$O17=\"Btu/hr\"),Inventory!$N17,IF(AND($Z261=\"b\",Inventory!$O17=\"Tons\"),Inventory!$N17*12000,IF(AND(OR($Z261=\"c\",$Z261=\"d\"),Inventory!$AJ17=\"Btu/hr\"),Inventory!$AI17,IF(AND(OR($Z261=\"c\",$Z261=\"d\"),Inventory!$AJ17=\"Tons\"),Inventory!$AI17*12000,0)))))","v":0},0,0,"EER",0,"kW/ton",{"$f":"IF(OR($Z261=\"a\",$AV261=\"No\"),0,IF(AND($Z261=\"b\",Inventory!$Q17=\"Btu/hr\"),Inventory!$P17,IF(AND($Z261=\"b\",Inventory!$Q17=\"Tons\"),Inventory!$P17*12000,IF(AND(OR($Z261=\"c\",$Z261=\"d\"),Inventory!$AL17=\"Btu/hr\"),Inventory!$AK17,IF(AND(OR($Z261=\"c\",$Z261=\"d\"),Inventory!$AL17=\"Tons\"),Inventory!$AK17*12000,0)))))","v":0},0,0,"COP","No",{"$f":"IF(OR(Inventory!$J17=\"\",$BH261=\"No\"),\"-\",Inventory!$J17)","v":"-"},{"$f":"IFERROR(VLOOKUP($BI261,'Early Retirement'!$B$6:$C$32,2,FALSE),\"-\")","v":"-"},{"$f":"IF(OR($Z261<>\"b\",AND($AA261<>\"b\",$AA261<>\"c\")),\"n\",IF(AND($AS261<>1,$AS261<>2,$AS261<>7,$AS261<>8),\"n\",IF(Inventory!$K17=\"Split\",\"s\",IF(Inventory!$K17=\"Packaged\",\"p\",\"n\"))))","v":"n"},{"$f":"IF(AND($AA261<>\"i\",$AA261<>\"j\"),\"n\",IF(Inventory!$L17=\"Centrifugal\",\"c\",\"n\"))","v":"n"},"-","-",{"$f":"IFERROR(INDEX('Early Retirement'!$C$4:$AC$32,$BJ261,$BN261),0)","v":0},{"$f":"IFERROR(HLOOKUP($BN261,'Early Retirement'!$D$4:$AC$5,2,FALSE),0)","v":0},{"$f":"IFERROR(INDEX('Early Retirement'!$AE$4:$BE$32,$BJ261,$BN261),0)","v":0},{"$f":"IFERROR(HLOOKUP($BN261,'Early Retirement'!$AF$4:$BE$5,2,FALSE),0)","v":0},0,0,"kW/ton",{"$f":"IFERROR(INDEX('Early Retirement'!$BG$4:$CG$32,$BJ261,$BN261),0)","v":0},{"$f":"IFERROR(HLOOKUP($BN261,'Early Retirement'!$BH$4:$CH$5,2,FALSE),0)","v":0},0,"COP","Yes",0,0,"kW/ton",0,"COP",0,0,"kW/ton",0,"COP"]
[null,null,null,null,null,null,null,null,null,null,null,null,null,null,null,null,null,null,null,null,null,null,null,null,9,{"$f":"IF(Inventory!$C18=\"\",\"a\",VLOOKUP(Inventory!$C18,$B$8:$C$11,2,FALSE))","v":"a"},{"$f":"IF(AND($Z262=\"b\",Inventory!$I18=\"\"),\"a\",IF(AND($Z262=\"b\",Inventory!$I18<>\"\"),VLOOKUP(Inventory!$I18,$E$3:$F$12,2,FALSE),IF(AND(OR($Z262=\"c\",$Z262=\"d\"),Inventory!$AB18=\"\"),\"a\",IF(AND(OR($Z262=\"c\",$Z262=\"d\"),Inventory!$AB18<>\"\"),VLOOKUP(Inventory!$AB18,$E$3:$F$12,2,FALSE),\"a\"))))","v":"a"},{"$f":"IF(OR(AND($AA262<>\"b\",$AA262<>\"c\"),$AF262=0,$AF262>=(65000/12000),Inventory!$AC18=\"\"),\"a\",VLOOKUP(Inventory!$AC18,$H$3:$I$5,2,FALSE))","v":"a"},null,{"$f":"IF(AND($AA262<>\"i\",$AA262<>\"j\"),\"a\",IF(AND($Z262=\"b\",Inventory!$L18=\"\"),\"a\",IF(AND($Z262=\"b\",Inventory!$L18<>\"\"),VLOOKUP(Inventory!$L18,$N$3:$O$6,2,FALSE),IF(AND(OR($Z262=\"c\",$Z262=\"d\"),Inventory!$AE18=\"\"),\"a\",IF(AND(OR($Z262=\"c\",$Z262=\"d\"),Inventory!$AE18<>\"\"),VLOOKUP(Inventory!$AE18,$N$3:$O$6,2,FALSE),\"a\")))))","v":"a"},{"$f":"IF(OR(AND($AA262<>\"e\",$AA262<>\"f\"),$AF262=0,Inventory!$AG18=\"\"),\"a\",VLOOKUP(Inventory!$AG18,$Q$3:$R$5,2,FALSE))","v":"a"},{"$f":"IF(OR(Inventory!C18=\"New Construction\",Inventory!C18=\"Replace-on-Burnout\",Inventory!C18=\"Early Retirement\"),Inventory!AT18,0)","v":0},"","","","","","","","","","","","",0,"aaaaa0","No","No",{"$f":"IF($Z262=\"a\",0,IF($Z262=\"b\",Inventory!$M18,Inventory!$AH18))","v":0},{"$f":"IF(OR($Z262=\"a\",AND($AU262=\"No\",$AV262=\"No\")),0,IF(AND($Z262=\"b\",Inventory!$O18=\"Btu/hr\"),Inventory!$N18,IF(AND($Z262=\"b\",Inventory!$O18=\"Tons\"),Inventory!$N18*12000,IF(AND(OR($Z262=\"c\",$Z262=\"d\"),Inventory!$AJ18=\"Btu/hr\"),Inventory!$AI18,IF(AND(OR($Z262=\"c\",$Z262=\"d\"),Inventory!$AJ18=\"Tons\"),Inventory!$AI18*12000,0)))))","v":0},0,0,"EER",0,"kW/ton",{"$f":"IF(OR($Z262=\"a\",$AV262=\"No\"),0,IF(AND($Z262=\"b\",Inventory!$Q18=\"Btu/hr\"),Inventory!$P18,IF(AND($Z262=\"b\",Inventory!$Q18=\"Tons\"),Inventory!$P18*12000,IF(AND(OR($Z262=\"c\",$Z262=\"d\"),Inventory!$AL18=\"Btu/hr\"),Inventory!$AK18,IF(AND(OR($Z262=\"c\",$Z262=\"d\"),Inventory!$AL18=\"Tons\"),Inventory!$AK18*12000,0)))))","v":0},0,0,"COP","No",{"$f":"IF(OR(Inventory!$J18=\"\",$BH262=\"No\"),\"-\",Inventory!$J18)","v":"-"},{"$f":"IFERROR(VLOOKUP($BI262,'Early Retirement'!$B$6:$C$32,2,FALSE),\"-\")","v":"-"},{"$f":"IF(OR($Z262<>\"b\",AND($AA262<>\"b\",$AA262<>\"c\")),\"n\",IF(AND($AS262<>1,$AS262<>2,$AS262<>7,$AS262<>8),\"n\",IF(Inventory!$K18=\"Split\",\"s\",IF(Inventory!$K18=\"Packaged\",\"p\",\"n\"))))","v":"n"},{"$f":"IF(AND($AA262<>\"i\",$AA262<>\"j\"),\"n\",IF(Inventory!$L18=\"Centrifugal\",\"c\",\"n\"))","v":"n"},"-","-",{"$f":"IFERROR(INDEX('Early Retirement'!$C$4:$AC$32,$BJ262,$BN262),0)","v":0},{"$f":"IFERROR(HLOOKUP($BN262,'Early Retirement'!$D$4:$AC$5,2,FALSE),0)","v":0},{"$f":"IFERROR(INDEX('Early Retirement'!$AE$4:$BE$32,$BJ262,$BN262),0)","v":0},{"$f":"IFERROR(HLOOKUP($BN262,'Early Retirement'!$AF$4:$BE$5,2,FALSE),0)","v":0},0,0,"kW/ton",{"$f":"IFERROR(INDEX('Early Retirement'!$BG$4:$CG$32,$BJ262,$BN262),0)","v":0},{"$f":"IFERROR(HLOOKUP($BN262,'Early Retirement'!$BH$4:$CH$5,2,FALSE),0)","v":0},0,"COP","Yes",0,0,"kW/ton",0,"COP",0,0,"kW/ton",0,"COP"]
[null,null,null,null,null,null,null,null,null,null,null,null,null,null,null,null,null,null,null,null,null,null,null,null,10,{"$f":"IF(Inventory!$C19=\"\",\"a\",VLOOKUP(Inventory!$C19,$B$8:$C$11,2,FALSE))","v":"a"},{"$f":"IF(AND($Z263=\"b\",Inventory!$I19=\"\"),\"a\",IF(AND($Z263=\"b\",Inventory!$I19<>\"\"),VLOOKUP(Inventory!$I19,$E$3:$F$12,2,FALSE),IF(AND(OR($Z263=\"c\",$Z263=\"d\"),Inventory!$AB19=\"\"),\"a\",IF(AND(OR($Z263=\"c\",$Z263=\"d\"),Inventory!$AB19<>\"\"),VLOOKUP(Inventory!$AB19,$E$3:$F$12,2,FALSE),\"a\"))))","v":"a"},{"$f":"IF(OR(AND($AA263<>\"b\",$AA263<>\"c\"),$AF263=0,$AF263>=(65000/12000),Inventory!$AC19=\"\"),\"a\",VLOOKUP(Inventory!$AC19,$H$3:$I$5,2,FALSE))","v":"a"},null,{"$f":"IF(AND($AA263<>\"i\",$AA263<>\"j\"),\"a\",IF(AND($Z263=\"b\",Inventory!$L19=\"\"),\"a\",IF(AND($Z263=\"b\",Inventory!$L19<>\"\"),VLOOKUP(Inventory!$L19,$N$3:$O$6,2,FALSE),IF(AND(OR($Z263=\"c\",$Z263=\"d\"),Inventory!$AE19=\"\"),\"a\",IF(AND(OR($Z263=\"c\",$Z263=\"d\"),Inventory!$AE19<>\"\"),VLOOKUP(Inventory!$AE19,$N$3:$O$6,2,FALSE),\"a\")))))","v":"a"},{"$f":"IF(OR(AND($AA263<>\"e\",$AA263<>\"f\"),$AF263=0,Inventory!$AG19=\"\"),\"a\",VLOOKUP(Inventory!$AG19,$Q$3:$R$5,2,FALSE))","v":"a"},{"$f":"IF(OR(Inventory!C19=\"New Construction\",Inventory!C19=\"Replace-on-Burnout\",Inventory!C19=\"Early Retirement\"),Inventory!AT19,0)","v":0},"","","","","","","","","","","","",0,"aaaaa0","No","No",{"$f":"IF($Z263=\"a\",0,IF($Z263=\"b\",Inventory!$M19,Inventory!$AH19))","v":0},{"$f":"IF(OR($Z263=\"a\",AND($AU263=\"No\",$AV263=\"No\")),0,IF(AND($Z263=\"b\",Inventory!$O19=\"Btu/hr\"),Inventory!$N19,IF(AND($Z263=\"b\",Inventory!$O19=\"Tons\"),Inventory!$N19*12000,IF(AND(OR($Z263=\"c\",$Z263=\"d\"),Inventory!$AJ19=\"Btu/hr\"),Inventory!$AI19,IF(AND(OR($Z263=\"c\",$Z263=\"d\"),Inventory!$AJ19=\"Tons\"),Inventory!$AI19*12000,0)))))","v":0},0,0,"EER",0,"kW/ton",{"$f":"IF(OR($Z263=\"a\",$AV263=\"No\"),0,IF(AND($Z263=\"b\",Inventory!$Q19=\"Btu/hr\"),Inventory!$P19,IF(AND($Z263=\"b\",Inventory!$Q19=\"Tons\"),Inventory!$P19*12000,IF(AND(OR($Z263=\"c\",$Z263=\"d\"),Inventory!$AL19=\"Btu/hr\"),Inventory!$AK19,IF(AND(OR($Z263=\"c\",$Z263=\"d\"),Inventory!$AL19=\"Tons\"),Inventory!$AK19*12000,0)))))","v":0},0,0,"COP","No",{"$f":"IF(OR(Inventory!$J19=\"\",$BH263=\"No\"),\"-\",Inventory!$J19)","v":"-"},{"$f":"IFERROR(VLOOKUP($BI263,'Early Retirement'!$B$6:$C$32,2,FALSE),\"-\")","v":"-"},{"$f":"IF(OR($Z263<>\"b\",AND($AA263<>\"b\",$AA263<>\"c\")),\"n\",IF(AND($AS263<>1,$AS263<>2,$AS263<>7,$AS263<>8),\"n\",IF(Inventory!$K19=\"Split\",\"s\",IF(Inventory!$K19=\"Packaged\",\"p\",\"n\"))))","v":"n"},{"$f":"IF(AND($AA263<>\"i\",$AA263<>\"j\"),\"n\",IF(Inventory!$L19=\"Centrifugal\",\"c\",\"n\"))","v":"n"},"-","-",{"$f":"IFERROR(INDEX('Early Retirement'!$C$4:$AC$32,$BJ263,$BN263),0)","v":0},{"$f":"IFERROR(HLOOKUP($BN263,'Early Retirement'!$D$4:$AC$5,2,FALSE),0)","v":0},{"$f":"IFERROR(INDEX('Early Retirement'!$AE$4:$BE$32,$BJ263,$BN263),0)","v":0},{"$f":"IFERROR(HLOOKUP($BN263,'Early Retirement'!$AF$4:$BE$5,2,FALSE),0)","v":0},0,0,"kW/ton",{"$f":"IFERROR(INDEX('Early Retirement'!$BG$4:$CG$32,$BJ263,$BN263),0)","v":0},{"$f":"IFERROR(HLOOKUP($BN263,'Early Retirement'!$BH$4:$CH$5,2,FALSE),0)","v":0},0,"COP","Yes",0,0,"kW/ton",0,"COP",0,0,"kW/ton",0,"COP"]
[null,null,null,null,null,null,null,null,null,null,null,null,null,null,null,null,null,null,null,null,null,null,null,null,11,{"$f":"IF(Inventory!$C20=\"\",\"a\",VLOOKUP(Inventory!$C20,$B$8:$C$11,2,FALSE))","v":"a"},{"$f":"IF(AND($Z264=\"b\",Inventory!$I20=\"\"),\"a\",IF(AND($Z264=\"b\",Inventory!$I20<>\"\"),VLOOKUP(Inventory!$I20,$E$3:$F$12,2,FALSE),IF(AND(OR($Z264=\"c\",$Z264=\"d\"),Inventory!$AB20=\"\"),\"a\",IF(AND(OR($Z264=\"c\",$Z264=\"d\"),Inventory!$AB20<>\"\"),VLOOKUP(Inventory!$AB20,$E$3:$F$12,2,FALSE),\"a\"))))","v":"a"},{"$f":"IF(OR(AND($AA264<>\"b\",$AA264<>\"c\"),$AF264=0,$AF264>=(65000/12000),Inventory!$AC20=\"\"),\"a\",VLOOKUP(Inventory!$AC20,$H$3:$I$5,2,FALSE))","v":"a"},null,{"$f":"IF(AND($AA264<>\"i\",$AA264<>\"j\"),\"a\",IF(AND($Z264=\"b\",Inventory!$L20=\"\"),\"a\",IF(AND($Z264=\"b\",Inventory!$L20<>\"\"),VLOOKUP(Inventory!$L20,$N$3:$O$6,2,FALSE),IF(AND(OR($Z264=\"c\",$Z264=\"d\"),Inventory!$AE20=\"\"),\"a\",IF(AND(OR($Z264=\"c\",$Z264=\"d\"),Inventory!$AE20<>\"\"),VLOOKUP(Inventory!$AE20,$N$3:$O$6,2,FALSE),\"a\")))))","v":"a"},{"$f":"IF(OR(AND($AA264<>\"e\",$AA264<>\"f\"),$AF264=0,Inventory!$AG20=\"\"),\"a\",VLOOKUP(Inventory!$AG20,$Q$3:$R$5,2,FALSE))","v":"a"},{"$f":"IF(OR(Inventory!C20=\"New Construction\",Inventory!C20=\"Replace-on-Burnout\",Inventory!C20=\"Early Retirement\"),Inventory!AT20,0)","v":0},"","","","","","","","","","","","",0,"aaaaa0","No","No",{"$f":"IF($Z264=\"a\",0,IF($Z264=\"b\",Inventory!$M20,Inventory!$AH20))","v":0},{"$f":"IF(OR($Z264=\"a\",AND($AU264=\"No\",$AV264=\"No\")),0,IF(AND($Z264=\"b\",Inventory!$O20=\"Btu/hr\"),Inventory!$N20,IF(AND($Z264=\"b\",Inventory!$O20=\"Tons\"),Inventory!$N20*12000,IF(AND(OR($Z264=\"c\",$Z264=\"d\"),Inventory!$AJ20=\"Btu/hr\"),Inventory!$AI20,IF(AND(OR($Z264=\"c\",$Z264=\"d\"),Inventory!$AJ20=\"Tons\"),Inventory!$AI20*12000,0)))))","v":0},0,0,"EER",0,"kW/ton",{"$f":"IF(OR($Z264=\"a\",$AV264=\"No\"),0,IF(AND($Z264=\"b\",Inventory!$Q20=\"Btu/hr\"),Inventory!$P20,IF(AND($Z264=\"b\",Inventory!$Q20=\"Tons\"),Inventory!$P20*12000,IF(AND(OR($Z264=\"c\",$Z264=\"d\"),Inventory!$AL20=\"Btu/hr\"),Inventory!$AK20,IF(AND(OR($Z264=\"c\",$Z264=\"d\"),Inventory!$AL20=\"Tons\"),Inventory!$AK20*12000,0)))))","v":0},0,0,"COP","No",{"$f":"IF(OR(Inventory!$J20=\"\",$BH264=\"No\"),\"-\",Inventory!$J20)","v":"-"},{"$f":"IFERROR(VLOOKUP($BI264,'Early Retirement'!$B$6:$C$32,2,FALSE),\"-\")","v":"-"},{"$f":"IF(OR($Z264<>\"b\",AND($AA264<>\"b\",$AA264<>\"c\")),\"n\",IF(AND($AS264<>1,$AS264<>2,$AS264<>7,$AS264<>8),\"n\",IF(Inventory!$K20=\"Split\",\"s\",IF(Inventory!$K20=\"Packaged\",\"p\",\"n\"))))","v":"n"},{"$f":"IF(AND($AA264<>\"i\",$AA264<>\"j\"),\"n\",IF(Inventory!$L20=\"Centrifugal\",\"c\",\"n\"))","v":"n"},"-","-",{"$f":"IFERROR(INDEX('Early Retirement'!$C$4:$AC$32,$BJ264,$BN264),0)","v":0},{"$f":"IFERROR(HLOOKUP($BN264,'Early Retirement'!$D$4:$AC$5,2,FALSE),0)","v":0},{"$f":"IFERROR(INDEX('Early Retirement'!$AE$4:$BE$32,$BJ264,$BN264),0)","v":0},{"$f":"IFERROR(HLOOKUP($BN264,'Early Retirement'!$AF$4:$BE$5,2,FALSE),0)","v":0},0,0,"kW/ton",{"$f":"IFERROR(INDEX('Early Retirement'!$BG$4:$CG$32,$BJ264,$BN264),0)","v":0},{"$f":"IFERROR(HLOOKUP($BN264,'Early Retirement'!$BH$4:$CH$5,2,FALSE),0)","v":0},0,"COP","Yes",0,0,"kW/ton",0,"COP",0,0,"kW/ton",0,"COP"]
[null,null,null,null,null,null,null,null,null,null,null,null,null,null,null,null,null,null,null,null,null,null,null,null,12,{"$f":"IF(Inventory!$C21=\"\",\"a\",VLOOKUP(Inventory!$C21,$B$8:$C$11,2,FALSE))","v":"a"},{"$f":"IF(AND($Z265=\"b\",Inventory!$I21=\"\"),\"a\",IF(AND($Z265=\"b\",Inventory!$I21<>\"\"),VLOOKUP(Inventory!$I21,$E$3:$F$12,2,FALSE),IF(AND(OR($Z265=\"c\",$Z265=\"d\"),Inventory!$AB21=\"\"),\"a\",IF(AND(OR($Z265=\"c\",$Z265=\"d\"),Inventory!$AB21<>\"\"),VLOOKUP(Inventory!$AB21,$E$3:$F$12,2,FALSE),\"a\"))))","v":"a"},{"$f":"IF(OR(AND($AA265<>\"b\",$AA265<>\"c\"),$AF265=0,$AF265>=(65000/12000),Inventory!$AC21=\"\"),\"a\",VLOOKUP(Inventory!$AC21,$H$3:$I$5,2,FALSE))","v":"a"},null,{"$f":"IF(AND($AA265<>\"i\",$AA265<>\"j\"),\"a\",IF(AND($Z265=\"b\",Inventory!$L21=\"\"),\"a\",IF(AND($Z265=\"b\",Inventory!$L21<>\"\"),VLOOKUP(Inventory!$L21,$N$3:$O$6,2,FALSE),IF(AND(OR($Z265=\"c\",$Z265=\"d\"),Inventory!$AE21=\"\"),\"a\",IF(AND(OR($Z265=\"c\",$Z265=\"d\"),Inventory!$AE21<>\"\"),VLOOKUP(Inventory!$AE21,$N$3:$O$6,2,FALSE),\"a\")))))","v":"a"},{"$f":"IF(OR(AND($AA265<>\"e\",$AA265<>\"f\"),$AF265=0,Inventory!$AG21=\"\"),\"a\",VLOOKUP(Inventory!$AG21,$Q$3:$R$5,2,FALSE))","v":"a"},{"$f":"IF(OR(Inventory!C21=\"New Construction\",Inventory!C21=\"Replace-on-Burnout\",Inventory!C21=\"Early Retirement\"),Inventory!AT21,0)","v":0},"","","","","","","","","","","","",0,"aaaaa0","No","No",{"$f":"IF($Z265=\"a\",0,IF($Z265=\"b\",Inventory!$M21,Inventory!$AH21))","v":0},{"$f":"IF(OR($Z265=\"a\",AND($AU265=\"No\",$AV265=\"No\")),0,IF(AND($Z265=\"b\",Inventory!$O21=\"Btu/hr\"),Inventory!$N21,IF(AND($Z265=\"b\",Inventory!$O21=\"Tons\"),Inventory!$N21*12000,IF(AND(OR($Z265=\"c\",$Z265=\"d\"),Inventory!$AJ21=\"Btu/hr\"),Inventory!$AI21,IF(AND(OR($Z265=\"c\",$Z265=\"d\"),Inventory!$AJ21=\"Tons\"),Inventory!$AI21*12000,0)))))","v":0},0,0,"EER",0,"kW/ton",{"$f":"IF(OR($Z265=\"a\",$AV265=\"No\"),0,IF(AND($Z265=\"b\",Inventory!$Q21=\"Btu/hr\"),Inventory!$P21,IF(AND($Z265=\"b\",Inventory!$Q21=\"Tons\"),Inventory!$P21*12000,IF(AND(OR($Z265=\"c\",$Z265=\"d\"),Inventory!$AL21=\"Btu/hr\"),Inventory!$AK21,IF(AND(OR($Z265=\"c\",$Z265=\"d\"),Inventory!$AL21=\"Tons\"),Inventory!$AK21*12000,0)))))","v":0},0,0,"COP","No",{"$f":"IF(OR(Inventory!$J21=\"\",$BH265=\"No\"),\"-\",Inventory!$J21)","v":"-"},{"$f":"IFERROR(VLOOKUP($BI265,'Early Retirement'!$B$6:$C$32,2,FALSE),\"-\")","v":"-"},{"$f":"IF(OR($Z265<>\"b\",AND($AA265<>\"b\",$AA265<>\"c\")),\"n\",IF(AND($AS265<>1,$AS265<>2,$AS265<>7,$AS265<>8),\"n\",IF(Inventory!$K21=\"Split\",\"s\",IF(Inventory!$K21=\"Packaged\",\"p\",\"n\"))))","v":"n"},{"$f":"IF(AND($AA265<>\"i\",$AA265<>\"j\"),\"n\",IF(Inventory!$L21=\"Centrifugal\",\"c\",\"n\"))","v":"n"},"-","-",{"$f":"IFERROR(INDEX('Early Retirement'!$C$4:$AC$32,$BJ265,$BN265),0)","v":0},{"$f":"IFERROR(HLOOKUP($BN265,'Early Retirement'!$D$4:$AC$5,2,FALSE),0)","v":0},{"$f":"IFERROR(INDEX('Early Retirement'!$AE$4:$BE$32,$BJ265,$BN265),0)","v":0},{"$f":"IFERROR(HLOOKUP($BN265,'Early Retirement'!$AF$4:$BE$5,2,FALSE),0)","v":0},0,0,"kW/ton",{"$f":"IFERROR(INDEX('Early Retirement'!$BG$4:$CG$32,$BJ265,$BN265),0)","v":0},{"$f":"IFERROR(HLOOKUP($BN265,'Early Retirement'!$BH$4:$CH$5,2,FALSE),0)","v":0},0,"COP","Yes",0,0,"kW/ton",0,"COP",0,0,"kW/ton",0,"COP"]
[null,null,null,null,null,null,null,null,null,null,null,null,null,null,null,null,null,null,null,null,null,null,null,null,13,{"$f":"IF(Inventory!$C22=\"\",\"a\",VLOOKUP(Inventory!$C22,$B$8:$C$11,2,FALSE))","v":"a"},{"$f":"IF(AND($Z266=\"b\",Inventory!$I22=\"\"),\"a\",IF(AND($Z266=\"b\",Inventory!$I22<>\"\"),VLOOKUP(Inventory!$I22,$E$3:$F$12,2,FALSE),IF(AND(OR($Z266=\"c\",$Z266=\"d\"),Inventory!$AB22=\"\"),\"a\",IF(AND(OR($Z266=\"c\",$Z266=\"d\"),Inventory!$AB22<>\"\"),VLOOKUP(Inventory!$AB22,$E$3:$F$12,2,FALSE),\"a\"))))","v":"a"},{"$f":"IF(OR(AND($AA266<>\"b\",$AA266<>\"c\"),$AF266=0,$AF266>=(65000/12000),Inventory!$AC22=\"\"),\"a\",VLOOKUP(Inventory!$AC22,$H$3:$I$5,2,FALSE))","v":"a"},null,{"$f":"IF(AND($AA266<>\"i\",$AA266<>\"j\"),\"a\",IF(AND($Z266=\"b\",Inventory!$L22=\"\"),\"a\",IF(AND($Z266=\"b\",Inventory!$L22<>\"\"),VLOOKUP(Inventory!$L22,$N$3:$O$6,2,FALSE),IF(AND(OR($Z266=\"c\",$Z266=\"d\"),Inventory!$AE22=\"\"),\"a\",IF(AND(OR($Z266=\"c\",$Z266=\"d\"),Inventory!$AE22<>\"\"),VLOOKUP(Inventory!$AE22,$N$3:$O$6,2,FALSE),\"a\")))))","v":"a"},{"$f":"IF(OR(AND($AA266<>\"e\",$AA266<>\"f\"),$AF266=0,Inventory!$AG22=\"\"),\"a\",VLOOKUP(Inventory!$AG22,$Q$3:$R$5,2,FALSE))","v":"a"},{"$f":"IF(OR(Inventory!C22=\"New Construction\",Inventory!C22=\"Replace-on-Burnout\",Inventory!C22=\"Early Retirement\"),Inventory!AT22,0)","v":0},"","","","","","","","","","","","",0,"aaaaa0","No","No",{"$f":"IF($Z266=\"a\",0,IF($Z266=\"b\",Inventory!$M22,Inventory!$AH22))","v":0},{"$f":"IF(OR($Z266=\"a\",AND($AU266=\"No\",$AV266=\"No\")),0,IF(AND($Z266=\"b\",Inventory!$O22=\"Btu/hr\"),Inventory!$N22,IF(AND($Z266=\"b\",Inventory!$O22=\"Tons\"),Inventory!$N22*12000,IF(AND(OR($Z266=\"c\",$Z266=\"d\"),Inventory!$AJ22=\"Btu/hr\"),Inventory!$AI22,IF(AND(OR($Z266=\"c\",$Z266=\"d\"),Inventory!$AJ22=\"Tons\"),Inventory!$AI22*12000,0)))))","v":0},0,0,"EER",0,"kW/ton",{"$f":"IF(OR($Z266=\"a\",$AV266=\"No\"),0,IF(AND($Z266=\"b\",Inventory!$Q22=\"Btu/hr\"),Inventory!$P22,IF(AND($Z266=\"b\",Inventory!$Q22=\"Tons\"),Inventory!$P22*12000,IF(AND(OR($Z266=\"c\",$Z266=\"d\"),Inventory!$AL22=\"Btu/hr\"),Inventory!$AK22,IF(AND(OR($Z266=\"c\",$Z266=\"d\"),Inventory!$AL22=\"Tons\"),Inventory!$AK22*12000,0)))))","v":0},0,0,"COP","No",{"$f":"IF(OR(Inventory!$J22=\"\",$BH266=\"No\"),\"-\",Inventory!$J22)","v":"-"},{"$f":"IFERROR(VLOOKUP($BI266,'Early Retirement'!$B$6:$C$32,2,FALSE),\"-\")","v":"-"},{"$f":"IF(OR($Z266<>\"b\",AND($AA266<>\"b\",$AA266<>\"c\")),\"n\",IF(AND($AS266<>1,$AS266<>2,$AS266<>7,$AS266<>8),\"n\",IF(Inventory!$K22=\"Split\",\"s\",IF(Inventory!$K22=\"Packaged\",\"p\",\"n\"))))","v":"n"},{"$f":"IF(AND($AA266<>\"i\",$AA266<>\"j\"),\"n\",IF(Inventory!$L22=\"Centrifugal\",\"c\",\"n\"))","v":"n"},"-","-",{"$f":"IFERROR(INDEX('Early Retirement'!$C$4:$AC$32,$BJ266,$BN266),0)","v":0},{"$f":"IFERROR(HLOOKUP($BN266,'Early Retirement'!$D$4:$AC$5,2,FALSE),0)","v":0},{"$f":"IFERROR(INDEX('Early Retirement'!$AE$4:$BE$32,$BJ266,$BN266),0)","v":0},{"$f":"IFERROR(HLOOKUP($BN266,'Early Retirement'!$AF$4:$BE$5,2,FALSE),0)","v":0},0,0,"kW/ton",{"$f":"IFERROR(INDEX('Early Retirement'!$BG$4:$CG$32,$BJ266,$BN266),0)","v":0},{"$f":"IFERROR(HLOOKUP($BN266,'Early Retirement'!$BH$4:$CH$5,2,FALSE),0)","v":0},0,"COP","Yes",0,0,"kW/ton",0,"COP",0,0,"kW/ton",0,"COP"]
[null,null,null,null,null,null,null,null,null,null,null,null,null,null,null,null,null,null,null,null,null,null,null,null,14,{"$f":"IF(Inventory!$C23=\"\",\"a\",VLOOKUP(Inventory!$C23,$B$8:$C$11,2,FALSE))","v":"a"},{"$f":"IF(AND($Z267=\"b\",Inventory!$I23=\"\"),\"a\",IF(AND($Z267=\"b\",Inventory!$I23<>\"\"),VLOOKUP(Inventory!$I23,$E$3:$F$12,2,FALSE),IF(AND(OR($Z267=\"c\",$Z267=\"d\"),Inventory!$AB23=\"\"),\"a\",IF(AND(OR($Z267=\"c\",$Z267=\"d\"),Inventory!$AB23<>\"\"),VLOOKUP(Inventory!$AB23,$E$3:$F$12,2,FALSE),\"a\"))))","v":"a"},{"$f":"IF(OR(AND($AA267<>\"b\",$AA267<>\"c\"),$AF267=0,$AF267>=(65000/12000),Inventory!$AC23=\"\"),\"a\",VLOOKUP(Inventory!$AC23,$H$3:$I$5,2,FALSE))","v":"a"},null,{"$f":"IF(AND($AA267<>\"i\",$AA267<>\"j\"),\"a\",IF(AND($Z267=\"b\",Inventory!$L23=\"\"),\"a\",IF(AND($Z267=\"b\",Inventory!$L23<>\"\"),VLOOKUP(Inventory!$L23,$N$3:$O$6,2,FALSE),IF(AND(OR($Z267=\"c\",$Z267=\"d\"),Inventory!$AE23=\"\"),\"a\",IF(AND(OR($Z267=\"c\",$Z267=\"d\"),Inventory!$AE23<>\"\"),VLOOKUP(Inventory!$AE23,$N$3:$O$6,2,FALSE),\"a\")))))","v":"a"},{"$f":"IF(OR(AND($AA267<>\"e\",$AA267<>\"f\"),$AF267=0,Inventory!$AG23=\"\"),\"a\",VLOOKUP(Inventory!$AG23,$Q$3:$R$5,2,FALSE))","v":"a"},{"$f":"IF(OR(Inventory!C23=\"New Construction\",Inventory!C23=\"Replace-on-Burnout\",Inventory!C23=\"Early Retirement\"),Inventory!AT23,0)","v":0},"","","","","","","","","","","","",0,"aaaaa0","No","No",{"$f":"IF($Z267=\"a\",0,IF($Z267=\"b\",Inventory!$M23,Inventory!$AH23))","v":0},{"$f":"IF(OR($Z267=\"a\",AND($AU267=\"No\",$AV267=\"No\")),0,IF(AND($Z267=\"b\",Inventory!$O23=\"Btu/hr\"),Inventory!$N23,IF(AND($Z267=\"b\",Inventory!$O23=\"Tons\"),Inventory!$N23*12000,IF(AND(OR($Z267=\"c\",$Z267=\"d\"),Inventory!$AJ23=\"Btu/hr\"),Inventory!$AI23,IF(AND(OR($Z267=\"c\",$Z267=\"d\"),Inventory!$AJ23=\"Tons\"),Inventory!$AI23*12000,0)))))","v":0},0,0,"EER",0,"kW/ton",{"$f":"IF(OR($Z267=\"a\",$AV267=\"No\"),0,IF(AND($Z267=\"b\",Inventory!$Q23=\"Btu/hr\"),Inventory!$P23,IF(AND($Z267=\"b\",Inventory!$Q23=\"Tons\"),Inventory!$P23*12000,IF(AND(OR($Z267=\"c\",$Z267=\"d\"),Inventory!$AL23=\"Btu/hr\"),Inventory!$AK23,IF(AND(OR($Z267=\"c\",$Z267=\"d\"),Inventory!$AL23=\"Tons\"),Inventory!$AK23*12000,0)))))","v":0},0,0,"COP","No",{"$f":"IF(OR(Inventory!$J23=\"\",$BH267=\"No\"),\"-\",Inventory!$J23)","v":"-"},{"$f":"IFERROR(VLOOKUP($BI267,'Early Retirement'!$B$6:$C$32,2,FALSE),\"-\")","v":"-"},{"$f":"IF(OR($Z267<>\"b\",AND($AA267<>\"b\",$AA267<>\"c\")),\"n\",IF(AND($AS267<>1,$AS267<>2,$AS267<>7,$AS267<>8),\"n\",IF(Inventory!$K23=\"Split\",\"s\",IF(Inventory!$K23=\"Packaged\",\"p\",\"n\"))))","v":"n"},{"$f":"IF(AND($AA267<>\"i\",$AA267<>\"j\"),\"n\",IF(Inventory!$L23=\"Centrifugal\",\"c\",\"n\"))","v":"n"},"-","-",{"$f":"IFERROR(INDEX('Early Retirement'!$C$4:$AC$32,$BJ267,$BN267),0)","v":0},{"$f":"IFERROR(HLOOKUP($BN267,'Early Retirement'!$D$4:$AC$5,2,FALSE),0)","v":0},{"$f":"IFERROR(INDEX('Early Retirement'!$AE$4:$BE$32,$BJ267,$BN267),0)","v":0},{"$f":"IFERROR(HLOOKUP($BN267,'Early Retirement'!$AF$4:$BE$5,2,FALSE),0)","v":0},0,0,"kW/ton",{"$f":"IFERROR(INDEX('Early Retirement'!$BG$4:$CG$32,$BJ267,$BN267),0)","v":0},{"$f":"IFERROR(HLOOKUP($BN267,'Early Retirement'!$BH$4:$CH$5,2,FALSE),0)","v":0},0,"COP","Yes",0,0,"kW/ton",0,"COP",0,0,"kW/ton",0,"COP"]
[null,null,null,null,null,null,null,null,null,null,null,null,null,null,null,null,null,null,null,null,null,null,null,null,15,{"$f":"IF(Inventory!$C24=\"\",\"a\",VLOOKUP(Inventory!$C24,$B$8:$C$11,2,FALSE))","v":"a"},{"$f":"IF(AND($Z268=\"b\",Inventory!$I24=\"\"),\"a\",IF(AND($Z268=\"b\",Inventory!$I24<>\"\"),VLOOKUP(Inventory!$I24,$E$3:$F$12,2,FALSE),IF(AND(OR($Z268=\"c\",$Z268=\"d\"),Inventory!$AB24=\"\"),\"a\",IF(AND(OR($Z268=\"c\",$Z268=\"d\"),Inventory!$AB24<>\"\"),VLOOKUP(Inventory!$AB24,$E$3:$F$12,2,FALSE),\"a\"))))","v":"a"},{"$f":"IF(OR(AND($AA268<>\"b\",$AA268<>\"c\"),$AF268=0,$AF268>=(65000/12000),Inventory!$AC24=\"\"),\"a\",VLOOKUP(Inventory!$AC24,$H$3:$I$5,2,FALSE))","v":"a"},null,{"$f":"IF(AND($AA268<>\"i\",$AA268<>\"j\"),\"a\",IF(AND($Z268=\"b\",Inventory!$L24=\"\"),\"a\",IF(AND($Z268=\"b\",Inventory!$L24<>\"\"),VLOOKUP(Inventory!$L24,$N$3:$O$6,2,FALSE),IF(AND(OR($Z268=\"c\",$Z268=\"d\"),Inventory!$AE24=\"\"),\"a\",IF(AND(OR($Z268=\"c\",$Z268=\"d\"),Inventory!$AE24<>\"\"),VLOOKUP(Inventory!$AE24,$N$3:$O$6,2,FALSE),\"a\")))))","v":"a"},{"$f":"IF(OR(AND($AA268<>\"e\",$AA268<>\"f\"),$AF268=0,Inventory!$AG24=\"\"),\"a\",VLOOKUP(Inventory!$AG24,$Q$3:$R$5,2,FALSE))","v":"a"},{"$f":"IF(OR(Inventory!C24=\"New Construction\",Inventory!C24=\"Replace-on-Burnout\",Inventory!C24=\"Early Retirement\"),Inventory!AT24,0)","v":0},"","","","","","","","","","","","",0,"aaaaa0","No","No",{"$f":"IF($Z268=\"a\",0,IF($Z268=\"b\",Inventory!$M24,Inventory!$AH24))","v":0},{"$f":"IF(OR($Z268=\"a\",AND($AU268=\"No\",$AV268=\"No\")),0,IF(AND($Z268=\"b\",Inventory!$O24=\"Btu/hr\"),Inventory!$N24,IF(AND($Z268=\"b\",Inventory!$O24=\"Tons\"),Inventory!$N24*12000,IF(AND(OR($Z268=\"c\",$Z268=\"d\"),Inventory!$AJ24=\"Btu/hr\"),Inventory!$AI24,IF(AND(OR($Z268=\"c\",$Z268=\"d\"),Inventory!$AJ24=\"Tons\"),Inventory!$AI24*12000,0)))))","v":0},0,0,"EER",0,"kW/ton",{"$f":"IF(OR($Z268=\"a\",$AV268=\"No\"),0,IF(AND($Z268=\"b\",Inventory!$Q24=\"Btu/hr\"),Inventory!$P24,IF(AND($Z268=\"b\",Inventory!$Q24=\"Tons\"),Inventory!$P24*12000,IF(AND(OR($Z268=\"c\",$Z268=\"d\"),Inventory!$AL24=\"Btu/hr\"),Inventory!$AK24,IF(AND(OR($Z268=\"c\",$Z268=\"d\"),Inventory!$AL24=\"Tons\"),Inventory!$AK24*12000,0)))))","v":0},0,0,"COP","No",{"$f":"IF(OR(Inventory!$J24=\"\",$BH268=\"No\"),\"-\",Inventory!$J24)","v":"-"},{"$f":"IFERROR(VLOOKUP($BI268,'Early Retirement'!$B$6:$C$32,2,FALSE),\"-\")","v":"-"},{"$f":"IF(OR($Z268<>\"b\",AND($AA268<>\"b\",$AA268<>\"c\")),\"n\",IF(AND($AS268<>1,$AS268<>2,$AS268<>7,$AS268<>8),\"n\",IF(Inventory!$K24=\"Split\",\"s\",IF(Inventory!$K24=\"Packaged\",\"p\",\"n\"))))","v":"n"},{"$f":"IF(AND($AA268<>\"i\",$AA268<>\"j\"),\"n\",IF(Inventory!$L24=\"Centrifugal\",\"c\",\"n\"))","v":"n"},"-","-",{"$f":"IFERROR(INDEX('Early Retirement'!$C$4:$AC$32,$BJ268,$BN268),0)","v":0},{"$f":"IFERROR(HLOOKUP($BN268,'Early Retirement'!$D$4:$AC$5,2,FALSE),0)","v":0},{"$f":"IFERROR(INDEX('Early Retirement'!$AE$4:$BE$32,$BJ268,$BN268),0)","v":0},{"$f":"IFERROR(HLOOKUP($BN268,'Early Retirement'!$AF$4:$BE$5,2,FALSE),0)","v":0},0,0,"kW/ton",{"$f":"IFERROR(INDEX('Early Retirement'!$BG$4:$CG$32,$BJ268,$BN268),0)","v":0},{"$f":"IFERROR(HLOOKUP($BN268,'Early Retirement'!$BH$4:$CH$5,2,FALSE),0)","v":0},0,"COP","Yes",0,0,"kW/ton",0,"COP",0,0,"kW/ton",0,"COP"]
[null,null,null,null,null,null,null,null,null,null,null,null,null,null,null,null,null,null,null,null,null,null,null,null,16,{"$f":"IF(Inventory!$C25=\"\",\"a\",VLOOKUP(Inventory!$C25,$B$8:$C$11,2,FALSE))","v":"a"},{"$f":"IF(AND($Z269=\"b\",Inventory!$I25=\"\"),\"a\",IF(AND($Z269=\"b\",Inventory!$I25<>\"\"),VLOOKUP(Inventory!$I25,$E$3:$F$12,2,FALSE),IF(AND(OR($Z269=\"c\",$Z269=\"d\"),Inventory!$AB25=\"\"),\"a\",IF(AND(OR($Z269=\"c\",$Z269=\"d\"),Inventory!$AB25<>\"\"),VLOOKUP(Inventory!$AB25,$E$3:$F$12,2,FALSE),\"a\"))))","v":"a"},{"$f":"IF(OR(AND($AA269<>\"b\",$AA269<>\"c\"),$AF269=0,$AF269>=(65000/12000),Inventory!$AC25=\"\"),\"a\",VLOOKUP(Inventory!$AC25,$H$3:$I$5,2,FALSE))","v":"a"},null,{"$f":"IF(AND($AA269<>\"i\",$AA269<>\"j\"),\"a\",IF(AND($Z269=\"b\",Inventory!$L25=\"\"),\"a\",IF(AND($Z269=\"b\",Inventory!$L25<>\"\"),VLOOKUP(Inventory!$L25,$N$3:$O$6,2,FALSE),IF(AND(OR($Z269=\"c\",$Z269=\"d\"),Inventory!$AE25=\"\"),\"a\",IF(AND(OR($Z269=\"c\",$Z269=\"d\"),Inventory!$AE25<>\"\"),VLOOKUP(Inventory!$AE25,$N$3:$O$6,2,FALSE),\"a\")))))","v":"a"},{"$f":"IF(OR(AND($AA269<>\"e\",$AA269<>\"f\"),$AF269=0,Inventory!$AG25=\"\"),\"a\",VLOOKUP(Inventory!$AG25,$Q$3:$R$5,2,FALSE))","v":"a"},{"$f":"IF(OR(Inventory!C25=\"New Construction\",Inventory!C25=\"Replace-on-Burnout\",Inventory!C25=\"Early Retirement\"),Inventory!AT25,0)","v":0},"","","","","","","","","","","","",0,"aaaaa0","No","No",{"$f":"IF($Z269=\"a\",0,IF($Z269=\"b\",Inventory!$M25,Inventory!$AH25))","v":0},{"$f":"IF(OR($Z269=\"a\",AND($AU269=\"No\",$AV269=\"No\")),0,IF(AND($Z269=\"b\",Inventory!$O25=\"Btu/hr\"),Inventory!$N25,IF(AND($Z269=\"b\",Inventory!$O25=\"Tons\"),Inventory!$N25*12000,IF(AND(OR($Z269=\"c\",$Z269=\"d\"),Inventory!$AJ25=\"Btu/hr\"),Inventory!$AI25,IF(AND(OR($Z269=\"c\",$Z269=\"d\"),Inventory!$AJ25=\"Tons\"),Inventory!$AI25*12000,0)))))","v":0},0,0,"EER",0,"kW/ton",{"$f":"IF(OR($Z269=\"a\",$AV269=\"No\"),0,IF(AND($Z269=\"b\",Inventory!$Q25=\"Btu/hr\"),Inventory!$P25,IF(AND($Z269=\"b\",Inventory!$Q25=\"Tons\"),Inventory!$P25*12000,IF(AND(OR($Z269=\"c\",$Z269=\"d\"),Inventory!$AL25=\"Btu/hr\"),Inventory!$AK25,IF(AND(OR($Z269=\"c\",$Z269=\"d\"),Inventory!$AL25=\"Tons\"),Inventory!$AK25*12000,0)))))","v":0},0,0,"COP","No",{"$f":"IF(OR(Inventory!$J25=\"\",$BH269=\"No\"),\"-\",Inventory!$J25)","v":"-"},{"$f":"IFERROR(VLOOKUP($BI269,'Early Retirement'!$B$6:$C$32,2,FALSE),\"-\")","v":"-"},{"$f":"IF(OR($Z269<>\"b\",AND($AA269<>\"b\",$AA269<>\"c\")),\"n\",IF(AND($AS269<>1,$AS269<>2,$AS269<>7,$AS269<>8),\"n\",IF(Inventory!$K25=\"Split\",\"s\",IF(Inventory!$K25=\"Packaged\",\"p\",\"n\"))))","v":"n"},{"$f":"IF(AND($AA269<>\"i\",$AA269<>\"j\"),\"n\",IF(Inventory!$L25=\"Centrifugal\",\"c\",\"n\"))","v":"n"},"-","-",{"$f":"IFERROR(INDEX('Early Retirement'!$C$4:$AC$32,$BJ269,$BN269),0)","v":0},{"$f":"IFERROR(HLOOKUP($BN269,'Early Retirement'!$D$4:$AC$5,2,FALSE),0)","v":0},{"$f":"IFERROR(INDEX('Early Retirement'!$AE$4:$BE$32,$BJ269,$BN269),0)","v":0},{"$f":"IFERROR(HLOOKUP($BN269,'Early Retirement'!$AF$4:$BE$5,2,FALSE),0)","v":0},0,0,"kW/ton",{"$f":"IFERROR(INDEX('Early Retirement'!$BG$4:$CG$32,$BJ269,$BN269),0)","v":0},{"$f":"IFERROR(HLOOKUP($BN269,'Early Retirement'!$BH$4:$CH$5,2,FALSE),0)","v":0},0,"COP","Yes",0,0,"kW/ton",0,"COP",0,0,"kW/ton",0,"COP"]
[null,null,null,null,null,null,null,null,null,null,null,null,null,null,null,null,null,null,null,null,null,null,null,null,17,{"$f":"IF(Inventory!$C26=\"\",\"a\",VLOOKUP(Inventory!$C26,$B$8:$C$11,2,FALSE))","v":"a"},{"$f":"IF(AND($Z270=\"b\",Inventory!$I26=\"\"),\"a\",IF(AND($Z270=\"b\",Inventory!$I26<>\"\"),VLOOKUP(Inventory!$I26,$E$3:$F$12,2,FALSE),IF(AND(OR($Z270=\"c\",$Z270=\"d\"),Inventory!$AB26=\"\"),\"a\",IF(AND(OR($Z270=\"c\",$Z270=\"d\"),Inventory!$AB26<>\"\"),VLOOKUP(Inventory!$AB26,$E$3:$F$12,2,FALSE),\"a\"))))","v":"a"},{"$f":"IF(OR(AND($AA270<>\"b\",$AA270<>\"c\"),$AF270=0,$AF270>=(65000/12000),Inventory!$AC26=\"\"),\"a\",VLOOKUP(Inventory!$AC26,$H$3:$I$5,2,FALSE))","v":"a"},null,{"$f":"IF(AND($AA270<>\"i\",$AA270<>\"j\"),\"a\",IF(AND($Z270=\"b\",Inventory!$L26=\"\"),\"a\",IF(AND($Z270=\"b\",Inventory!$L26<>\"\"),VLOOKUP(Inventory!$L26,$N$3:$O$6,2,FALSE),IF(AND(OR($Z270=\"c\",$Z270=\"d\"),Inventory!$AE26=\"\"),\"a\",IF(AND(OR($Z270=\"c\",$Z270=\"d\"),Inventory!$AE26<>\"\"),VLOOKUP(Inventory!$AE26,$N$3:$O$6,2,FALSE),\"a\")))))","v":"a"},{"$f":"IF(OR(AND($AA270<>\"e\",$AA270<>\"f\"),$AF270=0,Inventory!$AG26=\"\"),\"a\",VLOOKUP(Inventory!$AG26,$Q$3:$R$5,2,FALSE))","v":"a"},{"$f":"IF(OR(Inventory!C26=\"New Construction\",Inventory!C26=\"Replace-on-Burnout\",Inventory!C26=\"Early Retirement\"),Inventory!AT26,0)","v":0},"","","","","","","","","","","","",0,"aaaaa0","No","No",{"$f":"IF($Z270=\"a\",0,IF($Z270=\"b\",Inventory!$M26,Inventory!$AH26))","v":0},{"$f":"IF(OR($Z270=\"a\",AND($AU270=\"No\",$AV270=\"No\")),0,IF(AND($Z270=\"b\",Inventory!$O26=\"Btu/hr\"),Inventory!$N26,IF(AND($Z270=\"b\",Inventory!$O26=\"Tons\"),Inventory!$N26*12000,IF(AND(OR($Z270=\"c\",$Z270=\"d\"),Inventory!$AJ26=\"Btu/hr\"),Inventory!$AI26,IF(AND(OR($Z270=\"c\",$Z270=\"d\"),Inventory!$AJ26=\"Tons\"),Inventory!$AI26*12000,0)))))","v":0},0,0,"EER",0,"kW/ton",{"$f":"IF(OR($Z270=\"a\",$AV270=\"No\"),0,IF(AND($Z270=\"b\",Inventory!$Q26=\"Btu/hr\"),Inventory!$P26,IF(AND($Z270=\"b\",Inventory!$Q26=\"Tons\"),Inventory!$P26*12000,IF(AND(OR($Z270=\"c\",$Z270=\"d\"),Inventory!$AL26=\"Btu/hr\"),Inventory!$AK26,IF(AND(OR($Z270=\"c\",$Z270=\"d\"),Inventory!$AL26=\"Tons\"),Inventory!$AK26*12000,0)))))","v":0},0,0,"COP","No",{"$f":"IF(OR(Inventory!$J26=\"\",$BH270=\"No\"),\"-\",Inventory!$J26)","v":"-"},{"$f":"IFERROR(VLOOKUP($BI270,'Early Retirement'!$B$6:$C$32,2,FALSE),\"-\")","v":"-"},{"$f":"IF(OR($Z270<>\"b\",AND($AA270<>\"b\",$AA270<>\"c\")),\"n\",IF(AND($AS270<>1,$AS270<>2,$AS270<>7,$AS270<>8),\"n\",IF(Inventory!$K26=\"Split\",\"s\",IF(Inventory!$K26=\"Packaged\",\"p\",\"n\"))))","v":"n"},{"$f":"IF(AND($AA270<>\"i\",$AA270<>\"j\"),\"n\",IF(Inventory!$L26=\"Centrifugal\",\"c\",\"n\"))","v":"n"},"-","-",{"$f":"IFERROR(INDEX('Early Retirement'!$C$4:$AC$32,$BJ270,$BN270),0)","v":0},{"$f":"IFERROR(HLOOKUP($BN270,'Early Retirement'!$D$4:$AC$5,2,FALSE),0)","v":0},{"$f":"IFERROR(INDEX('Early Retirement'!$AE$4:$BE$32,$BJ270,$BN270),0)","v":0},{"$f":"IFERROR(HLOOKUP($BN270,'Early Retirement'!$AF$4:$BE$5,2,FALSE),0)","v":0},0,0,"kW/ton",{"$f":"IFERROR(INDEX('Early Retirement'!$BG$4:$CG$32,$BJ270,$BN270),0)","v":0},{"$f":"IFERROR(HLOOKUP($BN270,'Early Retirement'!$BH$4:$CH$5,2,FALSE),0)","v":0},0,"COP","Yes",0,0,"kW/ton",0,"COP",0,0,"kW/ton",0,"COP"]
[null,null,null,null,null,null,null,null,null,null,null,null,null,null,null,null,null,null,null,null,null,null,null,null,18,{"$f":"IF(Inventory!$C27=\"\",\"a\",VLOOKUP(Inventory!$C27,$B$8:$C$11,2,FALSE))","v":"a"},{"$f":"IF(AND($Z271=\"b\",Inventory!$I27=\"\"),\"a\",IF(AND($Z271=\"b\",Inventory!$I27<>\"\"),VLOOKUP(Inventory!$I27,$E$3:$F$12,2,FALSE),IF(AND(OR($Z271=\"c\",$Z271=\"d\"),Inventory!$AB27=\"\"),\"a\",IF(AND(OR($Z271=\"c\",$Z271=\"d\"),Inventory!$AB27<>\"\"),VLOOKUP(Inventory!$AB27,$E$3:$F$12,2,FALSE),\"a\"))))","v":"a"},{"$f":"IF(OR(AND($AA271<>\"b\",$AA271<>\"c\"),$AF271=0,$AF271>=(65000/12000),Inventory!$AC27=\"\"),\"a\",VLOOKUP(Inventory!$AC27,$H$3:$I$5,2,FALSE))","v":"a"},null,{"$f":"IF(AND($AA271<>\"i\",$AA271<>\"j\"),\"a\",IF(AND($Z271=\"b\",Inventory!$L27=\"\"),\"a\",IF(AND($Z271=\"b\",Inventory!$L27<>\"\"),VLOOKUP(Inventory!$L27,$N$3:$O$6,2,FALSE),IF(AND(OR($Z271=\"c\",$Z271=\"d\"),Inventory!$AE27=\"\"),\"a\",IF(AND(OR($Z271=\"c\",$Z271=\"d\"),Inventory!$AE27<>\"\"),VLOOKUP(Inventory!$AE27,$N$3:$O$6,2,FALSE),\"a\")))))","v":"a"},{"$f":"IF(OR(AND($AA271<>\"e\",$AA271<>\"f\"),$AF271=0,Inventory!$AG27=\"\"),\"a\",VLOOKUP(Inventory!$AG27,$Q$3:$R$5,2,FALSE))","v":"a"},{"$f":"IF(OR(Inventory!C27=\"New Construction\",Inventory!C27=\"Replace-on-Burnout\",Inventory!C27=\"Early Retirement\"),Inventory!AT27,0)","v":0},"","","","","","","","","","","","",0,"aaaaa0","No","No",{"$f":"IF($Z271=\"a\",0,IF($Z271=\"b\",Inventory!$M27,Inventory!$AH27))","v":0},{"$f":"IF(OR($Z271=\"a\",AND($AU271=\"No\",$AV271=\"No\")),0,IF(AND($Z271=\"b\",Inventory!$O27=\"Btu/hr\"),Inventory!$N27,IF(AND($Z271=\"b\",Inventory!$O27=\"Tons\"),Inventory!$N27*12000,IF(AND(OR($Z271=\"c\",$Z271=\"d\"),Inventory!$AJ27=\"Btu/hr\"),Inventory!$AI27,IF(AND(OR($Z271=\"c\",$Z271=\"d\"),Inventory!$AJ27=\"Tons\"),Inventory!$AI27*12000,0)))))","v":0},0,0,"EER",0,"kW/ton",{"$f":"IF(OR($Z271=\"a\",$AV271=\"No\"),0,IF(AND($Z271=\"b\",Inventory!$Q27=\"Btu/hr\"),Inventory!$P27,IF(AND($Z271=\"b\",Inventory!$Q27=\"Tons\"),Inventory!$P27*12000,IF(AND(OR($Z271=\"c\",$Z271=\"d\"),Inventory!$AL27=\"Btu/hr\"),Inventory!$AK27,IF(AND(OR($Z271=\"c\",$Z271=\"d\"),Inventory!$AL27=\"Tons\"),Inventory!$AK27*12000,0)))))","v":0},0,0,"COP","No",{"$f":"IF(OR(Inventory!$J27=\"\",$BH271=\"No\"),\"-\",Inventory!$J27)","v":"-"},{"$f":"IFERROR(VLOOKUP($BI271,'Early Retirement'!$B$6:$C$32,2,FALSE),\"-\")","v":"-"},{"$f":"IF(OR($Z271<>\"b\",AND($AA271<>\"b\",$AA271<>\"c\")),\"n\",IF(AND($AS271<>1,$AS271<>2,$AS271<>7,$AS271<>8),\"n\",IF(Inventory!$K27=\"Split\",\"s\",IF(Inventory!$K27=\"Packaged\",\"p\",\"n\"))))","v":"n"},{"$f":"IF(AND($AA271<>\"i\",$AA271<>\"j\"),\"n\",IF(Inventory!$L27=\"Centrifugal\",\"c\",\"n\"))","v":"n"},"-","-",{"$f":"IFERROR(INDEX('Early Retirement'!$C$4:$AC$32,$BJ271,$BN271),0)","v":0},{"$f":"IFERROR(HLOOKUP($BN271,'Early Retirement'!$D$4:$AC$5,2,FALSE),0)","v":0},{"$f":"IFERROR(INDEX('Early Retirement'!$AE$4:$BE$32,$BJ271,$BN271),0)","v":0},{"$f":"IFERROR(HLOOKUP($BN271,'Early Retirement'!$AF$4:$BE$5,2,FALSE),0)","v":0},0,0,"kW/ton",{"$f":"IFERROR(INDEX('Early Retirement'!$BG$4:$CG$32,$BJ271,$BN271),0)","v":0},{"$f":"IFERROR(HLOOKUP($BN271,'Early Retirement'!$BH$4:$CH$5,2,FALSE),0)","v":0},0,"COP","Yes",0,0,"kW/ton",0,"COP",0,0,"kW/ton",0,"COP"]
[null,null,null,null,null,null,null,null,null,null,null,null,null,null,null,null,null,null,null,null,null,null,null,null,19,{"$f":"IF(Inventory!$C28=\"\",\"a\",VLOOKUP(Inventory!$C28,$B$8:$C$11,2,FALSE))","v":"a"},{"$f":"IF(AND($Z272=\"b\",Inventory!$I28=\"\"),\"a\",IF(AND($Z272=\"b\",Inventory!$I28<>\"\"),VLOOKUP(Inventory!$I28,$E$3:$F$12,2,FALSE),IF(AND(OR($Z272=\"c\",$Z272=\"d\"),Inventory!$AB28=\"\"),\"a\",IF(AND(OR($Z272=\"c\",$Z272=\"d\"),Inventory!$AB28<>\"\"),VLOOKUP(Inventory!$AB28,$E$3:$F$12,2,FALSE),\"a\"))))","v":"a"},{"$f":"IF(OR(AND($AA272<>\"b\",$AA272<>\"c\"),$AF272=0,$AF272>=(65000/12000),Inventory!$AC28=\"\"),\"a\",VLOOKUP(Inventory!$AC28,$H$3:$I$5,2,FALSE))","v":"a"},null,{"$f":"IF(AND($AA272<>\"i\",$AA272<>\"j\"),\"a\",IF(AND($Z272=\"b\",Inventory!$L28=\"\"),\"a\",IF(AND($Z272=\"b\",Inventory!$L28<>\"\"),VLOOKUP(Inventory!$L28,$N$3:$O$6,2,FALSE),IF(AND(OR($Z272=\"c\",$Z272=\"d\"),Inventory!$AE28=\"\"),\"a\",IF(AND(OR($Z272=\"c\",$Z272=\"d\"),Inventory!$AE28<>\"\"),VLOOKUP(Inventory!$AE28,$N$3:$O$6,2,FALSE),\"a\")))))","v":"a"},{"$f":"IF(OR(AND($AA272<>\"e\",$AA272<>\"f\"),$AF272=0,Inventory!$AG28=\"\"),\"a\",VLOOKUP(Inventory!$AG28,$Q$3:$R$5,2,FALSE))","v":"a"},{"$f":"IF(OR(Inventory!C28=\"New Construction\",Inventory!C28=\"Replace-on-Burnout\",Inventory!C28=\"Early Retirement\"),Inventory!AT28,0)","v":0},"","","","","","","","","","","","",0,"aaaaa0","No","No",{"$f":"IF($Z272=\"a\",0,IF($Z272=\"b\",Inventory!$M28,Inventory!$AH28))","v":0},{"$f":"IF(OR($Z272=\"a\",AND($AU272=\"No\",$AV272=\"No\")),0,IF(AND($Z272=\"b\",Inventory!$O28=\"Btu/hr\"),Inventory!$N28,IF(AND($Z272=\"b\",Inventory!$O28=\"Tons\"),Inventory!$N28*12000,IF(AND(OR($Z272=\"c\",$Z272=\"d\"),Inventory!$AJ28=\"Btu/hr\"),Inventory!$AI28,IF(AND(OR($Z272=\"c\",$Z272=\"d\"),Inventory!$AJ28=\"Tons\"),Inventory!$AI28*12000,0)))))","v":0},0,0,"EER",0,"kW/ton",{"$f":"IF(OR($Z272=\"a\",$AV272=\"No\"),0,IF(AND($Z272=\"b\",Inventory!$Q28=\"Btu/hr\"),Inventory!$P28,IF(AND($Z272=\"b\",Inventory!$Q28=\"Tons\"),Inventory!$P28*12000,IF(AND(OR($Z272=\"c\",$Z272=\"d\"),Inventory!$AL28=\"Btu/hr\"),Inventory!$AK28,IF(AND(OR($Z272=\"c\",$Z272=\"d\"),Inventory!$AL28=\"Tons\"),Inventory!$AK28*12000,0)))))","v":0},0,0,"COP","No",{"$f":"IF(OR(Inventory!$J28=\"\",$BH272=\"No\"),\"-\",Inventory!$J28)","v":"-"},{"$f":"IFERROR(VLOOKUP($BI272,'Early Retirement'!$B$6:$C$32,2,FALSE),\"-\")","v":"-"},{"$f":"IF(OR($Z272<>\"b\",AND($AA272<>\"b\",$AA272<>\"c\")),\"n\",IF(AND($AS272<>1,$AS272<>2,$AS272<>7,$AS272<>8),\"n\",IF(Inventory!$K28=\"Split\",\"s\",IF(Inventory!$K28=\"Packaged\",\"p\",\"n\"))))","v":"n"},{"$f":"IF(AND($AA272<>\"i\",$AA272<>\"j\"),\"n\",IF(Inventory!$L28=\"Centrifugal\",\"c\",\"n\"))","v":"n"},"-","-",{"$f":"IFERROR(INDEX('Early Retirement'!$C$4:$AC$32,$BJ272,$BN272),0)","v":0},{"$f":"IFERROR(HLOOKUP($BN272,'Early Retirement'!$D$4:$AC$5,2,FALSE),0)","v":0},{"$f":"IFERROR(INDEX('Early Retirement'!$AE$4:$BE$32,$BJ272,$BN272),0)","v":0},{"$f":"IFERROR(HLOOKUP($BN272,'Early Retirement'!$AF$4:$BE$5,2,FALSE),0)","v":0},0,0,"kW/ton",{"$f":"IFERROR(INDEX('Early Retirement'!$BG$4:$CG$32,$BJ272,$BN272),0)","v":0},{"$f":"IFERROR(HLOOKUP($BN272,'Early Retirement'!$BH$4:$CH$5,2,FALSE),0)","v":0},0,"COP","Yes",0,0,"kW/ton",0,"COP",0,0,"kW/ton",0,"COP"]
[null,null,null,null,null,null,null,null,null,null,null,null,null,null,null,null,null,null,null,null,null,null,null,null,20,{"$f":"IF(Inventory!$C29=\"\",\"a\",VLOOKUP(Inventory!$C29,$B$8:$C$11,2,FALSE))","v":"a"},{"$f":"IF(AND($Z273=\"b\",Inventory!$I29=\"\"),\"a\",IF(AND($Z273=\"b\",Inventory!$I29<>\"\"),VLOOKUP(Inventory!$I29,$E$3:$F$12,2,FALSE),IF(AND(OR($Z273=\"c\",$Z273=\"d\"),Inventory!$AB29=\"\"),\"a\",IF(AND(OR($Z273=\"c\",$Z273=\"d\"),Inventory!$AB29<>\"\"),VLOOKUP(Inventory!$AB29,$E$3:$F$12,2,FALSE),\"a\"))))","v":"a"},{"$f":"IF(OR(AND($AA273<>\"b\",$AA273<>\"c\"),$AF273=0,$AF273>=(65000/12000),Inventory!$AC29=\"\"),\"a\",VLOOKUP(Inventory!$AC29,$H$3:$I$5,2,FALSE))","v":"a"},null,{"$f":"IF(AND($AA273<>\"i\",$AA273<>\"j\"),\"a\",IF(AND($Z273=\"b\",Inventory!$L29=\"\"),\"a\",IF(AND($Z273=\"b\",Inventory!$L29<>\"\"),VLOOKUP(Inventory!$L29,$N$3:$O$6,2,FALSE),IF(AND(OR($Z273=\"c\",$Z273=\"d\"),Inventory!$AE29=\"\"),\"a\",IF(AND(OR($Z273=\"c\",$Z273=\"d\"),Inventory!$AE29<>\"\"),VLOOKUP(Inventory!$AE29,$N$3:$O$6,2,FALSE),\"a\")))))","v":"a"},{"$f":"IF(OR(AND($AA273<>\"e\",$AA273<>\"f\"),$AF273=0,Inventory!$AG29=\"\"),\"a\",VLOOKUP(Inventory!$AG29,$Q$3:$R$5,2,FALSE))","v":"a"},{"$f":"IF(OR(Inventory!C29=\"New Construction\",Inventory!C29=\"Replace-on-Burnout\",Inventory!C29=\"Early Retirement\"),Inventory!AT29,0)","v":0},"","","","","","","","","","","","",0,"aaaaa0","No","No",{"$f":"IF($Z273=\"a\",0,IF($Z273=\"b\",Inventory!$M29,Inventory!$AH29))","v":0},{"$f":"IF(OR($Z273=\"a\",AND($AU273=\"No\",$AV273=\"No\")),0,IF(AND($Z273=\"b\",Inventory!$O29=\"Btu/hr\"),Inventory!$N29,IF(AND($Z273=\"b\",Inventory!$O29=\"Tons\"),Inventory!$N29*12000,IF(AND(OR($Z273=\"c\",$Z273=\"d\"),Inventory!$AJ29=\"Btu/hr\"),Inventory!$AI29,IF(AND(OR($Z273=\"c\",$Z273=\"d\"),Inventory!$AJ29=\"Tons\"),Inventory!$AI29*12000,0)))))","v":0},0,0,"EER",0,"kW/ton",{"$f":"IF(OR($Z273=\"a\",$AV273=\"No\"),0,IF(AND($Z273=\"b\",Inventory!$Q29=\"Btu/hr\"),Inventory!$P29,IF(AND($Z273=\"b\",Inventory!$Q29=\"Tons\"),Inventory!$P29*12000,IF(AND(OR($Z273=\"c\",$Z273=\"d\"),Inventory!$AL29=\"Btu/hr\"),Inventory!$AK29,IF(AND(OR($Z273=\"c\",$Z273=\"d\"),Inventory!$AL29=\"Tons\"),Inventory!$AK29*12000,0)))))","v":0},0,0,"COP","No",{"$f":"IF(OR(Inventory!$J29=\"\",$BH273=\"No\"),\"-\",Inventory!$J29)","v":"-"},{"$f":"IFERROR(VLOOKUP($BI273,'Early Retirement'!$B$6:$C$32,2,FALSE),\"-\")","v":"-"},{"$f":"IF(OR($Z273<>\"b\",AND($AA273<>\"b\",$AA273<>\"c\")),\"n\",IF(AND($AS273<>1,$AS273<>2,$AS273<>7,$AS273<>8),\"n\",IF(Inventory!$K29=\"Split\",\"s\",IF(Inventory!$K29=\"Packaged\",\"p\",\"n\"))))","v":"n"},{"$f":"IF(AND($AA273<>\"i\",$AA273<>\"j\"),\"n\",IF(Inventory!$L29=\"Centrifugal\",\"c\",\"n\"))","v":"n"},"-","-",{"$f":"IFERROR(INDEX('Early Retirement'!$C$4:$AC$32,$BJ273,$BN273),0)","v":0},{"$f":"IFERROR(HLOOKUP($BN273,'Early Retirement'!$D$4:$AC$5,2,FALSE),0)","v":0},{"$f":"IFERROR(INDEX('Early Retirement'!$AE$4:$BE$32,$BJ273,$BN273),0)","v":0},{"$f":"IFERROR(HLOOKUP($BN273,'Early Retirement'!$AF$4:$BE$5,2,FALSE),0)","v":0},0,0,"kW/ton",{"$f":"IFERROR(INDEX('Early Retirement'!$BG$4:$CG$32,$BJ273,$BN273),0)","v":0},{"$f":"IFERROR(HLOOKUP($BN273,'Early Retirement'!$BH$4:$CH$5,2,FALSE),0)","v":0},0,"COP","Yes",0,0,"kW/ton",0,"COP",0,0,"kW/ton",0,"COP"]
[null,null,null,null,null,null,null,null,null,null,null,null,null,null,null,null,null,null,null,null,null,null,null,null,21,{"$f":"IF(Inventory!$C30=\"\",\"a\",VLOOKUP(Inventory!$C30,$B$8:$C$11,2,FALSE))","v":"a"},{"$f":"IF(AND($Z274=\"b\",Inventory!$I30=\"\"),\"a\",IF(AND($Z274=\"b\",Inventory!$I30<>\"\"),VLOOKUP(Inventory!$I30,$E$3:$F$12,2,FALSE),IF(AND(OR($Z274=\"c\",$Z274=\"d\"),Inventory!$AB30=\"\"),\"a\",IF(AND(OR($Z274=\"c\",$Z274=\"d\"),Inventory!$AB30<>\"\"),VLOOKUP(Inventory!$AB30,$E$3:$F$12,2,FALSE),\"a\"))))","v":"a"},{"$f":"IF(OR(AND($AA274<>\"b\",$AA274<>\"c\"),$AF274=0,$AF274>=(65000/12000),Inventory!$AC30=\"\"),\"a\",VLOOKUP(Inventory!$AC30,$H$3:$I$5,2,FALSE))","v":"a"},null,{"$f":"IF(AND($AA274<>\"i\",$AA274<>\"j\"),\"a\",IF(AND($Z274=\"b\",Inventory!$L30=\"\"),\"a\",IF(AND($Z274=\"b\",Inventory!$L30<>\"\"),VLOOKUP(Inventory!$L30,$N$3:$O$6,2,FALSE),IF(AND(OR($Z274=\"c\",$Z274=\"d\"),Inventory!$AE30=\"\"),\"a\",IF(AND(OR($Z274=\"c\",$Z274=\"d\"),Inventory!$AE30<>\"\"),VLOOKUP(Inventory!$AE30,$N$3:$O$6,2,FALSE),\"a\")))))","v":"a"},{"$f":"IF(OR(AND($AA274<>\"e\",$AA274<>\"f\"),$AF274=0,Inventory!$AG30=\"\"),\"a\",VLOOKUP(Inventory!$AG30,$Q$3:$R$5,2,FALSE))","v":"a"},{"$f":"IF(OR(Inventory!C30=\"New Construction\",Inventory!C30=\"Replace-on-Burnout\",Inventory!C30=\"Early Retirement\"),Inventory!AT30,0)","v":0},"","","","","","","","","","","","",0,"aaaaa0","No","No",{"$f":"IF($Z274=\"a\",0,IF($Z274=\"b\",Inventory!$M30,Inventory!$AH30))","v":0},{"$f":"IF(OR($Z274=\"a\",AND($AU274=\"No\",$AV274=\"No\")),0,IF(AND($Z274=\"b\",Inventory!$O30=\"Btu/hr\"),Inventory!$N30,IF(AND($Z274=\"b\",Inventory!$O30=\"Tons\"),Inventory!$N30*12000,IF(AND(OR($Z274=\"c\",$Z274=\"d\"),Inventory!$AJ30=\"Btu/hr\"),Inventory!$AI30,IF(AND(OR($Z274=\"c\",$Z274=\"d\"),Inventory!$AJ30=\"Tons\"),Inventory!$AI30*12000,0)))))","v":0},0,0,"EER",0,"kW/ton",{"$f":"IF(OR($Z274=\"a\",$AV274=\"No\"),0,IF(AND($Z274=\"b\",Inventory!$Q30=\"Btu/hr\"),Inventory!$P30,IF(AND($Z274=\"b\",Inventory!$Q30=\"Tons\"),Inventory!$P30*12000,IF(AND(OR($Z274=\"c\",$Z274=\"d\"),Inventory!$AL30=\"Btu/hr\"),Inventory!$AK30,IF(AND(OR($Z274=\"c\",$Z274=\"d\"),Inventory!$AL30=\"Tons\"),Inventory!$AK30*12000,0)))))","v":0},0,0,"COP","No",{"$f":"IF(OR(Inventory!$J30=\"\",$BH274=\"No\"),\"-\",Inventory!$J30)","v":"-"},{"$f":"IFERROR(VLOOKUP($BI274,'Early Retirement'!$B$6:$C$32,2,FALSE),\"-\")","v":"-"},{"$f":"IF(OR($Z274<>\"b\",AND($AA274<>\"b\",$AA274<>\"c\")),\"n\",IF(AND($AS274<>1,$AS274<>2,$AS274<>7,$AS274<>8),\"n\",IF(Inventory!$K30=\"Split\",\"s\",IF(Inventory!$K30=\"Packaged\",\"p\",\"n\"))))","v":"n"},{"$f":"IF(AND($AA274<>\"i\",$AA274<>\"j\"),\"n\",IF(Inventory!$L30=\"Centrifugal\",\"c\",\"n\"))","v":"n"},"-","-",{"$f":"IFERROR(INDEX('Early Retirement'!$C$4:$AC$32,$BJ274,$BN274),0)","v":0},{"$f":"IFERROR(HLOOKUP($BN274,'Early Retirement'!$D$4:$AC$5,2,FALSE),0)","v":0},{"$f":"IFERROR(INDEX('Early Retirement'!$AE$4:$BE$32,$BJ274,$BN274),0)","v":0},{"$f":"IFERROR(HLOOKUP($BN274,'Early Retirement'!$AF$4:$BE$5,2,FALSE),0)","v":0},0,0,"kW/ton",{"$f":"IFERROR(INDEX('Early Retirement'!$BG$4:$CG$32,$BJ274,$BN274),0)","v":0},{"$f":"IFERROR(HLOOKUP($BN274,'Early Retirement'!$BH$4:$CH$5,2,FALSE),0)","v":0},0,"COP","Yes",0,0,"kW/ton",0,"COP",0,0,"kW/ton",0,"COP"]
[null,null,null,null,null,null,null,null,null,null,null,null,null,null,null,null,null,null,null,null,null,null,null,null,22,{"$f":"IF(Inventory!$C31=\"\",\"a\",VLOOKUP(Inventory!$C31,$B$8:$C$11,2,FALSE))","v":"a"},{"$f":"IF(AND($Z275=\"b\",Inventory!$I31=\"\"),\"a\",IF(AND($Z275=\"b\",Inventory!$I31<>\"\"),VLOOKUP(Inventory!$I31,$E$3:$F$12,2,FALSE),IF(AND(OR($Z275=\"c\",$Z275=\"d\"),Inventory!$AB31=\"\"),\"a\",IF(AND(OR($Z275=\"c\",$Z275=\"d\"),Inventory!$AB31<>\"\"),VLOOKUP(Inventory!$AB31,$E$3:$F$12,2,FALSE),\"a\"))))","v":"a"},{"$f":"IF(OR(AND($AA275<>\"b\",$AA275<>\"c\"),$AF275=0,$AF275>=(65000/12000),Inventory!$AC31=\"\"),\"a\",VLOOKUP(Inventory!$AC31,$H$3:$I$5,2,FALSE))","v":"a"},null,{"$f":"IF(AND($AA275<>\"i\",$AA275<>\"j\"),\"a\",IF(AND($Z275=\"b\",Inventory!$L31=\"\"),\"a\",IF(AND($Z275=\"b\",Inventory!$L31<>\"\"),VLOOKUP(Inventory!$L31,$N$3:$O$6,2,FALSE),IF(AND(OR($Z275=\"c\",$Z275=\"d\"),Inventory!$AE31=\"\"),\"a\",IF(AND(OR($Z275=\"c\",$Z275=\"d\"),Inventory!$AE31<>\"\"),VLOOKUP(Inventory!$AE31,$N$3:$O$6,2,FALSE),\"a\")))))","v":"a"},{"$f":"IF(OR(AND($AA275<>\"e\",$AA275<>\"f\"),$AF275=0,Inventory!$AG31=\"\"),\"a\",VLOOKUP(Inventory!$AG31,$Q$3:$R$5,2,FALSE))","v":"a"},{"$f":"IF(OR(Inventory!C31=\"New Construction\",Inventory!C31=\"Replace-on-Burnout\",Inventory!C31=\"Early Retirement\"),Inventory!AT31,0)","v":0},"","","","","","","","","","","","",0,"aaaaa0","No","No",{"$f":"IF($Z275=\"a\",0,IF($Z275=\"b\",Inventory!$M31,Inventory!$AH31))","v":0},{"$f":"IF(OR($Z275=\"a\",AND($AU275=\"No\",$AV275=\"No\")),0,IF(AND($Z275=\"b\",Inventory!$O31=\"Btu/hr\"),Inventory!$N31,IF(AND($Z275=\"b\",Inventory!$O31=\"Tons\"),Inventory!$N31*12000,IF(AND(OR($Z275=\"c\",$Z275=\"d\"),Inventory!$AJ31=\"Btu/hr\"),Inventory!$AI31,IF(AND(OR($Z275=\"c\",$Z275=\"d\"),Inventory!$AJ31=\"Tons\"),Inventory!$AI31*12000,0)))))","v":0},0,0,"EER",0,"kW/ton",{"$f":"IF(OR($Z275=\"a\",$AV275=\"No\"),0,IF(AND($Z275=\"b\",Inventory!$Q31=\"Btu/hr\"),Inventory!$P31,IF(AND($Z275=\"b\",Inventory!$Q31=\"Tons\"),Inventory!$P31*12000,IF(AND(OR($Z275=\"c\",$Z275=\"d\"),Inventory!$AL31=\"Btu/hr\"),Inventory!$AK31,IF(AND(OR($Z275=\"c\",$Z275=\"d\"),Inventory!$AL31=\"Tons\"),Inventory!$AK31*12000,0)))))","v":0},0,0,"COP","No",{"$f":"IF(OR(Inventory!$J31=\"\",$BH275=\"No\"),\"-\",Inventory!$J31)","v":"-"},{"$f":"IFERROR(VLOOKUP($BI275,'Early Retirement'!$B$6:$C$32,2,FALSE),\"-\")","v":"-"},{"$f":"IF(OR($Z275<>\"b\",AND($AA275<>\"b\",$AA275<>\"c\")),\"n\",IF(AND($AS275<>1,$AS275<>2,$AS275<>7,$AS275<>8),\"n\",IF(Inventory!$K31=\"Split\",\"s\",IF(Inventory!$K31=\"Packaged\",\"p\",\"n\"))))","v":"n"},{"$f":"IF(AND($AA275<>\"i\",$AA275<>\"j\"),\"n\",IF(Inventory!$L31=\"Centrifugal\",\"c\",\"n\"))","v":"n"},"-","-",{"$f":"IFERROR(INDEX('Early Retirement'!$C$4:$AC$32,$BJ275,$BN275),0)","v":0},{"$f":"IFERROR(HLOOKUP($BN275,'Early Retirement'!$D$4:$AC$5,2,FALSE),0)","v":0},{"$f":"IFERROR(INDEX('Early Retirement'!$AE$4:$BE$32,$BJ275,$BN275),0)","v":0},{"$f":"IFERROR(HLOOKUP($BN275,'Early Retirement'!$AF$4:$BE$5,2,FALSE),0)","v":0},0,0,"kW/ton",{"$f":"IFERROR(INDEX('Early Retirement'!$BG$4:$CG$32,$BJ275,$BN275),0)","v":0},{"$f":"IFERROR(HLOOKUP($BN275,'Early Retirement'!$BH$4:$CH$5,2,FALSE),0)","v":0},0,"COP","Yes",0,0,"kW/ton",0,"COP",0,0,"kW/ton",0,"COP"]
[null,null,null,null,null,null,null,null,null,null,null,null,null,null,null,null,null,null,null,null,null,null,null,null,23,{"$f":"IF(Inventory!$C32=\"\",\"a\",VLOOKUP(Inventory!$C32,$B$8:$C$11,2,FALSE))","v":"a"},{"$f":"IF(AND($Z276=\"b\",Inventory!$I32=\"\"),\"a\",IF(AND($Z276=\"b\",Inventory!$I32<>\"\"),VLOOKUP(Inventory!$I32,$E$3:$F$12,2,FALSE),IF(AND(OR($Z276=\"c\",$Z276=\"d\"),Inventory!$AB32=\"\"),\"a\",IF(AND(OR($Z276=\"c\",$Z276=\"d\"),Inventory!$AB32<>\"\"),VLOOKUP(Inventory!$AB32,$E$3:$F$12,2,FALSE),\"a\"))))","v":"a"},{"$f":"IF(OR(AND($AA276<>\"b\",$AA276<>\"c\"),$AF276=0,$AF276>=(65000/12000),Inventory!$AC32=\"\"),\"a\",VLOOKUP(Inventory!$AC32,$H$3:$I$5,2,FALSE))","v":"a"},null,{"$f":"IF(AND($AA276<>\"i\",$AA276<>\"j\"),\"a\",IF(AND($Z276=\"b\",Inventory!$L32=\"\"),\"a\",IF(AND($Z276=\"b\",Inventory!$L32<>\"\"),VLOOKUP(Inventory!$L32,$N$3:$O$6,2,FALSE),IF(AND(OR($Z276=\"c\",$Z276=\"d\"),Inventory!$AE32=\"\"),\"a\",IF(AND(OR($Z276=\"c\",$Z276=\"d\"),Inventory!$AE32<>\"\"),VLOOKUP(Inventory!$AE32,$N$3:$O$6,2,FALSE),\"a\")))))","v":"a"},{"$f":"IF(OR(AND($AA276<>\"e\",$AA276<>\"f\"),$AF276=0,Inventory!$AG32=\"\"),\"a\",VLOOKUP(Inventory!$AG32,$Q$3:$R$5,2,FALSE))","v":"a"},{"$f":"IF(OR(Inventory!C32=\"New Construction\",Inventory!C32=\"Replace-on-Burnout\",Inventory!C32=\"Early Retirement\"),Inventory!AT32,0)","v":0},"","","","","","","","","","","","",0,"aaaaa0","No","No",{"$f":"IF($Z276=\"a\",0,IF($Z276=\"b\",Inventory!$M32,Inventory!$AH32))","v":0},{"$f":"IF(OR($Z276=\"a\",AND($AU276=\"No\",$AV276=\"No\")),0,IF(AND($Z276=\"b\",Inventory!$O32=\"Btu/hr\"),Inventory!$N32,IF(AND($Z276=\"b\",Inventory!$O32=\"Tons\"),Inventory!$N32*12000,IF(AND(OR($Z276=\"c\",$Z276=\"d\"),Inventory!$AJ32=\"Btu/hr\"),Inventory!$AI32,IF(AND(OR($Z276=\"c\",$Z276=\"d\"),Inventory!$AJ32=\"Tons\"),Inventory!$AI32*12000,0)))))","v":0},0,0,"EER",0,"kW/ton",{"$f":"IF(OR($Z276=\"a\",$AV276=\"No\"),0,IF(AND($Z276=\"b\",Inventory!$Q32=\"Btu/hr\"),Inventory!$P32,IF(AND($Z276=\"b\",Inventory!$Q32=\"Tons\"),Inventory!$P32*12000,IF(AND(OR($Z276=\"c\",$Z276=\"d\"),Inventory!$AL32=\"Btu/hr\"),Inventory!$AK32,IF(AND(OR($Z276=\"c\",$Z276=\"d\"),Inventory!$AL32=\"Tons\"),Inventory!$AK32*12000,0)))))","v":0},0,0,"COP","No",{"$f":"IF(OR(Inventory!$J32=\"\",$BH276=\"No\"),\"-\",Inventory!$J32)","v":"-"},{"$f":"IFERROR(VLOOKUP($BI276,'Early Retirement'!$B$6:$C$32,2,FALSE),\"-\")","v":"-"},{"$f":"IF(OR($Z276<>\"b\",AND($AA276<>\"b\",$AA276<>\"c\")),\"n\",IF(AND($AS276<>1,$AS276<>2,$AS276<>7,$AS276<>8),\"n\",IF(Inventory!$K32=\"Split\",\"s\",IF(Inventory!$K32=\"Packaged\",\"p\",\"n\"))))","v":"n"},{"$f":"IF(AND($AA276<>\"i\",$AA276<>\"j\"),\"n\",IF(Inventory!$L32=\"Centrifugal\",\"c\",\"n\"))","v":"n"},"-","-",{"$f":"IFERROR(INDEX('Early Retirement'!$C$4:$AC$32,$BJ276,$BN276),0)","v":0},{"$f":"IFERROR(HLOOKUP($BN276,'Early Retirement'!$D$4:$AC$5,2,FALSE),0)","v":0},{"$f":"IFERROR(INDEX('Early Retirement'!$AE$4:$BE$32,$BJ276,$BN276),0)","v":0},{"$f":"IFERROR(HLOOKUP($BN276,'Early Retirement'!$AF$4:$BE$5,2,FALSE),0)","v":0},0,0,"kW/ton",{"$f":"IFERROR(INDEX('Early Retirement'!$BG$4:$CG$32,$BJ276,$BN276),0)","v":0},{"$f":"IFERROR(HLOOKUP($BN276,'Early Retirement'!$BH$4:$CH$5,2,FALSE),0)","v":0},0,"COP","Yes",0,0,"kW/ton",0,"COP",0,0,"kW/ton",0,"COP"]
[null,null,null,null,null,null,null,null,null,null,null,null,null,null,null,null,null,null,null,null,null,null,null,null,24,{"$f":"IF(Inventory!$C33=\"\",\"a\",VLOOKUP(Inventory!$C33,$B$8:$C$11,2,FALSE))","v":"a"},{"$f":"IF(AND($Z277=\"b\",Inventory!$I33=\"\"),\"a\",IF(AND($Z277=\"b\",Inventory!$I33<>\"\"),VLOOKUP(Inventory!$I33,$E$3:$F$12,2,FALSE),IF(AND(OR($Z277=\"c\",$Z277=\"d\"),Inventory!$AB33=\"\"),\"a\",IF(AND(OR($Z277=\"c\",$Z277=\"d\"),Inventory!$AB33<>\"\"),VLOOKUP(Inventory!$AB33,$E$3:$F$12,2,FALSE),\"a\"))))","v":"a"},{"$f":"IF(OR(AND($AA277<>\"b\",$AA277<>\"c\"),$AF277=0,$AF277>=(65000/12000),Inventory!$AC33=\"\"),\"a\",VLOOKUP(Inventory!$AC33,$H$3:$I$5,2,FALSE))","v":"a"},null,{"$f":"IF(AND($AA277<>\"i\",$AA277<>\"j\"),\"a\",IF(AND($Z277=\"b\",Inventory!$L33=\"\"),\"a\",IF(AND($Z277=\"b\",Inventory!$L33<>\"\"),VLOOKUP(Inventory!$L33,$N$3:$O$6,2,FALSE),IF(AND(OR($Z277=\"c\",$Z277=\"d\"),Inventory!$AE33=\"\"),\"a\",IF(AND(OR($Z277=\"c\",$Z277=\"d\"),Inventory!$AE33<>\"\"),VLOOKUP(Inventory!$AE33,$N$3:$O$6,2,FALSE),\"a\")))))","v":"a"},{"$f":"IF(OR(AND($AA277<>\"e\",$AA277<>\"f\"),$AF277=0,Inventory!$AG33=\"\"),\"a\",VLOOKUP(Inventory!$AG33,$Q$3:$R$5,2,FALSE))","v":"a"},{"$f":"IF(OR(Inventory!C33=\"New Construction\",Inventory!C33=\"Replace-on-Burnout\",Inventory!C33=\"Early Retirement\"),Inventory!AT33,0)","v":0},"","","","","","","","","","","","",0,"aaaaa0","No","No",{"$f":"IF($Z277=\"a\",0,IF($Z277=\"b\",Inventory!$M33,Inventory!$AH33))","v":0},{"$f":"IF(OR($Z277=\"a\",AND($AU277=\"No\",$AV277=\"No\")),0,IF(AND($Z277=\"b\",Inventory!$O33=\"Btu/hr\"),Inventory!$N33,IF(AND($Z277=\"b\",Inventory!$O33=\"Tons\"),Inventory!$N33*12000,IF(AND(OR($Z277=\"c\",$Z277=\"d\"),Inventory!$AJ33=\"Btu/hr\"),Inventory!$AI33,IF(AND(OR($Z277=\"c\",$Z277=\"d\"),Inventory!$AJ33=\"Tons\"),Inventory!$AI33*12000,0)))))","v":0},0,0,"EER",0,"kW/ton",{"$f":"IF(OR($Z277=\"a\",$AV277=\"No\"),0,IF(AND($Z277=\"b\",Inventory!$Q33=\"Btu/hr\"),Inventory!$P33,IF(AND($Z277=\"b\",Inventory!$Q33=\"Tons\"),Inventory!$P33*12000,IF(AND(OR($Z277=\"c\",$Z277=\"d\"),Inventory!$AL33=\"Btu/hr\"),Inventory!$AK33,IF(AND(OR($Z277=\"c\",$Z277=\"d\"),Inventory!$AL33=\"Tons\"),Inventory!$AK33*12000,0)))))","v":0},0,0,"COP","No",{"$f":"IF(OR(Inventory!$J33=\"\",$BH277=\"No\"),\"-\",Inventory!$J33)","v":"-"},{"$f":"IFERROR(VLOOKUP($BI277,'Early Retirement'!$B$6:$C$32,2,FALSE),\"-\")","v":"-"},{"$f":"IF(OR($Z277<>\"b\",AND($AA277<>\"b\",$AA277<>\"c\")),\"n\",IF(AND($AS277<>1,$AS277<>2,$AS277<>7,$AS277<>8),\"n\",IF(Inventory!$K33=\"Split\",\"s\",IF(Inventory!$K33=\"Packaged\",\"p\",\"n\"))))","v":"n"},{"$f":"IF(AND($AA277<>\"i\",$AA277<>\"j\"),\"n\",IF(Inventory!$L33=\"Centrifugal\",\"c\",\"n\"))","v":"n"},"-","-",{"$f":"IFERROR(INDEX('Early Retirement'!$C$4:$AC$32,$BJ277,$BN277),0)","v":0},{"$f":"IFERROR(HLOOKUP($BN277,'Early Retirement'!$D$4:$AC$5,2,FALSE),0)","v":0},{"$f":"IFERROR(INDEX('Early Retirement'!$AE$4:$BE$32,$BJ277,$BN277),0)","v":0},{"$f":"IFERROR(HLOOKUP($BN277,'Early Retirement'!$AF$4:$BE$5,2,FALSE),0)","v":0},0,0,"kW/ton",{"$f":"IFERROR(INDEX('Early Retirement'!$BG$4:$CG$32,$BJ277,$BN277),0)","v":0},{"$f":"IFERROR(HLOOKUP($BN277,'Early Retirement'!$BH$4:$CH$5,2,FALSE),0)","v":0},0,"COP","Yes",0,0,"kW/ton",0,"COP",0,0,"kW/ton",0,"COP"]
[null,null,null,null,null,null,null,null,null,null,null,null,null,null,null,null,null,null,null,null,null,null,null,null,25,{"$f":"IF(Inventory!$C34=\"\",\"a\",VLOOKUP(Inventory!$C34,$B$8:$C$11,2,FALSE))","v":"a"},{"$f":"IF(AND($Z278=\"b\",Inventory!$I34=\"\"),\"a\",IF(AND($Z278=\"b\",Inventory!$I34<>\"\"),VLOOKUP(Inventory!$I34,$E$3:$F$12,2,FALSE),IF(AND(OR($Z278=\"c\",$Z278=\"d\"),Inventory!$AB34=\"\"),\"a\",IF(AND(OR($Z278=\"c\",$Z278=\"d\"),Inventory!$AB34<>\"\"),VLOOKUP(Inventory!$AB34,$E$3:$F$12,2,FALSE),\"a\"))))","v":"a"},{"$f":"IF(OR(AND($AA278<>\"b\",$AA278<>\"c\"),$AF278=0,$AF278>=(65000/12000),Inventory!$AC34=\"\"),\"a\",VLOOKUP(Inventory!$AC34,$H$3:$I$5,2,FALSE))","v":"a"},null,{"$f":"IF(AND($AA278<>\"i\",$AA278<>\"j\"),\"a\",IF(AND($Z278=\"b\",Inventory!$L34=\"\"),\"a\",IF(AND($Z278=\"b\",Inventory!$L34<>\"\"),VLOOKUP(Inventory!$L34,$N$3:$O$6,2,FALSE),IF(AND(OR($Z278=\"c\",$Z278=\"d\"),Inventory!$AE34=\"\"),\"a\",IF(AND(OR($Z278=\"c\",$Z278=\"d\"),Inventory!$AE34<>\"\"),VLOOKUP(Inventory!$AE34,$N$3:$O$6,2,FALSE),\"a\")))))","v":"a"},{"$f":"IF(OR(AND($AA278<>\"e\",$AA278<>\"f\"),$AF278=0,Inventory!$AG34=\"\"),\"a\",VLOOKUP(Inventory!$AG34,$Q$3:$R$5,2,FALSE))","v":"a"},{"$f":"IF(OR(Inventory!C34=\"New Construction\",Inventory!C34=\"Replace-on-Burnout\",Inventory!C34=\"Early Retirement\"),Inventory!AT34,0)","v":0},"","","","","","","","","","","","",0,"aaaaa0","No","No",{"$f":"IF($Z278=\"a\",0,IF($Z278=\"b\",Inventory!$M34,Inventory!$AH34))","v":0},{"$f":"IF(OR($Z278=\"a\",AND($AU278=\"No\",$AV278=\"No\")),0,IF(AND($Z278=\"b\",Inventory!$O34=\"Btu/hr\"),Inventory!$N34,IF(AND($Z278=\"b\",Inventory!$O34=\"Tons\"),Inventory!$N34*12000,IF(AND(OR($Z278=\"c\",$Z278=\"d\"),Inventory!$AJ34=\"Btu/hr\"),Inventory!$AI34,IF(AND(OR($Z278=\"c\",$Z278=\"d\"),Inventory!$AJ34=\"Tons\"),Inventory!$AI34*12000,0)))))","v":0},0,0,"EER",0,"kW/ton",{"$f":"IF(OR($Z278=\"a\",$AV278=\"No\"),0,IF(AND($Z278=\"b\",Inventory!$Q34=\"Btu/hr\"),Inventory!$P34,IF(AND($Z278=\"b\",Inventory!$Q34=\"Tons\"),Inventory!$P34*12000,IF(AND(OR($Z278=\"c\",$Z278=\"d\"),Inventory!$AL34=\"Btu/hr\"),Inventory!$AK34,IF(AND(OR($Z278=\"c\",$Z278=\"d\"),Inventory!$AL34=\"Tons\"),Inventory!$AK34*12000,0)))))","v":0},0,0,"COP","No",{"$f":"IF(OR(Inventory!$J34=\"\",$BH278=\"No\"),\"-\",Inventory!$J34)","v":"-"},{"$f":"IFERROR(VLOOKUP($BI278,'Early Retirement'!$B$6:$C$32,2,FALSE),\"-\")","v":"-"},{"$f":"IF(OR($Z278<>\"b\",AND($AA278<>\"b\",$AA278<>\"c\")),\"n\",IF(AND($AS278<>1,$AS278<>2,$AS278<>7,$AS278<>8),\"n\",IF(Inventory!$K34=\"Split\",\"s\",IF(Inventory!$K34=\"Packaged\",\"p\",\"n\"))))","v":"n"},{"$f":"IF(AND($AA278<>\"i\",$AA278<>\"j\"),\"n\",IF(Inventory!$L34=\"Centrifugal\",\"c\",\"n\"))","v":"n"},"-","-",{"$f":"IFERROR(INDEX('Early Retirement'!$C$4:$AC$32,$BJ278,$BN278),0)","v":0},{"$f":"IFERROR(HLOOKUP($BN278,'Early Retirement'!$D$4:$AC$5,2,FALSE),0)","v":0},{"$f":"IFERROR(INDEX('Early Retirement'!$AE$4:$BE$32,$BJ278,$BN278),0)","v":0},{"$f":"IFERROR(HLOOKUP($BN278,'Early Retirement'!$AF$4:$BE$5,2,FALSE),0)","v":0},0,0,"kW/ton",{"$f":"IFERROR(INDEX('Early Retirement'!$BG$4:$CG$32,$BJ278,$BN278),0)","v":0},{"$f":"IFERROR(HLOOKUP($BN278,'Early Retirement'!$BH$4:$CH$5,2,FALSE),0)","v":0},0,"COP","Yes",0,0,"kW/ton",0,"COP",0,0,"kW/ton",0,"COP"]
[null,null,null,null,null,null,null,null,null,null,null,null,null,null,null,null,null,null,null,null,null,null,null,null,26,{"$f":"IF(Inventory!$C35=\"\",\"a\",VLOOKUP(Inventory!$C35,$B$8:$C$11,2,FALSE))","v":"a"},{"$f":"IF(AND($Z279=\"b\",Inventory!$I35=\"\"),\"a\",IF(AND($Z279=\"b\",Inventory!$I35<>\"\"),VLOOKUP(Inventory!$I35,$E$3:$F$12,2,FALSE),IF(AND(OR($Z279=\"c\",$Z279=\"d\"),Inventory!$AB35=\"\"),\"a\",IF(AND(OR($Z279=\"c\",$Z279=\"d\"),Inventory!$AB35<>\"\"),VLOOKUP(Inventory!$AB35,$E$3:$F$12,2,FALSE),\"a\"))))","v":"a"},{"$f":"IF(OR(AND($AA279<>\"b\",$AA279<>\"c\"),$AF279=0,$AF279>=(65000/12000),Inventory!$AC35=\"\"),\"a\",VLOOKUP(Inventory!$AC35,$H$3:$I$5,2,FALSE))","v":"a"},null,{"$f":"IF(AND($AA279<>\"i\",$AA279<>\"j\"),\"a\",IF(AND($Z279=\"b\",Inventory!$L35=\"\"),\"a\",IF(AND($Z279=\"b\",Inventory!$L35<>\"\"),VLOOKUP(Inventory!$L35,$N$3:$O$6,2,FALSE),IF(AND(OR($Z279=\"c\",$Z279=\"d\"),Inventory!$AE35=\"\"),\"a\",IF(AND(OR($Z279=\"c\",$Z279=\"d\"),Inventory!$AE35<>\"\"),VLOOKUP(Inventory!$AE35,$N$3:$O$6,2,FALSE),\"a\")))))","v":"a"},{"$f":"IF(OR(AND($AA279<>\"e\",$AA279<>\"f\"),$AF279=0,Inventory!$AG35=\"\"),\"a\",VLOOKUP(Inventory!$AG35,$Q$3:$R$5,2,FALSE))","v":"a"},{"$f":"IF(OR(Inventory!C35=\"New Construction\",Inventory!C35=\"Replace-on-Burnout\",Inventory!C35=\"Early Retirement\"),Inventory!AT35,0)","v":0},"","","","","","","","","","","","",0,"aaaaa0","No","No",{"$f":"IF($Z279=\"a\",0,IF($Z279=\"b\",Inventory!$M35,Inventory!$AH35))","v":0},{"$f":"IF(OR($Z279=\"a\",AND($AU279=\"No\",$AV279=\"No\")),0,IF(AND($Z279=\"b\",Inventory!$O35=\"Btu/hr\"),Inventory!$N35,IF(AND($Z279=\"b\",Inventory!$O35=\"Tons\"),Inventory!$N35*12000,IF(AND(OR($Z279=\"c\",$Z279=\"d\"),Inventory!$AJ35=\"Btu/hr\"),Inventory!$AI35,IF(AND(OR($Z279=\"c\",$Z279=\"d\"),Inventory!$AJ35=\"Tons\"),Inventory!$AI35*12000,0)))))","v":0},0,0,"EER",0,"kW/ton",{"$f":"IF(OR($Z279=\"a\",$AV279=\"No\"),0,IF(AND($Z279=\"b\",Inventory!$Q35=\"Btu/hr\"),Inventory!$P35,IF(AND($Z279=\"b\",Inventory!$Q35=\"Tons\"),Inventory!$P35*12000,IF(AND(OR($Z279=\"c\",$Z279=\"d\"),Inventory!$AL35=\"Btu/hr\"),Inventory!$AK35,IF(AND(OR($Z279=\"c\",$Z279=\"d\"),Inventory!$AL35=\"Tons\"),Inventory!$AK35*12000,0)))))","v":0},0,0,"COP","No",{"$f":"IF(OR(Inventory!$J35=\"\",$BH279=\"No\"),\"-\",Inventory!$J35)","v":"-"},{"$f":"IFERROR(VLOOKUP($BI279,'Early Retirement'!$B$6:$C$32,2,FALSE),\"-\")","v":"-"},{"$f":"IF(OR($Z279<>\"b\",AND($AA279<>\"b\",$AA279<>\"c\")),\"n\",IF(AND($AS279<>1,$AS279<>2,$AS279<>7,$AS279<>8),\"n\",IF(Inventory!$K35=\"Split\",\"s\",IF(Inventory!$K35=\"Packaged\",\"p\",\"n\"))))","v":"n"},{"$f":"IF(AND($AA279<>\"i\",$AA279<>\"j\"),\"n\",IF(Inventory!$L35=\"Centrifugal\",\"c\",\"n\"))","v":"n"},"-","-",{"$f":"IFERROR(INDEX('Early Retirement'!$C$4:$AC$32,$BJ279,$BN279),0)","v":0},{"$f":"IFERROR(HLOOKUP($BN279,'Early Retirement'!$D$4:$AC$5,2,FALSE),0)","v":0},{"$f":"IFERROR(INDEX('Early Retirement'!$AE$4:$BE$32,$BJ279,$BN279),0)","v":0},{"$f":"IFERROR(HLOOKUP($BN279,'Early Retirement'!$AF$4:$BE$5,2,FALSE),0)","v":0},0,0,"kW/ton",{"$f":"IFERROR(INDEX('Early Retirement'!$BG$4:$CG$32,$BJ279,$BN279),0)","v":0},{"$f":"IFERROR(HLOOKUP($BN279,'Early Retirement'!$BH$4:$CH$5,2,FALSE),0)","v":0},0,"COP","Yes",0,0,"kW/ton",0,"COP",0,0,"kW/ton",0,"COP"]
[null,null,null,null,null,null,null,null,null,null,null,null,null,null,null,null,null,null,null,null,null,null,null,null,27,{"$f":"IF(Inventory!$C36=\"\",\"a\",VLOOKUP(Inventory!$C36,$B$8:$C$11,2,FALSE))","v":"a"},{"$f":"IF(AND($Z280=\"b\",Inventory!$I36=\"\"),\"a\",IF(AND($Z280=\"b\",Inventory!$I36<>\"\"),VLOOKUP(Inventory!$I36,$E$3:$F$12,2,FALSE),IF(AND(OR($Z280=\"c\",$Z280=\"d\"),Inventory!$AB36=\"\"),\"a\",IF(AND(OR($Z280=\"c\",$Z280=\"d\"),Inventory!$AB36<>\"\"),VLOOKUP(Inventory!$AB36,$E$3:$F$12,2,FALSE),\"a\"))))","v":"a"},{"$f":"IF(OR(AND($AA280<>\"b\",$AA280<>\"c\"),$AF280=0,$AF280>=(65000/12000),Inventory!$AC36=\"\"),\"a\",VLOOKUP(Inventory!$AC36,$H$3:$I$5,2,FALSE))","v":"a"},null,{"$f":"IF(AND($AA280<>\"i\",$AA280<>\"j\"),\"a\",IF(AND($Z280=\"b\",Inventory!$L36=\"\"),\"a\",IF(AND($Z280=\"b\",Inventory!$L36<>\"\"),VLOOKUP(Inventory!$L36,$N$3:$O$6,2,FALSE),IF(AND(OR($Z280=\"c\",$Z280=\"d\"),Inventory!$AE36=\"\"),\"a\",IF(AND(OR($Z280=\"c\",$Z280=\"d\"),Inventory!$AE36<>\"\"),VLOOKUP(Inventory!$AE36,$N$3:$O$6,2,FALSE),\"a\")))))","v":"a"},{"$f":"IF(OR(AND($AA280<>\"e\",$AA280<>\"f\"),$AF280=0,Inventory!$AG36=\"\"),\"a\",VLOOKUP(Inventory!$AG36,$Q$3:$R$5,2,FALSE))","v":"a"},{"$f":"IF(OR(Inventory!C36=\"New Construction\",Inventory!C36=\"Replace-on-Burnout\",Inventory!C36=\"Early Retirement\"),Inventory!AT36,0)","v":0},"","","","","","","","","","","","",0,"aaaaa0","No","No",{"$f":"IF($Z280=\"a\",0,IF($Z280=\"b\",Inventory!$M36,Inventory!$AH36))","v":0},{"$f":"IF(OR($Z280=\"a\",AND($AU280=\"No\",$AV280=\"No\")),0,IF(AND($Z280=\"b\",Inventory!$O36=\"Btu/hr\"),Inventory!$N36,IF(AND($Z280=\"b\",Inventory!$O36=\"Tons\"),Inventory!$N36*12000,IF(AND(OR($Z280=\"c\",$Z280=\"d\"),Inventory!$AJ36=\"Btu/hr\"),Inventory!$AI36,IF(AND(OR($Z280=\"c\",$Z280=\"d\"),Inventory!$AJ36=\"Tons\"),Inventory!$AI36*12000,0)))))","v":0},0,0,"EER",0,"kW/ton",{"$f":"IF(OR($Z280=\"a\",$AV280=\"No\"),0,IF(AND($Z280=\"b\",Inventory!$Q36=\"Btu/hr\"),Inventory!$P36,IF(AND($Z280=\"b\",Inventory!$Q36=\"Tons\"),Inventory!$P36*12000,IF(AND(OR($Z280=\"c\",$Z280=\"d\"),Inventory!$AL36=\"Btu/hr\"),Inventory!$AK36,IF(AND(OR($Z280=\"c\",$Z280=\"d\"),Inventory!$AL36=\"Tons\"),Inventory!$AK36*12000,0)))))","v":0},0,0,"COP","No",{"$f":"IF(OR(Inventory!$J36=\"\",$BH280=\"No\"),\"-\",Inventory!$J36)","v":"-"},{"$f":"IFERROR(VLOOKUP($BI280,'Early Retirement'!$B$6:$C$32,2,FALSE),\"-\")","v":"-"},{"$f":"IF(OR($Z280<>\"b\",AND($AA280<>\"b\",$AA280<>\"c\")),\"n\",IF(AND($AS280<>1,$AS280<>2,$AS280<>7,$AS280<>8),\"n\",IF(Inventory!$K36=\"Split\",\"s\",IF(Inventory!$K36=\"Packaged\",\"p\",\"n\"))))","v":"n"},{"$f":"IF(AND($AA280<>\"i\",$AA280<>\"j\"),\"n\",IF(Inventory!$L36=\"Centrifugal\",\"c\",\"n\"))","v":"n"},"-","-",{"$f":"IFERROR(INDEX('Early Retirement'!$C$4:$AC$32,$BJ280,$BN280),0)","v":0},{"$f":"IFERROR(HLOOKUP($BN280,'Early Retirement'!$D$4:$AC$5,2,FALSE),0)","v":0},{"$f":"IFERROR(INDEX('Early Retirement'!$AE$4:$BE$32,$BJ280,$BN280),0)","v":0},{"$f":"IFERROR(HLOOKUP($BN280,'Early Retirement'!$AF$4:$BE$5,2,FALSE),0)","v":0},0,0,"kW/ton",{"$f":"IFERROR(INDEX('Early Retirement'!$BG$4:$CG$32,$BJ280,$BN280),0)","v":0},{"$f":"IFERROR(HLOOKUP($BN280,'Early Retirement'!$BH$4:$CH$5,2,FALSE),0)","v":0},0,"COP","Yes",0,0,"kW/ton",0,"COP",0,0,"kW/ton",0,"COP"]
[null,null,null,null,null,null,null,null,null,null,null,null,null,null,null,null,null,null,null,null,null,null,null,null,28,{"$f":"IF(Inventory!$C37=\"\",\"a\",VLOOKUP(Inventory!$C37,$B$8:$C$11,2,FALSE))","v":"a"},{"$f":"IF(AND($Z281=\"b\",Inventory!$I37=\"\"),\"a\",IF(AND($Z281=\"b\",Inventory!$I37<>\"\"),VLOOKUP(Inventory!$I37,$E$3:$F$12,2,FALSE),IF(AND(OR($Z281=\"c\",$Z281=\"d\"),Inventory!$AB37=\"\"),\"a\",IF(AND(OR($Z281=\"c\",$Z281=\"d\"),Inventory!$AB37<>\"\"),VLOOKUP(Inventory!$AB37,$E$3:$F$12,2,FALSE),\"a\"))))","v":"a"},{"$f":"IF(OR(AND($AA281<>\"b\",$AA281<>\"c\"),$AF281=0,$AF281>=(65000/12000),Inventory!$AC37=\"\"),\"a\",VLOOKUP(Inventory!$AC37,$H$3:$I$5,2,FALSE))","v":"a"},null,{"$f":"IF(AND($AA281<>\"i\",$AA281<>\"j\"),\"a\",IF(AND($Z281=\"b\",Inventory!$L37=\"\"),\"a\",IF(AND($Z281=\"b\",Inventory!$L37<>\"\"),VLOOKUP(Inventory!$L37,$N$3:$O$6,2,FALSE),IF(AND(OR($Z281=\"c\",$Z281=\"d\"),Inventory!$AE37=\"\"),\"a\",IF(AND(OR($Z281=\"c\",$Z281=\"d\"),Inventory!$AE37<>\"\"),VLOOKUP(Inventory!$AE37,$N$3:$O$6,2,FALSE),\"a\")))))","v":"a"},{"$f":"IF(OR(AND($AA281<>\"e\",$AA281<>\"f\"),$AF281=0,Inventory!$AG37=\"\"),\"a\",VLOOKUP(Inventory!$AG37,$Q$3:$R$5,2,FALSE))","v":"a"},{"$f":"IF(OR(Inventory!C37=\"New Construction\",Inventory!C37=\"Replace-on-Burnout\",Inventory!C37=\"Early Retirement\"),Inventory!AT37,0)","v":0},"","","","","","","","","","","","",0,"aaaaa0","No","No",{"$f":"IF($Z281=\"a\",0,IF($Z281=\"b\",Inventory!$M37,Inventory!$AH37))","v":0},{"$f":"IF(OR($Z281=\"a\",AND($AU281=\"No\",$AV281=\"No\")),0,IF(AND($Z281=\"b\",Inventory!$O37=\"Btu/hr\"),Inventory!$N37,IF(AND($Z281=\"b\",Inventory!$O37=\"Tons\"),Inventory!$N37*12000,IF(AND(OR($Z281=\"c\",$Z281=\"d\"),Inventory!$AJ37=\"Btu/hr\"),Inventory!$AI37,IF(AND(OR($Z281=\"c\",$Z281=\"d\"),Inventory!$AJ37=\"Tons\"),Inventory!$AI37*12000,0)))))","v":0},0,0,"EER",0,"kW/ton",{"$f":"IF(OR($Z281=\"a\",$AV281=\"No\"),0,IF(AND($Z281=\"b\",Inventory!$Q37=\"Btu/hr\"),Inventory!$P37,IF(AND($Z281=\"b\",Inventory!$Q37=\"Tons\"),Inventory!$P37*12000,IF(AND(OR($Z281=\"c\",$Z281=\"d\"),Inventory!$AL37=\"Btu/hr\"),Inventory!$AK37,IF(AND(OR($Z281=\"c\",$Z281=\"d\"),Inventory!$AL37=\"Tons\"),Inventory!$AK37*12000,0)))))","v":0},0,0,"COP","No",{"$f":"IF(OR(Inventory!$J37=\"\",$BH281=\"No\"),\"-\",Inventory!$J37)","v":"-"},{"$f":"IFERROR(VLOOKUP($BI281,'Early Retirement'!$B$6:$C$32,2,FALSE),\"-\")","v":"-"},{"$f":"IF(OR($Z281<>\"b\",AND($AA281<>\"b\",$AA281<>\"c\")),\"n\",IF(AND($AS281<>1,$AS281<>2,$AS281<>7,$AS281<>8),\"n\",IF(Inventory!$K37=\"Split\",\"s\",IF(Inventory!$K37=\"Packaged\",\"p\",\"n\"))))","v":"n"},{"$f":"IF(AND($AA281<>\"i\",$AA281<>\"j\"),\"n\",IF(Inventory!$L37=\"Centrifugal\",\"c\",\"n\"))","v":"n"},"-","-",{"$f":"IFERROR(INDEX('Early Retirement'!$C$4:$AC$32,$BJ281,$BN281),0)","v":0},{"$f":"IFERROR(HLOOKUP($BN281,'Early Retirement'!$D$4:$AC$5,2,FALSE),0)","v":0},{"$f":"IFERROR(INDEX('Early Retirement'!$AE$4:$BE$32,$BJ281,$BN281),0)","v":0},{"$f":"IFERROR(HLOOKUP($BN281,'Early Retirement'!$AF$4:$BE$5,2,FALSE),0)","v":0},0,0,"kW/ton",{"$f":"IFERROR(INDEX('Early Retirement'!$BG$4:$CG$32,$BJ281,$BN281),0)","v":0},{"$f":"IFERROR(HLOOKUP($BN281,'Early Retirement'!$BH$4:$CH$5,2,FALSE),0)","v":0},0,"COP","Yes",0,0,"kW/ton",0,"COP",0,0,"kW/ton",0,"COP"]
[null,null,null,null,null,null,null,null,null,null,null,null,null,null,null,null,null,null,null,null,null,null,null,null,29,{"$f":"IF(Inventory!$C38=\"\",\"a\",VLOOKUP(Inventory!$C38,$B$8:$C$11,2,FALSE))","v":"a"},{"$f":"IF(AND($Z282=\"b\",Inventory!$I38=\"\"),\"a\",IF(AND($Z282=\"b\",Inventory!$I38<>\"\"),VLOOKUP(Inventory!$I38,$E$3:$F$12,2,FALSE),IF(AND(OR($Z282=\"c\",$Z282=\"d\"),Inventory!$AB38=\"\"),\"a\",IF(AND(OR($Z282=\"c\",$Z282=\"d\"),Inventory!$AB38<>\"\"),VLOOKUP(Inventory!$AB38,$E$3:$F$12,2,FALSE),\"a\"))))","v":"a"},{"$f":"IF(OR(AND($AA282<>\"b\",$AA282<>\"c\"),$AF282=0,$AF282>=(65000/12000),Inventory!$AC38=\"\"),\"a\",VLOOKUP(Inventory!$AC38,$H$3:$I$5,2,FALSE))","v":"a"},null,{"$f":"IF(AND($AA282<>\"i\",$AA282<>\"j\"),\"a\",IF(AND($Z282=\"b\",Inventory!$L38=\"\"),\"a\",IF(AND($Z282=\"b\",Inventory!$L38<>\"\"),VLOOKUP(Inventory!$L38,$N$3:$O$6,2,FALSE),IF(AND(OR($Z282=\"c\",$Z282=\"d\"),Inventory!$AE38=\"\"),\"a\",IF(AND(OR($Z282=\"c\",$Z282=\"d\"),Inventory!$AE38<>\"\"),VLOOKUP(Inventory!$AE38,$N$3:$O$6,2,FALSE),\"a\")))))","v":"a"},{"$f":"IF(OR(AND($AA282<>\"e\",$AA282<>\"f\"),$AF282=0,Inventory!$AG38=\"\"),\"a\",VLOOKUP(Inventory!$AG38,$Q$3:$R$5,2,FALSE))","v":"a"},{"$f":"IF(OR(Inventory!C38=\"New Construction\",Inventory!C38=\"Replace-on-Burnout\",Inventory!C38=\"Early Retirement\"),Inventory!AT38,0)","v":0},"","","","","","","","","","","","",0,"aaaaa0","No","No",{"$f":"IF($Z282=\"a\",0,IF($Z282=\"b\",Inventory!$M38,Inventory!$AH38))","v":0},{"$f":"IF(OR($Z282=\"a\",AND($AU282=\"No\",$AV282=\"No\")),0,IF(AND($Z282=\"b\",Inventory!$O38=\"Btu/hr\"),Inventory!$N38,IF(AND($Z282=\"b\",Inventory!$O38=\"Tons\"),Inventory!$N38*12000,IF(AND(OR($Z282=\"c\",$Z282=\"d\"),Inventory!$AJ38=\"Btu/hr\"),Inventory!$AI38,IF(AND(OR($Z282=\"c\",$Z282=\"d\"),Inventory!$AJ38=\"Tons\"),Inventory!$AI38*12000,0)))))","v":0},0,0,"EER",0,"kW/ton",{"$f":"IF(OR($Z282=\"a\",$AV282=\"No\"),0,IF(AND($Z282=\"b\",Inventory!$Q38=\"Btu/hr\"),Inventory!$P38,IF(AND($Z282=\"b\",Inventory!$Q38=\"Tons\"),Inventory!$P38*12000,IF(AND(OR($Z282=\"c\",$Z282=\"d\"),Inventory!$AL38=\"Btu/hr\"),Inventory!$AK38,IF(AND(OR($Z282=\"c\",$Z282=\"d\"),Inventory!$AL38=\"Tons\"),Inventory!$AK38*12000,0)))))","v":0},0,0,"COP","No",{"$f":"IF(OR(Inventory!$J38=\"\",$BH282=\"No\"),\"-\",Inventory!$J38)","v":"-"},{"$f":"IFERROR(VLOOKUP($BI282,'Early Retirement'!$B$6:$C$32,2,FALSE),\"-\")","v":"-"},{"$f":"IF(OR($Z282<>\"b\",AND($AA282<>\"b\",$AA282<>\"c\")),\"n\",IF(AND($AS282<>1,$AS282<>2,$AS282<>7,$AS282<>8),\"n\",IF(Inventory!$K38=\"Split\",\"s\",IF(Inventory!$K38=\"Packaged\",\"p\",\"n\"))))","v":"n"},{"$f":"IF(AND($AA282<>\"i\",$AA282<>\"j\"),\"n\",IF(Inventory!$L38=\"Centrifugal\",\"c\",\"n\"))","v":"n"},"-","-",{"$f":"IFERROR(INDEX('Early Retirement'!$C$4:$AC$32,$BJ282,$BN282),0)","v":0},{"$f":"IFERROR(HLOOKUP($BN282,'Early Retirement'!$D$4:$AC$5,2,FALSE),0)","v":0},{"$f":"IFERROR(INDEX('Early Retirement'!$AE$4:$BE$32,$BJ282,$BN282),0)","v":0},{"$f":"IFERROR(HLOOKUP($BN282,'Early Retirement'!$AF$4:$BE$5,2,FALSE),0)","v":0},0,0,"kW/ton",{"$f":"IFERROR(INDEX('Early Retirement'!$BG$4:$CG$32,$BJ282,$BN282),0)","v":0},{"$f":"IFERROR(HLOOKUP($BN282,'Early Retirement'!$BH$4:$CH$5,2,FALSE),0)","v":0},0,"COP","Yes",0,0,"kW/ton",0,"COP",0,0,"kW/ton",0,"COP"]
[null,null,null,null,null,null,null,null,null,null,null,null,null,null,null,null,null,null,null,null,null,null,null,null,30,{"$f":"IF(Inventory!$C39=\"\",\"a\",VLOOKUP(Inventory!$C39,$B$8:$C$11,2,FALSE))","v":"a"},{"$f":"IF(AND($Z283=\"b\",Inventory!$I39=\"\"),\"a\",IF(AND($Z283=\"b\",Inventory!$I39<>\"\"),VLOOKUP(Inventory!$I39,$E$3:$F$12,2,FALSE),IF(AND(OR($Z283=\"c\",$Z283=\"d\"),Inventory!$AB39=\"\"),\"a\",IF(AND(OR($Z283=\"c\",$Z283=\"d\"),Inventory!$AB39<>\"\"),VLOOKUP(Inventory!$AB39,$E$3:$F$12,2,FALSE),\"a\"))))","v":"a"},{"$f":"IF(OR(AND($AA283<>\"b\",$AA283<>\"c\"),$AF283=0,$AF283>=(65000/12000),Inventory!$AC39=\"\"),\"a\",VLOOKUP(Inventory!$AC39,$H$3:$I$5,2,FALSE))","v":"a"},null,{"$f":"IF(AND($AA283<>\"i\",$AA283<>\"j\"),\"a\",IF(AND($Z283=\"b\",Inventory!$L39=\"\"),\"a\",IF(AND($Z283=\"b\",Inventory!$L39<>\"\"),VLOOKUP(Inventory!$L39,$N$3:$O$6,2,FALSE),IF(AND(OR($Z283=\"c\",$Z283=\"d\"),Inventory!$AE39=\"\"),\"a\",IF(AND(OR($Z283=\"c\",$Z283=\"d\"),Inventory!$AE39<>\"\"),VLOOKUP(Inventory!$AE39,$N$3:$O$6,2,FALSE),\"a\")))))","v":"a"},{"$f":"IF(OR(AND($AA283<>\"e\",$AA283<>\"f\"),$AF283=0,Inventory!$AG39=\"\"),\"a\",VLOOKUP(Inventory!$AG39,$Q$3:$R$5,2,FALSE))","v":"a"},{"$f":"IF(OR(Inventory!C39=\"New Construction\",Inventory!C39=\"Replace-on-Burnout\",Inventory!C39=\"Early Retirement\"),Inventory!AT39,0)","v":0},"","","","","","","","","","","","",0,"aaaaa0","No","No",{"$f":"IF($Z283=\"a\",0,IF($Z283=\"b\",Inventory!$M39,Inventory!$AH39))","v":0},{"$f":"IF(OR($Z283=\"a\",AND($AU283=\"No\",$AV283=\"No\")),0,IF(AND($Z283=\"b\",Inventory!$O39=\"Btu/hr\"),Inventory!$N39,IF(AND($Z283=\"b\",Inventory!$O39=\"Tons\"),Inventory!$N39*12000,IF(AND(OR($Z283=\"c\",$Z283=\"d\"),Inventory!$AJ39=\"Btu/hr\"),Inventory!$AI39,IF(AND(OR($Z283=\"c\",$Z283=\"d\"),Inventory!$AJ39=\"Tons\"),Inventory!$AI39*12000,0)))))","v":0},0,0,"EER",0,"kW/ton",{"$f":"IF(OR($Z283=\"a\",$AV283=\"No\"),0,IF(AND($Z283=\"b\",Inventory!$Q39=\"Btu/hr\"),Inventory!$P39,IF(AND($Z283=\"b\",Inventory!$Q39=\"Tons\"),Inventory!$P39*12000,IF(AND(OR($Z283=\"c\",$Z283=\"d\"),Inventory!$AL39=\"Btu/hr\"),Inventory!$AK39,IF(AND(OR($Z283=\"c\",$Z283=\"d\"),Inventory!$AL39=\"Tons\"),Inventory!$AK39*12000,0)))))","v":0},0,0,"COP","No",{"$f":"IF(OR(Inventory!$J39=\"\",$BH283=\"No\"),\"-\",Inventory!$J39)","v":"-"},{"$f":"IFERROR(VLOOKUP($BI283,'Early Retirement'!$B$6:$C$32,2,FALSE),\"-\")","v":"-"},{"$f":"IF(OR($Z283<>\"b\",AND($AA283<>\"b\",$AA283<>\"c\")),\"n\",IF(AND($AS283<>1,$AS283<>2,$AS283<>7,$AS283<>8),\"n\",IF(Inventory!$K39=\"Split\",\"s\",IF(Inventory!$K39=\"Packaged\",\"p\",\"n\"))))","v":"n"},{"$f":"IF(AND($AA283<>\"i\",$AA283<>\"j\"),\"n\",IF(Inventory!$L39=\"Centrifugal\",\"c\",\"n\"))","v":"n"},"-","-",{"$f":"IFERROR(INDEX('Early Retirement'!$C$4:$AC$32,$BJ283,$BN283),0)","v":0},{"$f":"IFERROR(HLOOKUP($BN283,'Early Retirement'!$D$4:$AC$5,2,FALSE),0)","v":0},{"$f":"IFERROR(INDEX('Early Retirement'!$AE$4:$BE$32,$BJ283,$BN283),0)","v":0},{"$f":"IFERROR(HLOOKUP($BN283,'Early Retirement'!$AF$4:$BE$5,2,FALSE),0)","v":0},0,0,"kW/ton",{"$f":"IFERROR(INDEX('Early Retirement'!$BG$4:$CG$32,$BJ283,$BN283),0)","v":0},{"$f":"IFERROR(HLOOKUP($BN283,'Early Retirement'!$BH$4:$CH$5,2,FALSE),0)","v":0},0,"COP","Yes",0,0,"kW/ton",0,"COP",0,0,"kW/ton",0,"COP"]
[null,null,null,null,null,null,null,null,null,null,null,null,null,null,null,null,null,null,null,null,null,null,null,null,31,{"$f":"IF(Inventory!$C40=\"\",\"a\",VLOOKUP(Inventory!$C40,$B$8:$C$11,2,FALSE))","v":"a"},{"$f":"IF(AND($Z284=\"b\",Inventory!$I40=\"\"),\"a\",IF(AND($Z284=\"b\",Inventory!$I40<>\"\"),VLOOKUP(Inventory!$I40,$E$3:$F$12,2,FALSE),IF(AND(OR($Z284=\"c\",$Z284=\"d\"),Inventory!$AB40=\"\"),\"a\",IF(AND(OR($Z284=\"c\",$Z284=\"d\"),Inventory!$AB40<>\"\"),VLOOKUP(Inventory!$AB40,$E$3:$F$12,2,FALSE),\"a\"))))","v":"a"},{"$f":"IF(OR(AND($AA284<>\"b\",$AA284<>\"c\"),$AF284=0,$AF284>=(65000/12000),Inventory!$AC40=\"\"),\"a\",VLOOKUP(Inventory!$AC40,$H$3:$I$5,2,FALSE))","v":"a"},null,{"$f":"IF(AND($AA284<>\"i\",$AA284<>\"j\"),\"a\",IF(AND($Z284=\"b\",Inventory!$L40=\"\"),\"a\",IF(AND($Z284=\"b\",Inventory!$L40<>\"\"),VLOOKUP(Inventory!$L40,$N$3:$O$6,2,FALSE),IF(AND(OR($Z284=\"c\",$Z284=\"d\"),Inventory!$AE40=\"\"),\"a\",IF(AND(OR($Z284=\"c\",$Z284=\"d\"),Inventory!$AE40<>\"\"),VLOOKUP(Inventory!$AE40,$N$3:$O$6,2,FALSE),\"a\")))))","v":"a"},{"$f":"IF(OR(AND($AA284<>\"e\",$AA284<>\"f\"),$AF284=0,Inventory!$AG40=\"\"),\"a\",VLOOKUP(Inventory!$AG40,$Q$3:$R$5,2,FALSE))","v":"a"},{"$f":"IF(OR(Inventory!C40=\"New Construction\",Inventory!C40=\"Replace-on-Burnout\",Inventory!C40=\"Early Retirement\"),Inventory!AT40,0)","v":0},"","","","","","","","","","","","",0,"aaaaa0","No","No",{"$f":"IF($Z284=\"a\",0,IF($Z284=\"b\",Inventory!$M40,Inventory!$AH40))","v":0},{"$f":"IF(OR($Z284=\"a\",AND($AU284=\"No\",$AV284=\"No\")),0,IF(AND($Z284=\"b\",Inventory!$O40=\"Btu/hr\"),Inventory!$N40,IF(AND($Z284=\"b\",Inventory!$O40=\"Tons\"),Inventory!$N40*12000,IF(AND(OR($Z284=\"c\",$Z284=\"d\"),Inventory!$AJ40=\"Btu/hr\"),Inventory!$AI40,IF(AND(OR($Z284=\"c\",$Z284=\"d\"),Inventory!$AJ40=\"Tons\"),Inventory!$AI40*12000,0)))))","v":0},0,0,"EER",0,"kW/ton",{"$f":"IF(OR($Z284=\"a\",$AV284=\"No\"),0,IF(AND($Z284=\"b\",Inventory!$Q40=\"Btu/hr\"),Inventory!$P40,IF(AND($Z284=\"b\",Inventory!$Q40=\"Tons\"),Inventory!$P40*12000,IF(AND(OR($Z284=\"c\",$Z284=\"d\"),Inventory!$AL40=\"Btu/hr\"),Inventory!$AK40,IF(AND(OR($Z284=\"c\",$Z284=\"d\"),Inventory!$AL40=\"Tons\"),Inventory!$AK40*12000,0)))))","v":0},0,0,"COP","No",{"$f":"IF(OR(Inventory!$J40=\"\",$BH284=\"No\"),\"-\",Inventory!$J40)","v":"-"},{"$f":"IFERROR(VLOOKUP($BI284,'Early Retirement'!$B$6:$C$32,2,FALSE),\"-\")","v":"-"},{"$f":"IF(OR($Z284<>\"b\",AND($AA284<>\"b\",$AA284<>\"c\")),\"n\",IF(AND($AS284<>1,$AS284<>2,$AS284<>7,$AS284<>8),\"n\",IF(Inventory!$K40=\"Split\",\"s\",IF(Inventory!$K40=\"Packaged\",\"p\",\"n\"))))","v":"n"},{"$f":"IF(AND($AA284<>\"i\",$AA284<>\"j\"),\"n\",IF(Inventory!$L40=\"Centrifugal\",\"c\",\"n\"))","v":"n"},"-","-",{"$f":"IFERROR(INDEX('Early Retirement'!$C$4:$AC$32,$BJ284,$BN284),0)","v":0},{"$f":"IFERROR(HLOOKUP($BN284,'Early Retirement'!$D$4:$AC$5,2,FALSE),0)","v":0},{"$f":"IFERROR(INDEX('Early Retirement'!$AE$4:$BE$32,$BJ284,$BN284),0)","v":0},{"$f":"IFERROR(HLOOKUP($BN284,'Early Retirement'!$AF$4:$BE$5,2,FALSE),0)","v":0},0,0,"kW/ton",{"$f":"IFERROR(INDEX('Early Retirement'!$BG$4:$CG$32,$BJ284,$BN284),0)","v":0},{"$f":"IFERROR(HLOOKUP($BN284,'Early Retirement'!$BH$4:$CH$5,2,FALSE),0)","v":0},0,"COP","Yes",0,0,"kW/ton",0,"COP",0,0,"kW/ton",0,"COP"]
[null,null,null,null,null,null,null,null,null,null,null,null,null,null,null,null,null,null,null,null,null,null,null,null,32,{"$f":"IF(Inventory!$C41=\"\",\"a\",VLOOKUP(Inventory!$C41,$B$8:$C$11,2,FALSE))","v":"a"},{"$f":"IF(AND($Z285=\"b\",Inventory!$I41=\"\"),\"a\",IF(AND($Z285=\"b\",Inventory!$I41<>\"\"),VLOOKUP(Inventory!$I41,$E$3:$F$12,2,FALSE),IF(AND(OR($Z285=\"c\",$Z285=\"d\"),Inventory!$AB41=\"\"),\"a\",IF(AND(OR($Z285=\"c\",$Z285=\"d\"),Inventory!$AB41<>\"\"),VLOOKUP(Inventory!$AB41,$E$3:$F$12,2,FALSE),\"a\"))))","v":"a"},{"$f":"IF(OR(AND($AA285<>\"b\",$AA285<>\"c\"),$AF285=0,$AF285>=(65000/12000),Inventory!$AC41=\"\"),\"a\",VLOOKUP(Inventory!$AC41,$H$3:$I$5,2,FALSE))","v":"a"},null,{"$f":"IF(AND($AA285<>\"i\",$AA285<>\"j\"),\"a\",IF(AND($Z285=\"b\",Inventory!$L41=\"\"),\"a\",IF(AND($Z285=\"b\",Inventory!$L41<>\"\"),VLOOKUP(Inventory!$L41,$N$3:$O$6,2,FALSE),IF(AND(OR($Z285=\"c\",$Z285=\"d\"),Inventory!$AE41=\"\"),\"a\",IF(AND(OR($Z285=\"c\",$Z285=\"d\"),Inventory!$AE41<>\"\"),VLOOKUP(Inventory!$AE41,$N$3:$O$6,2,FALSE),\"a\")))))","v":"a"},{"$f":"IF(OR(AND($AA285<>\"e\",$AA285<>\"f\"),$AF285=0,Inventory!$AG41=\"\"),\"a\",VLOOKUP(Inventory!$AG41,$Q$3:$R$5,2,FALSE))","v":"a"},{"$f":"IF(OR(Inventory!C41=\"New Construction\",Inventory!C41=\"Replace-on-Burnout\",Inventory!C41=\"Early Retirement\"),Inventory!AT41,0)","v":0},"","","","","","","","","","","","",0,"aaaaa0","No","No",{"$f":"IF($Z285=\"a\",0,IF($Z285=\"b\",Inventory!$M41,Inventory!$AH41))","v":0},{"$f":"IF(OR($Z285=\"a\",AND($AU285=\"No\",$AV285=\"No\")),0,IF(AND($Z285=\"b\",Inventory!$O41=\"Btu/hr\"),Inventory!$N41,IF(AND($Z285=\"b\",Inventory!$O41=\"Tons\"),Inventory!$N41*12000,IF(AND(OR($Z285=\"c\",$Z285=\"d\"),Inventory!$AJ41=\"Btu/hr\"),Inventory!$AI41,IF(AND(OR($Z285=\"c\",$Z285=\"d\"),Inventory!$AJ41=\"Tons\"),Inventory!$AI41*12000,0)))))","v":0},0,0,"EER",0,"kW/ton",{"$f":"IF(OR($Z285=\"a\",$AV285=\"No\"),0,IF(AND($Z285=\"b\",Inventory!$Q41=\"Btu/hr\"),Inventory!$P41,IF(AND($Z285=\"b\",Inventory!$Q41=\"Tons\"),Inventory!$P41*12000,IF(AND(OR($Z285=\"c\",$Z285=\"d\"),Inventory!$AL41=\"Btu/hr\"),Inventory!$AK41,IF(AND(OR($Z285=\"c\",$Z285=\"d\"),Inventory!$AL41=\"Tons\"),Inventory!$AK41*12000,0)))))","v":0},0,0,"COP","No",{"$f":"IF(OR(Inventory!$J41=\"\",$BH285=\"No\"),\"-\",Inventory!$J41)","v":"-"},{"$f":"IFERROR(VLOOKUP($BI285,'Early Retirement'!$B$6:$C$32,2,FALSE),\"-\")","v":"-"},{"$f":"IF(OR($Z285<>\"b\",AND($AA285<>\"b\",$AA285<>\"c\")),\"n\",IF(AND($AS285<>1,$AS285<>2,$AS285<>7,$AS285<>8),\"n\",IF(Inventory!$K41=\"Split\",\"s\",IF(Inventory!$K41=\"Packaged\",\"p\",\"n\"))))","v":"n"},{"$f":"IF(AND($AA285<>\"i\",$AA285<>\"j\"),\"n\",IF(Inventory!$L41=\"Centrifugal\",\"c\",\"n\"))","v":"n"},"-","-",{"$f":"IFERROR(INDEX('Early Retirement'!$C$4:$AC$32,$BJ285,$BN285),0)","v":0},{"$f":"IFERROR(HLOOKUP($BN285,'Early Retirement'!$D$4:$AC$5,2,FALSE),0)","v":0},{"$f":"IFERROR(INDEX('Early Retirement'!$AE$4:$BE$32,$BJ285,$BN285),0)","v":0},{"$f":"IFERROR(HLOOKUP($BN285,'Early Retirement'!$AF$4:$BE$5,2,FALSE),0)","v":0},0,0,"kW/ton",{"$f":"IFERROR(INDEX('Early Retirement'!$BG$4:$CG$32,$BJ285,$BN285),0)","v":0},{"$f":"IFERROR(HLOOKUP($BN285,'Early Retirement'!$BH$4:$CH$5,2,FALSE),0)","v":0},0,"COP","Yes",0,0,"kW/ton",0,"COP",0,0,"kW/ton",0,"COP"]
[null,null,null,null,null,null,null,null,null,null,null,null,null,null,null,null,null,null,null,null,null,null,null,null,33,{"$f":"IF(Inventory!$C42=\"\",\"a\",VLOOKUP(Inventory!$C42,$B$8:$C$11,2,FALSE))","v":"a"},{"$f":"IF(AND($Z286=\"b\",Inventory!$I42=\"\"),\"a\",IF(AND($Z286=\"b\",Inventory!$I42<>\"\"),VLOOKUP(Inventory!$I42,$E$3:$F$12,2,FALSE),IF(AND(OR($Z286=\"c\",$Z286=\"d\"),Inventory!$AB42=\"\"),\"a\",IF(AND(OR($Z286=\"c\",$Z286=\"d\"),Inventory!$AB42<>\"\"),VLOOKUP(Inventory!$AB42,$E$3:$F$12,2,FALSE),\"a\"))))","v":"a"},{"$f":"IF(OR(AND($AA286<>\"b\",$AA286<>\"c\"),$AF286=0,$AF286>=(65000/12000),Inventory!$AC42=\"\"),\"a\",VLOOKUP(Inventory!$AC42,$H$3:$I$5,2,FALSE))","v":"a"},null,{"$f":"IF(AND($AA286<>\"i\",$AA286<>\"j\"),\"a\",IF(AND($Z286=\"b\",Inventory!$L42=\"\"),\"a\",IF(AND($Z286=\"b\",Inventory!$L42<>\"\"),VLOOKUP(Inventory!$L42,$N$3:$O$6,2,FALSE),IF(AND(OR($Z286=\"c\",$Z286=\"d\"),Inventory!$AE42=\"\"),\"a\",IF(AND(OR($Z286=\"c\",$Z286=\"d\"),Inventory!$AE42<>\"\"),VLOOKUP(Inventory!$AE42,$N$3:$O$6,2,FALSE),\"a\")))))","v":"a"},{"$f":"IF(OR(AND($AA286<>\"e\",$AA286<>\"f\"),$AF286=0,Inventory!$AG42=\"\"),\"a\",VLOOKUP(Inventory!$AG42,$Q$3:$R$5,2,FALSE))","v":"a"},{"$f":"IF(OR(Inventory!C42=\"New Construction\",Inventory!C42=\"Replace-on-Burnout\",Inventory!C42=\"Early Retirement\"),Inventory!AT42,0)","v":0},"","","","","","","","","","","","",0,"aaaaa0","No","No",{"$f":"IF($Z286=\"a\",0,IF($Z286=\"b\",Inventory!$M42,Inventory!$AH42))","v":0},{"$f":"IF(OR($Z286=\"a\",AND($AU286=\"No\",$AV286=\"No\")),0,IF(AND($Z286=\"b\",Inventory!$O42=\"Btu/hr\"),Inventory!$N42,IF(AND($Z286=\"b\",Inventory!$O42=\"Tons\"),Inventory!$N42*12000,IF(AND(OR($Z286=\"c\",$Z286=\"d\"),Inventory!$AJ42=\"Btu/hr\"),Inventory!$AI42,IF(AND(OR($Z286=\"c\",$Z286=\"d\"),Inventory!$AJ42=\"Tons\"),Inventory!$AI42*12000,0)))))","v":0},0,0,"EER",0,"kW/ton",{"$f":"IF(OR($Z286=\"a\",$AV286=\"No\"),0,IF(AND($Z286=\"b\",Inventory!$Q42=\"Btu/hr\"),Inventory!$P42,IF(AND($Z286=\"b\",Inventory!$Q42=\"Tons\"),Inventory!$P42*12000,IF(AND(OR($Z286=\"c\",$Z286=\"d\"),Inventory!$AL42=\"Btu/hr\"),Inventory!$AK42,IF(AND(OR($Z286=\"c\",$Z286=\"d\"),Inventory!$AL42=\"Tons\"),Inventory!$AK42*12000,0)))))","v":0},0,0,"COP",{"$f":"IF($Z286=\"b\",\"Yes\",\"No\")","v":"No"},{"$f":"IF(OR(Inventory!$J42=\"\",$BH286=\"No\"),\"-\",Inventory!$J42)","v":"-"},{"$f":"IFERROR(VLOOKUP($BI286,'Early Retirement'!$B$6:$C$32,2,FALSE),\"-\")","v":"-"},{"$f":"IF(OR($Z286<>\"b\",AND($AA286<>\"b\",$AA286<>\"c\")),\"n\",IF(AND($AS286<>1,$AS286<>2,$AS286<>7,$AS286<>8),\"n\",IF(Inventory!$K42=\"Split\",\"s\",IF(Inventory!$K42=\"Packaged\",\"p\",\"n\"))))","v":"n"},{"$f":"IF(AND($AA286<>\"i\",$AA286<>\"j\"),\"n\",IF(Inventory!$L42=\"Centrifugal\",\"c\",\"n\"))","v":"n"},"-","-",{"$f":"IFERROR(INDEX('Early Retirement'!$C$4:$AC$32,$BJ286,$BN286),0)","v":0},{"$f":"IFERROR(HLOOKUP($BN286,'Early Retirement'!$D$4:$AC$5,2,FALSE),0)","v":0},{"$f":"IFERROR(INDEX('Early Retirement'!$AE$4:$BE$32,$BJ286,$BN286),0)","v":0},{"$f":"IFERROR(HLOOKUP($BN286,'Early Retirement'!$AF$4:$BE$5,2,FALSE),0)","v":0},0,0,"kW/ton",{"$f":"IFERROR(INDEX('Early Retirement'!$BG$4:$CG$32,$BJ286,$BN286),0)","v":0},{"$f":"IFERROR(HLOOKUP($BN286,'Early Retirement'!$BH$4:$CH$5,2,FALSE),0)","v":0},0,"COP","Yes",0,0,"kW/ton",0,"COP",{"$f":"MAX($BB286,$BS286,$CA286)","v":0},0,"kW/ton",0,"COP"]
[null,null,null,null,null,null,null,null,null,null,null,null,null,null,null,null,null,null,null,null,null,null,null,null,34,{"$f":"IF(Inventory!$C43=\"\",\"a\",VLOOKUP(Inventory!$C43,$B$8:$C$11,2,FALSE))","v":"a"},{"$f":"IF(AND($Z287=\"b\",Inventory!$I43=\"\"),\"a\",IF(AND($Z287=\"b\",Inventory!$I43<>\"\"),VLOOKUP(Inventory!$I43,$E$3:$F$12,2,FALSE),IF(AND(OR($Z287=\"c\",$Z287=\"d\"),Inventory!$AB43=\"\"),\"a\",IF(AND(OR($Z287=\"c\",$Z287=\"d\"),Inventory!$AB43<>\"\"),VLOOKUP(Inventory!$AB43,$E$3:$F$12,2,FALSE),\"a\"))))","v":"a"},{"$f":"IF(OR(AND($AA287<>\"b\",$AA287<>\"c\"),$AF287=0,$AF287>=(65000/12000),Inventory!$AC43=\"\"),\"a\",VLOOKUP(Inventory!$AC43,$H$3:$I$5,2,FALSE))","v":"a"},null,{"$f":"IF(AND($AA287<>\"i\",$AA287<>\"j\"),\"a\",IF(AND($Z287=\"b\",Inventory!$L43=\"\"),\"a\",IF(AND($Z287=\"b\",Inventory!$L43<>\"\"),VLOOKUP(Inventory!$L43,$N$3:$O$6,2,FALSE),IF(AND(OR($Z287=\"c\",$Z287=\"d\"),Inventory!$AE43=\"\"),\"a\",IF(AND(OR($Z287=\"c\",$Z287=\"d\"),Inventory!$AE43<>\"\"),VLOOKUP(Inventory!$AE43,$N$3:$O$6,2,FALSE),\"a\")))))","v":"a"},{"$f":"IF(OR(AND($AA287<>\"e\",$AA287<>\"f\"),$AF287=0,Inventory!$AG43=\"\"),\"a\",VLOOKUP(Inventory!$AG43,$Q$3:$R$5,2,FALSE))","v":"a"},{"$f":"IF(OR(Inventory!C43=\"New Construction\",Inventory!C43=\"Replace-on-Burnout\",Inventory!C43=\"Early Retirement\"),Inventory!AT43,0)","v":0},"","","","","","","","","","","","",0,"aaaaa0","No","No",{"$f":"IF($Z287=\"a\",0,IF($Z287=\"b\",Inventory!$M43,Inventory!$AH43))","v":0},{"$f":"IF(OR($Z287=\"a\",AND($AU287=\"No\",$AV287=\"No\")),0,IF(AND($Z287=\"b\",Inventory!$O43=\"Btu/hr\"),Inventory!$N43,IF(AND($Z287=\"b\",Inventory!$O43=\"Tons\"),Inventory!$N43*12000,IF(AND(OR($Z287=\"c\",$Z287=\"d\"),Inventory!$AJ43=\"Btu/hr\"),Inventory!$AI43,IF(AND(OR($Z287=\"c\",$Z287=\"d\"),Inventory!$AJ43=\"Tons\"),Inventory!$AI43*12000,0)))))","v":0},0,0,"EER",0,"kW/ton",{"$f":"IF(OR($Z287=\"a\",$AV287=\"No\"),0,IF(AND($Z287=\"b\",Inventory!$Q43=\"Btu/hr\"),Inventory!$P43,IF(AND($Z287=\"b\",Inventory!$Q43=\"Tons\"),Inventory!$P43*12000,IF(AND(OR($Z287=\"c\",$Z287=\"d\"),Inventory!$AL43=\"Btu/hr\"),Inventory!$AK43,IF(AND(OR($Z287=\"c\",$Z287=\"d\"),Inventory!$AL43=\"Tons\"),Inventory!$AK43*12000,0)))))","v":0},0,0,"COP","No",{"$f":"IF(OR(Inventory!$J43=\"\",$BH287=\"No\"),\"-\",Inventory!$J43)","v":"-"},{"$f":"IFERROR(VLOOKUP($BI287,'Early Retirement'!$B$6:$C$32,2,FALSE),\"-\")","v":"-"},{"$f":"IF(OR($Z287<>\"b\",AND($AA287<>\"b\",$AA287<>\"c\")),\"n\",IF(AND($AS287<>1,$AS287<>2,$AS287<>7,$AS287<>8),\"n\",IF(Inventory!$K43=\"Split\",\"s\",IF(Inventory!$K43=\"Packaged\",\"p\",\"n\"))))","v":"n"},{"$f":"IF(AND($AA287<>\"i\",$AA287<>\"j\"),\"n\",IF(Inventory!$L43=\"Centrifugal\",\"c\",\"n\"))","v":"n"},"-","-",{"$f":"IFERROR(INDEX('Early Retirement'!$C$4:$AC$32,$BJ287,$BN287),0)","v":0},{"$f":"IFERROR(HLOOKUP($BN287,'Early Retirement'!$D$4:$AC$5,2,FALSE),0)","v":0},{"$f":"IFERROR(INDEX('Early Retirement'!$AE$4:$BE$32,$BJ287,$BN287),0)","v":0},{"$f":"IFERROR(HLOOKUP($BN287,'Early Retirement'!$AF$4:$BE$5,2,FALSE),0)","v":0},0,0,"kW/ton",{"$f":"IFERROR(INDEX('Early Retirement'!$BG$4:$CG$32,$BJ287,$BN287),0)","v":0},{"$f":"IFERROR(HLOOKUP($BN287,'Early Retirement'!$BH$4:$CH$5,2,FALSE),0)","v":0},0,"COP","Yes",0,0,"kW/ton",0,"COP",0,0,"kW/ton",0,"COP"]
[null,null,null,null,null,null,null,null,null,null,null,null,null,null,null,null,null,null,null,null,null,null,null,null,35,{"$f":"IF(Inventory!$C44=\"\",\"a\",VLOOKUP(Inventory!$C44,$B$8:$C$11,2,FALSE))","v":"a"},{"$f":"IF(AND($Z288=\"b\",Inventory!$I44=\"\"),\"a\",IF(AND($Z288=\"b\",Inventory!$I44<>\"\"),VLOOKUP(Inventory!$I44,$E$3:$F$12,2,FALSE),IF(AND(OR($Z288=\"c\",$Z288=\"d\"),Inventory!$AB44=\"\"),\"a\",IF(AND(OR($Z288=\"c\",$Z288=\"d\"),Inventory!$AB44<>\"\"),VLOOKUP(Inventory!$AB44,$E$3:$F$12,2,FALSE),\"a\"))))","v":"a"},{"$f":"IF(OR(AND($AA288<>\"b\",$AA288<>\"c\"),$AF288=0,$AF288>=(65000/12000),Inventory!$AC44=\"\"),\"a\",VLOOKUP(Inventory!$AC44,$H$3:$I$5,2,FALSE))","v":"a"},null,{"$f":"IF(AND($AA288<>\"i\",$AA288<>\"j\"),\"a\",IF(AND($Z288=\"b\",Inventory!$L44=\"\"),\"a\",IF(AND($Z288=\"b\",Inventory!$L44<>\"\"),VLOOKUP(Inventory!$L44,$N$3:$O$6,2,FALSE),IF(AND(OR($Z288=\"c\",$Z288=\"d\"),Inventory!$AE44=\"\"),\"a\",IF(AND(OR($Z288=\"c\",$Z288=\"d\"),Inventory!$AE44<>\"\"),VLOOKUP(Inventory!$AE44,$N$3:$O$6,2,FALSE),\"a\")))))","v":"a"},{"$f":"IF(OR(AND($AA288<>\"e\",$AA288<>\"f\"),$AF288=0,Inventory!$AG44=\"\"),\"a\",VLOOKUP(Inventory!$AG44,$Q$3:$R$5,2,FALSE))","v":"a"},{"$f":"IF(OR(Inventory!C44=\"New Construction\",Inventory!C44=\"Replace-on-Burnout\",Inventory!C44=\"Early Retirement\"),Inventory!AT44,0)","v":0},"","","","","","","","","","","","",0,"aaaaa0","No","No",{"$f":"IF($Z288=\"a\",0,IF($Z288=\"b\",Inventory!$M44,Inventory!$AH44))","v":0},{"$f":"IF(OR($Z288=\"a\",AND($AU288=\"No\",$AV288=\"No\")),0,IF(AND($Z288=\"b\",Inventory!$O44=\"Btu/hr\"),Inventory!$N44,IF(AND($Z288=\"b\",Inventory!$O44=\"Tons\"),Inventory!$N44*12000,IF(AND(OR($Z288=\"c\",$Z288=\"d\"),Inventory!$AJ44=\"Btu/hr\"),Inventory!$AI44,IF(AND(OR($Z288=\"c\",$Z288=\"d\"),Inventory!$AJ44=\"Tons\"),Inventory!$AI44*12000,0)))))","v":0},0,0,"EER",0,"kW/ton",{"$f":"IF(OR($Z288=\"a\",$AV288=\"No\"),0,IF(AND($Z288=\"b\",Inventory!$Q44=\"Btu/hr\"),Inventory!$P44,IF(AND($Z288=\"b\",Inventory!$Q44=\"Tons\"),Inventory!$P44*12000,IF(AND(OR($Z288=\"c\",$Z288=\"d\"),Inventory!$AL44=\"Btu/hr\"),Inventory!$AK44,IF(AND(OR($Z288=\"c\",$Z288=\"d\"),Inventory!$AL44=\"Tons\"),Inventory!$AK44*12000,0)))))","v":0},0,0,"COP","No",{"$f":"IF(OR(Inventory!$J44=\"\",$BH288=\"No\"),\"-\",Inventory!$J44)","v":"-"},{"$f":"IFERROR(VLOOKUP($BI288,'Early Retirement'!$B$6:$C$32,2,FALSE),\"-\")","v":"-"},{"$f":"IF(OR($Z288<>\"b\",AND($AA288<>\"b\",$AA288<>\"c\")),\"n\",IF(AND($AS288<>1,$AS288<>2,$AS288<>7,$AS288<>8),\"n\",IF(Inventory!$K44=\"Split\",\"s\",IF(Inventory!$K44=\"Packaged\",\"p\",\"n\"))))","v":"n"},{"$f":"IF(AND($AA288<>\"i\",$AA288<>\"j\"),\"n\",IF(Inventory!$L44=\"Centrifugal\",\"c\",\"n\"))","v":"n"},"-","-",{"$f":"IFERROR(INDEX('Early Retirement'!$C$4:$AC$32,$BJ288,$BN288),0)","v":0},{"$f":"IFERROR(HLOOKUP($BN288,'Early Retirement'!$D$4:$AC$5,2,FALSE),0)","v":0},{"$f":"IFERROR(INDEX('Early Retirement'!$AE$4:$BE$32,$BJ288,$BN288),0)","v":0},{"$f":"IFERROR(HLOOKUP($BN288,'Early Retirement'!$AF$4:$BE$5,2,FALSE),0)","v":0},0,0,"kW/ton",{"$f":"IFERROR(INDEX('Early Retirement'!$BG$4:$CG$32,$BJ288,$BN288),0)","v":0},{"$f":"IFERROR(HLOOKUP($BN288,'Early Retirement'!$BH$4:$CH$5,2,FALSE),0)","v":0},0,"COP","Yes",0,0,"kW/ton",0,"COP",0,0,"kW/ton",0,"COP"]
[null,null,null,null,null,null,null,null,null,null,null,null,null,null,null,null,null,null,null,null,null,null,null,null,36,{"$f":"IF(Inventory!$C45=\"\",\"a\",VLOOKUP(Inventory!$C45,$B$8:$C$11,2,FALSE))","v":"a"},{"$f":"IF(AND($Z289=\"b\",Inventory!$I45=\"\"),\"a\",IF(AND($Z289=\"b\",Inventory!$I45<>\"\"),VLOOKUP(Inventory!$I45,$E$3:$F$12,2,FALSE),IF(AND(OR($Z289=\"c\",$Z289=\"d\"),Inventory!$AB45=\"\"),\"a\",IF(AND(OR($Z289=\"c\",$Z289=\"d\"),Inventory!$AB45<>\"\"),VLOOKUP(Inventory!$AB45,$E$3:$F$12,2,FALSE),\"a\"))))","v":"a"},{"$f":"IF(OR(AND($AA289<>\"b\",$AA289<>\"c\"),$AF289=0,$AF289>=(65000/12000),Inventory!$AC45=\"\"),\"a\",VLOOKUP(Inventory!$AC45,$H$3:$I$5,2,FALSE))","v":"a"},null,{"$f":"IF(AND($AA289<>\"i\",$AA289<>\"j\"),\"a\",IF(AND($Z289=\"b\",Inventory!$L45=\"\"),\"a\",IF(AND($Z289=\"b\",Inventory!$L45<>\"\"),VLOOKUP(Inventory!$L45,$N$3:$O$6,2,FALSE),IF(AND(OR($Z289=\"c\",$Z289=\"d\"),Inventory!$AE45=\"\"),\"a\",IF(AND(OR($Z289=\"c\",$Z289=\"d\"),Inventory!$AE45<>\"\"),VLOOKUP(Inventory!$AE45,$N$3:$O$6,2,FALSE),\"a\")))))","v":"a"},{"$f":"IF(OR(AND($AA289<>\"e\",$AA289<>\"f\"),$AF289=0,Inventory!$AG45=\"\"),\"a\",VLOOKUP(Inventory!$AG45,$Q$3:$R$5,2,FALSE))","v":"a"},{"$f":"IF(OR(Inventory!C45=\"New Construction\",Inventory!C45=\"Replace-on-Burnout\",Inventory!C45=\"Early Retirement\"),Inventory!AT45,0)","v":0},"","","","","","","","","","","","",0,"aaaaa0","No","No",{"$f":"IF($Z289=\"a\",0,IF($Z289=\"b\",Inventory!$M45,Inventory!$AH45))","v":0},{"$f":"IF(OR($Z289=\"a\",AND($AU289=\"No\",$AV289=\"No\")),0,IF(AND($Z289=\"b\",Inventory!$O45=\"Btu/hr\"),Inventory!$N45,IF(AND($Z289=\"b\",Inventory!$O45=\"Tons\"),Inventory!$N45*12000,IF(AND(OR($Z289=\"c\",$Z289=\"d\"),Inventory!$AJ45=\"Btu/hr\"),Inventory!$AI45,IF(AND(OR($Z289=\"c\",$Z289=\"d\"),Inventory!$AJ45=\"Tons\"),Inventory!$AI45*12000,0)))))","v":0},0,0,"EER",0,"kW/ton",{"$f":"IF(OR($Z289=\"a\",$AV289=\"No\"),0,IF(AND($Z289=\"b\",Inventory!$Q45=\"Btu/hr\"),Inventory!$P45,IF(AND($Z289=\"b\",Inventory!$Q45=\"Tons\"),Inventory!$P45*12000,IF(AND(OR($Z289=\"c\",$Z289=\"d\"),Inventory!$AL45=\"Btu/hr\"),Inventory!$AK45,IF(AND(OR($Z289=\"c\",$Z289=\"d\"),Inventory!$AL45=\"Tons\"),Inventory!$AK45*12000,0)))))","v":0},0,0,"COP","No",{"$f":"IF(OR(Inventory!$J45=\"\",$BH289=\"No\"),\"-\",Inventory!$J45)","v":"-"},{"$f":"IFERROR(VLOOKUP($BI289,'Early Retirement'!$B$6:$C$32,2,FALSE),\"-\")","v":"-"},{"$f":"IF(OR($Z289<>\"b\",AND($AA289<>\"b\",$AA289<>\"c\")),\"n\",IF(AND($AS289<>1,$AS289<>2,$AS289<>7,$AS289<>8),\"n\",IF(Inventory!$K45=\"Split\",\"s\",IF(Inventory!$K45=\"Packaged\",\"p\",\"n\"))))","v":"n"},{"$f":"IF(AND($AA289<>\"i\",$AA289<>\"j\"),\"n\",IF(Inventory!$L45=\"Centrifugal\",\"c\",\"n\"))","v":"n"},"-","-",{"$f":"IFERROR(INDEX('Early Retirement'!$C$4:$AC$32,$BJ289,$BN289),0)","v":0},{"$f":"IFERROR(HLOOKUP($BN289,'Early Retirement'!$D$4:$AC$5,2,FALSE),0)","v":0},{"$f":"IFERROR(INDEX('Early Retirement'!$AE$4:$BE$32,$BJ289,$BN289),0)","v":0},{"$f":"IFERROR(HLOOKUP($BN289,'Early Retirement'!$AF$4:$BE$5,2,FALSE),0)","v":0},0,0,"kW/ton",{"$f":"IFERROR(INDEX('Early Retirement'!$BG$4:$CG$32,$BJ289,$BN289),0)","v":0},{"$f":"IFERROR(HLOOKUP($BN289,'Early Retirement'!$BH$4:$CH$5,2,FALSE),0)","v":0},0,"COP","Yes",0,0,"kW/ton",0,"COP",0,0,"kW/ton",0,"COP"]
[null,null,null,null,null,null,null,null,null,null,null,null,null,null,null,null,null,null,null,null,null,null,null,null,37,{"$f":"IF(Inventory!$C46=\"\",\"a\",VLOOKUP(Inventory!$C46,$B$8:$C$11,2,FALSE))","v":"a"},{"$f":"IF(AND($Z290=\"b\",Inventory!$I46=\"\"),\"a\",IF(AND($Z290=\"b\",Inventory!$I46<>\"\"),VLOOKUP(Inventory!$I46,$E$3:$F$12,2,FALSE),IF(AND(OR($Z290=\"c\",$Z290=\"d\"),Inventory!$AB46=\"\"),\"a\",IF(AND(OR($Z290=\"c\",$Z290=\"d\"),Inventory!$AB46<>\"\"),VLOOKUP(Inventory!$AB46,$E$3:$F$12,2,FALSE),\"a\"))))","v":"a"},{"$f":"IF(OR(AND($AA290<>\"b\",$AA290<>\"c\"),$AF290=0,$AF290>=(65000/12000),Inventory!$AC46=\"\"),\"a\",VLOOKUP(Inventory!$AC46,$H$3:$I$5,2,FALSE))","v":"a"},null,{"$f":"IF(AND($AA290<>\"i\",$AA290<>\"j\"),\"a\",IF(AND($Z290=\"b\",Inventory!$L46=\"\"),\"a\",IF(AND($Z290=\"b\",Inventory!$L46<>\"\"),VLOOKUP(Inventory!$L46,$N$3:$O$6,2,FALSE),IF(AND(OR($Z290=\"c\",$Z290=\"d\"),Inventory!$AE46=\"\"),\"a\",IF(AND(OR($Z290=\"c\",$Z290=\"d\"),Inventory!$AE46<>\"\"),VLOOKUP(Inventory!$AE46,$N$3:$O$6,2,FALSE),\"a\")))))","v":"a"},{"$f":"IF(OR(AND($AA290<>\"e\",$AA290<>\"f\"),$AF290=0,Inventory!$AG46=\"\"),\"a\",VLOOKUP(Inventory!$AG46,$Q$3:$R$5,2,FALSE))","v":"a"},{"$f":"IF(OR(Inventory!C46=\"New Construction\",Inventory!C46=\"Replace-on-Burnout\",Inventory!C46=\"Early Retirement\"),Inventory!AT46,0)","v":0},"","","","","","","","","","","","",0,"aaaaa0","No","No",{"$f":"IF($Z290=\"a\",0,IF($Z290=\"b\",Inventory!$M46,Inventory!$AH46))","v":0},{"$f":"IF(OR($Z290=\"a\",AND($AU290=\"No\",$AV290=\"No\")),0,IF(AND($Z290=\"b\",Inventory!$O46=\"Btu/hr\"),Inventory!$N46,IF(AND($Z290=\"b\",Inventory!$O46=\"Tons\"),Inventory!$N46*12000,IF(AND(OR($Z290=\"c\",$Z290=\"d\"),Inventory!$AJ46=\"Btu/hr\"),Inventory!$AI46,IF(AND(OR($Z290=\"c\",$Z290=\"d\"),Inventory!$AJ46=\"Tons\"),Inventory!$AI46*12000,0)))))","v":0},0,0,"EER",0,"kW/ton",{"$f":"IF(OR($Z290=\"a\",$AV290=\"No\"),0,IF(AND($Z290=\"b\",Inventory!$Q46=\"Btu/hr\"),Inventory!$P46,IF(AND($Z290=\"b\",Inventory!$Q46=\"Tons\"),Inventory!$P46*12000,IF(AND(OR($Z290=\"c\",$Z290=\"d\"),Inventory!$AL46=\"Btu/hr\"),Inventory!$AK46,IF(AND(OR($Z290=\"c\",$Z290=\"d\"),Inventory!$AL46=\"Tons\"),Inventory!$AK46*12000,0)))))","v":0},0,0,"COP","No",{"$f":"IF(OR(Inventory!$J46=\"\",$BH290=\"No\"),\"-\",Inventory!$J46)","v":"-"},{"$f":"IFERROR(VLOOKUP($BI290,'Early Retirement'!$B$6:$C$32,2,FALSE),\"-\")","v":"-"},{"$f":"IF(OR($Z290<>\"b\",AND($AA290<>\"b\",$AA290<>\"c\")),\"n\",IF(AND($AS290<>1,$AS290<>2,$AS290<>7,$AS290<>8),\"n\",IF(Inventory!$K46=\"Split\",\"s\",IF(Inventory!$K46=\"Packaged\",\"p\",\"n\"))))","v":"n"},{"$f":"IF(AND($AA290<>\"i\",$AA290<>\"j\"),\"n\",IF(Inventory!$L46=\"Centrifugal\",\"c\",\"n\"))","v":"n"},"-","-",{"$f":"IFERROR(INDEX('Early Retirement'!$C$4:$AC$32,$BJ290,$BN290),0)","v":0},{"$f":"IFERROR(HLOOKUP($BN290,'Early Retirement'!$D$4:$AC$5,2,FALSE),0)","v":0},{"$f":"IFERROR(INDEX('Early Retirement'!$AE$4:$BE$32,$BJ290,$BN290),0)","v":0},{"$f":"IFERROR(HLOOKUP($BN290,'Early Retirement'!$AF$4:$BE$5,2,FALSE),0)","v":0},0,0,"kW/ton",{"$f":"IFERROR(INDEX('Early Retirement'!$BG$4:$CG$32,$BJ290,$BN290),0)","v":0},{"$f":"IFERROR(HLOOKUP($BN290,'Early Retirement'!$BH$4:$CH$5,2,FALSE),0)","v":0},0,"COP","Yes",0,0,"kW/ton",0,"COP",0,0,"kW/ton",0,"COP"]
[null,null,null,null,null,null,null,null,null,null,null,null,null,null,null,null,null,null,null,null,null,null,null,null,38,{"$f":"IF(Inventory!$C47=\"\",\"a\",VLOOKUP(Inventory!$C47,$B$8:$C$11,2,FALSE))","v":"a"},{"$f":"IF(AND($Z291=\"b\",Inventory!$I47=\"\"),\"a\",IF(AND($Z291=\"b\",Inventory!$I47<>\"\"),VLOOKUP(Inventory!$I47,$E$3:$F$12,2,FALSE),IF(AND(OR($Z291=\"c\",$Z291=\"d\"),Inventory!$AB47=\"\"),\"a\",IF(AND(OR($Z291=\"c\",$Z291=\"d\"),Inventory!$AB47<>\"\"),VLOOKUP(Inventory!$AB47,$E$3:$F$12,2,FALSE),\"a\"))))","v":"a"},{"$f":"IF(OR(AND($AA291<>\"b\",$AA291<>\"c\"),$AF291=0,$AF291>=(65000/12000),Inventory!$AC47=\"\"),\"a\",VLOOKUP(Inventory!$AC47,$H$3:$I$5,2,FALSE))","v":"a"},null,{"$f":"IF(AND($AA291<>\"i\",$AA291<>\"j\"),\"a\",IF(AND($Z291=\"b\",Inventory!$L47=\"\"),\"a\",IF(AND($Z291=\"b\",Inventory!$L47<>\"\"),VLOOKUP(Inventory!$L47,$N$3:$O$6,2,FALSE),IF(AND(OR($Z291=\"c\",$Z291=\"d\"),Inventory!$AE47=\"\"),\"a\",IF(AND(OR($Z291=\"c\",$Z291=\"d\"),Inventory!$AE47<>\"\"),VLOOKUP(Inventory!$AE47,$N$3:$O$6,2,FALSE),\"a\")))))","v":"a"},{"$f":"IF(OR(AND($AA291<>\"e\",$AA291<>\"f\"),$AF291=0,Inventory!$AG47=\"\"),\"a\",VLOOKUP(Inventory!$AG47,$Q$3:$R$5,2,FALSE))","v":"a"},{"$f":"IF(OR(Inventory!C47=\"New Construction\",Inventory!C47=\"Replace-on-Burnout\",Inventory!C47=\"Early Retirement\"),Inventory!AT47,0)","v":0},"","","","","","","","","","","","",0,"aaaaa0","No","No",{"$f":"IF($Z291=\"a\",0,IF($Z291=\"b\",Inventory!$M47,Inventory!$AH47))","v":0},{"$f":"IF(OR($Z291=\"a\",AND($AU291=\"No\",$AV291=\"No\")),0,IF(AND($Z291=\"b\",Inventory!$O47=\"Btu/hr\"),Inventory!$N47,IF(AND($Z291=\"b\",Inventory!$O47=\"Tons\"),Inventory!$N47*12000,IF(AND(OR($Z291=\"c\",$Z291=\"d\"),Inventory!$AJ47=\"Btu/hr\"),Inventory!$AI47,IF(AND(OR($Z291=\"c\",$Z291=\"d\"),Inventory!$AJ47=\"Tons\"),Inventory!$AI47*12000,0)))))","v":0},0,0,"EER",0,"kW/ton",{"$f":"IF(OR($Z291=\"a\",$AV291=\"No\"),0,IF(AND($Z291=\"b\",Inventory!$Q47=\"Btu/hr\"),Inventory!$P47,IF(AND($Z291=\"b\",Inventory!$Q47=\"Tons\"),Inventory!$P47*12000,IF(AND(OR($Z291=\"c\",$Z291=\"d\"),Inventory!$AL47=\"Btu/hr\"),Inventory!$AK47,IF(AND(OR($Z291=\"c\",$Z291=\"d\"),Inventory!$AL47=\"Tons\"),Inventory!$AK47*12000,0)))))","v":0},0,0,"COP","No",{"$f":"IF(OR(Inventory!$J47=\"\",$BH291=\"No\"),\"-\",Inventory!$J47)","v":"-"},{"$f":"IFERROR(VLOOKUP($BI291,'Early Retirement'!$B$6:$C$32,2,FALSE),\"-\")","v":"-"},{"$f":"IF(OR($Z291<>\"b\",AND($AA291<>\"b\",$AA291<>\"c\")),\"n\",IF(AND($AS291<>1,$AS291<>2,$AS291<>7,$AS291<>8),\"n\",IF(Inventory!$K47=\"Split\",\"s\",IF(Inventory!$K47=\"Packaged\",\"p\",\"n\"))))","v":"n"},{"$f":"IF(AND($AA291<>\"i\",$AA291<>\"j\"),\"n\",IF(Inventory!$L47=\"Centrifugal\",\"c\",\"n\"))","v":"n"},"-","-",{"$f":"IFERROR(INDEX('Early Retirement'!$C$4:$AC$32,$BJ291,$BN291),0)","v":0},{"$f":"IFERROR(HLOOKUP($BN291,'Early Retirement'!$D$4:$AC$5,2,FALSE),0)","v":0},{"$f":"IFERROR(INDEX('Early Retirement'!$AE$4:$BE$32,$BJ291,$BN291),0)","v":0},{"$f":"IFERROR(HLOOKUP($BN291,'Early Retirement'!$AF$4:$BE$5,2,FALSE),0)","v":0},0,0,"kW/ton",{"$f":"IFERROR(INDEX('Early Retirement'!$BG$4:$CG$32,$BJ291,$BN291),0)","v":0},{"$f":"IFERROR(HLOOKUP($BN291,'Early Retirement'!$BH$4:$CH$5,2,FALSE),0)","v":0},0,"COP","Yes",0,0,"kW/ton",0,"COP",0,0,"kW/ton",0,"COP"]
[null,null,null,null,null,null,null,null,null,null,null,null,null,null,null,null,null,null,null,null,null,null,null,null,39,{"$f":"IF(Inventory!$C48=\"\",\"a\",VLOOKUP(Inventory!$C48,$B$8:$C$11,2,FALSE))","v":"a"},{"$f":"IF(AND($Z292=\"b\",Inventory!$I48=\"\"),\"a\",IF(AND($Z292=\"b\",Inventory!$I48<>\"\"),VLOOKUP(Inventory!$I48,$E$3:$F$12,2,FALSE),IF(AND(OR($Z292=\"c\",$Z292=\"d\"),Inventory!$AB48=\"\"),\"a\",IF(AND(OR($Z292=\"c\",$Z292=\"d\"),Inventory!$AB48<>\"\"),VLOOKUP(Inventory!$AB48,$E$3:$F$12,2,FALSE),\"a\"))))","v":"a"},{"$f":"IF(OR(AND($AA292<>\"b\",$AA292<>\"c\"),$AF292=0,$AF292>=(65000/12000),Inventory!$AC48=\"\"),\"a\",VLOOKUP(Inventory!$AC48,$H$3:$I$5,2,FALSE))","v":"a"},null,{"$f":"IF(AND($AA292<>\"i\",$AA292<>\"j\"),\"a\",IF(AND($Z292=\"b\",Inventory!$L48=\"\"),\"a\",IF(AND($Z292=\"b\",Inventory!$L48<>\"\"),VLOOKUP(Inventory!$L48,$N$3:$O$6,2,FALSE),IF(AND(OR($Z292=\"c\",$Z292=\"d\"),Inventory!$AE48=\"\"),\"a\",IF(AND(OR($Z292=\"c\",$Z292=\"d\"),Inventory!$AE48<>\"\"),VLOOKUP(Inventory!$AE48,$N$3:$O$6,2,FALSE),\"a\")))))","v":"a"},{"$f":"IF(OR(AND($AA292<>\"e\",$AA292<>\"f\"),$AF292=0,Inventory!$AG48=\"\"),\"a\",VLOOKUP(Inventory!$AG48,$Q$3:$R$5,2,FALSE))","v":"a"},{"$f":"IF(OR(Inventory!C48=\"New Construction\",Inventory!C48=\"Replace-on-Burnout\",Inventory!C48=\"Early Retirement\"),Inventory!AT48,0)","v":0},"","","","","","","","","","","","",0,"aaaaa0","No","No",{"$f":"IF($Z292=\"a\",0,IF($Z292=\"b\",Inventory!$M48,Inventory!$AH48))","v":0},{"$f":"IF(OR($Z292=\"a\",AND($AU292=\"No\",$AV292=\"No\")),0,IF(AND($Z292=\"b\",Inventory!$O48=\"Btu/hr\"),Inventory!$N48,IF(AND($Z292=\"b\",Inventory!$O48=\"Tons\"),Inventory!$N48*12000,IF(AND(OR($Z292=\"c\",$Z292=\"d\"),Inventory!$AJ48=\"Btu/hr\"),Inventory!$AI48,IF(AND(OR($Z292=\"c\",$Z292=\"d\"),Inventory!$AJ48=\"Tons\"),Inventory!$AI48*12000,0)))))","v":0},0,0,"EER",0,"kW/ton",{"$f":"IF(OR($Z292=\"a\",$AV292=\"No\"),0,IF(AND($Z292=\"b\",Inventory!$Q48=\"Btu/hr\"),Inventory!$P48,IF(AND($Z292=\"b\",Inventory!$Q48=\"Tons\"),Inventory!$P48*12000,IF(AND(OR($Z292=\"c\",$Z292=\"d\"),Inventory!$AL48=\"Btu/hr\"),Inventory!$AK48,IF(AND(OR($Z292=\"c\",$Z292=\"d\"),Inventory!$AL48=\"Tons\"),Inventory!$AK48*12000,0)))))","v":0},0,0,"COP","No",{"$f":"IF(OR(Inventory!$J48=\"\",$BH292=\"No\"),\"-\",Inventory!$J48)","v":"-"},{"$f":"IFERROR(VLOOKUP($BI292,'Early Retirement'!$B$6:$C$32,2,FALSE),\"-\")","v":"-"},{"$f":"IF(OR($Z292<>\"b\",AND($AA292<>\"b\",$AA292<>\"c\")),\"n\",IF(AND($AS292<>1,$AS292<>2,$AS292<>7,$AS292<>8),\"n\",IF(Inventory!$K48=\"Split\",\"s\",IF(Inventory!$K48=\"Packaged\",\"p\",\"n\"))))","v":"n"},{"$f":"IF(AND($AA292<>\"i\",$AA292<>\"j\"),\"n\",IF(Inventory!$L48=\"Centrifugal\",\"c\",\"n\"))","v":"n"},"-","-",{"$f":"IFERROR(INDEX('Early Retirement'!$C$4:$AC$32,$BJ292,$BN292),0)","v":0},{"$f":"IFERROR(HLOOKUP($BN292,'Early Retirement'!$D$4:$AC$5,2,FALSE),0)","v":0},{"$f":"IFERROR(INDEX('Early Retirement'!$AE$4:$BE$32,$BJ292,$BN292),0)","v":0},{"$f":"IFERROR(HLOOKUP($BN292,'Early Retirement'!$AF$4:$BE$5,2,FALSE),0)","v":0},0,0,"kW/ton",{"$f":"IFERROR(INDEX('Early Retirement'!$BG$4:$CG$32,$BJ292,$BN292),0)","v":0},{"$f":"IFERROR(HLOOKUP($BN292,'Early Retirement'!$BH$4:$CH$5,2,FALSE),0)","v":0},0,"COP","Yes",0,0,"kW/ton",0,"COP",0,0,"kW/ton",0,"COP"]
[null,null,null,null,null,null,null,null,null,null,null,null,null,null,null,null,null,null,null,null,null,null,null,null,40,{"$f":"IF(Inventory!$C49=\"\",\"a\",VLOOKUP(Inventory!$C49,$B$8:$C$11,2,FALSE))","v":"a"},{"$f":"IF(AND($Z293=\"b\",Inventory!$I49=\"\"),\"a\",IF(AND($Z293=\"b\",Inventory!$I49<>\"\"),VLOOKUP(Inventory!$I49,$E$3:$F$12,2,FALSE),IF(AND(OR($Z293=\"c\",$Z293=\"d\"),Inventory!$AB49=\"\"),\"a\",IF(AND(OR($Z293=\"c\",$Z293=\"d\"),Inventory!$AB49<>\"\"),VLOOKUP(Inventory!$AB49,$E$3:$F$12,2,FALSE),\"a\"))))","v":"a"},{"$f":"IF(OR(AND($AA293<>\"b\",$AA293<>\"c\"),$AF293=0,$AF293>=(65000/12000),Inventory!$AC49=\"\"),\"a\",VLOOKUP(Inventory!$AC49,$H$3:$I$5,2,FALSE))","v":"a"},null,{"$f":"IF(AND($AA293<>\"i\",$AA293<>\"j\"),\"a\",IF(AND($Z293=\"b\",Inventory!$L49=\"\"),\"a\",IF(AND($Z293=\"b\",Inventory!$L49<>\"\"),VLOOKUP(Inventory!$L49,$N$3:$O$6,2,FALSE),IF(AND(OR($Z293=\"c\",$Z293=\"d\"),Inventory!$AE49=\"\"),\"a\",IF(AND(OR($Z293=\"c\",$Z293=\"d\"),Inventory!$AE49<>\"\"),VLOOKUP(Inventory!$AE49,$N$3:$O$6,2,FALSE),\"a\")))))","v":"a"},{"$f":"IF(OR(AND($AA293<>\"e\",$AA293<>\"f\"),$AF293=0,Inventory!$AG49=\"\"),\"a\",VLOOKUP(Inventory!$AG49,$Q$3:$R$5,2,FALSE))","v":"a"},{"$f":"IF(OR(Inventory!C49=\"New Construction\",Inventory!C49=\"Replace-on-Burnout\",Inventory!C49=\"Early Retirement\"),Inventory!AT49,0)","v":0},"","","","","","","","","","","","",0,"aaaaa0","No","No",{"$f":"IF($Z293=\"a\",0,IF($Z293=\"b\",Inventory!$M49,Inventory!$AH49))","v":0},{"$f":"IF(OR($Z293=\"a\",AND($AU293=\"No\",$AV293=\"No\")),0,IF(AND($Z293=\"b\",Inventory!$O49=\"Btu/hr\"),Inventory!$N49,IF(AND($Z293=\"b\",Inventory!$O49=\"Tons\"),Inventory!$N49*12000,IF(AND(OR($Z293=\"c\",$Z293=\"d\"),Inventory!$AJ49=\"Btu/hr\"),Inventory!$AI49,IF(AND(OR($Z293=\"c\",$Z293=\"d\"),Inventory!$AJ49=\"Tons\"),Inventory!$AI49*12000,0)))))","v":0},0,0,"EER",0,"kW/ton",{"$f":"IF(OR($Z293=\"a\",$AV293=\"No\"),0,IF(AND($Z293=\"b\",Inventory!$Q49=\"Btu/hr\"),Inventory!$P49,IF(AND($Z293=\"b\",Inventory!$Q49=\"Tons\"),Inventory!$P49*12000,IF(AND(OR($Z293=\"c\",$Z293=\"d\"),Inventory!$AL49=\"Btu/hr\"),Inventory!$AK49,IF(AND(OR($Z293=\"c\",$Z293=\"d\"),Inventory!$AL49=\"Tons\"),Inventory!$AK49*12000,0)))))","v":0},0,0,"COP","No",{"$f":"IF(OR(Inventory!$J49=\"\",$BH293=\"No\"),\"-\",Inventory!$J49)","v":"-"},{"$f":"IFERROR(VLOOKUP($BI293,'Early Retirement'!$B$6:$C$32,2,FALSE),\"-\")","v":"-"},{"$f":"IF(OR($Z293<>\"b\",AND($AA293<>\"b\",$AA293<>\"c\")),\"n\",IF(AND($AS293<>1,$AS293<>2,$AS293<>7,$AS293<>8),\"n\",IF(Inventory!$K49=\"Split\",\"s\",IF(Inventory!$K49=\"Packaged\",\"p\",\"n\"))))","v":"n"},{"$f":"IF(AND($AA293<>\"i\",$AA293<>\"j\"),\"n\",IF(Inventory!$L49=\"Centrifugal\",\"c\",\"n\"))","v":"n"},"-","-",{"$f":"IFERROR(INDEX('Early Retirement'!$C$4:$AC$32,$BJ293,$BN293),0)","v":0},{"$f":"IFERROR(HLOOKUP($BN293,'Early Retirement'!$D$4:$AC$5,2,FALSE),0)","v":0},{"$f":"IFERROR(INDEX('Early Retirement'!$AE$4:$BE$32,$BJ293,$BN293),0)","v":0},{"$f":"IFERROR(HLOOKUP($BN293,'Early Retirement'!$AF$4:$BE$5,2,FALSE),0)","v":0},0,0,"kW/ton",{"$f":"IFERROR(INDEX('Early Retirement'!$BG$4:$CG$32,$BJ293,$BN293),0)","v":0},{"$f":"IFERROR(HLOOKUP($BN293,'Early Retirement'!$BH$4:$CH$5,2,FALSE),0)","v":0},0,"COP","Yes",0,0,"kW/ton",0,"COP",0,0,"kW/ton",0,"COP"]
[null,null,null,null,null,null,null,null,null,null,null,null,null,null,null,null,null,null,null,null,null,null,null,null,41,{"$f":"IF(Inventory!$C50=\"\",\"a\",VLOOKUP(Inventory!$C50,$B$8:$C$11,2,FALSE))","v":"a"},{"$f":"IF(AND($Z294=\"b\",Inventory!$I50=\"\"),\"a\",IF(AND($Z294=\"b\",Inventory!$I50<>\"\"),VLOOKUP(Inventory!$I50,$E$3:$F$12,2,FALSE),IF(AND(OR($Z294=\"c\",$Z294=\"d\"),Inventory!$AB50=\"\"),\"a\",IF(AND(OR($Z294=\"c\",$Z294=\"d\"),Inventory!$AB50<>\"\"),VLOOKUP(Inventory!$AB50,$E$3:$F$12,2,FALSE),\"a\"))))","v":"a"},{"$f":"IF(OR(AND($AA294<>\"b\",$AA294<>\"c\"),$AF294=0,$AF294>=(65000/12000),Inventory!$AC50=\"\"),\"a\",VLOOKUP(Inventory!$AC50,$H$3:$I$5,2,FALSE))","v":"a"},null,{"$f":"IF(AND($AA294<>\"i\",$AA294<>\"j\"),\"a\",IF(AND($Z294=\"b\",Inventory!$L50=\"\"),\"a\",IF(AND($Z294=\"b\",Inventory!$L50<>\"\"),VLOOKUP(Inventory!$L50,$N$3:$O$6,2,FALSE),IF(AND(OR($Z294=\"c\",$Z294=\"d\"),Inventory!$AE50=\"\"),\"a\",IF(AND(OR($Z294=\"c\",$Z294=\"d\"),Inventory!$AE50<>\"\"),VLOOKUP(Inventory!$AE50,$N$3:$O$6,2,FALSE),\"a\")))))","v":"a"},{"$f":"IF(OR(AND($AA294<>\"e\",$AA294<>\"f\"),$AF294=0,Inventory!$AG50=\"\"),\"a\",VLOOKUP(Inventory!$AG50,$Q$3:$R$5,2,FALSE))","v":"a"},{"$f":"IF(OR(Inventory!C50=\"New Construction\",Inventory!C50=\"Replace-on-Burnout\",Inventory!C50=\"Early Retirement\"),Inventory!AT50,0)","v":0},"","","","","","","","","","","","",0,"aaaaa0","No","No",{"$f":"IF($Z294=\"a\",0,IF($Z294=\"b\",Inventory!$M50,Inventory!$AH50))","v":0},{"$f":"IF(OR($Z294=\"a\",AND($AU294=\"No\",$AV294=\"No\")),0,IF(AND($Z294=\"b\",Inventory!$O50=\"Btu/hr\"),Inventory!$N50,IF(AND($Z294=\"b\",Inventory!$O50=\"Tons\"),Inventory!$N50*12000,IF(AND(OR($Z294=\"c\",$Z294=\"d\"),Inventory!$AJ50=\"Btu/hr\"),Inventory!$AI50,IF(AND(OR($Z294=\"c\",$Z294=\"d\"),Inventory!$AJ50=\"Tons\"),Inventory!$AI50*12000,0)))))","v":0},0,0,"EER",0,"kW/ton",{"$f":"IF(OR($Z294=\"a\",$AV294=\"No\"),0,IF(AND($Z294=\"b\",Inventory!$Q50=\"Btu/hr\"),Inventory!$P50,IF(AND($Z294=\"b\",Inventory!$Q50=\"Tons\"),Inventory!$P50*12000,IF(AND(OR($Z294=\"c\",$Z294=\"d\"),Inventory!$AL50=\"Btu/hr\"),Inventory!$AK50,IF(AND(OR($Z294=\"c\",$Z294=\"d\"),Inventory!$AL50=\"Tons\"),Inventory!$AK50*12000,0)))))","v":0},0,0,"COP","No",{"$f":"IF(OR(Inventory!$J50=\"\",$BH294=\"No\"),\"-\",Inventory!$J50)","v":"-"},{"$f":"IFERROR(VLOOKUP($BI294,'Early Retirement'!$B$6:$C$32,2,FALSE),\"-\")","v":"-"},{"$f":"IF(OR($Z294<>\"b\",AND($AA294<>\"b\",$AA294<>\"c\")),\"n\",IF(AND($AS294<>1,$AS294<>2,$AS294<>7,$AS294<>8),\"n\",IF(Inventory!$K50=\"Split\",\"s\",IF(Inventory!$K50=\"Packaged\",\"p\",\"n\"))))","v":"n"},{"$f":"IF(AND($AA294<>\"i\",$AA294<>\"j\"),\"n\",IF(Inventory!$L50=\"Centrifugal\",\"c\",\"n\"))","v":"n"},"-","-",{"$f":"IFERROR(INDEX('Early Retirement'!$C$4:$AC$32,$BJ294,$BN294),0)","v":0},{"$f":"IFERROR(HLOOKUP($BN294,'Early Retirement'!$D$4:$AC$5,2,FALSE),0)","v":0},{"$f":"IFERROR(INDEX('Early Retirement'!$AE$4:$BE$32,$BJ294,$BN294),0)","v":0},{"$f":"IFERROR(HLOOKUP($BN294,'Early Retirement'!$AF$4:$BE$5,2,FALSE),0)","v":0},0,0,"kW/ton",{"$f":"IFERROR(INDEX('Early Retirement'!$BG$4:$CG$32,$BJ294,$BN294),0)","v":0},{"$f":"IFERROR(HLOOKUP($BN294,'Early Retirement'!$BH$4:$CH$5,2,FALSE),0)","v":0},0,"COP","Yes",0,0,"kW/ton",0,"COP",0,0,"kW/ton",0,"COP"]
[null,null,null,null,null,null,null,null,null,null,null,null,null,null,null,null,null,null,null,null,null,null,null,null,42,{"$f":"IF(Inventory!$C51=\"\",\"a\",VLOOKUP(Inventory!$C51,$B$8:$C$11,2,FALSE))","v":"a"},{"$f":"IF(AND($Z295=\"b\",Inventory!$I51=\"\"),\"a\",IF(AND($Z295=\"b\",Inventory!$I51<>\"\"),VLOOKUP(Inventory!$I51,$E$3:$F$12,2,FALSE),IF(AND(OR($Z295=\"c\",$Z295=\"d\"),Inventory!$AB51=\"\"),\"a\",IF(AND(OR($Z295=\"c\",$Z295=\"d\"),Inventory!$AB51<>\"\"),VLOOKUP(Inventory!$AB51,$E$3:$F$12,2,FALSE),\"a\"))))","v":"a"},{"$f":"IF(OR(AND($AA295<>\"b\",$AA295<>\"c\"),$AF295=0,$AF295>=(65000/12000),Inventory!$AC51=\"\"),\"a\",VLOOKUP(Inventory!$AC51,$H$3:$I$5,2,FALSE))","v":"a"},null,{"$f":"IF(AND($AA295<>\"i\",$AA295<>\"j\"),\"a\",IF(AND($Z295=\"b\",Inventory!$L51=\"\"),\"a\",IF(AND($Z295=\"b\",Inventory!$L51<>\"\"),VLOOKUP(Inventory!$L51,$N$3:$O$6,2,FALSE),IF(AND(OR($Z295=\"c\",$Z295=\"d\"),Inventory!$AE51=\"\"),\"a\",IF(AND(OR($Z295=\"c\",$Z295=\"d\"),Inventory!$AE51<>\"\"),VLOOKUP(Inventory!$AE51,$N$3:$O$6,2,FALSE),\"a\")))))","v":"a"},{"$f":"IF(OR(AND($AA295<>\"e\",$AA295<>\"f\"),$AF295=0,Inventory!$AG51=\"\"),\"a\",VLOOKUP(Inventory!$AG51,$Q$3:$R$5,2,FALSE))","v":"a"},{"$f":"IF(OR(Inventory!C51=\"New Construction\",Inventory!C51=\"Replace-on-Burnout\",Inventory!C51=\"Early Retirement\"),Inventory!AT51,0)","v":0},"","","","","","","","","","","","",0,"aaaaa0","No","No",{"$f":"IF($Z295=\"a\",0,IF($Z295=\"b\",Inventory!$M51,Inventory!$AH51))","v":0},{"$f":"IF(OR($Z295=\"a\",AND($AU295=\"No\",$AV295=\"No\")),0,IF(AND($Z295=\"b\",Inventory!$O51=\"Btu/hr\"),Inventory!$N51,IF(AND($Z295=\"b\",Inventory!$O51=\"Tons\"),Inventory!$N51*12000,IF(AND(OR($Z295=\"c\",$Z295=\"d\"),Inventory!$AJ51=\"Btu/hr\"),Inventory!$AI51,IF(AND(OR($Z295=\"c\",$Z295=\"d\"),Inventory!$AJ51=\"Tons\"),Inventory!$AI51*12000,0)))))","v":0},0,0,"EER",0,"kW/ton",{"$f":"IF(OR($Z295=\"a\",$AV295=\"No\"),0,IF(AND($Z295=\"b\",Inventory!$Q51=\"Btu/hr\"),Inventory!$P51,IF(AND($Z295=\"b\",Inventory!$Q51=\"Tons\"),Inventory!$P51*12000,IF(AND(OR($Z295=\"c\",$Z295=\"d\"),Inventory!$AL51=\"Btu/hr\"),Inventory!$AK51,IF(AND(OR($Z295=\"c\",$Z295=\"d\"),Inventory!$AL51=\"Tons\"),Inventory!$AK51*12000,0)))))","v":0},0,0,"COP","No",{"$f":"IF(OR(Inventory!$J51=\"\",$BH295=\"No\"),\"-\",Inventory!$J51)","v":"-"},{"$f":"IFERROR(VLOOKUP($BI295,'Early Retirement'!$B$6:$C$32,2,FALSE),\"-\")","v":"-"},{"$f":"IF(OR($Z295<>\"b\",AND($AA295<>\"b\",$AA295<>\"c\")),\"n\",IF(AND($AS295<>1,$AS295<>2,$AS295<>7,$AS295<>8),\"n\",IF(Inventory!$K51=\"Split\",\"s\",IF(Inventory!$K51=\"Packaged\",\"p\",\"n\"))))","v":"n"},{"$f":"IF(AND($AA295<>\"i\",$AA295<>\"j\"),\"n\",IF(Inventory!$L51=\"Centrifugal\",\"c\",\"n\"))","v":"n"},"-","-",{"$f":"IFERROR(INDEX('Early Retirement'!$C$4:$AC$32,$BJ295,$BN295),0)","v":0},{"$f":"IFERROR(HLOOKUP($BN295,'Early Retirement'!$D$4:$AC$5,2,FALSE),0)","v":0},{"$f":"IFERROR(INDEX('Early Retirement'!$AE$4:$BE$32,$BJ295,$BN295),0)","v":0},{"$f":"IFERROR(HLOOKUP($BN295,'Early Retirement'!$AF$4:$BE$5,2,FALSE),0)","v":0},0,0,"kW/ton",{"$f":"IFERROR(INDEX('Early Retirement'!$BG$4:$CG$32,$BJ295,$BN295),0)","v":0},{"$f":"IFERROR(HLOOKUP($BN295,'Early Retirement'!$BH$4:$CH$5,2,FALSE),0)","v":0},0,"COP","Yes",0,0,"kW/ton",0,"COP",0,0,"kW/ton",0,"COP"]
[null,null,null,null,null,null,null,null,null,null,null,null,null,null,null,null,null,null,null,null,null,null,null,null,43,{"$f":"IF(Inventory!$C52=\"\",\"a\",VLOOKUP(Inventory!$C52,$B$8:$C$11,2,FALSE))","v":"a"},{"$f":"IF(AND($Z296=\"b\",Inventory!$I52=\"\"),\"a\",IF(AND($Z296=\"b\",Inventory!$I52<>\"\"),VLOOKUP(Inventory!$I52,$E$3:$F$12,2,FALSE),IF(AND(OR($Z296=\"c\",$Z296=\"d\"),Inventory!$AB52=\"\"),\"a\",IF(AND(OR($Z296=\"c\",$Z296=\"d\"),Inventory!$AB52<>\"\"),VLOOKUP(Inventory!$AB52,$E$3:$F$12,2,FALSE),\"a\"))))","v":"a"},{"$f":"IF(OR(AND($AA296<>\"b\",$AA296<>\"c\"),$AF296=0,$AF296>=(65000/12000),Inventory!$AC52=\"\"),\"a\",VLOOKUP(Inventory!$AC52,$H$3:$I$5,2,FALSE))","v":"a"},null,{"$f":"IF(AND($AA296<>\"i\",$AA296<>\"j\"),\"a\",IF(AND($Z296=\"b\",Inventory!$L52=\"\"),\"a\",IF(AND($Z296=\"b\",Inventory!$L52<>\"\"),VLOOKUP(Inventory!$L52,$N$3:$O$6,2,FALSE),IF(AND(OR($Z296=\"c\",$Z296=\"d\"),Inventory!$AE52=\"\"),\"a\",IF(AND(OR($Z296=\"c\",$Z296=\"d\"),Inventory!$AE52<>\"\"),VLOOKUP(Inventory!$AE52,$N$3:$O$6,2,FALSE),\"a\")))))","v":"a"},{"$f":"IF(OR(AND($AA296<>\"e\",$AA296<>\"f\"),$AF296=0,Inventory!$AG52=\"\"),\"a\",VLOOKUP(Inventory!$AG52,$Q$3:$R$5,2,FALSE))","v":"a"},{"$f":"IF(OR(Inventory!C52=\"New Construction\",Inventory!C52=\"Replace-on-Burnout\",Inventory!C52=\"Early Retirement\"),Inventory!AT52,0)","v":0},"","","","","","","","","","","","",0,"aaaaa0","No","No",{"$f":"IF($Z296=\"a\",0,IF($Z296=\"b\",Inventory!$M52,Inventory!$AH52))","v":0},{"$f":"IF(OR($Z296=\"a\",AND($AU296=\"No\",$AV296=\"No\")),0,IF(AND($Z296=\"b\",Inventory!$O52=\"Btu/hr\"),Inventory!$N52,IF(AND($Z296=\"b\",Inventory!$O52=\"Tons\"),Inventory!$N52*12000,IF(AND(OR($Z296=\"c\",$Z296=\"d\"),Inventory!$AJ52=\"Btu/hr\"),Inventory!$AI52,IF(AND(OR($Z296=\"c\",$Z296=\"d\"),Inventory!$AJ52=\"Tons\"),Inventory!$AI52*12000,0)))))","v":0},0,0,"EER",0,"kW/ton",{"$f":"IF(OR($Z296=\"a\",$AV296=\"No\"),0,IF(AND($Z296=\"b\",Inventory!$Q52=\"Btu/hr\"),Inventory!$P52,IF(AND($Z296=\"b\",Inventory!$Q52=\"Tons\"),Inventory!$P52*12000,IF(AND(OR($Z296=\"c\",$Z296=\"d\"),Inventory!$AL52=\"Btu/hr\"),Inventory!$AK52,IF(AND(OR($Z296=\"c\",$Z296=\"d\"),Inventory!$AL52=\"Tons\"),Inventory!$AK52*12000,0)))))","v":0},0,0,"COP","No",{"$f":"IF(OR(Inventory!$J52=\"\",$BH296=\"No\"),\"-\",Inventory!$J52)","v":"-"},{"$f":"IFERROR(VLOOKUP($BI296,'Early Retirement'!$B$6:$C$32,2,FALSE),\"-\")","v":"-"},{"$f":"IF(OR($Z296<>\"b\",AND($AA296<>\"b\",$AA296<>\"c\")),\"n\",IF(AND($AS296<>1,$AS296<>2,$AS296<>7,$AS296<>8),\"n\",IF(Inventory!$K52=\"Split\",\"s\",IF(Inventory!$K52=\"Packaged\",\"p\",\"n\"))))","v":"n"},{"$f":"IF(AND($AA296<>\"i\",$AA296<>\"j\"),\"n\",IF(Inventory!$L52=\"Centrifugal\",\"c\",\"n\"))","v":"n"},"-","-",{"$f":"IFERROR(INDEX('Early Retirement'!$C$4:$AC$32,$BJ296,$BN296),0)","v":0},{"$f":"IFERROR(HLOOKUP($BN296,'Early Retirement'!$D$4:$AC$5,2,FALSE),0)","v":0},{"$f":"IFERROR(INDEX('Early Retirement'!$AE$4:$BE$32,$BJ296,$BN296),0)","v":0},{"$f":"IFERROR(HLOOKUP($BN296,'Early Retirement'!$AF$4:$BE$5,2,FALSE),0)","v":0},0,0,"kW/ton",{"$f":"IFERROR(INDEX('Early Retirement'!$BG$4:$CG$32,$BJ296,$BN296),0)","v":0},{"$f":"IFERROR(HLOOKUP($BN296,'Early Retirement'!$BH$4:$CH$5,2,FALSE),0)","v":0},0,"COP","Yes",0,0,"kW/ton",0,"COP",0,0,"kW/ton",0,"COP"]
[null,null,null,null,null,null,null,null,null,null,null,null,null,null,null,null,null,null,null,null,null,null,null,null,44,{"$f":"IF(Inventory!$C53=\"\",\"a\",VLOOKUP(Inventory!$C53,$B$8:$C$11,2,FALSE))","v":"a"},{"$f":"IF(AND($Z297=\"b\",Inventory!$I53=\"\"),\"a\",IF(AND($Z297=\"b\",Inventory!$I53<>\"\"),VLOOKUP(Inventory!$I53,$E$3:$F$12,2,FALSE),IF(AND(OR($Z297=\"c\",$Z297=\"d\"),Inventory!$AB53=\"\"),\"a\",IF(AND(OR($Z297=\"c\",$Z297=\"d\"),Inventory!$AB53<>\"\"),VLOOKUP(Inventory!$AB53,$E$3:$F$12,2,FALSE),\"a\"))))","v":"a"},{"$f":"IF(OR(AND($AA297<>\"b\",$AA297<>\"c\"),$AF297=0,$AF297>=(65000/12000),Inventory!$AC53=\"\"),\"a\",VLOOKUP(Inventory!$AC53,$H$3:$I$5,2,FALSE))","v":"a"},null,{"$f":"IF(AND($AA297<>\"i\",$AA297<>\"j\"),\"a\",IF(AND($Z297=\"b\",Inventory!$L53=\"\"),\"a\",IF(AND($Z297=\"b\",Inventory!$L53<>\"\"),VLOOKUP(Inventory!$L53,$N$3:$O$6,2,FALSE),IF(AND(OR($Z297=\"c\",$Z297=\"d\"),Inventory!$AE53=\"\"),\"a\",IF(AND(OR($Z297=\"c\",$Z297=\"d\"),Inventory!$AE53<>\"\"),VLOOKUP(Inventory!$AE53,$N$3:$O$6,2,FALSE),\"a\")))))","v":"a"},{"$f":"IF(OR(AND($AA297<>\"e\",$AA297<>\"f\"),$AF297=0,Inventory!$AG53=\"\"),\"a\",VLOOKUP(Inventory!$AG53,$Q$3:$R$5,2,FALSE))","v":"a"},{"$f":"IF(OR(Inventory!C53=\"New Construction\",Inventory!C53=\"Replace-on-Burnout\",Inventory!C53=\"Early Retirement\"),Inventory!AT53,0)","v":0},"","","","","","","","","","","","",0,"aaaaa0","No","No",{"$f":"IF($Z297=\"a\",0,IF($Z297=\"b\",Inventory!$M53,Inventory!$AH53))","v":0},{"$f":"IF(OR($Z297=\"a\",AND($AU297=\"No\",$AV297=\"No\")),0,IF(AND($Z297=\"b\",Inventory!$O53=\"Btu/hr\"),Inventory!$N53,IF(AND($Z297=\"b\",Inventory!$O53=\"Tons\"),Inventory!$N53*12000,IF(AND(OR($Z297=\"c\",$Z297=\"d\"),Inventory!$AJ53=\"Btu/hr\"),Inventory!$AI53,IF(AND(OR($Z297=\"c\",$Z297=\"d\"),Inventory!$AJ53=\"Tons\"),Inventory!$AI53*12000,0)))))","v":0},0,0,"EER",0,"kW/ton",{"$f":"IF(OR($Z297=\"a\",$AV297=\"No\"),0,IF(AND($Z297=\"b\",Inventory!$Q53=\"Btu/hr\"),Inventory!$P53,IF(AND($Z297=\"b\",Inventory!$Q53=\"Tons\"),Inventory!$P53*12000,IF(AND(OR($Z297=\"c\",$Z297=\"d\"),Inventory!$AL53=\"Btu/hr\"),Inventory!$AK53,IF(AND(OR($Z297=\"c\",$Z297=\"d\"),Inventory!$AL53=\"Tons\"),Inventory!$AK53*12000,0)))))","v":0},0,0,"COP","No",{"$f":"IF(OR(Inventory!$J53=\"\",$BH297=\"No\"),\"-\",Inventory!$J53)","v":"-"},{"$f":"IFERROR(VLOOKUP($BI297,'Early Retirement'!$B$6:$C$32,2,FALSE),\"-\")","v":"-"},{"$f":"IF(OR($Z297<>\"b\",AND($AA297<>\"b\",$AA297<>\"c\")),\"n\",IF(AND($AS297<>1,$AS297<>2,$AS297<>7,$AS297<>8),\"n\",IF(Inventory!$K53=\"Split\",\"s\",IF(Inventory!$K53=\"Packaged\",\"p\",\"n\"))))","v":"n"},{"$f":"IF(AND($AA297<>\"i\",$AA297<>\"j\"),\"n\",IF(Inventory!$L53=\"Centrifugal\",\"c\",\"n\"))","v":"n"},"-","-",{"$f":"IFERROR(INDEX('Early Retirement'!$C$4:$AC$32,$BJ297,$BN297),0)","v":0},{"$f":"IFERROR(HLOOKUP($BN297,'Early Retirement'!$D$4:$AC$5,2,FALSE),0)","v":0},{"$f":"IFERROR(INDEX('Early Retirement'!$AE$4:$BE$32,$BJ297,$BN297),0)","v":0},{"$f":"IFERROR(HLOOKUP($BN297,'Early Retirement'!$AF$4:$BE$5,2,FALSE),0)","v":0},0,0,"kW/ton",{"$f":"IFERROR(INDEX('Early Retirement'!$BG$4:$CG$32,$BJ297,$BN297),0)","v":0},{"$f":"IFERROR(HLOOKUP($BN297,'Early Retirement'!$BH$4:$CH$5,2,FALSE),0)","v":0},0,"COP","Yes",0,0,"kW/ton",0,"COP",0,0,"kW/ton",0,"COP"]
[null,null,null,null,null,null,null,null,null,null,null,null,null,null,null,null,null,null,null,null,null,null,null,null,45,{"$f":"IF(Inventory!$C54=\"\",\"a\",VLOOKUP(Inventory!$C54,$B$8:$C$11,2,FALSE))","v":"a"},{"$f":"IF(AND($Z298=\"b\",Inventory!$I54=\"\"),\"a\",IF(AND($Z298=\"b\",Inventory!$I54<>\"\"),VLOOKUP(Inventory!$I54,$E$3:$F$12,2,FALSE),IF(AND(OR($Z298=\"c\",$Z298=\"d\"),Inventory!$AB54=\"\"),\"a\",IF(AND(OR($Z298=\"c\",$Z298=\"d\"),Inventory!$AB54<>\"\"),VLOOKUP(Inventory!$AB54,$E$3:$F$12,2,FALSE),\"a\"))))","v":"a"},{"$f":"IF(OR(AND($AA298<>\"b\",$AA298<>\"c\"),$AF298=0,$AF298>=(65000/12000),Inventory!$AC54=\"\"),\"a\",VLOOKUP(Inventory!$AC54,$H$3:$I$5,2,FALSE))","v":"a"},null,{"$f":"IF(AND($AA298<>\"i\",$AA298<>\"j\"),\"a\",IF(AND($Z298=\"b\",Inventory!$L54=\"\"),\"a\",IF(AND($Z298=\"b\",Inventory!$L54<>\"\"),VLOOKUP(Inventory!$L54,$N$3:$O$6,2,FALSE),IF(AND(OR($Z298=\"c\",$Z298=\"d\"),Inventory!$AE54=\"\"),\"a\",IF(AND(OR($Z298=\"c\",$Z298=\"d\"),Inventory!$AE54<>\"\"),VLOOKUP(Inventory!$AE54,$N$3:$O$6,2,FALSE),\"a\")))))","v":"a"},{"$f":"IF(OR(AND($AA298<>\"e\",$AA298<>\"f\"),$AF298=0,Inventory!$AG54=\"\"),\"a\",VLOOKUP(Inventory!$AG54,$Q$3:$R$5,2,FALSE))","v":"a"},{"$f":"IF(OR(Inventory!C54=\"New Construction\",Inventory!C54=\"Replace-on-Burnout\",Inventory!C54=\"Early Retirement\"),Inventory!AT54,0)","v":0},"","","","","","","","","","","","",0,"aaaaa0","No","No",{"$f":"IF($Z298=\"a\",0,IF($Z298=\"b\",Inventory!$M54,Inventory!$AH54))","v":0},{"$f":"IF(OR($Z298=\"a\",AND($AU298=\"No\",$AV298=\"No\")),0,IF(AND($Z298=\"b\",Inventory!$O54=\"Btu/hr\"),Inventory!$N54,IF(AND($Z298=\"b\",Inventory!$O54=\"Tons\"),Inventory!$N54*12000,IF(AND(OR($Z298=\"c\",$Z298=\"d\"),Inventory!$AJ54=\"Btu/hr\"),Inventory!$AI54,IF(AND(OR($Z298=\"c\",$Z298=\"d\"),Inventory!$AJ54=\"Tons\"),Inventory!$AI54*12000,0)))))","v":0},0,0,"EER",0,"kW/ton",{"$f":"IF(OR($Z298=\"a\",$AV298=\"No\"),0,IF(AND($Z298=\"b\",Inventory!$Q54=\"Btu/hr\"),Inventory!$P54,IF(AND($Z298=\"b\",Inventory!$Q54=\"Tons\"),Inventory!$P54*12000,IF(AND(OR($Z298=\"c\",$Z298=\"d\"),Inventory!$AL54=\"Btu/hr\"),Inventory!$AK54,IF(AND(OR($Z298=\"c\",$Z298=\"d\"),Inventory!$AL54=\"Tons\"),Inventory!$AK54*12000,0)))))","v":0},0,0,"COP","No",{"$f":"IF(OR(Inventory!$J54=\"\",$BH298=\"No\"),\"-\",Inventory!$J54)","v":"-"},{"$f":"IFERROR(VLOOKUP($BI298,'Early Retirement'!$B$6:$C$32,2,FALSE),\"-\")","v":"-"},{"$f":"IF(OR($Z298<>\"b\",AND($AA298<>\"b\",$AA298<>\"c\")),\"n\",IF(AND($AS298<>1,$AS298<>2,$AS298<>7,$AS298<>8),\"n\",IF(Inventory!$K54=\"Split\",\"s\",IF(Inventory!$K54=\"Packaged\",\"p\",\"n\"))))","v":"n"},{"$f":"IF(AND($AA298<>\"i\",$AA298<>\"j\"),\"n\",IF(Inventory!$L54=\"Centrifugal\",\"c\",\"n\"))","v":"n"},"-","-",{"$f":"IFERROR(INDEX('Early Retirement'!$C$4:$AC$32,$BJ298,$BN298),0)","v":0},{"$f":"IFERROR(HLOOKUP($BN298,'Early Retirement'!$D$4:$AC$5,2,FALSE),0)","v":0},{"$f":"IFERROR(INDEX('Early Retirement'!$AE$4:$BE$32,$BJ298,$BN298),0)","v":0},{"$f":"IFERROR(HLOOKUP($BN298,'Early Retirement'!$AF$4:$BE$5,2,FALSE),0)","v":0},0,0,"kW/ton",{"$f":"IFERROR(INDEX('Early Retirement'!$BG$4:$CG$32,$BJ298,$BN298),0)","v":0},{"$f":"IFERROR(HLOOKUP($BN298,'Early Retirement'!$BH$4:$CH$5,2,FALSE),0)","v":0},0,"COP","Yes",0,0,"kW/ton",0,"COP",0,0,"kW/ton",0,"COP"]
[null,null,null,null,null,null,null,null,null,null,null,null,null,null,null,null,null,null,null,null,null,null,null,null,46,{"$f":"IF(Inventory!$C55=\"\",\"a\",VLOOKUP(Inventory!$C55,$B$8:$C$11,2,FALSE))","v":"a"},{"$f":"IF(AND($Z299=\"b\",Inventory!$I55=\"\"),\"a\",IF(AND($Z299=\"b\",Inventory!$I55<>\"\"),VLOOKUP(Inventory!$I55,$E$3:$F$12,2,FALSE),IF(AND(OR($Z299=\"c\",$Z299=\"d\"),Inventory!$AB55=\"\"),\"a\",IF(AND(OR($Z299=\"c\",$Z299=\"d\"),Inventory!$AB55<>\"\"),VLOOKUP(Inventory!$AB55,$E$3:$F$12,2,FALSE),\"a\"))))","v":"a"},{"$f":"IF(OR(AND($AA299<>\"b\",$AA299<>\"c\"),$AF299=0,$AF299>=(65000/12000),Inventory!$AC55=\"\"),\"a\",VLOOKUP(Inventory!$AC55,$H$3:$I$5,2,FALSE))","v":"a"},null,{"$f":"IF(AND($AA299<>\"i\",$AA299<>\"j\"),\"a\",IF(AND($Z299=\"b\",Inventory!$L55=\"\"),\"a\",IF(AND($Z299=\"b\",Inventory!$L55<>\"\"),VLOOKUP(Inventory!$L55,$N$3:$O$6,2,FALSE),IF(AND(OR($Z299=\"c\",$Z299=\"d\"),Inventory!$AE55=\"\"),\"a\",IF(AND(OR($Z299=\"c\",$Z299=\"d\"),Inventory!$AE55<>\"\"),VLOOKUP(Inventory!$AE55,$N$3:$O$6,2,FALSE),\"a\")))))","v":"a"},{"$f":"IF(OR(AND($AA299<>\"e\",$AA299<>\"f\"),$AF299=0,Inventory!$AG55=\"\"),\"a\",VLOOKUP(Inventory!$AG55,$Q$3:$R$5,2,FALSE))","v":"a"},{"$f":"IF(OR(Inventory!C55=\"New Construction\",Inventory!C55=\"Replace-on-Burnout\",Inventory!C55=\"Early Retirement\"),Inventory!AT55,0)","v":0},"","","","","","","","","","","","",0,"aaaaa0","No","No",{"$f":"IF($Z299=\"a\",0,IF($Z299=\"b\",Inventory!$M55,Inventory!$AH55))","v":0},{"$f":"IF(OR($Z299=\"a\",AND($AU299=\"No\",$AV299=\"No\")),0,IF(AND($Z299=\"b\",Inventory!$O55=\"Btu/hr\"),Inventory!$N55,IF(AND($Z299=\"b\",Inventory!$O55=\"Tons\"),Inventory!$N55*12000,IF(AND(OR($Z299=\"c\",$Z299=\"d\"),Inventory!$AJ55=\"Btu/hr\"),Inventory!$AI55,IF(AND(OR($Z299=\"c\",$Z299=\"d\"),Inventory!$AJ55=\"Tons\"),Inventory!$AI55*12000,0)))))","v":0},0,0,"EER",0,"kW/ton",{"$f":"IF(OR($Z299=\"a\",$AV299=\"No\"),0,IF(AND($Z299=\"b\",Inventory!$Q55=\"Btu/hr\"),Inventory!$P55,IF(AND($Z299=\"b\",Inventory!$Q55=\"Tons\"),Inventory!$P55*12000,IF(AND(OR($Z299=\"c\",$Z299=\"d\"),Inventory!$AL55=\"Btu/hr\"),Inventory!$AK55,IF(AND(OR($Z299=\"c\",$Z299=\"d\"),Inventory!$AL55=\"Tons\"),Inventory!$AK55*12000,0)))))","v":0},0,0,"COP","No",{"$f":"IF(OR(Inventory!$J55=\"\",$BH299=\"No\"),\"-\",Inventory!$J55)","v":"-"},{"$f":"IFERROR(VLOOKUP($BI299,'Early Retirement'!$B$6:$C$32,2,FALSE),\"-\")","v":"-"},{"$f":"IF(OR($Z299<>\"b\",AND($AA299<>\"b\",$AA299<>\"c\")),\"n\",IF(AND($AS299<>1,$AS299<>2,$AS299<>7,$AS299<>8),\"n\",IF(Inventory!$K55=\"Split\",\"s\",IF(Inventory!$K55=\"Packaged\",\"p\",\"n\"))))","v":"n"},{"$f":"IF(AND($AA299<>\"i\",$AA299<>\"j\"),\"n\",IF(Inventory!$L55=\"Centrifugal\",\"c\",\"n\"))","v":"n"},"-","-",{"$f":"IFERROR(INDEX('Early Retirement'!$C$4:$AC$32,$BJ299,$BN299),0)","v":0},{"$f":"IFERROR(HLOOKUP($BN299,'Early Retirement'!$D$4:$AC$5,2,FALSE),0)","v":0},{"$f":"IFERROR(INDEX('Early Retirement'!$AE$4:$BE$32,$BJ299,$BN299),0)","v":0},{"$f":"IFERROR(HLOOKUP($BN299,'Early Retirement'!$AF$4:$BE$5,2,FALSE),0)","v":0},0,0,"kW/ton",{"$f":"IFERROR(INDEX('Early Retirement'!$BG$4:$CG$32,$BJ299,$BN299),0)","v":0},{"$f":"IFERROR(HLOOKUP($BN299,'Early Retirement'!$BH$4:$CH$5,2,FALSE),0)","v":0},0,"COP","Yes",0,0,"kW/ton",0,"COP",0,0,"kW/ton",0,"COP"]
[null,null,null,null,null,null,null,null,null,null,null,null,null,null,null,null,null,null,null,null,null,null,null,null,47,{"$f":"IF(Inventory!$C56=\"\",\"a\",VLOOKUP(Inventory!$C56,$B$8:$C$11,2,FALSE))","v":"a"},{"$f":"IF(AND($Z300=\"b\",Inventory!$I56=\"\"),\"a\",IF(AND($Z300=\"b\",Inventory!$I56<>\"\"),VLOOKUP(Inventory!$I56,$E$3:$F$12,2,FALSE),IF(AND(OR($Z300=\"c\",$Z300=\"d\"),Inventory!$AB56=\"\"),\"a\",IF(AND(OR($Z300=\"c\",$Z300=\"d\"),Inventory!$AB56<>\"\"),VLOOKUP(Inventory!$AB56,$E$3:$F$12,2,FALSE),\"a\"))))","v":"a"},{"$f":"IF(OR(AND($AA300<>\"b\",$AA300<>\"c\"),$AF300=0,$AF300>=(65000/12000),Inventory!$AC56=\"\"),\"a\",VLOOKUP(Inventory!$AC56,$H$3:$I$5,2,FALSE))","v":"a"},null,{"$f":"IF(AND($AA300<>\"i\",$AA300<>\"j\"),\"a\",IF(AND($Z300=\"b\",Inventory!$L56=\"\"),\"a\",IF(AND($Z300=\"b\",Inventory!$L56<>\"\"),VLOOKUP(Inventory!$L56,$N$3:$O$6,2,FALSE),IF(AND(OR($Z300=\"c\",$Z300=\"d\"),Inventory!$AE56=\"\"),\"a\",IF(AND(OR($Z300=\"c\",$Z300=\"d\"),Inventory!$AE56<>\"\"),VLOOKUP(Inventory!$AE56,$N$3:$O$6,2,FALSE),\"a\")))))","v":"a"},{"$f":"IF(OR(AND($AA300<>\"e\",$AA300<>\"f\"),$AF300=0,Inventory!$AG56=\"\"),\"a\",VLOOKUP(Inventory!$AG56,$Q$3:$R$5,2,FALSE))","v":"a"},{"$f":"IF(OR(Inventory!C56=\"New Construction\",Inventory!C56=\"Replace-on-Burnout\",Inventory!C56=\"Early Retirement\"),Inventory!AT56,0)","v":0},"","","","","","","","","","","","",0,"aaaaa0","No","No",{"$f":"IF($Z300=\"a\",0,IF($Z300=\"b\",Inventory!$M56,Inventory!$AH56))","v":0},{"$f":"IF(OR($Z300=\"a\",AND($AU300=\"No\",$AV300=\"No\")),0,IF(AND($Z300=\"b\",Inventory!$O56=\"Btu/hr\"),Inventory!$N56,IF(AND($Z300=\"b\",Inventory!$O56=\"Tons\"),Inventory!$N56*12000,IF(AND(OR($Z300=\"c\",$Z300=\"d\"),Inventory!$AJ56=\"Btu/hr\"),Inventory!$AI56,IF(AND(OR($Z300=\"c\",$Z300=\"d\"),Inventory!$AJ56=\"Tons\"),Inventory!$AI56*12000,0)))))","v":0},0,0,"EER",0,"kW/ton",{"$f":"IF(OR($Z300=\"a\",$AV300=\"No\"),0,IF(AND($Z300=\"b\",Inventory!$Q56=\"Btu/hr\"),Inventory!$P56,IF(AND($Z300=\"b\",Inventory!$Q56=\"Tons\"),Inventory!$P56*12000,IF(AND(OR($Z300=\"c\",$Z300=\"d\"),Inventory!$AL56=\"Btu/hr\"),Inventory!$AK56,IF(AND(OR($Z300=\"c\",$Z300=\"d\"),Inventory!$AL56=\"Tons\"),Inventory!$AK56*12000,0)))))","v":0},0,0,"COP","No",{"$f":"IF(OR(Inventory!$J56=\"\",$BH300=\"No\"),\"-\",Inventory!$J56)","v":"-"},{"$f":"IFERROR(VLOOKUP($BI300,'Early Retirement'!$B$6:$C$32,2,FALSE),\"-\")","v":"-"},{"$f":"IF(OR($Z300<>\"b\",AND($AA300<>\"b\",$AA300<>\"c\")),\"n\",IF(AND($AS300<>1,$AS300<>2,$AS300<>7,$AS300<>8),\"n\",IF(Inventory!$K56=\"Split\",\"s\",IF(Inventory!$K56=\"Packaged\",\"p\",\"n\"))))","v":"n"},{"$f":"IF(AND($AA300<>\"i\",$AA300<>\"j\"),\"n\",IF(Inventory!$L56=\"Centrifugal\",\"c\",\"n\"))","v":"n"},"-","-",{"$f":"IFERROR(INDEX('Early Retirement'!$C$4:$AC$32,$BJ300,$BN300),0)","v":0},{"$f":"IFERROR(HLOOKUP($BN300,'Early Retirement'!$D$4:$AC$5,2,FALSE),0)","v":0},{"$f":"IFERROR(INDEX('Early Retirement'!$AE$4:$BE$32,$BJ300,$BN300),0)","v":0},{"$f":"IFERROR(HLOOKUP($BN300,'Early Retirement'!$AF$4:$BE$5,2,FALSE),0)","v":0},0,0,"kW/ton",{"$f":"IFERROR(INDEX('Early Retirement'!$BG$4:$CG$32,$BJ300,$BN300),0)","v":0},{"$f":"IFERROR(HLOOKUP($BN300,'Early Retirement'!$BH$4:$CH$5,2,FALSE),0)","v":0},0,"COP","Yes",0,0,"kW/ton",0,"COP",0,0,"kW/ton",0,"COP"]
[null,null,null,null,null,null,null,null,null,null,null,null,null,null,null,null,null,null,null,null,null,null,null,null,48,{"$f":"IF(Inventory!$C57=\"\",\"a\",VLOOKUP(Inventory!$C57,$B$8:$C$11,2,FALSE))","v":"a"},{"$f":"IF(AND($Z301=\"b\",Inventory!$I57=\"\"),\"a\",IF(AND($Z301=\"b\",Inventory!$I57<>\"\"),VLOOKUP(Inventory!$I57,$E$3:$F$12,2,FALSE),IF(AND(OR($Z301=\"c\",$Z301=\"d\"),Inventory!$AB57=\"\"),\"a\",IF(AND(OR($Z301=\"c\",$Z301=\"d\"),Inventory!$AB57<>\"\"),VLOOKUP(Inventory!$AB57,$E$3:$F$12,2,FALSE),\"a\"))))","v":"a"},{"$f":"IF(OR(AND($AA301<>\"b\",$AA301<>\"c\"),$AF301=0,$AF301>=(65000/12000),Inventory!$AC57=\"\"),\"a\",VLOOKUP(Inventory!$AC57,$H$3:$I$5,2,FALSE))","v":"a"},null,{"$f":"IF(AND($AA301<>\"i\",$AA301<>\"j\"),\"a\",IF(AND($Z301=\"b\",Inventory!$L57=\"\"),\"a\",IF(AND($Z301=\"b\",Inventory!$L57<>\"\"),VLOOKUP(Inventory!$L57,$N$3:$O$6,2,FALSE),IF(AND(OR($Z301=\"c\",$Z301=\"d\"),Inventory!$AE57=\"\"),\"a\",IF(AND(OR($Z301=\"c\",$Z301=\"d\"),Inventory!$AE57<>\"\"),VLOOKUP(Inventory!$AE57,$N$3:$O$6,2,FALSE),\"a\")))))","v":"a"},{"$f":"IF(OR(AND($AA301<>\"e\",$AA301<>\"f\"),$AF301=0,Inventory!$AG57=\"\"),\"a\",VLOOKUP(Inventory!$AG57,$Q$3:$R$5,2,FALSE))","v":"a"},{"$f":"IF(OR(Inventory!C57=\"New Construction\",Inventory!C57=\"Replace-on-Burnout\",Inventory!C57=\"Early Retirement\"),Inventory!AT57,0)","v":0},"","","","","","","","","","","","",0,"aaaaa0","No","No",{"$f":"IF($Z301=\"a\",0,IF($Z301=\"b\",Inventory!$M57,Inventory!$AH57))","v":0},{"$f":"IF(OR($Z301=\"a\",AND($AU301=\"No\",$AV301=\"No\")),0,IF(AND($Z301=\"b\",Inventory!$O57=\"Btu/hr\"),Inventory!$N57,IF(AND($Z301=\"b\",Inventory!$O57=\"Tons\"),Inventory!$N57*12000,IF(AND(OR($Z301=\"c\",$Z301=\"d\"),Inventory!$AJ57=\"Btu/hr\"),Inventory!$AI57,IF(AND(OR($Z301=\"c\",$Z301=\"d\"),Inventory!$AJ57=\"Tons\"),Inventory!$AI57*12000,0)))))","v":0},0,0,"EER",0,"kW/ton",{"$f":"IF(OR($Z301=\"a\",$AV301=\"No\"),0,IF(AND($Z301=\"b\",Inventory!$Q57=\"Btu/hr\"),Inventory!$P57,IF(AND($Z301=\"b\",Inventory!$Q57=\"Tons\"),Inventory!$P57*12000,IF(AND(OR($Z301=\"c\",$Z301=\"d\"),Inventory!$AL57=\"Btu/hr\"),Inventory!$AK57,IF(AND(OR($Z301=\"c\",$Z301=\"d\"),Inventory!$AL57=\"Tons\"),Inventory!$AK57*12000,0)))))","v":0},0,0,"COP","No",{"$f":"IF(OR(Inventory!$J57=\"\",$BH301=\"No\"),\"-\",Inventory!$J57)","v":"-"},{"$f":"IFERROR(VLOOKUP($BI301,'Early Retirement'!$B$6:$C$32,2,FALSE),\"-\")","v":"-"},{"$f":"IF(OR($Z301<>\"b\",AND($AA301<>\"b\",$AA301<>\"c\")),\"n\",IF(AND($AS301<>1,$AS301<>2,$AS301<>7,$AS301<>8),\"n\",IF(Inventory!$K57=\"Split\",\"s\",IF(Inventory!$K57=\"Packaged\",\"p\",\"n\"))))","v":"n"},{"$f":"IF(AND($AA301<>\"i\",$AA301<>\"j\"),\"n\",IF(Inventory!$L57=\"Centrifugal\",\"c\",\"n\"))","v":"n"},"-","-",{"$f":"IFERROR(INDEX('Early Retirement'!$C$4:$AC$32,$BJ301,$BN301),0)","v":0},{"$f":"IFERROR(HLOOKUP($BN301,'Early Retirement'!$D$4:$AC$5,2,FALSE),0)","v":0},{"$f":"IFERROR(INDEX('Early Retirement'!$AE$4:$BE$32,$BJ301,$BN301),0)","v":0},{"$f":"IFERROR(HLOOKUP($BN301,'Early Retirement'!$AF$4:$BE$5,2,FALSE),0)","v":0},0,0,"kW/ton",{"$f":"IFERROR(INDEX('Early Retirement'!$BG$4:$CG$32,$BJ301,$BN301),0)","v":0},{"$f":"IFERROR(HLOOKUP($BN301,'Early Retirement'!$BH$4:$CH$5,2,FALSE),0)","v":0},0,"COP","Yes",0,0,"kW/ton",0,"COP",0,0,"kW/ton",0,"COP"]
[null,null,null,null,null,null,null,null,null,null,null,null,null,null,null,null,null,null,null,null,null,null,null,null,49,{"$f":"IF(Inventory!$C58=\"\",\"a\",VLOOKUP(Inventory!$C58,$B$8:$C$11,2,FALSE))","v":"a"},{"$f":"IF(AND($Z302=\"b\",Inventory!$I58=\"\"),\"a\",IF(AND($Z302=\"b\",Inventory!$I58<>\"\"),VLOOKUP(Inventory!$I58,$E$3:$F$12,2,FALSE),IF(AND(OR($Z302=\"c\",$Z302=\"d\"),Inventory!$AB58=\"\"),\"a\",IF(AND(OR($Z302=\"c\",$Z302=\"d\"),Inventory!$AB58<>\"\"),VLOOKUP(Inventory!$AB58,$E$3:$F$12,2,FALSE),\"a\"))))","v":"a"},{"$f":"IF(OR(AND($AA302<>\"b\",$AA302<>\"c\"),$AF302=0,$AF302>=(65000/12000),Inventory!$AC58=\"\"),\"a\",VLOOKUP(Inventory!$AC58,$H$3:$I$5,2,FALSE))","v":"a"},null,{"$f":"IF(AND($AA302<>\"i\",$AA302<>\"j\"),\"a\",IF(AND($Z302=\"b\",Inventory!$L58=\"\"),\"a\",IF(AND($Z302=\"b\",Inventory!$L58<>\"\"),VLOOKUP(Inventory!$L58,$N$3:$O$6,2,FALSE),IF(AND(OR($Z302=\"c\",$Z302=\"d\"),Inventory!$AE58=\"\"),\"a\",IF(AND(OR($Z302=\"c\",$Z302=\"d\"),Inventory!$AE58<>\"\"),VLOOKUP(Inventory!$AE58,$N$3:$O$6,2,FALSE),\"a\")))))","v":"a"},{"$f":"IF(OR(AND($AA302<>\"e\",$AA302<>\"f\"),$AF302=0,Inventory!$AG58=\"\"),\"a\",VLOOKUP(Inventory!$AG58,$Q$3:$R$5,2,FALSE))","v":"a"},{"$f":"IF(OR(Inventory!C58=\"New Construction\",Inventory!C58=\"Replace-on-Burnout\",Inventory!C58=\"Early Retirement\"),Inventory!AT58,0)","v":0},"","","","","","","","","","","","",0,"aaaaa0","No","No",{"$f":"IF($Z302=\"a\",0,IF($Z302=\"b\",Inventory!$M58,Inventory!$AH58))","v":0},{"$f":"IF(OR($Z302=\"a\",AND($AU302=\"No\",$AV302=\"No\")),0,IF(AND($Z302=\"b\",Inventory!$O58=\"Btu/hr\"),Inventory!$N58,IF(AND($Z302=\"b\",Inventory!$O58=\"Tons\"),Inventory!$N58*12000,IF(AND(OR($Z302=\"c\",$Z302=\"d\"),Inventory!$AJ58=\"Btu/hr\"),Inventory!$AI58,IF(AND(OR($Z302=\"c\",$Z302=\"d\"),Inventory!$AJ58=\"Tons\"),Inventory!$AI58*12000,0)))))","v":0},0,0,"EER",0,"kW/ton",{"$f":"IF(OR($Z302=\"a\",$AV302=\"No\"),0,IF(AND($Z302=\"b\",Inventory!$Q58=\"Btu/hr\"),Inventory!$P58,IF(AND($Z302=\"b\",Inventory!$Q58=\"Tons\"),Inventory!$P58*12000,IF(AND(OR($Z302=\"c\",$Z302=\"d\"),Inventory!$AL58=\"Btu/hr\"),Inventory!$AK58,IF(AND(OR($Z302=\"c\",$Z302=\"d\"),Inventory!$AL58=\"Tons\"),Inventory!$AK58*12000,0)))))","v":0},0,0,"COP","No",{"$f":"IF(OR(Inventory!$J58=\"\",$BH302=\"No\"),\"-\",Inventory!$J58)","v":"-"},{"$f":"IFERROR(VLOOKUP($BI302,'Early Retirement'!$B$6:$C$32,2,FALSE),\"-\")","v":"-"},{"$f":"IF(OR($Z302<>\"b\",AND($AA302<>\"b\",$AA302<>\"c\")),\"n\",IF(AND($AS302<>1,$AS302<>2,$AS302<>7,$AS302<>8),\"n\",IF(Inventory!$K58=\"Split\",\"s\",IF(Inventory!$K58=\"Packaged\",\"p\",\"n\"))))","v":"n"},{"$f":"IF(AND($AA302<>\"i\",$AA302<>\"j\"),\"n\",IF(Inventory!$L58=\"Centrifugal\",\"c\",\"n\"))","v":"n"},"-","-",{"$f":"IFERROR(INDEX('Early Retirement'!$C$4:$AC$32,$BJ302,$BN302),0)","v":0},{"$f":"IFERROR(HLOOKUP($BN302,'Early Retirement'!$D$4:$AC$5,2,FALSE),0)","v":0},{"$f":"IFERROR(INDEX('Early Retirement'!$AE$4:$BE$32,$BJ302,$BN302),0)","v":0},{"$f":"IFERROR(HLOOKUP($BN302,'Early Retirement'!$AF$4:$BE$5,2,FALSE),0)","v":0},0,0,"kW/ton",{"$f":"IFERROR(INDEX('Early Retirement'!$BG$4:$CG$32,$BJ302,$BN302),0)","v":0},{"$f":"IFERROR(HLOOKUP($BN302,'Early Retirement'!$BH$4:$CH$5,2,FALSE),0)","v":0},0,"COP","Yes",0,0,"kW/ton",0,"COP",0,0,"kW/ton",0,"COP"]
[null,null,null,null,null,null,null,null,null,null,null,null,null,null,null,null,null,null,null,null,null,null,null,null,50,{"$f":"IF(Inventory!$C59=\"\",\"a\",VLOOKUP(Inventory!$C59,$B$8:$C$11,2,FALSE))","v":"a"},{"$f":"IF(AND($Z303=\"b\",Inventory!$I59=\"\"),\"a\",IF(AND($Z303=\"b\",Inventory!$I59<>\"\"),VLOOKUP(Inventory!$I59,$E$3:$F$12,2,FALSE),IF(AND(OR($Z303=\"c\",$Z303=\"d\"),Inventory!$AB59=\"\"),\"a\",IF(AND(OR($Z303=\"c\",$Z303=\"d\"),Inventory!$AB59<>\"\"),VLOOKUP(Inventory!$AB59,$E$3:$F$12,2,FALSE),\"a\"))))","v":"a"},{"$f":"IF(OR(AND($AA303<>\"b\",$AA303<>\"c\"),$AF303=0,$AF303>=(65000/12000),Inventory!$AC59=\"\"),\"a\",VLOOKUP(Inventory!$AC59,$H$3:$I$5,2,FALSE))","v":"a"},null,{"$f":"IF(AND($AA303<>\"i\",$AA303<>\"j\"),\"a\",IF(AND($Z303=\"b\",Inventory!$L59=\"\"),\"a\",IF(AND($Z303=\"b\",Inventory!$L59<>\"\"),VLOOKUP(Inventory!$L59,$N$3:$O$6,2,FALSE),IF(AND(OR($Z303=\"c\",$Z303=\"d\"),Inventory!$AE59=\"\"),\"a\",IF(AND(OR($Z303=\"c\",$Z303=\"d\"),Inventory!$AE59<>\"\"),VLOOKUP(Inventory!$AE59,$N$3:$O$6,2,FALSE),\"a\")))))","v":"a"},{"$f":"IF(OR(AND($AA303<>\"e\",$AA303<>\"f\"),$AF303=0,Inventory!$AG59=\"\"),\"a\",VLOOKUP(Inventory!$AG59,$Q$3:$R$5,2,FALSE))","v":"a"},{"$f":"IF(OR(Inventory!C59=\"New Construction\",Inventory!C59=\"Replace-on-Burnout\",Inventory!C59=\"Early Retirement\"),Inventory!AT59,0)","v":0},"","","","","","","","","","","","",0,"aaaaa0","No","No",{"$f":"IF($Z303=\"a\",0,IF($Z303=\"b\",Inventory!$M59,Inventory!$AH59))","v":0},{"$f":"IF(OR($Z303=\"a\",AND($AU303=\"No\",$AV303=\"No\")),0,IF(AND($Z303=\"b\",Inventory!$O59=\"Btu/hr\"),Inventory!$N59,IF(AND($Z303=\"b\",Inventory!$O59=\"Tons\"),Inventory!$N59*12000,IF(AND(OR($Z303=\"c\",$Z303=\"d\"),Inventory!$AJ59=\"Btu/hr\"),Inventory!$AI59,IF(AND(OR($Z303=\"c\",$Z303=\"d\"),Inventory!$AJ59=\"Tons\"),Inventory!$AI59*12000,0)))))","v":0},0,0,"EER",0,"kW/ton",{"$f":"IF(OR($Z303=\"a\",$AV303=\"No\"),0,IF(AND($Z303=\"b\",Inventory!$Q59=\"Btu/hr\"),Inventory!$P59,IF(AND($Z303=\"b\",Inventory!$Q59=\"Tons\"),Inventory!$P59*12000,IF(AND(OR($Z303=\"c\",$Z303=\"d\"),Inventory!$AL59=\"Btu/hr\"),Inventory!$AK59,IF(AND(OR($Z303=\"c\",$Z303=\"d\"),Inventory!$AL59=\"Tons\"),Inventory!$AK59*12000,0)))))","v":0},0,0,"COP","No",{"$f":"IF(OR(Inventory!$J59=\"\",$BH303=\"No\"),\"-\",Inventory!$J59)","v":"-"},{"$f":"IFERROR(VLOOKUP($BI303,'Early Retirement'!$B$6:$C$32,2,FALSE),\"-\")","v":"-"},{"$f":"IF(OR($Z303<>\"b\",AND($AA303<>\"b\",$AA303<>\"c\")),\"n\",IF(AND($AS303<>1,$AS303<>2,$AS303<>7,$AS303<>8),\"n\",IF(Inventory!$K59=\"Split\",\"s\",IF(Inventory!$K59=\"Packaged\",\"p\",\"n\"))))","v":"n"},{"$f":"IF(AND($AA303<>\"i\",$AA303<>\"j\"),\"n\",IF(Inventory!$L59=\"Centrifugal\",\"c\",\"n\"))","v":"n"},"-","-",{"$f":"IFERROR(INDEX('Early Retirement'!$C$4:$AC$32,$BJ303,$BN303),0)","v":0},{"$f":"IFERROR(HLOOKUP($BN303,'Early Retirement'!$D$4:$AC$5,2,FALSE),0)","v":0},{"$f":"IFERROR(INDEX('Early Retirement'!$AE$4:$BE$32,$BJ303,$BN303),0)","v":0},{"$f":"IFERROR(HLOOKUP($BN303,'Early Retirement'!$AF$4:$BE$5,2,FALSE),0)","v":0},0,0,"kW/ton",{"$f":"IFERROR(INDEX('Early Retirement'!$BG$4:$CG$32,$BJ303,$BN303),0)","v":0},{"$f":"IFERROR(HLOOKUP($BN303,'Early Retirement'!$BH$4:$CH$5,2,FALSE),0)","v":0},0,"COP","Yes",0,0,"kW/ton",0,"COP",0,0,"kW/ton",0,"COP"]
[null,null,null,null,null,null,null,null,null,null,null,null,null,null,null,null,null,null,null,null,null,null,null,null,51,{"$f":"IF(Inventory!$C60=\"\",\"a\",VLOOKUP(Inventory!$C60,$B$8:$C$11,2,FALSE))","v":"a"},{"$f":"IF(AND($Z304=\"b\",Inventory!$I60=\"\"),\"a\",IF(AND($Z304=\"b\",Inventory!$I60<>\"\"),VLOOKUP(Inventory!$I60,$E$3:$F$12,2,FALSE),IF(AND(OR($Z304=\"c\",$Z304=\"d\"),Inventory!$AB60=\"\"),\"a\",IF(AND(OR($Z304=\"c\",$Z304=\"d\"),Inventory!$AB60<>\"\"),VLOOKUP(Inventory!$AB60,$E$3:$F$12,2,FALSE),\"a\"))))","v":"a"},{"$f":"IF(OR(AND($AA304<>\"b\",$AA304<>\"c\"),$AF304=0,$AF304>=(65000/12000),Inventory!$AC60=\"\"),\"a\",VLOOKUP(Inventory!$AC60,$H$3:$I$5,2,FALSE))","v":"a"},null,{"$f":"IF(AND($AA304<>\"i\",$AA304<>\"j\"),\"a\",IF(AND($Z304=\"b\",Inventory!$L60=\"\"),\"a\",IF(AND($Z304=\"b\",Inventory!$L60<>\"\"),VLOOKUP(Inventory!$L60,$N$3:$O$6,2,FALSE),IF(AND(OR($Z304=\"c\",$Z304=\"d\"),Inventory!$AE60=\"\"),\"a\",IF(AND(OR($Z304=\"c\",$Z304=\"d\"),Inventory!$AE60<>\"\"),VLOOKUP(Inventory!$AE60,$N$3:$O$6,2,FALSE),\"a\")))))","v":"a"},{"$f":"IF(OR(AND($AA304<>\"e\",$AA304<>\"f\"),$AF304=0,Inventory!$AG60=\"\"),\"a\",VLOOKUP(Inventory!$AG60,$Q$3:$R$5,2,FALSE))","v":"a"},{"$f":"IF(OR(Inventory!C60=\"New Construction\",Inventory!C60=\"Replace-on-Burnout\",Inventory!C60=\"Early Retirement\"),Inventory!AT60,0)","v":0},"","","","","","","","","","","","",0,"aaaaa0","No","No",{"$f":"IF($Z304=\"a\",0,IF($Z304=\"b\",Inventory!$M60,Inventory!$AH60))","v":0},{"$f":"IF(OR($Z304=\"a\",AND($AU304=\"No\",$AV304=\"No\")),0,IF(AND($Z304=\"b\",Inventory!$O60=\"Btu/hr\"),Inventory!$N60,IF(AND($Z304=\"b\",Inventory!$O60=\"Tons\"),Inventory!$N60*12000,IF(AND(OR($Z304=\"c\",$Z304=\"d\"),Inventory!$AJ60=\"Btu/hr\"),Inventory!$AI60,IF(AND(OR($Z304=\"c\",$Z304=\"d\"),Inventory!$AJ60=\"Tons\"),Inventory!$AI60*12000,0)))))","v":0},0,0,"EER",0,"kW/ton",{"$f":"IF(OR($Z304=\"a\",$AV304=\"No\"),0,IF(AND($Z304=\"b\",Inventory!$Q60=\"Btu/hr\"),Inventory!$P60,IF(AND($Z304=\"b\",Inventory!$Q60=\"Tons\"),Inventory!$P60*12000,IF(AND(OR($Z304=\"c\",$Z304=\"d\"),Inventory!$AL60=\"Btu/hr\"),Inventory!$AK60,IF(AND(OR($Z304=\"c\",$Z304=\"d\"),Inventory!$AL60=\"Tons\"),Inventory!$AK60*12000,0)))))","v":0},0,0,"COP","No",{"$f":"IF(OR(Inventory!$J60=\"\",$BH304=\"No\"),\"-\",Inventory!$J60)","v":"-"},{"$f":"IFERROR(VLOOKUP($BI304,'Early Retirement'!$B$6:$C$32,2,FALSE),\"-\")","v":"-"},{"$f":"IF(OR($Z304<>\"b\",AND($AA304<>\"b\",$AA304<>\"c\")),\"n\",IF(AND($AS304<>1,$AS304<>2,$AS304<>7,$AS304<>8),\"n\",IF(Inventory!$K60=\"Split\",\"s\",IF(Inventory!$K60=\"Packaged\",\"p\",\"n\"))))","v":"n"},{"$f":"IF(AND($AA304<>\"i\",$AA304<>\"j\"),\"n\",IF(Inventory!$L60=\"Centrifugal\",\"c\",\"n\"))","v":"n"},"-","-",{"$f":"IFERROR(INDEX('Early Retirement'!$C$4:$AC$32,$BJ304,$BN304),0)","v":0},{"$f":"IFERROR(HLOOKUP($BN304,'Early Retirement'!$D$4:$AC$5,2,FALSE),0)","v":0},{"$f":"IFERROR(INDEX('Early Retirement'!$AE$4:$BE$32,$BJ304,$BN304),0)","v":0},{"$f":"IFERROR(HLOOKUP($BN304,'Early Retirement'!$AF$4:$BE$5,2,FALSE),0)","v":0},0,0,"kW/ton",{"$f":"IFERROR(INDEX('Early Retirement'!$BG$4:$CG$32,$BJ304,$BN304),0)","v":0},{"$f":"IFERROR(HLOOKUP($BN304,'Early Retirement'!$BH$4:$CH$5,2,FALSE),0)","v":0},0,"COP","Yes",0,0,"kW/ton",0,"COP",0,0,"kW/ton",0,"COP"]
[null,null,null,null,null,null,null,null,null,null,null,null,null,null,null,null,null,null,null,null,null,null,null,null,52,{"$f":"IF(Inventory!$C61=\"\",\"a\",VLOOKUP(Inventory!$C61,$B$8:$C$11,2,FALSE))","v":"a"},{"$f":"IF(AND($Z305=\"b\",Inventory!$I61=\"\"),\"a\",IF(AND($Z305=\"b\",Inventory!$I61<>\"\"),VLOOKUP(Inventory!$I61,$E$3:$F$12,2,FALSE),IF(AND(OR($Z305=\"c\",$Z305=\"d\"),Inventory!$AB61=\"\"),\"a\",IF(AND(OR($Z305=\"c\",$Z305=\"d\"),Inventory!$AB61<>\"\"),VLOOKUP(Inventory!$AB61,$E$3:$F$12,2,FALSE),\"a\"))))","v":"a"},{"$f":"IF(OR(AND($AA305<>\"b\",$AA305<>\"c\"),$AF305=0,$AF305>=(65000/12000),Inventory!$AC61=\"\"),\"a\",VLOOKUP(Inventory!$AC61,$H$3:$I$5,2,FALSE))","v":"a"},null,{"$f":"IF(AND($AA305<>\"i\",$AA305<>\"j\"),\"a\",IF(AND($Z305=\"b\",Inventory!$L61=\"\"),\"a\",IF(AND($Z305=\"b\",Inventory!$L61<>\"\"),VLOOKUP(Inventory!$L61,$N$3:$O$6,2,FALSE),IF(AND(OR($Z305=\"c\",$Z305=\"d\"),Inventory!$AE61=\"\"),\"a\",IF(AND(OR($Z305=\"c\",$Z305=\"d\"),Inventory!$AE61<>\"\"),VLOOKUP(Inventory!$AE61,$N$3:$O$6,2,FALSE),\"a\")))))","v":"a"},{"$f":"IF(OR(AND($AA305<>\"e\",$AA305<>\"f\"),$AF305=0,Inventory!$AG61=\"\"),\"a\",VLOOKUP(Inventory!$AG61,$Q$3:$R$5,2,FALSE))","v":"a"},{"$f":"IF(OR(Inventory!C61=\"New Construction\",Inventory!C61=\"Replace-on-Burnout\",Inventory!C61=\"Early Retirement\"),Inventory!AT61,0)","v":0},"","","","","","","","","","","","",0,"aaaaa0","No","No",{"$f":"IF($Z305=\"a\",0,IF($Z305=\"b\",Inventory!$M61,Inventory!$AH61))","v":0},{"$f":"IF(OR($Z305=\"a\",AND($AU305=\"No\",$AV305=\"No\")),0,IF(AND($Z305=\"b\",Inventory!$O61=\"Btu/hr\"),Inventory!$N61,IF(AND($Z305=\"b\",Inventory!$O61=\"Tons\"),Inventory!$N61*12000,IF(AND(OR($Z305=\"c\",$Z305=\"d\"),Inventory!$AJ61=\"Btu/hr\"),Inventory!$AI61,IF(AND(OR($Z305=\"c\",$Z305=\"d\"),Inventory!$AJ61=\"Tons\"),Inventory!$AI61*12000,0)))))","v":0},0,0,"EER",0,"kW/ton",{"$f":"IF(OR($Z305=\"a\",$AV305=\"No\"),0,IF(AND($Z305=\"b\",Inventory!$Q61=\"Btu/hr\"),Inventory!$P61,IF(AND($Z305=\"b\",Inventory!$Q61=\"Tons\"),Inventory!$P61*12000,IF(AND(OR($Z305=\"c\",$Z305=\"d\"),Inventory!$AL61=\"Btu/hr\"),Inventory!$AK61,IF(AND(OR($Z305=\"c\",$Z305=\"d\"),Inventory!$AL61=\"Tons\"),Inventory!$AK61*12000,0)))))","v":0},0,0,"COP","No",{"$f":"IF(OR(Inventory!$J61=\"\",$BH305=\"No\"),\"-\",Inventory!$J61)","v":"-"},{"$f":"IFERROR(VLOOKUP($BI305,'Early Retirement'!$B$6:$C$32,2,FALSE),\"-\")","v":"-"},{"$f":"IF(OR($Z305<>\"b\",AND($AA305<>\"b\",$AA305<>\"c\")),\"n\",IF(AND($AS305<>1,$AS305<>2,$AS305<>7,$AS305<>8),\"n\",IF(Inventory!$K61=\"Split\",\"s\",IF(Inventory!$K61=\"Packaged\",\"p\",\"n\"))))","v":"n"},{"$f":"IF(AND($AA305<>\"i\",$AA305<>\"j\"),\"n\",IF(Inventory!$L61=\"Centrifugal\",\"c\",\"n\"))","v":"n"},"-","-",{"$f":"IFERROR(INDEX('Early Retirement'!$C$4:$AC$32,$BJ305,$BN305),0)","v":0},{"$f":"IFERROR(HLOOKUP($BN305,'Early Retirement'!$D$4:$AC$5,2,FALSE),0)","v":0},{"$f":"IFERROR(INDEX('Early Retirement'!$AE$4:$BE$32,$BJ305,$BN305),0)","v":0},{"$f":"IFERROR(HLOOKUP($BN305,'Early Retirement'!$AF$4:$BE$5,2,FALSE),0)","v":0},0,0,"kW/ton",{"$f":"IFERROR(INDEX('Early Retirement'!$BG$4:$CG$32,$BJ305,$BN305),0)","v":0},{"$f":"IFERROR(HLOOKUP($BN305,'Early Retirement'!$BH$4:$CH$5,2,FALSE),0)","v":0},0,"COP","Yes",0,0,"kW/ton",0,"COP",0,0,"kW/ton",0,"COP"]
[null,null,null,null,null,null,null,null,null,null,null,null,null,null,null,null,null,null,null,null,null,null,null,null,53,{"$f":"IF(Inventory!$C62=\"\",\"a\",VLOOKUP(Inventory!$C62,$B$8:$C$11,2,FALSE))","v":"a"},{"$f":"IF(AND($Z306=\"b\",Inventory!$I62=\"\"),\"a\",IF(AND($Z306=\"b\",Inventory!$I62<>\"\"),VLOOKUP(Inventory!$I62,$E$3:$F$12,2,FALSE),IF(AND(OR($Z306=\"c\",$Z306=\"d\"),Inventory!$AB62=\"\"),\"a\",IF(AND(OR($Z306=\"c\",$Z306=\"d\"),Inventory!$AB62<>\"\"),VLOOKUP(Inventory!$AB62,$E$3:$F$12,2,FALSE),\"a\"))))","v":"a"},{"$f":"IF(OR(AND($AA306<>\"b\",$AA306<>\"c\"),$AF306=0,$AF306>=(65000/12000),Inventory!$AC62=\"\"),\"a\",VLOOKUP(Inventory!$AC62,$H$3:$I$5,2,FALSE))","v":"a"},null,{"$f":"IF(AND($AA306<>\"i\",$AA306<>\"j\"),\"a\",IF(AND($Z306=\"b\",Inventory!$L62=\"\"),\"a\",IF(AND($Z306=\"b\",Inventory!$L62<>\"\"),VLOOKUP(Inventory!$L62,$N$3:$O$6,2,FALSE),IF(AND(OR($Z306=\"c\",$Z306=\"d\"),Inventory!$AE62=\"\"),\"a\",IF(AND(OR($Z306=\"c\",$Z306=\"d\"),Inventory!$AE62<>\"\"),VLOOKUP(Inventory!$AE62,$N$3:$O$6,2,FALSE),\"a\")))))","v":"a"},{"$f":"IF(OR(AND($AA306<>\"e\",$AA306<>\"f\"),$AF306=0,Inventory!$AG62=\"\"),\"a\",VLOOKUP(Inventory!$AG62,$Q$3:$R$5,2,FALSE))","v":"a"},{"$f":"IF(OR(Inventory!C62=\"New Construction\",Inventory!C62=\"Replace-on-Burnout\",Inventory!C62=\"Early Retirement\"),Inventory!AT62,0)","v":0},"","","","","","","","","","","","",0,"aaaaa0","No","No",{"$f":"IF($Z306=\"a\",0,IF($Z306=\"b\",Inventory!$M62,Inventory!$AH62))","v":0},{"$f":"IF(OR($Z306=\"a\",AND($AU306=\"No\",$AV306=\"No\")),0,IF(AND($Z306=\"b\",Inventory!$O62=\"Btu/hr\"),Inventory!$N62,IF(AND($Z306=\"b\",Inventory!$O62=\"Tons\"),Inventory!$N62*12000,IF(AND(OR($Z306=\"c\",$Z306=\"d\"),Inventory!$AJ62=\"Btu/hr\"),Inventory!$AI62,IF(AND(OR($Z306=\"c\",$Z306=\"d\"),Inventory!$AJ62=\"Tons\"),Inventory!$AI62*12000,0)))))","v":0},0,0,"EER",0,"kW/ton",{"$f":"IF(OR($Z306=\"a\",$AV306=\"No\"),0,IF(AND($Z306=\"b\",Inventory!$Q62=\"Btu/hr\"),Inventory!$P62,IF(AND($Z306=\"b\",Inventory!$Q62=\"Tons\"),Inventory!$P62*12000,IF(AND(OR($Z306=\"c\",$Z306=\"d\"),Inventory!$AL62=\"Btu/hr\"),Inventory!$AK62,IF(AND(OR($Z306=\"c\",$Z306=\"d\"),Inventory!$AL62=\"Tons\"),Inventory!$AK62*12000,0)))))","v":0},0,0,"COP","No",{"$f":"IF(OR(Inventory!$J62=\"\",$BH306=\"No\"),\"-\",Inventory!$J62)","v":"-"},{"$f":"IFERROR(VLOOKUP($BI306,'Early Retirement'!$B$6:$C$32,2,FALSE),\"-\")","v":"-"},{"$f":"IF(OR($Z306<>\"b\",AND($AA306<>\"b\",$AA306<>\"c\")),\"n\",IF(AND($AS306<>1,$AS306<>2,$AS306<>7,$AS306<>8),\"n\",IF(Inventory!$K62=\"Split\",\"s\",IF(Inventory!$K62=\"Packaged\",\"p\",\"n\"))))","v":"n"},{"$f":"IF(AND($AA306<>\"i\",$AA306<>\"j\"),\"n\",IF(Inventory!$L62=\"Centrifugal\",\"c\",\"n\"))","v":"n"},"-","-",{"$f":"IFERROR(INDEX('Early Retirement'!$C$4:$AC$32,$BJ306,$BN306),0)","v":0},{"$f":"IFERROR(HLOOKUP($BN306,'Early Retirement'!$D$4:$AC$5,2,FALSE),0)","v":0},{"$f":"IFERROR(INDEX('Early Retirement'!$AE$4:$BE$32,$BJ306,$BN306),0)","v":0},{"$f":"IFERROR(HLOOKUP($BN306,'Early Retirement'!$AF$4:$BE$5,2,FALSE),0)","v":0},0,0,"kW/ton",{"$f":"IFERROR(INDEX('Early Retirement'!$BG$4:$CG$32,$BJ306,$BN306),0)","v":0},{"$f":"IFERROR(HLOOKUP($BN306,'Early Retirement'!$BH$4:$CH$5,2,FALSE),0)","v":0},0,"COP","Yes",0,0,"kW/ton",0,"COP",0,0,"kW/ton",0,"COP"]
[null,null,null,null,null,null,null,null,null,null,null,null,null,null,null,null,null,null,null,null,null,null,null,null,54,{"$f":"IF(Inventory!$C63=\"\",\"a\",VLOOKUP(Inventory!$C63,$B$8:$C$11,2,FALSE))","v":"a"},{"$f":"IF(AND($Z307=\"b\",Inventory!$I63=\"\"),\"a\",IF(AND($Z307=\"b\",Inventory!$I63<>\"\"),VLOOKUP(Inventory!$I63,$E$3:$F$12,2,FALSE),IF(AND(OR($Z307=\"c\",$Z307=\"d\"),Inventory!$AB63=\"\"),\"a\",IF(AND(OR($Z307=\"c\",$Z307=\"d\"),Inventory!$AB63<>\"\"),VLOOKUP(Inventory!$AB63,$E$3:$F$12,2,FALSE),\"a\"))))","v":"a"},{"$f":"IF(OR(AND($AA307<>\"b\",$AA307<>\"c\"),$AF307=0,$AF307>=(65000/12000),Inventory!$AC63=\"\"),\"a\",VLOOKUP(Inventory!$AC63,$H$3:$I$5,2,FALSE))","v":"a"},null,{"$f":"IF(AND($AA307<>\"i\",$AA307<>\"j\"),\"a\",IF(AND($Z307=\"b\",Inventory!$L63=\"\"),\"a\",IF(AND($Z307=\"b\",Inventory!$L63<>\"\"),VLOOKUP(Inventory!$L63,$N$3:$O$6,2,FALSE),IF(AND(OR($Z307=\"c\",$Z307=\"d\"),Inventory!$AE63=\"\"),\"a\",IF(AND(OR($Z307=\"c\",$Z307=\"d\"),Inventory!$AE63<>\"\"),VLOOKUP(Inventory!$AE63,$N$3:$O$6,2,FALSE),\"a\")))))","v":"a"},{"$f":"IF(OR(AND($AA307<>\"e\",$AA307<>\"f\"),$AF307=0,Inventory!$AG63=\"\"),\"a\",VLOOKUP(Inventory!$AG63,$Q$3:$R$5,2,FALSE))","v":"a"},{"$f":"IF(OR(Inventory!C63=\"New Construction\",Inventory!C63=\"Replace-on-Burnout\",Inventory!C63=\"Early Retirement\"),Inventory!AT63,0)","v":0},"","","","","","","","","","","","",0,"aaaaa0","No","No",{"$f":"IF($Z307=\"a\",0,IF($Z307=\"b\",Inventory!$M63,Inventory!$AH63))","v":0},{"$f":"IF(OR($Z307=\"a\",AND($AU307=\"No\",$AV307=\"No\")),0,IF(AND($Z307=\"b\",Inventory!$O63=\"Btu/hr\"),Inventory!$N63,IF(AND($Z307=\"b\",Inventory!$O63=\"Tons\"),Inventory!$N63*12000,IF(AND(OR($Z307=\"c\",$Z307=\"d\"),Inventory!$AJ63=\"Btu/hr\"),Inventory!$AI63,IF(AND(OR($Z307=\"c\",$Z307=\"d\"),Inventory!$AJ63=\"Tons\"),Inventory!$AI63*12000,0)))))","v":0},0,0,"EER",0,"kW/ton",{"$f":"IF(OR($Z307=\"a\",$AV307=\"No\"),0,IF(AND($Z307=\"b\",Inventory!$Q63=\"Btu/hr\"),Inventory!$P63,IF(AND($Z307=\"b\",Inventory!$Q63=\"Tons\"),Inventory!$P63*12000,IF(AND(OR($Z307=\"c\",$Z307=\"d\"),Inventory!$AL63=\"Btu/hr\"),Inventory!$AK63,IF(AND(OR($Z307=\"c\",$Z307=\"d\"),Inventory!$AL63=\"Tons\"),Inventory!$AK63*12000,0)))))","v":0},0,0,"COP","No",{"$f":"IF(OR(Inventory!$J63=\"\",$BH307=\"No\"),\"-\",Inventory!$J63)","v":"-"},{"$f":"IFERROR(VLOOKUP($BI307,'Early Retirement'!$B$6:$C$32,2,FALSE),\"-\")","v":"-"},{"$f":"IF(OR($Z307<>\"b\",AND($AA307<>\"b\",$AA307<>\"c\")),\"n\",IF(AND($AS307<>1,$AS307<>2,$AS307<>7,$AS307<>8),\"n\",IF(Inventory!$K63=\"Split\",\"s\",IF(Inventory!$K63=\"Packaged\",\"p\",\"n\"))))","v":"n"},{"$f":"IF(AND($AA307<>\"i\",$AA307<>\"j\"),\"n\",IF(Inventory!$L63=\"Centrifugal\",\"c\",\"n\"))","v":"n"},"-","-",{"$f":"IFERROR(INDEX('Early Retirement'!$C$4:$AC$32,$BJ307,$BN307),0)","v":0},{"$f":"IFERROR(HLOOKUP($BN307,'Early Retirement'!$D$4:$AC$5,2,FALSE),0)","v":0},{"$f":"IFERROR(INDEX('Early Retirement'!$AE$4:$BE$32,$BJ307,$BN307),0)","v":0},{"$f":"IFERROR(HLOOKUP($BN307,'Early Retirement'!$AF$4:$BE$5,2,FALSE),0)","v":0},0,0,"kW/ton",{"$f":"IFERROR(INDEX('Early Retirement'!$BG$4:$CG$32,$BJ307,$BN307),0)","v":0},{"$f":"IFERROR(HLOOKUP($BN307,'Early Retirement'!$BH$4:$CH$5,2,FALSE),0)","v":0},0,"COP","Yes",0,0,"kW/ton",0,"COP",0,0,"kW/ton",0,"COP"]
[null,null,null,null,null,null,null,null,null,null,null,null,null,null,null,null,null,null,null,null,null,null,null,null,55,{"$f":"IF(Inventory!$C64=\"\",\"a\",VLOOKUP(Inventory!$C64,$B$8:$C$11,2,FALSE))","v":"a"},{"$f":"IF(AND($Z308=\"b\",Inventory!$I64=\"\"),\"a\",IF(AND($Z308=\"b\",Inventory!$I64<>\"\"),VLOOKUP(Inventory!$I64,$E$3:$F$12,2,FALSE),IF(AND(OR($Z308=\"c\",$Z308=\"d\"),Inventory!$AB64=\"\"),\"a\",IF(AND(OR($Z308=\"c\",$Z308=\"d\"),Inventory!$AB64<>\"\"),VLOOKUP(Inventory!$AB64,$E$3:$F$12,2,FALSE),\"a\"))))","v":"a"},{"$f":"IF(OR(AND($AA308<>\"b\",$AA308<>\"c\"),$AF308=0,$AF308>=(65000/12000),Inventory!$AC64=\"\"),\"a\",VLOOKUP(Inventory!$AC64,$H$3:$I$5,2,FALSE))","v":"a"},null,{"$f":"IF(AND($AA308<>\"i\",$AA308<>\"j\"),\"a\",IF(AND($Z308=\"b\",Inventory!$L64=\"\"),\"a\",IF(AND($Z308=\"b\",Inventory!$L64<>\"\"),VLOOKUP(Inventory!$L64,$N$3:$O$6,2,FALSE),IF(AND(OR($Z308=\"c\",$Z308=\"d\"),Inventory!$AE64=\"\"),\"a\",IF(AND(OR($Z308=\"c\",$Z308=\"d\"),Inventory!$AE64<>\"\"),VLOOKUP(Inventory!$AE64,$N$3:$O$6,2,FALSE),\"a\")))))","v":"a"},{"$f":"IF(OR(AND($AA308<>\"e\",$AA308<>\"f\"),$AF308=0,Inventory!$AG64=\"\"),\"a\",VLOOKUP(Inventory!$AG64,$Q$3:$R$5,2,FALSE))","v":"a"},{"$f":"IF(OR(Inventory!C64=\"New Construction\",Inventory!C64=\"Replace-on-Burnout\",Inventory!C64=\"Early Retirement\"),Inventory!AT64,0)","v":0},"","","","","","","","","","","","",0,"aaaaa0","No","No",{"$f":"IF($Z308=\"a\",0,IF($Z308=\"b\",Inventory!$M64,Inventory!$AH64))","v":0},{"$f":"IF(OR($Z308=\"a\",AND($AU308=\"No\",$AV308=\"No\")),0,IF(AND($Z308=\"b\",Inventory!$O64=\"Btu/hr\"),Inventory!$N64,IF(AND($Z308=\"b\",Inventory!$O64=\"Tons\"),Inventory!$N64*12000,IF(AND(OR($Z308=\"c\",$Z308=\"d\"),Inventory!$AJ64=\"Btu/hr\"),Inventory!$AI64,IF(AND(OR($Z308=\"c\",$Z308=\"d\"),Inventory!$AJ64=\"Tons\"),Inventory!$AI64*12000,0)))))","v":0},0,0,"EER",0,"kW/ton",{"$f":"IF(OR($Z308=\"a\",$AV308=\"No\"),0,IF(AND($Z308=\"b\",Inventory!$Q64=\"Btu/hr\"),Inventory!$P64,IF(AND($Z308=\"b\",Inventory!$Q64=\"Tons\"),Inventory!$P64*12000,IF(AND(OR($Z308=\"c\",$Z308=\"d\"),Inventory!$AL64=\"Btu/hr\"),Inventory!$AK64,IF(AND(OR($Z308=\"c\",$Z308=\"d\"),Inventory!$AL64=\"Tons\"),Inventory!$AK64*12000,0)))))","v":0},0,0,"COP","No",{"$f":"IF(OR(Inventory!$J64=\"\",$BH308=\"No\"),\"-\",Inventory!$J64)","v":"-"},{"$f":"IFERROR(VLOOKUP($BI308,'Early Retirement'!$B$6:$C$32,2,FALSE),\"-\")","v":"-"},{"$f":"IF(OR($Z308<>\"b\",AND($AA308<>\"b\",$AA308<>\"c\")),\"n\",IF(AND($AS308<>1,$AS308<>2,$AS308<>7,$AS308<>8),\"n\",IF(Inventory!$K64=\"Split\",\"s\",IF(Inventory!$K64=\"Packaged\",\"p\",\"n\"))))","v":"n"},{"$f":"IF(AND($AA308<>\"i\",$AA308<>\"j\"),\"n\",IF(Inventory!$L64=\"Centrifugal\",\"c\",\"n\"))","v":"n"},"-","-",{"$f":"IFERROR(INDEX('Early Retirement'!$C$4:$AC$32,$BJ308,$BN308),0)","v":0},{"$f":"IFERROR(HLOOKUP($BN308,'Early Retirement'!$D$4:$AC$5,2,FALSE),0)","v":0},{"$f":"IFERROR(INDEX('Early Retirement'!$AE$4:$BE$32,$BJ308,$BN308),0)","v":0},{"$f":"IFERROR(HLOOKUP($BN308,'Early Retirement'!$AF$4:$BE$5,2,FALSE),0)","v":0},0,0,"kW/ton",{"$f":"IFERROR(INDEX('Early Retirement'!$BG$4:$CG$32,$BJ308,$BN308),0)","v":0},{"$f":"IFERROR(HLOOKUP($BN308,'Early Retirement'!$BH$4:$CH$5,2,FALSE),0)","v":0},0,"COP","Yes",0,0,"kW/ton",0,"COP",0,0,"kW/ton",0,"COP"]
[null,null,null,null,null,null,null,null,null,null,null,null,null,null,null,null,null,null,null,null,null,null,null,null,56,{"$f":"IF(Inventory!$C65=\"\",\"a\",VLOOKUP(Inventory!$C65,$B$8:$C$11,2,FALSE))","v":"a"},{"$f":"IF(AND($Z309=\"b\",Inventory!$I65=\"\"),\"a\",IF(AND($Z309=\"b\",Inventory!$I65<>\"\"),VLOOKUP(Inventory!$I65,$E$3:$F$12,2,FALSE),IF(AND(OR($Z309=\"c\",$Z309=\"d\"),Inventory!$AB65=\"\"),\"a\",IF(AND(OR($Z309=\"c\",$Z309=\"d\"),Inventory!$AB65<>\"\"),VLOOKUP(Inventory!$AB65,$E$3:$F$12,2,FALSE),\"a\"))))","v":"a"},{"$f":"IF(OR(AND($AA309<>\"b\",$AA309<>\"c\"),$AF309=0,$AF309>=(65000/12000),Inventory!$AC65=\"\"),\"a\",VLOOKUP(Inventory!$AC65,$H$3:$I$5,2,FALSE))","v":"a"},null,{"$f":"IF(AND($AA309<>\"i\",$AA309<>\"j\"),\"a\",IF(AND($Z309=\"b\",Inventory!$L65=\"\"),\"a\",IF(AND($Z309=\"b\",Inventory!$L65<>\"\"),VLOOKUP(Inventory!$L65,$N$3:$O$6,2,FALSE),IF(AND(OR($Z309=\"c\",$Z309=\"d\"),Inventory!$AE65=\"\"),\"a\",IF(AND(OR($Z309=\"c\",$Z309=\"d\"),Inventory!$AE65<>\"\"),VLOOKUP(Inventory!$AE65,$N$3:$O$6,2,FALSE),\"a\")))))","v":"a"},{"$f":"IF(OR(AND($AA309<>\"e\",$AA309<>\"f\"),$AF309=0,Inventory!$AG65=\"\"),\"a\",VLOOKUP(Inventory!$AG65,$Q$3:$R$5,2,FALSE))","v":"a"},{"$f":"IF(OR(Inventory!C65=\"New Construction\",Inventory!C65=\"Replace-on-Burnout\",Inventory!C65=\"Early Retirement\"),Inventory!AT65,0)","v":0},"","","","","","","","","","","","",0,"aaaaa0","No","No",{"$f":"IF($Z309=\"a\",0,IF($Z309=\"b\",Inventory!$M65,Inventory!$AH65))","v":0},{"$f":"IF(OR($Z309=\"a\",AND($AU309=\"No\",$AV309=\"No\")),0,IF(AND($Z309=\"b\",Inventory!$O65=\"Btu/hr\"),Inventory!$N65,IF(AND($Z309=\"b\",Inventory!$O65=\"Tons\"),Inventory!$N65*12000,IF(AND(OR($Z309=\"c\",$Z309=\"d\"),Inventory!$AJ65=\"Btu/hr\"),Inventory!$AI65,IF(AND(OR($Z309=\"c\",$Z309=\"d\"),Inventory!$AJ65=\"Tons\"),Inventory!$AI65*12000,0)))))","v":0},0,0,"EER",0,"kW/ton",{"$f":"IF(OR($Z309=\"a\",$AV309=\"No\"),0,IF(AND($Z309=\"b\",Inventory!$Q65=\"Btu/hr\"),Inventory!$P65,IF(AND($Z309=\"b\",Inventory!$Q65=\"Tons\"),Inventory!$P65*12000,IF(AND(OR($Z309=\"c\",$Z309=\"d\"),Inventory!$AL65=\"Btu/hr\"),Inventory!$AK65,IF(AND(OR($Z309=\"c\",$Z309=\"d\"),Inventory!$AL65=\"Tons\"),Inventory!$AK65*12000,0)))))","v":0},0,0,"COP","No",{"$f":"IF(OR(Inventory!$J65=\"\",$BH309=\"No\"),\"-\",Inventory!$J65)","v":"-"},{"$f":"IFERROR(VLOOKUP($BI309,'Early Retirement'!$B$6:$C$32,2,FALSE),\"-\")","v":"-"},{"$f":"IF(OR($Z309<>\"b\",AND($AA309<>\"b\",$AA309<>\"c\")),\"n\",IF(AND($AS309<>1,$AS309<>2,$AS309<>7,$AS309<>8),\"n\",IF(Inventory!$K65=\"Split\",\"s\",IF(Inventory!$K65=\"Packaged\",\"p\",\"n\"))))","v":"n"},{"$f":"IF(AND($AA309<>\"i\",$AA309<>\"j\"),\"n\",IF(Inventory!$L65=\"Centrifugal\",\"c\",\"n\"))","v":"n"},"-","-",{"$f":"IFERROR(INDEX('Early Retirement'!$C$4:$AC$32,$BJ309,$BN309),0)","v":0},{"$f":"IFERROR(HLOOKUP($BN309,'Early Retirement'!$D$4:$AC$5,2,FALSE),0)","v":0},{"$f":"IFERROR(INDEX('Early Retirement'!$AE$4:$BE$32,$BJ309,$BN309),0)","v":0},{"$f":"IFERROR(HLOOKUP($BN309,'Early Retirement'!$AF$4:$BE$5,2,FALSE),0)","v":0},0,0,"kW/ton",{"$f":"IFERROR(INDEX('Early Retirement'!$BG$4:$CG$32,$BJ309,$BN309),0)","v":0},{"$f":"IFERROR(HLOOKUP($BN309,'Early Retirement'!$BH$4:$CH$5,2,FALSE),0)","v":0},0,"COP","Yes",0,0,"kW/ton",0,"COP",0,0,"kW/ton",0,"COP"]
[null,null,null,null,null,null,null,null,null,null,null,null,null,null,null,null,null,null,null,null,null,null,null,null,57,{"$f":"IF(Inventory!$C66=\"\",\"a\",VLOOKUP(Inventory!$C66,$B$8:$C$11,2,FALSE))","v":"a"},{"$f":"IF(AND($Z310=\"b\",Inventory!$I66=\"\"),\"a\",IF(AND($Z310=\"b\",Inventory!$I66<>\"\"),VLOOKUP(Inventory!$I66,$E$3:$F$12,2,FALSE),IF(AND(OR($Z310=\"c\",$Z310=\"d\"),Inventory!$AB66=\"\"),\"a\",IF(AND(OR($Z310=\"c\",$Z310=\"d\"),Inventory!$AB66<>\"\"),VLOOKUP(Inventory!$AB66,$E$3:$F$12,2,FALSE),\"a\"))))","v":"a"},{"$f":"IF(OR(AND($AA310<>\"b\",$AA310<>\"c\"),$AF310=0,$AF310>=(65000/12000),Inventory!$AC66=\"\"),\"a\",VLOOKUP(Inventory!$AC66,$H$3:$I$5,2,FALSE))","v":"a"},null,{"$f":"IF(AND($AA310<>\"i\",$AA310<>\"j\"),\"a\",IF(AND($Z310=\"b\",Inventory!$L66=\"\"),\"a\",IF(AND($Z310=\"b\",Inventory!$L66<>\"\"),VLOOKUP(Inventory!$L66,$N$3:$O$6,2,FALSE),IF(AND(OR($Z310=\"c\",$Z310=\"d\"),Inventory!$AE66=\"\"),\"a\",IF(AND(OR($Z310=\"c\",$Z310=\"d\"),Inventory!$AE66<>\"\"),VLOOKUP(Inventory!$AE66,$N$3:$O$6,2,FALSE),\"a\")))))","v":"a"},{"$f":"IF(OR(AND($AA310<>\"e\",$AA310<>\"f\"),$AF310=0,Inventory!$AG66=\"\"),\"a\",VLOOKUP(Inventory!$AG66,$Q$3:$R$5,2,FALSE))","v":"a"},{"$f":"IF(OR(Inventory!C66=\"New Construction\",Inventory!C66=\"Replace-on-Burnout\",Inventory!C66=\"Early Retirement\"),Inventory!AT66,0)","v":0},"","","","","","","","","","","","",0,"aaaaa0","No","No",{"$f":"IF($Z310=\"a\",0,IF($Z310=\"b\",Inventory!$M66,Inventory!$AH66))","v":0},{"$f":"IF(OR($Z310=\"a\",AND($AU310=\"No\",$AV310=\"No\")),0,IF(AND($Z310=\"b\",Inventory!$O66=\"Btu/hr\"),Inventory!$N66,IF(AND($Z310=\"b\",Inventory!$O66=\"Tons\"),Inventory!$N66*12000,IF(AND(OR($Z310=\"c\",$Z310=\"d\"),Inventory!$AJ66=\"Btu/hr\"),Inventory!$AI66,IF(AND(OR($Z310=\"c\",$Z310=\"d\"),Inventory!$AJ66=\"Tons\"),Inventory!$AI66*12000,0)))))","v":0},0,0,"EER",0,"kW/ton",{"$f":"IF(OR($Z310=\"a\",$AV310=\"No\"),0,IF(AND($Z310=\"b\",Inventory!$Q66=\"Btu/hr\"),Inventory!$P66,IF(AND($Z310=\"b\",Inventory!$Q66=\"Tons\"),Inventory!$P66*12000,IF(AND(OR($Z310=\"c\",$Z310=\"d\"),Inventory!$AL66=\"Btu/hr\"),Inventory!$AK66,IF(AND(OR($Z310=\"c\",$Z310=\"d\"),Inventory!$AL66=\"Tons\"),Inventory!$AK66*12000,0)))))","v":0},0,0,"COP","No",{"$f":"IF(OR(Inventory!$J66=\"\",$BH310=\"No\"),\"-\",Inventory!$J66)","v":"-"},{"$f":"IFERROR(VLOOKUP($BI310,'Early Retirement'!$B$6:$C$32,2,FALSE),\"-\")","v":"-"},{"$f":"IF(OR($Z310<>\"b\",AND($AA310<>\"b\",$AA310<>\"c\")),\"n\",IF(AND($AS310<>1,$AS310<>2,$AS310<>7,$AS310<>8),\"n\",IF(Inventory!$K66=\"Split\",\"s\",IF(Inventory!$K66=\"Packaged\",\"p\",\"n\"))))","v":"n"},{"$f":"IF(AND($AA310<>\"i\",$AA310<>\"j\"),\"n\",IF(Inventory!$L66=\"Centrifugal\",\"c\",\"n\"))","v":"n"},"-","-",{"$f":"IFERROR(INDEX('Early Retirement'!$C$4:$AC$32,$BJ310,$BN310),0)","v":0},{"$f":"IFERROR(HLOOKUP($BN310,'Early Retirement'!$D$4:$AC$5,2,FALSE),0)","v":0},{"$f":"IFERROR(INDEX('Early Retirement'!$AE$4:$BE$32,$BJ310,$BN310),0)","v":0},{"$f":"IFERROR(HLOOKUP($BN310,'Early Retirement'!$AF$4:$BE$5,2,FALSE),0)","v":0},0,0,"kW/ton",{"$f":"IFERROR(INDEX('Early Retirement'!$BG$4:$CG$32,$BJ310,$BN310),0)","v":0},{"$f":"IFERROR(HLOOKUP($BN310,'Early Retirement'!$BH$4:$CH$5,2,FALSE),0)","v":0},0,"COP","Yes",0,0,"kW/ton",0,"COP",0,0,"kW/ton",0,"COP"]
[null,null,null,null,null,null,null,null,null,null,null,null,null,null,null,null,null,null,null,null,null,null,null,null,58,{"$f":"IF(Inventory!$C67=\"\",\"a\",VLOOKUP(Inventory!$C67,$B$8:$C$11,2,FALSE))","v":"a"},{"$f":"IF(AND($Z311=\"b\",Inventory!$I67=\"\"),\"a\",IF(AND($Z311=\"b\",Inventory!$I67<>\"\"),VLOOKUP(Inventory!$I67,$E$3:$F$12,2,FALSE),IF(AND(OR($Z311=\"c\",$Z311=\"d\"),Inventory!$AB67=\"\"),\"a\",IF(AND(OR($Z311=\"c\",$Z311=\"d\"),Inventory!$AB67<>\"\"),VLOOKUP(Inventory!$AB67,$E$3:$F$12,2,FALSE),\"a\"))))","v":"a"},{"$f":"IF(OR(AND($AA311<>\"b\",$AA311<>\"c\"),$AF311=0,$AF311>=(65000/12000),Inventory!$AC67=\"\"),\"a\",VLOOKUP(Inventory!$AC67,$H$3:$I$5,2,FALSE))","v":"a"},null,{"$f":"IF(AND($AA311<>\"i\",$AA311<>\"j\"),\"a\",IF(AND($Z311=\"b\",Inventory!$L67=\"\"),\"a\",IF(AND($Z311=\"b\",Inventory!$L67<>\"\"),VLOOKUP(Inventory!$L67,$N$3:$O$6,2,FALSE),IF(AND(OR($Z311=\"c\",$Z311=\"d\"),Inventory!$AE67=\"\"),\"a\",IF(AND(OR($Z311=\"c\",$Z311=\"d\"),Inventory!$AE67<>\"\"),VLOOKUP(Inventory!$AE67,$N$3:$O$6,2,FALSE),\"a\")))))","v":"a"},{"$f":"IF(OR(AND($AA311<>\"e\",$AA311<>\"f\"),$AF311=0,Inventory!$AG67=\"\"),\"a\",VLOOKUP(Inventory!$AG67,$Q$3:$R$5,2,FALSE))","v":"a"},{"$f":"IF(OR(Inventory!C67=\"New Construction\",Inventory!C67=\"Replace-on-Burnout\",Inventory!C67=\"Early Retirement\"),Inventory!AT67,0)","v":0},"","","","","","","","","","","","",0,"aaaaa0","No","No",{"$f":"IF($Z311=\"a\",0,IF($Z311=\"b\",Inventory!$M67,Inventory!$AH67))","v":0},{"$f":"IF(OR($Z311=\"a\",AND($AU311=\"No\",$AV311=\"No\")),0,IF(AND($Z311=\"b\",Inventory!$O67=\"Btu/hr\"),Inventory!$N67,IF(AND($Z311=\"b\",Inventory!$O67=\"Tons\"),Inventory!$N67*12000,IF(AND(OR($Z311=\"c\",$Z311=\"d\"),Inventory!$AJ67=\"Btu/hr\"),Inventory!$AI67,IF(AND(OR($Z311=\"c\",$Z311=\"d\"),Inventory!$AJ67=\"Tons\"),Inventory!$AI67*12000,0)))))","v":0},0,0,"EER",0,"kW/ton",{"$f":"IF(OR($Z311=\"a\",$AV311=\"No\"),0,IF(AND($Z311=\"b\",Inventory!$Q67=\"Btu/hr\"),Inventory!$P67,IF(AND($Z311=\"b\",Inventory!$Q67=\"Tons\"),Inventory!$P67*12000,IF(AND(OR($Z311=\"c\",$Z311=\"d\"),Inventory!$AL67=\"Btu/hr\"),Inventory!$AK67,IF(AND(OR($Z311=\"c\",$Z311=\"d\"),Inventory!$AL67=\"Tons\"),Inventory!$AK67*12000,0)))))","v":0},0,0,"COP","No",{"$f":"IF(OR(Inventory!$J67=\"\",$BH311=\"No\"),\"-\",Inventory!$J67)","v":"-"},{"$f":"IFERROR(VLOOKUP($BI311,'Early Retirement'!$B$6:$C$32,2,FALSE),\"-\")","v":"-"},{"$f":"IF(OR($Z311<>\"b\",AND($AA311<>\"b\",$AA311<>\"c\")),\"n\",IF(AND($AS311<>1,$AS311<>2,$AS311<>7,$AS311<>8),\"n\",IF(Inventory!$K67=\"Split\",\"s\",IF(Inventory!$K67=\"Packaged\",\"p\",\"n\"))))","v":"n"},{"$f":"IF(AND($AA311<>\"i\",$AA311<>\"j\"),\"n\",IF(Inventory!$L67=\"Centrifugal\",\"c\",\"n\"))","v":"n"},"-","-",{"$f":"IFERROR(INDEX('Early Retirement'!$C$4:$AC$32,$BJ311,$BN311),0)","v":0},{"$f":"IFERROR(HLOOKUP($BN311,'Early Retirement'!$D$4:$AC$5,2,FALSE),0)","v":0},{"$f":"IFERROR(INDEX('Early Retirement'!$AE$4:$BE$32,$BJ311,$BN311),0)","v":0},{"$f":"IFERROR(HLOOKUP($BN311,'Early Retirement'!$AF$4:$BE$5,2,FALSE),0)","v":0},0,0,"kW/ton",{"$f":"IFERROR(INDEX('Early Retirement'!$BG$4:$CG$32,$BJ311,$BN311),0)","v":0},{"$f":"IFERROR(HLOOKUP($BN311,'Early Retirement'!$BH$4:$CH$5,2,FALSE),0)","v":0},0,"COP","Yes",0,0,"kW/ton",0,"COP",0,0,"kW/ton",0,"COP"]
[null,null,null,null,null,null,null,null,null,null,null,null,null,null,null,null,null,null,null,null,null,null,null,null,59,{"$f":"IF(Inventory!$C68=\"\",\"a\",VLOOKUP(Inventory!$C68,$B$8:$C$11,2,FALSE))","v":"a"},{"$f":"IF(AND($Z312=\"b\",Inventory!$I68=\"\"),\"a\",IF(AND($Z312=\"b\",Inventory!$I68<>\"\"),VLOOKUP(Inventory!$I68,$E$3:$F$12,2,FALSE),IF(AND(OR($Z312=\"c\",$Z312=\"d\"),Inventory!$AB68=\"\"),\"a\",IF(AND(OR($Z312=\"c\",$Z312=\"d\"),Inventory!$AB68<>\"\"),VLOOKUP(Inventory!$AB68,$E$3:$F$12,2,FALSE),\"a\"))))","v":"a"},{"$f":"IF(OR(AND($AA312<>\"b\",$AA312<>\"c\"),$AF312=0,$AF312>=(65000/12000),Inventory!$AC68=\"\"),\"a\",VLOOKUP(Inventory!$AC68,$H$3:$I$5,2,FALSE))","v":"a"},null,{"$f":"IF(AND($AA312<>\"i\",$AA312<>\"j\"),\"a\",IF(AND($Z312=\"b\",Inventory!$L68=\"\"),\"a\",IF(AND($Z312=\"b\",Inventory!$L68<>\"\"),VLOOKUP(Inventory!$L68,$N$3:$O$6,2,FALSE),IF(AND(OR($Z312=\"c\",$Z312=\"d\"),Inventory!$AE68=\"\"),\"a\",IF(AND(OR($Z312=\"c\",$Z312=\"d\"),Inventory!$AE68<>\"\"),VLOOKUP(Inventory!$AE68,$N$3:$O$6,2,FALSE),\"a\")))))","v":"a"},{"$f":"IF(OR(AND($AA312<>\"e\",$AA312<>\"f\"),$AF312=0,Inventory!$AG68=\"\"),\"a\",VLOOKUP(Inventory!$AG68,$Q$3:$R$5,2,FALSE))","v":"a"},{"$f":"IF(OR(Inventory!C68=\"New Construction\",Inventory!C68=\"Replace-on-Burnout\",Inventory!C68=\"Early Retirement\"),Inventory!AT68,0)","v":0},"","","","","","","","","","","","",0,"aaaaa0","No","No",{"$f":"IF($Z312=\"a\",0,IF($Z312=\"b\",Inventory!$M68,Inventory!$AH68))","v":0},{"$f":"IF(OR($Z312=\"a\",AND($AU312=\"No\",$AV312=\"No\")),0,IF(AND($Z312=\"b\",Inventory!$O68=\"Btu/hr\"),Inventory!$N68,IF(AND($Z312=\"b\",Inventory!$O68=\"Tons\"),Inventory!$N68*12000,IF(AND(OR($Z312=\"c\",$Z312=\"d\"),Inventory!$AJ68=\"Btu/hr\"),Inventory!$AI68,IF(AND(OR($Z312=\"c\",$Z312=\"d\"),Inventory!$AJ68=\"Tons\"),Inventory!$AI68*12000,0)))))","v":0},0,0,"EER",0,"kW/ton",{"$f":"IF(OR($Z312=\"a\",$AV312=\"No\"),0,IF(AND($Z312=\"b\",Inventory!$Q68=\"Btu/hr\"),Inventory!$P68,IF(AND($Z312=\"b\",Inventory!$Q68=\"Tons\"),Inventory!$P68*12000,IF(AND(OR($Z312=\"c\",$Z312=\"d\"),Inventory!$AL68=\"Btu/hr\"),Inventory!$AK68,IF(AND(OR($Z312=\"c\",$Z312=\"d\"),Inventory!$AL68=\"Tons\"),Inventory!$AK68*12000,0)))))","v":0},0,0,"COP","No",{"$f":"IF(OR(Inventory!$J68=\"\",$BH312=\"No\"),\"-\",Inventory!$J68)","v":"-"},{"$f":"IFERROR(VLOOKUP($BI312,'Early Retirement'!$B$6:$C$32,2,FALSE),\"-\")","v":"-"},{"$f":"IF(OR($Z312<>\"b\",AND($AA312<>\"b\",$AA312<>\"c\")),\"n\",IF(AND($AS312<>1,$AS312<>2,$AS312<>7,$AS312<>8),\"n\",IF(Inventory!$K68=\"Split\",\"s\",IF(Inventory!$K68=\"Packaged\",\"p\",\"n\"))))","v":"n"},{"$f":"IF(AND($AA312<>\"i\",$AA312<>\"j\"),\"n\",IF(Inventory!$L68=\"Centrifugal\",\"c\",\"n\"))","v":"n"},"-","-",{"$f":"IFERROR(INDEX('Early Retirement'!$C$4:$AC$32,$BJ312,$BN312),0)","v":0},{"$f":"IFERROR(HLOOKUP($BN312,'Early Retirement'!$D$4:$AC$5,2,FALSE),0)","v":0},{"$f":"IFERROR(INDEX('Early Retirement'!$AE$4:$BE$32,$BJ312,$BN312),0)","v":0},{"$f":"IFERROR(HLOOKUP($BN312,'Early Retirement'!$AF$4:$BE$5,2,FALSE),0)","v":0},0,0,"kW/ton",{"$f":"IFERROR(INDEX('Early Retirement'!$BG$4:$CG$32,$BJ312,$BN312),0)","v":0},{"$f":"IFERROR(HLOOKUP($BN312,'Early Retirement'!$BH$4:$CH$5,2,FALSE),0)","v":0},0,"COP","Yes",0,0,"kW/ton",0,"COP",0,0,"kW/ton",0,"COP"]
[null,null,null,null,null,null,null,null,null,null,null,null,null,null,null,null,null,null,null,null,null,null,null,null,60,{"$f":"IF(Inventory!$C69=\"\",\"a\",VLOOKUP(Inventory!$C69,$B$8:$C$11,2,FALSE))","v":"a"},{"$f":"IF(AND($Z313=\"b\",Inventory!$I69=\"\"),\"a\",IF(AND($Z313=\"b\",Inventory!$I69<>\"\"),VLOOKUP(Inventory!$I69,$E$3:$F$12,2,FALSE),IF(AND(OR($Z313=\"c\",$Z313=\"d\"),Inventory!$AB69=\"\"),\"a\",IF(AND(OR($Z313=\"c\",$Z313=\"d\"),Inventory!$AB69<>\"\"),VLOOKUP(Inventory!$AB69,$E$3:$F$12,2,FALSE),\"a\"))))","v":"a"},{"$f":"IF(OR(AND($AA313<>\"b\",$AA313<>\"c\"),$AF313=0,$AF313>=(65000/12000),Inventory!$AC69=\"\"),\"a\",VLOOKUP(Inventory!$AC69,$H$3:$I$5,2,FALSE))","v":"a"},null,{"$f":"IF(AND($AA313<>\"i\",$AA313<>\"j\"),\"a\",IF(AND($Z313=\"b\",Inventory!$L69=\"\"),\"a\",IF(AND($Z313=\"b\",Inventory!$L69<>\"\"),VLOOKUP(Inventory!$L69,$N$3:$O$6,2,FALSE),IF(AND(OR($Z313=\"c\",$Z313=\"d\"),Inventory!$AE69=\"\"),\"a\",IF(AND(OR($Z313=\"c\",$Z313=\"d\"),Inventory!$AE69<>\"\"),VLOOKUP(Inventory!$AE69,$N$3:$O$6,2,FALSE),\"a\")))))","v":"a"},{"$f":"IF(OR(AND($AA313<>\"e\",$AA313<>\"f\"),$AF313=0,Inventory!$AG69=\"\"),\"a\",VLOOKUP(Inventory!$AG69,$Q$3:$R$5,2,FALSE))","v":"a"},{"$f":"IF(OR(Inventory!C69=\"New Construction\",Inventory!C69=\"Replace-on-Burnout\",Inventory!C69=\"Early Retirement\"),Inventory!AT69,0)","v":0},"","","","","","","","","","","","",0,"aaaaa0","No","No",{"$f":"IF($Z313=\"a\",0,IF($Z313=\"b\",Inventory!$M69,Inventory!$AH69))","v":0},{"$f":"IF(OR($Z313=\"a\",AND($AU313=\"No\",$AV313=\"No\")),0,IF(AND($Z313=\"b\",Inventory!$O69=\"Btu/hr\"),Inventory!$N69,IF(AND($Z313=\"b\",Inventory!$O69=\"Tons\"),Inventory!$N69*12000,IF(AND(OR($Z313=\"c\",$Z313=\"d\"),Inventory!$AJ69=\"Btu/hr\"),Inventory!$AI69,IF(AND(OR($Z313=\"c\",$Z313=\"d\"),Inventory!$AJ69=\"Tons\"),Inventory!$AI69*12000,0)))))","v":0},0,0,"EER",0,"kW/ton",{"$f":"IF(OR($Z313=\"a\",$AV313=\"No\"),0,IF(AND($Z313=\"b\",Inventory!$Q69=\"Btu/hr\"),Inventory!$P69,IF(AND($Z313=\"b\",Inventory!$Q69=\"Tons\"),Inventory!$P69*12000,IF(AND(OR($Z313=\"c\",$Z313=\"d\"),Inventory!$AL69=\"Btu/hr\"),Inventory!$AK69,IF(AND(OR($Z313=\"c\",$Z313=\"d\"),Inventory!$AL69=\"Tons\"),Inventory!$AK69*12000,0)))))","v":0},0,0,"COP","No",{"$f":"IF(OR(Inventory!$J69=\"\",$BH313=\"No\"),\"-\",Inventory!$J69)","v":"-"},{"$f":"IFERROR(VLOOKUP($BI313,'Early Retirement'!$B$6:$C$32,2,FALSE),\"-\")","v":"-"},{"$f":"IF(OR($Z313<>\"b\",AND($AA313<>\"b\",$AA313<>\"c\")),\"n\",IF(AND($AS313<>1,$AS313<>2,$AS313<>7,$AS313<>8),\"n\",IF(Inventory!$K69=\"Split\",\"s\",IF(Inventory!$K69=\"Packaged\",\"p\",\"n\"))))","v":"n"},{"$f":"IF(AND($AA313<>\"i\",$AA313<>\"j\"),\"n\",IF(Inventory!$L69=\"Centrifugal\",\"c\",\"n\"))","v":"n"},"-","-",{"$f":"IFERROR(INDEX('Early Retirement'!$C$4:$AC$32,$BJ313,$BN313),0)","v":0},{"$f":"IFERROR(HLOOKUP($BN313,'Early Retirement'!$D$4:$AC$5,2,FALSE),0)","v":0},{"$f":"IFERROR(INDEX('Early Retirement'!$AE$4:$BE$32,$BJ313,$BN313),0)","v":0},{"$f":"IFERROR(HLOOKUP($BN313,'Early Retirement'!$AF$4:$BE$5,2,FALSE),0)","v":0},0,0,"kW/ton",{"$f":"IFERROR(INDEX('Early Retirement'!$BG$4:$CG$32,$BJ313,$BN313),0)","v":0},{"$f":"IFERROR(HLOOKUP($BN313,'Early Retirement'!$BH$4:$CH$5,2,FALSE),0)","v":0},0,"COP","Yes",0,0,"kW/ton",0,"COP",0,0,"kW/ton",0,"COP"]
[null,null,null,null,null,null,null,null,null,null,null,null,null,null,null,null,null,null,null,null,null,null,null,null,61,{"$f":"IF(Inventory!$C70=\"\",\"a\",VLOOKUP(Inventory!$C70,$B$8:$C$11,2,FALSE))","v":"a"},{"$f":"IF(AND($Z314=\"b\",Inventory!$I70=\"\"),\"a\",IF(AND($Z314=\"b\",Inventory!$I70<>\"\"),VLOOKUP(Inventory!$I70,$E$3:$F$12,2,FALSE),IF(AND(OR($Z314=\"c\",$Z314=\"d\"),Inventory!$AB70=\"\"),\"a\",IF(AND(OR($Z314=\"c\",$Z314=\"d\"),Inventory!$AB70<>\"\"),VLOOKUP(Inventory!$AB70,$E$3:$F$12,2,FALSE),\"a\"))))","v":"a"},{"$f":"IF(OR(AND($AA314<>\"b\",$AA314<>\"c\"),$AF314=0,$AF314>=(65000/12000),Inventory!$AC70=\"\"),\"a\",VLOOKUP(Inventory!$AC70,$H$3:$I$5,2,FALSE))","v":"a"},null,{"$f":"IF(AND($AA314<>\"i\",$AA314<>\"j\"),\"a\",IF(AND($Z314=\"b\",Inventory!$L70=\"\"),\"a\",IF(AND($Z314=\"b\",Inventory!$L70<>\"\"),VLOOKUP(Inventory!$L70,$N$3:$O$6,2,FALSE),IF(AND(OR($Z314=\"c\",$Z314=\"d\"),Inventory!$AE70=\"\"),\"a\",IF(AND(OR($Z314=\"c\",$Z314=\"d\"),Inventory!$AE70<>\"\"),VLOOKUP(Inventory!$AE70,$N$3:$O$6,2,FALSE),\"a\")))))","v":"a"},{"$f":"IF(OR(AND($AA314<>\"e\",$AA314<>\"f\"),$AF314=0,Inventory!$AG70=\"\"),\"a\",VLOOKUP(Inventory!$AG70,$Q$3:$R$5,2,FALSE))","v":"a"},{"$f":"IF(OR(Inventory!C70=\"New Construction\",Inventory!C70=\"Replace-on-Burnout\",Inventory!C70=\"Early Retirement\"),Inventory!AT70,0)","v":0},"","","","","","","","","","","","",0,"aaaaa0","No","No",{"$f":"IF($Z314=\"a\",0,IF($Z314=\"b\",Inventory!$M70,Inventory!$AH70))","v":0},{"$f":"IF(OR($Z314=\"a\",AND($AU314=\"No\",$AV314=\"No\")),0,IF(AND($Z314=\"b\",Inventory!$O70=\"Btu/hr\"),Inventory!$N70,IF(AND($Z314=\"b\",Inventory!$O70=\"Tons\"),Inventory!$N70*12000,IF(AND(OR($Z314=\"c\",$Z314=\"d\"),Inventory!$AJ70=\"Btu/hr\"),Inventory!$AI70,IF(AND(OR($Z314=\"c\",$Z314=\"d\"),Inventory!$AJ70=\"Tons\"),Inventory!$AI70*12000,0)))))","v":0},0,0,"EER",0,"kW/ton",{"$f":"IF(OR($Z314=\"a\",$AV314=\"No\"),0,IF(AND($Z314=\"b\",Inventory!$Q70=\"Btu/hr\"),Inventory!$P70,IF(AND($Z314=\"b\",Inventory!$Q70=\"Tons\"),Inventory!$P70*12000,IF(AND(OR($Z314=\"c\",$Z314=\"d\"),Inventory!$AL70=\"Btu/hr\"),Inventory!$AK70,IF(AND(OR($Z314=\"c\",$Z314=\"d\"),Inventory!$AL70=\"Tons\"),Inventory!$AK70*12000,0)))))","v":0},0,0,"COP","No",{"$f":"IF(OR(Inventory!$J70=\"\",$BH314=\"No\"),\"-\",Inventory!$J70)","v":"-"},{"$f":"IFERROR(VLOOKUP($BI314,'Early Retirement'!$B$6:$C$32,2,FALSE),\"-\")","v":"-"},{"$f":"IF(OR($Z314<>\"b\",AND($AA314<>\"b\",$AA314<>\"c\")),\"n\",IF(AND($AS314<>1,$AS314<>2,$AS314<>7,$AS314<>8),\"n\",IF(Inventory!$K70=\"Split\",\"s\",IF(Inventory!$K70=\"Packaged\",\"p\",\"n\"))))","v":"n"},{"$f":"IF(AND($AA314<>\"i\",$AA314<>\"j\"),\"n\",IF(Inventory!$L70=\"Centrifugal\",\"c\",\"n\"))","v":"n"},"-","-",{"$f":"IFERROR(INDEX('Early Retirement'!$C$4:$AC$32,$BJ314,$BN314),0)","v":0},{"$f":"IFERROR(HLOOKUP($BN314,'Early Retirement'!$D$4:$AC$5,2,FALSE),0)","v":0},{"$f":"IFERROR(INDEX('Early Retirement'!$AE$4:$BE$32,$BJ314,$BN314),0)","v":0},{"$f":"IFERROR(HLOOKUP($BN314,'Early Retirement'!$AF$4:$BE$5,2,FALSE),0)","v":0},0,0,"kW/ton",{"$f":"IFERROR(INDEX('Early Retirement'!$BG$4:$CG$32,$BJ314,$BN314),0)","v":0},{"$f":"IFERROR(HLOOKUP($BN314,'Early Retirement'!$BH$4:$CH$5,2,FALSE),0)","v":0},0,"COP","Yes",0,0,"kW/ton",0,"COP",0,0,"kW/ton",0,"COP"]
[null,null,null,null,null,null,null,null,null,null,null,null,null,null,null,null,null,null,null,null,null,null,null,null,62,{"$f":"IF(Inventory!$C71=\"\",\"a\",VLOOKUP(Inventory!$C71,$B$8:$C$11,2,FALSE))","v":"a"},{"$f":"IF(AND($Z315=\"b\",Inventory!$I71=\"\"),\"a\",IF(AND($Z315=\"b\",Inventory!$I71<>\"\"),VLOOKUP(Inventory!$I71,$E$3:$F$12,2,FALSE),IF(AND(OR($Z315=\"c\",$Z315=\"d\"),Inventory!$AB71=\"\"),\"a\",IF(AND(OR($Z315=\"c\",$Z315=\"d\"),Inventory!$AB71<>\"\"),VLOOKUP(Inventory!$AB71,$E$3:$F$12,2,FALSE),\"a\"))))","v":"a"},{"$f":"IF(OR(AND($AA315<>\"b\",$AA315<>\"c\"),$AF315=0,$AF315>=(65000/12000),Inventory!$AC71=\"\"),\"a\",VLOOKUP(Inventory!$AC71,$H$3:$I$5,2,FALSE))","v":"a"},null,{"$f":"IF(AND($AA315<>\"i\",$AA315<>\"j\"),\"a\",IF(AND($Z315=\"b\",Inventory!$L71=\"\"),\"a\",IF(AND($Z315=\"b\",Inventory!$L71<>\"\"),VLOOKUP(Inventory!$L71,$N$3:$O$6,2,FALSE),IF(AND(OR($Z315=\"c\",$Z315=\"d\"),Inventory!$AE71=\"\"),\"a\",IF(AND(OR($Z315=\"c\",$Z315=\"d\"),Inventory!$AE71<>\"\"),VLOOKUP(Inventory!$AE71,$N$3:$O$6,2,FALSE),\"a\")))))","v":"a"},{"$f":"IF(OR(AND($AA315<>\"e\",$AA315<>\"f\"),$AF315=0,Inventory!$AG71=\"\"),\"a\",VLOOKUP(Inventory!$AG71,$Q$3:$R$5,2,FALSE))","v":"a"},{"$f":"IF(OR(Inventory!C71=\"New Construction\",Inventory!C71=\"Replace-on-Burnout\",Inventory!C71=\"Early Retirement\"),Inventory!AT71,0)","v":0},"","","","","","","","","","","","",0,"aaaaa0","No","No",{"$f":"IF($Z315=\"a\",0,IF($Z315=\"b\",Inventory!$M71,Inventory!$AH71))","v":0},{"$f":"IF(OR($Z315=\"a\",AND($AU315=\"No\",$AV315=\"No\")),0,IF(AND($Z315=\"b\",Inventory!$O71=\"Btu/hr\"),Inventory!$N71,IF(AND($Z315=\"b\",Inventory!$O71=\"Tons\"),Inventory!$N71*12000,IF(AND(OR($Z315=\"c\",$Z315=\"d\"),Inventory!$AJ71=\"Btu/hr\"),Inventory!$AI71,IF(AND(OR($Z315=\"c\",$Z315=\"d\"),Inventory!$AJ71=\"Tons\"),Inventory!$AI71*12000,0)))))","v":0},0,0,"EER",0,"kW/ton",{"$f":"IF(OR($Z315=\"a\",$AV315=\"No\"),0,IF(AND($Z315=\"b\",Inventory!$Q71=\"Btu/hr\"),Inventory!$P71,IF(AND($Z315=\"b\",Inventory!$Q71=\"Tons\"),Inventory!$P71*12000,IF(AND(OR($Z315=\"c\",$Z315=\"d\"),Inventory!$AL71=\"Btu/hr\"),Inventory!$AK71,IF(AND(OR($Z315=\"c\",$Z315=\"d\"),Inventory!$AL71=\"Tons\"),Inventory!$AK71*12000,0)))))","v":0},0,0,"COP","No",{"$f":"IF(OR(Inventory!$J71=\"\",$BH315=\"No\"),\"-\",Inventory!$J71)","v":"-"},{"$f":"IFERROR(VLOOKUP($BI315,'Early Retirement'!$B$6:$C$32,2,FALSE),\"-\")","v":"-"},{"$f":"IF(OR($Z315<>\"b\",AND($AA315<>\"b\",$AA315<>\"c\")),\"n\",IF(AND($AS315<>1,$AS315<>2,$AS315<>7,$AS315<>8),\"n\",IF(Inventory!$K71=\"Split\",\"s\",IF(Inventory!$K71=\"Packaged\",\"p\",\"n\"))))","v":"n"},{"$f":"IF(AND($AA315<>\"i\",$AA315<>\"j\"),\"n\",IF(Inventory!$L71=\"Centrifugal\",\"c\",\"n\"))","v":"n"},"-","-",{"$f":"IFERROR(INDEX('Early Retirement'!$C$4:$AC$32,$BJ315,$BN315),0)","v":0},{"$f":"IFERROR(HLOOKUP($BN315,'Early Retirement'!$D$4:$AC$5,2,FALSE),0)","v":0},{"$f":"IFERROR(INDEX('Early Retirement'!$AE$4:$BE$32,$BJ315,$BN315),0)","v":0},{"$f":"IFERROR(HLOOKUP($BN315,'Early Retirement'!$AF$4:$BE$5,2,FALSE),0)","v":0},0,0,"kW/ton",{"$f":"IFERROR(INDEX('Early Retirement'!$BG$4:$CG$32,$BJ315,$BN315),0)","v":0},{"$f":"IFERROR(HLOOKUP($BN315,'Early Retirement'!$BH$4:$CH$5,2,FALSE),0)","v":0},0,"COP","Yes",0,0,"kW/ton",0,"COP",0,0,"kW/ton",0,"COP"]
[null,null,null,null,null,null,null,null,null,null,null,null,null,null,null,null,null,null,null,null,null,null,null,null,63,{"$f":"IF(Inventory!$C72=\"\",\"a\",VLOOKUP(Inventory!$C72,$B$8:$C$11,2,FALSE))","v":"a"},{"$f":"IF(AND($Z316=\"b\",Inventory!$I72=\"\"),\"a\",IF(AND($Z316=\"b\",Inventory!$I72<>\"\"),VLOOKUP(Inventory!$I72,$E$3:$F$12,2,FALSE),IF(AND(OR($Z316=\"c\",$Z316=\"d\"),Inventory!$AB72=\"\"),\"a\",IF(AND(OR($Z316=\"c\",$Z316=\"d\"),Inventory!$AB72<>\"\"),VLOOKUP(Inventory!$AB72,$E$3:$F$12,2,FALSE),\"a\"))))","v":"a"},{"$f":"IF(OR(AND($AA316<>\"b\",$AA316<>\"c\"),$AF316=0,$AF316>=(65000/12000),Inventory!$AC72=\"\"),\"a\",VLOOKUP(Inventory!$AC72,$H$3:$I$5,2,FALSE))","v":"a"},null,{"$f":"IF(AND($AA316<>\"i\",$AA316<>\"j\"),\"a\",IF(AND($Z316=\"b\",Inventory!$L72=\"\"),\"a\",IF(AND($Z316=\"b\",Inventory!$L72<>\"\"),VLOOKUP(Inventory!$L72,$N$3:$O$6,2,FALSE),IF(AND(OR($Z316=\"c\",$Z316=\"d\"),Inventory!$AE72=\"\"),\"a\",IF(AND(OR($Z316=\"c\",$Z316=\"d\"),Inventory!$AE72<>\"\"),VLOOKUP(Inventory!$AE72,$N$3:$O$6,2,FALSE),\"a\")))))","v":"a"},{"$f":"IF(OR(AND($AA316<>\"e\",$AA316<>\"f\"),$AF316=0,Inventory!$AG72=\"\"),\"a\",VLOOKUP(Inventory!$AG72,$Q$3:$R$5,2,FALSE))","v":"a"},{"$f":"IF(OR(Inventory!C72=\"New Construction\",Inventory!C72=\"Replace-on-Burnout\",Inventory!C72=\"Early Retirement\"),Inventory!AT72,0)","v":0},"","","","","","","","","","","","",0,"aaaaa0","No","No",{"$f":"IF($Z316=\"a\",0,IF($Z316=\"b\",Inventory!$M72,Inventory!$AH72))","v":0},{"$f":"IF(OR($Z316=\"a\",AND($AU316=\"No\",$AV316=\"No\")),0,IF(AND($Z316=\"b\",Inventory!$O72=\"Btu/hr\"),Inventory!$N72,IF(AND($Z316=\"b\",Inventory!$O72=\"Tons\"),Inventory!$N72*12000,IF(AND(OR($Z316=\"c\",$Z316=\"d\"),Inventory!$AJ72=\"Btu/hr\"),Inventory!$AI72,IF(AND(OR($Z316=\"c\",$Z316=\"d\"),Inventory!$AJ72=\"Tons\"),Inventory!$AI72*12000,0)))))","v":0},0,0,"EER",0,"kW/ton",{"$f":"IF(OR($Z316=\"a\",$AV316=\"No\"),0,IF(AND($Z316=\"b\",Inventory!$Q72=\"Btu/hr\"),Inventory!$P72,IF(AND($Z316=\"b\",Inventory!$Q72=\"Tons\"),Inventory!$P72*12000,IF(AND(OR($Z316=\"c\",$Z316=\"d\"),Inventory!$AL72=\"Btu/hr\"),Inventory!$AK72,IF(AND(OR($Z316=\"c\",$Z316=\"d\"),Inventory!$AL72=\"Tons\"),Inventory!$AK72*12000,0)))))","v":0},0,0,"COP","No",{"$f":"IF(OR(Inventory!$J72=\"\",$BH316=\"No\"),\"-\",Inventory!$J72)","v":"-"},{"$f":"IFERROR(VLOOKUP($BI316,'Early Retirement'!$B$6:$C$32,2,FALSE),\"-\")","v":"-"},{"$f":"IF(OR($Z316<>\"b\",AND($AA316<>\"b\",$AA316<>\"c\")),\"n\",IF(AND($AS316<>1,$AS316<>2,$AS316<>7,$AS316<>8),\"n\",IF(Inventory!$K72=\"Split\",\"s\",IF(Inventory!$K72=\"Packaged\",\"p\",\"n\"))))","v":"n"},{"$f":"IF(AND($AA316<>\"i\",$AA316<>\"j\"),\"n\",IF(Inventory!$L72=\"Centrifugal\",\"c\",\"n\"))","v":"n"},"-","-",{"$f":"IFERROR(INDEX('Early Retirement'!$C$4:$AC$32,$BJ316,$BN316),0)","v":0},{"$f":"IFERROR(HLOOKUP($BN316,'Early Retirement'!$D$4:$AC$5,2,FALSE),0)","v":0},{"$f":"IFERROR(INDEX('Early Retirement'!$AE$4:$BE$32,$BJ316,$BN316),0)","v":0},{"$f":"IFERROR(HLOOKUP($BN316,'Early Retirement'!$AF$4:$BE$5,2,FALSE),0)","v":0},0,0,"kW/ton",{"$f":"IFERROR(INDEX('Early Retirement'!$BG$4:$CG$32,$BJ316,$BN316),0)","v":0},{"$f":"IFERROR(HLOOKUP($BN316,'Early Retirement'!$BH$4:$CH$5,2,FALSE),0)","v":0},0,"COP","Yes",0,0,"kW/ton",0,"COP",0,0,"kW/ton",0,"COP"]
[null,null,null,null,null,null,null,null,null,null,null,null,null,null,null,null,null,null,null,null,null,null,null,null,64,{"$f":"IF(Inventory!$C73=\"\",\"a\",VLOOKUP(Inventory!$C73,$B$8:$C$11,2,FALSE))","v":"a"},{"$f":"IF(AND($Z317=\"b\",Inventory!$I73=\"\"),\"a\",IF(AND($Z317=\"b\",Inventory!$I73<>\"\"),VLOOKUP(Inventory!$I73,$E$3:$F$12,2,FALSE),IF(AND(OR($Z317=\"c\",$Z317=\"d\"),Inventory!$AB73=\"\"),\"a\",IF(AND(OR($Z317=\"c\",$Z317=\"d\"),Inventory!$AB73<>\"\"),VLOOKUP(Inventory!$AB73,$E$3:$F$12,2,FALSE),\"a\"))))","v":"a"},{"$f":"IF(OR(AND($AA317<>\"b\",$AA317<>\"c\"),$AF317=0,$AF317>=(65000/12000),Inventory!$AC73=\"\"),\"a\",VLOOKUP(Inventory!$AC73,$H$3:$I$5,2,FALSE))","v":"a"},null,{"$f":"IF(AND($AA317<>\"i\",$AA317<>\"j\"),\"a\",IF(AND($Z317=\"b\",Inventory!$L73=\"\"),\"a\",IF(AND($Z317=\"b\",Inventory!$L73<>\"\"),VLOOKUP(Inventory!$L73,$N$3:$O$6,2,FALSE),IF(AND(OR($Z317=\"c\",$Z317=\"d\"),Inventory!$AE73=\"\"),\"a\",IF(AND(OR($Z317=\"c\",$Z317=\"d\"),Inventory!$AE73<>\"\"),VLOOKUP(Inventory!$AE73,$N$3:$O$6,2,FALSE),\"a\")))))","v":"a"},{"$f":"IF(OR(AND($AA317<>\"e\",$AA317<>\"f\"),$AF317=0,Inventory!$AG73=\"\"),\"a\",VLOOKUP(Inventory!$AG73,$Q$3:$R$5,2,FALSE))","v":"a"},{"$f":"IF(OR(Inventory!C73=\"New Construction\",Inventory!C73=\"Replace-on-Burnout\",Inventory!C73=\"Early Retirement\"),Inventory!AT73,0)","v":0},"","","","","","","","","","","","",0,"aaaaa0","No","No",{"$f":"IF($Z317=\"a\",0,IF($Z317=\"b\",Inventory!$M73,Inventory!$AH73))","v":0},{"$f":"IF(OR($Z317=\"a\",AND($AU317=\"No\",$AV317=\"No\")),0,IF(AND($Z317=\"b\",Inventory!$O73=\"Btu/hr\"),Inventory!$N73,IF(AND($Z317=\"b\",Inventory!$O73=\"Tons\"),Inventory!$N73*12000,IF(AND(OR($Z317=\"c\",$Z317=\"d\"),Inventory!$AJ73=\"Btu/hr\"),Inventory!$AI73,IF(AND(OR($Z317=\"c\",$Z317=\"d\"),Inventory!$AJ73=\"Tons\"),Inventory!$AI73*12000,0)))))","v":0},0,0,"EER",0,"kW/ton",{"$f":"IF(OR($Z317=\"a\",$AV317=\"No\"),0,IF(AND($Z317=\"b\",Inventory!$Q73=\"Btu/hr\"),Inventory!$P73,IF(AND($Z317=\"b\",Inventory!$Q73=\"Tons\"),Inventory!$P73*12000,IF(AND(OR($Z317=\"c\",$Z317=\"d\"),Inventory!$AL73=\"Btu/hr\"),Inventory!$AK73,IF(AND(OR($Z317=\"c\",$Z317=\"d\"),Inventory!$AL73=\"Tons\"),Inventory!$AK73*12000,0)))))","v":0},0,0,"COP","No",{"$f":"IF(OR(Inventory!$J73=\"\",$BH317=\"No\"),\"-\",Inventory!$J73)","v":"-"},{"$f":"IFERROR(VLOOKUP($BI317,'Early Retirement'!$B$6:$C$32,2,FALSE),\"-\")","v":"-"},{"$f":"IF(OR($Z317<>\"b\",AND($AA317<>\"b\",$AA317<>\"c\")),\"n\",IF(AND($AS317<>1,$AS317<>2,$AS317<>7,$AS317<>8),\"n\",IF(Inventory!$K73=\"Split\",\"s\",IF(Inventory!$K73=\"Packaged\",\"p\",\"n\"))))","v":"n"},{"$f":"IF(AND($AA317<>\"i\",$AA317<>\"j\"),\"n\",IF(Inventory!$L73=\"Centrifugal\",\"c\",\"n\"))","v":"n"},"-","-",{"$f":"IFERROR(INDEX('Early Retirement'!$C$4:$AC$32,$BJ317,$BN317),0)","v":0},{"$f":"IFERROR(HLOOKUP($BN317,'Early Retirement'!$D$4:$AC$5,2,FALSE),0)","v":0},{"$f":"IFERROR(INDEX('Early Retirement'!$AE$4:$BE$32,$BJ317,$BN317),0)","v":0},{"$f":"IFERROR(HLOOKUP($BN317,'Early Retirement'!$AF$4:$BE$5,2,FALSE),0)","v":0},0,0,"kW/ton",{"$f":"IFERROR(INDEX('Early Retirement'!$BG$4:$CG$32,$BJ317,$BN317),0)","v":0},{"$f":"IFERROR(HLOOKUP($BN317,'Early Retirement'!$BH$4:$CH$5,2,FALSE),0)","v":0},0,"COP","Yes",0,0,"kW/ton",0,"COP",0,0,"kW/ton",0,"COP"]
[null,null,null,null,null,null,null,null,null,null,null,null,null,null,null,null,null,null,null,null,null,null,null,null,65,{"$f":"IF(Inventory!$C74=\"\",\"a\",VLOOKUP(Inventory!$C74,$B$8:$C$11,2,FALSE))","v":"a"},{"$f":"IF(AND($Z318=\"b\",Inventory!$I74=\"\"),\"a\",IF(AND($Z318=\"b\",Inventory!$I74<>\"\"),VLOOKUP(Inventory!$I74,$E$3:$F$12,2,FALSE),IF(AND(OR($Z318=\"c\",$Z318=\"d\"),Inventory!$AB74=\"\"),\"a\",IF(AND(OR($Z318=\"c\",$Z318=\"d\"),Inventory!$AB74<>\"\"),VLOOKUP(Inventory!$AB74,$E$3:$F$12,2,FALSE),\"a\"))))","v":"a"},{"$f":"IF(OR(AND($AA318<>\"b\",$AA318<>\"c\"),$AF318=0,$AF318>=(65000/12000),Inventory!$AC74=\"\"),\"a\",VLOOKUP(Inventory!$AC74,$H$3:$I$5,2,FALSE))","v":"a"},null,{"$f":"IF(AND($AA318<>\"i\",$AA318<>\"j\"),\"a\",IF(AND($Z318=\"b\",Inventory!$L74=\"\"),\"a\",IF(AND($Z318=\"b\",Inventory!$L74<>\"\"),VLOOKUP(Inventory!$L74,$N$3:$O$6,2,FALSE),IF(AND(OR($Z318=\"c\",$Z318=\"d\"),Inventory!$AE74=\"\"),\"a\",IF(AND(OR($Z318=\"c\",$Z318=\"d\"),Inventory!$AE74<>\"\"),VLOOKUP(Inventory!$AE74,$N$3:$O$6,2,FALSE),\"a\")))))","v":"a"},{"$f":"IF(OR(AND($AA318<>\"e\",$AA318<>\"f\"),$AF318=0,Inventory!$AG74=\"\"),\"a\",VLOOKUP(Inventory!$AG74,$Q$3:$R$5,2,FALSE))","v":"a"},{"$f":"IF(OR(Inventory!C74=\"New Construction\",Inventory!C74=\"Replace-on-Burnout\",Inventory!C74=\"Early Retirement\"),Inventory!AT74,0)","v":0},"","","","","","","","","","","","",0,{"$f":"CONCATENATE($Z318,$AA318,$AB318,$AD318,$AE318,$AS318)","v":"aaaaa0"},"No","No",{"$f":"IF($Z318=\"a\",0,IF($Z318=\"b\",Inventory!$M74,Inventory!$AH74))","v":0},{"$f":"IF(OR($Z318=\"a\",AND($AU318=\"No\",$AV318=\"No\")),0,IF(AND($Z318=\"b\",Inventory!$O74=\"Btu/hr\"),Inventory!$N74,IF(AND($Z318=\"b\",Inventory!$O74=\"Tons\"),Inventory!$N74*12000,IF(AND(OR($Z318=\"c\",$Z318=\"d\"),Inventory!$AJ74=\"Btu/hr\"),Inventory!$AI74,IF(AND(OR($Z318=\"c\",$Z318=\"d\"),Inventory!$AJ74=\"Tons\"),Inventory!$AI74*12000,0)))))","v":0},0,0,"EER",{"$f":"IFERROR(12/$AZ318,0)","v":0},"kW/ton",{"$f":"IF(OR($Z318=\"a\",$AV318=\"No\"),0,IF(AND($Z318=\"b\",Inventory!$Q74=\"Btu/hr\"),Inventory!$P74,IF(AND($Z318=\"b\",Inventory!$Q74=\"Tons\"),Inventory!$P74*12000,IF(AND(OR($Z318=\"c\",$Z318=\"d\"),Inventory!$AL74=\"Btu/hr\"),Inventory!$AK74,IF(AND(OR($Z318=\"c\",$Z318=\"d\"),Inventory!$AL74=\"Tons\"),Inventory!$AK74*12000,0)))))","v":0},0,0,"COP","No",{"$f":"IF(OR(Inventory!$J74=\"\",$BH318=\"No\"),\"-\",Inventory!$J74)","v":"-"},{"$f":"IFERROR(VLOOKUP($BI318,'Early Retirement'!$B$6:$C$32,2,FALSE),\"-\")","v":"-"},{"$f":"IF(OR($Z318<>\"b\",AND($AA318<>\"b\",$AA318<>\"c\")),\"n\",IF(AND($AS318<>1,$AS318<>2,$AS318<>7,$AS318<>8),\"n\",IF(Inventory!$K74=\"Split\",\"s\",IF(Inventory!$K74=\"Packaged\",\"p\",\"n\"))))","v":"n"},{"$f":"IF(AND($AA318<>\"i\",$AA318<>\"j\"),\"n\",IF(Inventory!$L74=\"Centrifugal\",\"c\",\"n\"))","v":"n"},{"$f":"IF(OR($BH318=\"No\",$AA318=\"a\"),\"-\",CONCATENATE($AS318,$BK318,$BL318))","v":"-"},{"$f":"IFERROR(VLOOKUP($BM318,$BM$506:$BN$541,2,FALSE),\"-\")","v":"-"},{"$f":"IFERROR(INDEX('Early Retirement'!$C$4:$AC$32,$BJ318,$BN318),0)","v":0},{"$f":"IFERROR(HLOOKUP($BN318,'Early Retirement'!$D$4:$AC$5,2,FALSE),0)","v":0},{"$f":"IFERROR(INDEX('Early Retirement'!$AE$4:$BE$32,$BJ318,$BN318),0)","v":0},{"$f":"IFERROR(HLOOKUP($BN318,'Early Retirement'!$AF$4:$BE$5,2,FALSE),0)","v":0},0,0,"kW/ton",{"$f":"IFERROR(INDEX('Early Retirement'!$BG$4:$CG$32,$BJ318,$BN318),0)","v":0},{"$f":"IFERROR(HLOOKUP($BN318,'Early Retirement'!$BH$4:$CH$5,2,FALSE),0)","v":0},0,"COP",{"$f":"IF(AND($AU318=\"No\",$AV318=\"No\",$BH318=\"No\"),\"Yes\",\"No\")","v":"Yes"},{"$f":"IF($BZ318=\"Yes\",IFERROR(VLOOKUP($AT318,$CL:$CS,6,FALSE),0),0)","v":0},{"$f":"IF($BZ318=\"Yes\",IFERROR(VLOOKUP($AT318,$CL:$CS,7,FALSE),0),0)","v":0},"kW/ton",{"$f":"IF($BZ318=\"Yes\",IFERROR(VLOOKUP($AT318,$CL:$CW,11,FALSE),0),0)","v":0},"COP",0,{"$f":"MAX($BB318,$BT318,$CB318)","v":0},"kW/ton",{"$f":"MAX($BF318,$BX318,$CD318)","v":0},"COP"]
[null,null,null,null,null,null,null,null,null,null,null,null,null,null,null,null,null,null,null,null,null,null,null,null,66,{"$f":"IF(Inventory!$C75=\"\",\"a\",VLOOKUP(Inventory!$C75,$B$8:$C$11,2,FALSE))","v":"a"},{"$f":"IF(AND($Z319=\"b\",Inventory!$I75=\"\"),\"a\",IF(AND($Z319=\"b\",Inventory!$I75<>\"\"),VLOOKUP(Inventory!$I75,$E$3:$F$12,2,FALSE),IF(AND(OR($Z319=\"c\",$Z319=\"d\"),Inventory!$AB75=\"\"),\"a\",IF(AND(OR($Z319=\"c\",$Z319=\"d\"),Inventory!$AB75<>\"\"),VLOOKUP(Inventory!$AB75,$E$3:$F$12,2,FALSE),\"a\"))))","v":"a"},{"$f":"IF(OR(AND($AA319<>\"b\",$AA319<>\"c\"),$AF319=0,$AF319>=(65000/12000),Inventory!$AC75=\"\"),\"a\",VLOOKUP(Inventory!$AC75,$H$3:$I$5,2,FALSE))","v":"a"},null,{"$f":"IF(AND($AA319<>\"i\",$AA319<>\"j\"),\"a\",IF(AND($Z319=\"b\",Inventory!$L75=\"\"),\"a\",IF(AND($Z319=\"b\",Inventory!$L75<>\"\"),VLOOKUP(Inventory!$L75,$N$3:$O$6,2,FALSE),IF(AND(OR($Z319=\"c\",$Z319=\"d\"),Inventory!$AE75=\"\"),\"a\",IF(AND(OR($Z319=\"c\",$Z319=\"d\"),Inventory!$AE75<>\"\"),VLOOKUP(Inventory!$AE75,$N$3:$O$6,2,FALSE),\"a\")))))","v":"a"},{"$f":"IF(OR(AND($AA319<>\"e\",$AA319<>\"f\"),$AF319=0,Inventory!$AG75=\"\"),\"a\",VLOOKUP(Inventory!$AG75,$Q$3:$R$5,2,FALSE))","v":"a"},{"$f":"IF(OR(Inventory!C75=\"New Construction\",Inventory!C75=\"Replace-on-Burnout\",Inventory!C75=\"Early Retirement\"),Inventory!AT75,0)","v":0},{"$f":"IF(AND($AA319<>\"b\",$AA319<>\"c\",$AA319<>\"d\",$AA319<>\"e\",$AA319<>\"f\"),\"\",IF(AND($AF319>=$AG$2,$AA319=\"b\"),6,IF(AND($AF319>=$AG$2,$AA319=\"c\"),12,IF(AND($AF319>=$AG$2,$AA319=\"d\"),18,IF(AND($AF319>=$AG$2,$AA319=\"e\"),24,IF(AND($AF319>=$AG$2,$AA319=\"f\"),30,0))))))","v":""},{"$f":"IF(OR(AND($AA319<>\"b\",$AA319<>\"c\",$AA319<>\"d\",$AA319<>\"e\",$AA319<>\"f\"),$AG319<>0),\"\",IF(AND($AF319>=$AH$2,$AA319=\"b\"),5,IF(AND($AF319>=$AH$2,$AA319=\"c\"),11,IF(AND($AF319>=$AH$2,$AA319=\"d\"),17,IF(AND($AF319>=$AH$2,$AA319=\"e\"),23,IF(AND($AF319>=$AH$2,$AA319=\"f\"),29,0))))))","v":""},{"$f":"IF(OR(AND($AA319<>\"b\",$AA319<>\"c\",$AA319<>\"d\",$AA319<>\"e\",$AA319<>\"f\"),$AH319<>0),\"\",IF(AND($AF319>=$AI$2,$AA319=\"b\"),4,IF(AND($AF319>=$AI$2,$AA319=\"c\"),10,IF(AND($AF319>=$AI$2,$AA319=\"d\"),16,IF(AND($AF319>=$AI$2,$AA319=\"e\"),22,IF(AND($AF319>=$AI$2,$AA319=\"f\"),28,0))))))","v":""},{"$f":"IF(OR(AND($AA319<>\"b\",$AA319<>\"c\",$AA319<>\"d\",$AA319<>\"e\",$AA319<>\"f\"),$AI319<>0),\"\",IF(AND($AF319>=$AJ$2,$AA319=\"b\"),3,IF(AND($AF319>=$AJ$2,$AA319=\"c\"),9,IF(AND($AF319>=$AJ$2,$AA319=\"d\"),15,IF(AND($AF319>=$AJ$2,$AA319=\"e\"),21,IF(AND($AF319>=$AJ$2,$AA319=\"f\"),27,0))))))","v":""},{"$f":"IF(OR(AND($AA319<>\"b\",$AA319<>\"c\",$AA319<>\"d\",$AA319<>\"e\",$AA319<>\"f\"),$AJ319<>0),\"\",IF(AND($AF319>=$AK$2,$AA319=\"b\"),2,IF(AND($AF319>=$AK$2,$AA319=\"c\"),8,IF(AND($AF319>=$AK$2,$AA319=\"d\"),14,IF(AND($AF319>=$AK$2,$AA319=\"e\"),20,IF(AND($AF319>=$AK$2,$AA319=\"f\"),26,0))))))","v":""},{"$f":"IF(OR(AND($AA319<>\"b\",$AA319<>\"c\",$AA319<>\"d\",$AA319<>\"e\",$AA319<>\"f\"),$AK319<>0),\"\",IF(AND($AF319>=$AL$2,$AA319=\"b\"),1,IF(AND($AF319>=$AL$2,$AA319=\"c\"),7,IF(AND($AF319>=$AL$2,$AA319=\"d\"),13,IF(AND($AF319>=$AL$2,$AA319=\"e\"),19,IF(AND($AF319>=$AL$2,$AA319=\"f\"),25,0))))))","v":""},{"$f":"IF(AND($AA319<>\"i\",$AA319<>\"j\"),\"\",IF(AND($AF319>=$AM$2,$AA319=\"i\"),39,IF(AND($AF319>=$AM$2,$AA319=\"j\",$AD319=\"b\"),44,IF(AND($AF319>=$AM$2,$AA319=\"j\",$AD319<>\"b\"),49,0))))","v":""},{"$f":"IF(OR(AND($AA319<>\"i\",$AA319<>\"j\"),$AM319<>0),\"\",IF(AND($AF319>=$AN$2,$AA319=\"i\"),38,IF(AND($AF319>=$AN$2,$AA319=\"j\",$AD319=\"b\"),43,IF(AND($AF319>=$AN$2,$AA319=\"j\",$AD319<>\"b\"),48,0))))","v":""},{"$f":"IF(OR(AND($AA319<>\"i\",$AA319<>\"j\"),$AN319<>0),\"\",IF(AND($AF319>=$AO$2,$AA319=\"i\"),37,IF(AND($AF319>=$AO$2,$AA319=\"j\",$AD319=\"b\"),42,IF(AND($AF319>=$AO$2,$AA319=\"j\",$AD319<>\"b\"),47,0))))","v":""},{"$f":"IF(OR(AND($AA319<>\"i\",$AA319<>\"j\"),$AO319<>0),\"\",IF(AND($AF319>=$AP$2,$AA319=\"i\"),36,IF(AND($AF319>=$AP$2,$AA319=\"j\",$AD319=\"b\"),41,IF(AND($AF319>=$AP$2,$AA319=\"j\",$AD319<>\"b\"),46,0))))","v":""},{"$f":"IF(OR(AND($AA319<>\"i\",$AA319<>\"j\"),$AP319<>0),\"\",IF(AND($AF319>=$AQ$2,$AA319=\"i\"),35,IF(AND($AF319>=$AQ$2,$AA319=\"j\",$AD319=\"b\"),40,IF(AND($AF319>=$AQ$2,$AA319=\"j\",$AD319<>\"b\"),45,0))))","v":""},{"$f":"IF(AND($AA319<>\"g\",$AA319<>\"h\"),\"\",IF(AND($Z319=\"d\",$AA319=\"g\"),31,IF(AND($Z319=\"c\",$AA319=\"g\"),32,IF(AND($Z319=\"d\",$AA319=\"h\"),33,IF(AND($Z319=\"c\",$AA319=\"h\"),34,\"\")))))","v":""},0,"aaaaa0",{"$f":"IF($AA319=\"g\",\"Yes\",\"No\")","v":"No"},{"$f":"IF($AA319=\"h\",\"Yes\",\"No\")","v":"No"},{"$f":"IF($Z319=\"a\",0,IF($Z319=\"b\",Inventory!$M75,Inventory!$AH75))","v":0},{"$f":"IF(OR($Z319=\"a\",AND($AU319=\"No\",$AV319=\"No\")),0,IF(AND($Z319=\"b\",Inventory!$O75=\"Btu/hr\"),Inventory!$N75,IF(AND($Z319=\"b\",Inventory!$O75=\"Tons\"),Inventory!$N75*12000,IF(AND(OR($Z319=\"c\",$Z319=\"d\"),Inventory!$AJ75=\"Btu/hr\"),Inventory!$AI75,IF(AND(OR($Z319=\"c\",$Z319=\"d\"),Inventory!$AJ75=\"Tons\"),Inventory!$AI75*12000,0)))))","v":0},{"$f":"IF(AX319=0,0,IF($AX319<7000,7000,IF($AX319>15000,15000,$AX319)))","v":0},{"$f":"IF(OR($Z319=\"a\",AND($AU319=\"No\",$AV319=\"No\"),$AX319=0),0,IF(AND($Z319<>\"b\",$AU319=\"Yes\",$AW319=\"Yes\"),13.8-(0.3*$AY319/1000),IF(AND($Z319<>\"b\",$AU319=\"Yes\",$AW319=\"No\"),10.9-(0.213*$AY319/1000),IF(AND($Z319=\"b\",$AU319=\"Yes\"),10.9-(0.213*$AY319/1000),IF(AND($Z319<>\"b\",$AV319=\"Yes\",$AW319=\"Yes\"),14-(0.3*$AY319/1000),IF(AND($Z319<>\"b\",$AV319=\"Yes\",$AW319=\"No\"),10.8-(0.213*$AY319/1000),IF(AND($Z319=\"b\",$AV319=\"Yes\"),10.8-(0.213*$AY319/1000),0)))))))","v":0},"EER",0,"kW/ton",{"$f":"IF(OR($Z319=\"a\",$AV319=\"No\"),0,IF(AND($Z319=\"b\",Inventory!$Q75=\"Btu/hr\"),Inventory!$P75,IF(AND($Z319=\"b\",Inventory!$Q75=\"Tons\"),Inventory!$P75*12000,IF(AND(OR($Z319=\"c\",$Z319=\"d\"),Inventory!$AL75=\"Btu/hr\"),Inventory!$AK75,IF(AND(OR($Z319=\"c\",$Z319=\"d\"),Inventory!$AL75=\"Tons\"),Inventory!$AK75*12000,0)))))","v":0},{"$f":"IF(BD319=0,0,IF($BD319<7000,7000,IF($BD319>15000,15000,$BD319)))","v":0},{"$f":"IF(OR($Z319=\"a\",$AV319=\"No\",$BD319=0),0,IF(AND($Z319<>\"b\",$AV319=\"Yes\",$AW319=\"Yes\"),3.7-(0.052*$BE319/1000),IF(AND($Z319<>\"b\",$AV319=\"Yes\",$AW319=\"No\"),2.9-(0.026*$BE319/1000),IF(AND($Z319=\"b\",$AV319=\"Yes\"),2.9-(0.026*$BE319/1000),0))))","v":0},"COP","No",{"$f":"IF(OR(Inventory!$J75=\"\",$BH319=\"No\"),\"-\",Inventory!$J75)","v":"-"},{"$f":"IFERROR(VLOOKUP($BI319,'Early Retirement'!$B$6:$C$32,2,FALSE),\"-\")","v":"-"},{"$f":"IF(OR($Z319<>\"b\",AND($AA319<>\"b\",$AA319<>\"c\")),\"n\",IF(AND($AS319<>1,$AS319<>2,$AS319<>7,$AS319<>8),\"n\",IF(Inventory!$K75=\"Split\",\"s\",IF(Inventory!$K75=\"Packaged\",\"p\",\"n\"))))","v":"n"},{"$f":"IF(AND($AA319<>\"i\",$AA319<>\"j\"),\"n\",IF(Inventory!$L75=\"Centrifugal\",\"c\",\"n\"))","v":"n"},"-","-",{"$f":"IFERROR(INDEX('Early Retirement'!$C$4:$AC$32,$BJ319,$BN319),0)","v":0},{"$f":"IFERROR(HLOOKUP($BN319,'Early Retirement'!$D$4:$AC$5,2,FALSE),0)","v":0},{"$f":"IFERROR(INDEX('Early Retirement'!$AE$4:$BE$32,$BJ319,$BN319),0)","v":0},{"$f":"IFERROR(HLOOKUP($BN319,'Early Retirement'!$AF$4:$BE$5,2,FALSE),0)","v":0},{"$f":"IF(LEFT($BP319,3)=\"EER\",12/$BO319,IF($BP319=\"kW/ton\",$BO319,0))","v":0},{"$f":"IF(OR(LEFT($BR319,4)=\"SEER\",$BR319=\"IEER\",$BR319=\"IPLV (EER)\"),12/$BQ319,IF($BR319=\"IPLV (kW/ton)\",$BQ319,0))","v":0},"kW/ton",{"$f":"IFERROR(INDEX('Early Retirement'!$BG$4:$CG$32,$BJ319,$BN319),0)","v":0},{"$f":"IFERROR(HLOOKUP($BN319,'Early Retirement'!$BH$4:$CH$5,2,FALSE),0)","v":0},{"$f":"IF(LEFT($BW319,4)=\"HSPF\",$BV319/3.412,IF($BW319=\"COP\",$BV319,0))","v":0},"COP","Yes",0,0,"kW/ton",0,"COP",0,0,"kW/ton",0,"COP"]
[null,null,null,null,null,null,null,null,null,null,null,null,null,null,null,null,null,null,null,null,null,null,null,null,67,{"$f":"IF(Inventory!$C76=\"\",\"a\",VLOOKUP(Inventory!$C76,$B$8:$C$11,2,FALSE))","v":"a"},{"$f":"IF(AND($Z320=\"b\",Inventory!$I76=\"\"),\"a\",IF(AND($Z320=\"b\",Inventory!$I76<>\"\"),VLOOKUP(Inventory!$I76,$E$3:$F$12,2,FALSE),IF(AND(OR($Z320=\"c\",$Z320=\"d\"),Inventory!$AB76=\"\"),\"a\",IF(AND(OR($Z320=\"c\",$Z320=\"d\"),Inventory!$AB76<>\"\"),VLOOKUP(Inventory!$AB76,$E$3:$F$12,2,FALSE),\"a\"))))","v":"a"},{"$f":"IF(OR(AND($AA320<>\"b\",$AA320<>\"c\"),$AF320=0,$AF320>=(65000/12000),Inventory!$AC76=\"\"),\"a\",VLOOKUP(Inventory!$AC76,$H$3:$I$5,2,FALSE))","v":"a"},null,{"$f":"IF(AND($AA320<>\"i\",$AA320<>\"j\"),\"a\",IF(AND($Z320=\"b\",Inventory!$L76=\"\"),\"a\",IF(AND($Z320=\"b\",Inventory!$L76<>\"\"),VLOOKUP(Inventory!$L76,$N$3:$O$6,2,FALSE),IF(AND(OR($Z320=\"c\",$Z320=\"d\"),Inventory!$AE76=\"\"),\"a\",IF(AND(OR($Z320=\"c\",$Z320=\"d\"),Inventory!$AE76<>\"\"),VLOOKUP(Inventory!$AE76,$N$3:$O$6,2,FALSE),\"a\")))))","v":"a"},{"$f":"IF(OR(AND($AA320<>\"e\",$AA320<>\"f\"),$AF320=0,Inventory!$AG76=\"\"),\"a\",VLOOKUP(Inventory!$AG76,$Q$3:$R$5,2,FALSE))","v":"a"},{"$f":"IF(OR(Inventory!C76=\"New Construction\",Inventory!C76=\"Replace-on-Burnout\",Inventory!C76=\"Early Retirement\"),Inventory!AT76,0)","v":0},"","","","","","","","","","","","",0,"aaaaa0","No","No",{"$f":"IF($Z320=\"a\",0,IF($Z320=\"b\",Inventory!$M76,Inventory!$AH76))","v":0},{"$f":"IF(OR($Z320=\"a\",AND($AU320=\"No\",$AV320=\"No\")),0,IF(AND($Z320=\"b\",Inventory!$O76=\"Btu/hr\"),Inventory!$N76,IF(AND($Z320=\"b\",Inventory!$O76=\"Tons\"),Inventory!$N76*12000,IF(AND(OR($Z320=\"c\",$Z320=\"d\"),Inventory!$AJ76=\"Btu/hr\"),Inventory!$AI76,IF(AND(OR($Z320=\"c\",$Z320=\"d\"),Inventory!$AJ76=\"Tons\"),Inventory!$AI76*12000,0)))))","v":0},0,0,"EER",0,"kW/ton",{"$f":"IF(OR($Z320=\"a\",$AV320=\"No\"),0,IF(AND($Z320=\"b\",Inventory!$Q76=\"Btu/hr\"),Inventory!$P76,IF(AND($Z320=\"b\",Inventory!$Q76=\"Tons\"),Inventory!$P76*12000,IF(AND(OR($Z320=\"c\",$Z320=\"d\"),Inventory!$AL76=\"Btu/hr\"),Inventory!$AK76,IF(AND(OR($Z320=\"c\",$Z320=\"d\"),Inventory!$AL76=\"Tons\"),Inventory!$AK76*12000,0)))))","v":0},0,0,"COP","No",{"$f":"IF(OR(Inventory!$J76=\"\",$BH320=\"No\"),\"-\",Inventory!$J76)","v":"-"},{"$f":"IFERROR(VLOOKUP($BI320,'Early Retirement'!$B$6:$C$32,2,FALSE),\"-\")","v":"-"},{"$f":"IF(OR($Z320<>\"b\",AND($AA320<>\"b\",$AA320<>\"c\")),\"n\",IF(AND($AS320<>1,$AS320<>2,$AS320<>7,$AS320<>8),\"n\",IF(Inventory!$K76=\"Split\",\"s\",IF(Inventory!$K76=\"Packaged\",\"p\",\"n\"))))","v":"n"},{"$f":"IF(AND($AA320<>\"i\",$AA320<>\"j\"),\"n\",IF(Inventory!$L76=\"Centrifugal\",\"c\",\"n\"))","v":"n"},"-","-",{"$f":"IFERROR(INDEX('Early Retirement'!$C$4:$AC$32,$BJ320,$BN320),0)","v":0},{"$f":"IFERROR(HLOOKUP($BN320,'Early Retirement'!$D$4:$AC$5,2,FALSE),0)","v":0},{"$f":"IFERROR(INDEX('Early Retirement'!$AE$4:$BE$32,$BJ320,$BN320),0)","v":0},{"$f":"IFERROR(HLOOKUP($BN320,'Early Retirement'!$AF$4:$BE$5,2,FALSE),0)","v":0},0,0,"kW/ton",{"$f":"IFERROR(INDEX('Early Retirement'!$BG$4:$CG$32,$BJ320,$BN320),0)","v":0},{"$f":"IFERROR(HLOOKUP($BN320,'Early Retirement'!$BH$4:$CH$5,2,FALSE),0)","v":0},0,"COP","Yes",0,0,"kW/ton",0,"COP",0,0,"kW/ton",0,"COP"]
[null,null,null,null,null,null,null,null,null,null,null,null,null,null,null,null,null,null,null,null,null,null,null,null,68,{"$f":"IF(Inventory!$C77=\"\",\"a\",VLOOKUP(Inventory!$C77,$B$8:$C$11,2,FALSE))","v":"a"},{"$f":"IF(AND($Z321=\"b\",Inventory!$I77=\"\"),\"a\",IF(AND($Z321=\"b\",Inventory!$I77<>\"\"),VLOOKUP(Inventory!$I77,$E$3:$F$12,2,FALSE),IF(AND(OR($Z321=\"c\",$Z321=\"d\"),Inventory!$AB77=\"\"),\"a\",IF(AND(OR($Z321=\"c\",$Z321=\"d\"),Inventory!$AB77<>\"\"),VLOOKUP(Inventory!$AB77,$E$3:$F$12,2,FALSE),\"a\"))))","v":"a"},{"$f":"IF(OR(AND($AA321<>\"b\",$AA321<>\"c\"),$AF321=0,$AF321>=(65000/12000),Inventory!$AC77=\"\"),\"a\",VLOOKUP(Inventory!$AC77,$H$3:$I$5,2,FALSE))","v":"a"},null,{"$f":"IF(AND($AA321<>\"i\",$AA321<>\"j\"),\"a\",IF(AND($Z321=\"b\",Inventory!$L77=\"\"),\"a\",IF(AND($Z321=\"b\",Inventory!$L77<>\"\"),VLOOKUP(Inventory!$L77,$N$3:$O$6,2,FALSE),IF(AND(OR($Z321=\"c\",$Z321=\"d\"),Inventory!$AE77=\"\"),\"a\",IF(AND(OR($Z321=\"c\",$Z321=\"d\"),Inventory!$AE77<>\"\"),VLOOKUP(Inventory!$AE77,$N$3:$O$6,2,FALSE),\"a\")))))","v":"a"},{"$f":"IF(OR(AND($AA321<>\"e\",$AA321<>\"f\"),$AF321=0,Inventory!$AG77=\"\"),\"a\",VLOOKUP(Inventory!$AG77,$Q$3:$R$5,2,FALSE))","v":"a"},{"$f":"IF(OR(Inventory!C77=\"New Construction\",Inventory!C77=\"Replace-on-Burnout\",Inventory!C77=\"Early Retirement\"),Inventory!AT77,0)","v":0},"","","","","","","","","","","","",0,"aaaaa0","No","No",{"$f":"IF($Z321=\"a\",0,IF($Z321=\"b\",Inventory!$M77,Inventory!$AH77))","v":0},{"$f":"IF(OR($Z321=\"a\",AND($AU321=\"No\",$AV321=\"No\")),0,IF(AND($Z321=\"b\",Inventory!$O77=\"Btu/hr\"),Inventory!$N77,IF(AND($Z321=\"b\",Inventory!$O77=\"Tons\"),Inventory!$N77*12000,IF(AND(OR($Z321=\"c\",$Z321=\"d\"),Inventory!$AJ77=\"Btu/hr\"),Inventory!$AI77,IF(AND(OR($Z321=\"c\",$Z321=\"d\"),Inventory!$AJ77=\"Tons\"),Inventory!$AI77*12000,0)))))","v":0},0,0,"EER",0,"kW/ton",{"$f":"IF(OR($Z321=\"a\",$AV321=\"No\"),0,IF(AND($Z321=\"b\",Inventory!$Q77=\"Btu/hr\"),Inventory!$P77,IF(AND($Z321=\"b\",Inventory!$Q77=\"Tons\"),Inventory!$P77*12000,IF(AND(OR($Z321=\"c\",$Z321=\"d\"),Inventory!$AL77=\"Btu/hr\"),Inventory!$AK77,IF(AND(OR($Z321=\"c\",$Z321=\"d\"),Inventory!$AL77=\"Tons\"),Inventory!$AK77*12000,0)))))","v":0},0,0,"COP","No",{"$f":"IF(OR(Inventory!$J77=\"\",$BH321=\"No\"),\"-\",Inventory!$J77)","v":"-"},{"$f":"IFERROR(VLOOKUP($BI321,'Early Retirement'!$B$6:$C$32,2,FALSE),\"-\")","v":"-"},{"$f":"IF(OR($Z321<>\"b\",AND($AA321<>\"b\",$AA321<>\"c\")),\"n\",IF(AND($AS321<>1,$AS321<>2,$AS321<>7,$AS321<>8),\"n\",IF(Inventory!$K77=\"Split\",\"s\",IF(Inventory!$K77=\"Packaged\",\"p\",\"n\"))))","v":"n"},{"$f":"IF(AND($AA321<>\"i\",$AA321<>\"j\"),\"n\",IF(Inventory!$L77=\"Centrifugal\",\"c\",\"n\"))","v":"n"},"-","-",{"$f":"IFERROR(INDEX('Early Retirement'!$C$4:$AC$32,$BJ321,$BN321),0)","v":0},{"$f":"IFERROR(HLOOKUP($BN321,'Early Retirement'!$D$4:$AC$5,2,FALSE),0)","v":0},{"$f":"IFERROR(INDEX('Early Retirement'!$AE$4:$BE$32,$BJ321,$BN321),0)","v":0},{"$f":"IFERROR(HLOOKUP($BN321,'Early Retirement'!$AF$4:$BE$5,2,FALSE),0)","v":0},0,0,"kW/ton",{"$f":"IFERROR(INDEX('Early Retirement'!$BG$4:$CG$32,$BJ321,$BN321),0)","v":0},{"$f":"IFERROR(HLOOKUP($BN321,'Early Retirement'!$BH$4:$CH$5,2,FALSE),0)","v":0},0,"COP","Yes",0,0,"kW/ton",0,"COP",0,0,"kW/ton",0,"COP"]
[null,null,null,null,null,null,null,null,null,null,null,null,null,null,null,null,null,null,null,null,null,null,null,null,69,{"$f":"IF(Inventory!$C78=\"\",\"a\",VLOOKUP(Inventory!$C78,$B$8:$C$11,2,FALSE))","v":"a"},{"$f":"IF(AND($Z322=\"b\",Inventory!$I78=\"\"),\"a\",IF(AND($Z322=\"b\",Inventory!$I78<>\"\"),VLOOKUP(Inventory!$I78,$E$3:$F$12,2,FALSE),IF(AND(OR($Z322=\"c\",$Z322=\"d\"),Inventory!$AB78=\"\"),\"a\",IF(AND(OR($Z322=\"c\",$Z322=\"d\"),Inventory!$AB78<>\"\"),VLOOKUP(Inventory!$AB78,$E$3:$F$12,2,FALSE),\"a\"))))","v":"a"},{"$f":"IF(OR(AND($AA322<>\"b\",$AA322<>\"c\"),$AF322=0,$AF322>=(65000/12000),Inventory!$AC78=\"\"),\"a\",VLOOKUP(Inventory!$AC78,$H$3:$I$5,2,FALSE))","v":"a"},null,{"$f":"IF(AND($AA322<>\"i\",$AA322<>\"j\"),\"a\",IF(AND($Z322=\"b\",Inventory!$L78=\"\"),\"a\",IF(AND($Z322=\"b\",Inventory!$L78<>\"\"),VLOOKUP(Inventory!$L78,$N$3:$O$6,2,FALSE),IF(AND(OR($Z322=\"c\",$Z322=\"d\"),Inventory!$AE78=\"\"),\"a\",IF(AND(OR($Z322=\"c\",$Z322=\"d\"),Inventory!$AE78<>\"\"),VLOOKUP(Inventory!$AE78,$N$3:$O$6,2,FALSE),\"a\")))))","v":"a"},{"$f":"IF(OR(AND($AA322<>\"e\",$AA322<>\"f\"),$AF322=0,Inventory!$AG78=\"\"),\"a\",VLOOKUP(Inventory!$AG78,$Q$3:$R$5,2,FALSE))","v":"a"},{"$f":"IF(OR(Inventory!C78=\"New Construction\",Inventory!C78=\"Replace-on-Burnout\",Inventory!C78=\"Early Retirement\"),Inventory!AT78,0)","v":0},"","","","","","","","","","","","",0,"aaaaa0","No","No",{"$f":"IF($Z322=\"a\",0,IF($Z322=\"b\",Inventory!$M78,Inventory!$AH78))","v":0},{"$f":"IF(OR($Z322=\"a\",AND($AU322=\"No\",$AV322=\"No\")),0,IF(AND($Z322=\"b\",Inventory!$O78=\"Btu/hr\"),Inventory!$N78,IF(AND($Z322=\"b\",Inventory!$O78=\"Tons\"),Inventory!$N78*12000,IF(AND(OR($Z322=\"c\",$Z322=\"d\"),Inventory!$AJ78=\"Btu/hr\"),Inventory!$AI78,IF(AND(OR($Z322=\"c\",$Z322=\"d\"),Inventory!$AJ78=\"Tons\"),Inventory!$AI78*12000,0)))))","v":0},0,0,"EER",0,"kW/ton",{"$f":"IF(OR($Z322=\"a\",$AV322=\"No\"),0,IF(AND($Z322=\"b\",Inventory!$Q78=\"Btu/hr\"),Inventory!$P78,IF(AND($Z322=\"b\",Inventory!$Q78=\"Tons\"),Inventory!$P78*12000,IF(AND(OR($Z322=\"c\",$Z322=\"d\"),Inventory!$AL78=\"Btu/hr\"),Inventory!$AK78,IF(AND(OR($Z322=\"c\",$Z322=\"d\"),Inventory!$AL78=\"Tons\"),Inventory!$AK78*12000,0)))))","v":0},0,0,"COP","No",{"$f":"IF(OR(Inventory!$J78=\"\",$BH322=\"No\"),\"-\",Inventory!$J78)","v":"-"},{"$f":"IFERROR(VLOOKUP($BI322,'Early Retirement'!$B$6:$C$32,2,FALSE),\"-\")","v":"-"},{"$f":"IF(OR($Z322<>\"b\",AND($AA322<>\"b\",$AA322<>\"c\")),\"n\",IF(AND($AS322<>1,$AS322<>2,$AS322<>7,$AS322<>8),\"n\",IF(Inventory!$K78=\"Split\",\"s\",IF(Inventory!$K78=\"Packaged\",\"p\",\"n\"))))","v":"n"},{"$f":"IF(AND($AA322<>\"i\",$AA322<>\"j\"),\"n\",IF(Inventory!$L78=\"Centrifugal\",\"c\",\"n\"))","v":"n"},"-","-",{"$f":"IFERROR(INDEX('Early Retirement'!$C$4:$AC$32,$BJ322,$BN322),0)","v":0},{"$f":"IFERROR(HLOOKUP($BN322,'Early Retirement'!$D$4:$AC$5,2,FALSE),0)","v":0},{"$f":"IFERROR(INDEX('Early Retirement'!$AE$4:$BE$32,$BJ322,$BN322),0)","v":0},{"$f":"IFERROR(HLOOKUP($BN322,'Early Retirement'!$AF$4:$BE$5,2,FALSE),0)","v":0},0,0,"kW/ton",{"$f":"IFERROR(INDEX('Early Retirement'!$BG$4:$CG$32,$BJ322,$BN322),0)","v":0},{"$f":"IFERROR(HLOOKUP($BN322,'Early Retirement'!$BH$4:$CH$5,2,FALSE),0)","v":0},0,"COP","Yes",0,0,"kW/ton",0,"COP",0,0,"kW/ton",0,"COP"]
[null,null,null,null,null,null,null,null,null,null,null,null,null,null,null,null,null,null,null,null,null,null,null,null,70,{"$f":"IF(Inventory!$C79=\"\",\"a\",VLOOKUP(Inventory!$C79,$B$8:$C$11,2,FALSE))","v":"a"},{"$f":"IF(AND($Z323=\"b\",Inventory!$I79=\"\"),\"a\",IF(AND($Z323=\"b\",Inventory!$I79<>\"\"),VLOOKUP(Inventory!$I79,$E$3:$F$12,2,FALSE),IF(AND(OR($Z323=\"c\",$Z323=\"d\"),Inventory!$AB79=\"\"),\"a\",IF(AND(OR($Z323=\"c\",$Z323=\"d\"),Inventory!$AB79<>\"\"),VLOOKUP(Inventory!$AB79,$E$3:$F$12,2,FALSE),\"a\"))))","v":"a"},{"$f":"IF(OR(AND($AA323<>\"b\",$AA323<>\"c\"),$AF323=0,$AF323>=(65000/12000),Inventory!$AC79=\"\"),\"a\",VLOOKUP(Inventory!$AC79,$H$3:$I$5,2,FALSE))","v":"a"},null,{"$f":"IF(AND($AA323<>\"i\",$AA323<>\"j\"),\"a\",IF(AND($Z323=\"b\",Inventory!$L79=\"\"),\"a\",IF(AND($Z323=\"b\",Inventory!$L79<>\"\"),VLOOKUP(Inventory!$L79,$N$3:$O$6,2,FALSE),IF(AND(OR($Z323=\"c\",$Z323=\"d\"),Inventory!$AE79=\"\"),\"a\",IF(AND(OR($Z323=\"c\",$Z323=\"d\"),Inventory!$AE79<>\"\"),VLOOKUP(Inventory!$AE79,$N$3:$O$6,2,FALSE),\"a\")))))","v":"a"},{"$f":"IF(OR(AND($AA323<>\"e\",$AA323<>\"f\"),$AF323=0,Inventory!$AG79=\"\"),\"a\",VLOOKUP(Inventory!$AG79,$Q$3:$R$5,2,FALSE))","v":"a"},{"$f":"IF(OR(Inventory!C79=\"New Construction\",Inventory!C79=\"Replace-on-Burnout\",Inventory!C79=\"Early Retirement\"),Inventory!AT79,0)","v":0},"","","","","","","","","","","","",0,"aaaaa0","No","No",{"$f":"IF($Z323=\"a\",0,IF($Z323=\"b\",Inventory!$M79,Inventory!$AH79))","v":0},{"$f":"IF(OR($Z323=\"a\",AND($AU323=\"No\",$AV323=\"No\")),0,IF(AND($Z323=\"b\",Inventory!$O79=\"Btu/hr\"),Inventory!$N79,IF(AND($Z323=\"b\",Inventory!$O79=\"Tons\"),Inventory!$N79*12000,IF(AND(OR($Z323=\"c\",$Z323=\"d\"),Inventory!$AJ79=\"Btu/hr\"),Inventory!$AI79,IF(AND(OR($Z323=\"c\",$Z323=\"d\"),Inventory!$AJ79=\"Tons\"),Inventory!$AI79*12000,0)))))","v":0},0,0,"EER",0,"kW/ton",{"$f":"IF(OR($Z323=\"a\",$AV323=\"No\"),0,IF(AND($Z323=\"b\",Inventory!$Q79=\"Btu/hr\"),Inventory!$P79,IF(AND($Z323=\"b\",Inventory!$Q79=\"Tons\"),Inventory!$P79*12000,IF(AND(OR($Z323=\"c\",$Z323=\"d\"),Inventory!$AL79=\"Btu/hr\"),Inventory!$AK79,IF(AND(OR($Z323=\"c\",$Z323=\"d\"),Inventory!$AL79=\"Tons\"),Inventory!$AK79*12000,0)))))","v":0},0,0,"COP","No",{"$f":"IF(OR(Inventory!$J79=\"\",$BH323=\"No\"),\"-\",Inventory!$J79)","v":"-"},{"$f":"IFERROR(VLOOKUP($BI323,'Early Retirement'!$B$6:$C$32,2,FALSE),\"-\")","v":"-"},{"$f":"IF(OR($Z323<>\"b\",AND($AA323<>\"b\",$AA323<>\"c\")),\"n\",IF(AND($AS323<>1,$AS323<>2,$AS323<>7,$AS323<>8),\"n\",IF(Inventory!$K79=\"Split\",\"s\",IF(Inventory!$K79=\"Packaged\",\"p\",\"n\"))))","v":"n"},{"$f":"IF(AND($AA323<>\"i\",$AA323<>\"j\"),\"n\",IF(Inventory!$L79=\"Centrifugal\",\"c\",\"n\"))","v":"n"},"-","-",{"$f":"IFERROR(INDEX('Early Retirement'!$C$4:$AC$32,$BJ323,$BN323),0)","v":0},{"$f":"IFERROR(HLOOKUP($BN323,'Early Retirement'!$D$4:$AC$5,2,FALSE),0)","v":0},{"$f":"IFERROR(INDEX('Early Retirement'!$AE$4:$BE$32,$BJ323,$BN323),0)","v":0},{"$f":"IFERROR(HLOOKUP($BN323,'Early Retirement'!$AF$4:$BE$5,2,FALSE),0)","v":0},0,0,"kW/ton",{"$f":"IFERROR(INDEX('Early Retirement'!$BG$4:$CG$32,$BJ323,$BN323),0)","v":0},{"$f":"IFERROR(HLOOKUP($BN323,'Early Retirement'!$BH$4:$CH$5,2,FALSE),0)","v":0},0,"COP","Yes",0,0,"kW/ton",0,"COP",0,0,"kW/ton",0,"COP"]
[null,null,null,null,null,null,null,null,null,null,null,null,null,null,null,null,null,null,null,null,null,null,null,null,71,{"$f":"IF(Inventory!$C80=\"\",\"a\",VLOOKUP(Inventory!$C80,$B$8:$C$11,2,FALSE))","v":"a"},{"$f":"IF(AND($Z324=\"b\",Inventory!$I80=\"\"),\"a\",IF(AND($Z324=\"b\",Inventory!$I80<>\"\"),VLOOKUP(Inventory!$I80,$E$3:$F$12,2,FALSE),IF(AND(OR($Z324=\"c\",$Z324=\"d\"),Inventory!$AB80=\"\"),\"a\",IF(AND(OR($Z324=\"c\",$Z324=\"d\"),Inventory!$AB80<>\"\"),VLOOKUP(Inventory!$AB80,$E$3:$F$12,2,FALSE),\"a\"))))","v":"a"},{"$f":"IF(OR(AND($AA324<>\"b\",$AA324<>\"c\"),$AF324=0,$AF324>=(65000/12000),Inventory!$AC80=\"\"),\"a\",VLOOKUP(Inventory!$AC80,$H$3:$I$5,2,FALSE))","v":"a"},null,{"$f":"IF(AND($AA324<>\"i\",$AA324<>\"j\"),\"a\",IF(AND($Z324=\"b\",Inventory!$L80=\"\"),\"a\",IF(AND($Z324=\"b\",Inventory!$L80<>\"\"),VLOOKUP(Inventory!$L80,$N$3:$O$6,2,FALSE),IF(AND(OR($Z324=\"c\",$Z324=\"d\"),Inventory!$AE80=\"\"),\"a\",IF(AND(OR($Z324=\"c\",$Z324=\"d\"),Inventory!$AE80<>\"\"),VLOOKUP(Inventory!$AE80,$N$3:$O$6,2,FALSE),\"a\")))))","v":"a"},{"$f":"IF(OR(AND($AA324<>\"e\",$AA324<>\"f\"),$AF324=0,Inventory!$AG80=\"\"),\"a\",VLOOKUP(Inventory!$AG80,$Q$3:$R$5,2,FALSE))","v":"a"},{"$f":"IF(OR(Inventory!C80=\"New Construction\",Inventory!C80=\"Replace-on-Burnout\",Inventory!C80=\"Early Retirement\"),Inventory!AT80,0)","v":0},"","","","","","","","","","","","",{"$f":"SUM($AG324:$AR324)","v":0},"aaaaa0","No","No",{"$f":"IF($Z324=\"a\",0,IF($Z324=\"b\",Inventory!$M80,Inventory!$AH80))","v":0},{"$f":"IF(OR($Z324=\"a\",AND($AU324=\"No\",$AV324=\"No\")),0,IF(AND($Z324=\"b\",Inventory!$O80=\"Btu/hr\"),Inventory!$N80,IF(AND($Z324=\"b\",Inventory!$O80=\"Tons\"),Inventory!$N80*12000,IF(AND(OR($Z324=\"c\",$Z324=\"d\"),Inventory!$AJ80=\"Btu/hr\"),Inventory!$AI80,IF(AND(OR($Z324=\"c\",$Z324=\"d\"),Inventory!$AJ80=\"Tons\"),Inventory!$AI80*12000,0)))))","v":0},0,0,"EER",0,"kW/ton",{"$f":"IF(OR($Z324=\"a\",$AV324=\"No\"),0,IF(AND($Z324=\"b\",Inventory!$Q80=\"Btu/hr\"),Inventory!$P80,IF(AND($Z324=\"b\",Inventory!$Q80=\"Tons\"),Inventory!$P80*12000,IF(AND(OR($Z324=\"c\",$Z324=\"d\"),Inventory!$AL80=\"Btu/hr\"),Inventory!$AK80,IF(AND(OR($Z324=\"c\",$Z324=\"d\"),Inventory!$AL80=\"Tons\"),Inventory!$AK80*12000,0)))))","v":0},0,0,"COP","No",{"$f":"IF(OR(Inventory!$J80=\"\",$BH324=\"No\"),\"-\",Inventory!$J80)","v":"-"},{"$f":"IFERROR(VLOOKUP($BI324,'Early Retirement'!$B$6:$C$32,2,FALSE),\"-\")","v":"-"},{"$f":"IF(OR($Z324<>\"b\",AND($AA324<>\"b\",$AA324<>\"c\")),\"n\",IF(AND($AS324<>1,$AS324<>2,$AS324<>7,$AS324<>8),\"n\",IF(Inventory!$K80=\"Split\",\"s\",IF(Inventory!$K80=\"Packaged\",\"p\",\"n\"))))","v":"n"},{"$f":"IF(AND($AA324<>\"i\",$AA324<>\"j\"),\"n\",IF(Inventory!$L80=\"Centrifugal\",\"c\",\"n\"))","v":"n"},"-","-",{"$f":"IFERROR(INDEX('Early Retirement'!$C$4:$AC$32,$BJ324,$BN324),0)","v":0},{"$f":"IFERROR(HLOOKUP($BN324,'Early Retirement'!$D$4:$AC$5,2,FALSE),0)","v":0},{"$f":"IFERROR(INDEX('Early Retirement'!$AE$4:$BE$32,$BJ324,$BN324),0)","v":0},{"$f":"IFERROR(HLOOKUP($BN324,'Early Retirement'!$AF$4:$BE$5,2,FALSE),0)","v":0},0,0,"kW/ton",{"$f":"IFERROR(INDEX('Early Retirement'!$BG$4:$CG$32,$BJ324,$BN324),0)","v":0},{"$f":"IFERROR(HLOOKUP($BN324,'Early Retirement'!$BH$4:$CH$5,2,FALSE),0)","v":0},0,"COP","Yes",0,0,"kW/ton",0,"COP",0,0,"kW/ton",0,"COP"]
[null,null,null,null,null,null,null,null,null,null,null,null,null,null,null,null,null,null,null,null,null,null,null,null,72,{"$f":"IF(Inventory!$C81=\"\",\"a\",VLOOKUP(Inventory!$C81,$B$8:$C$11,2,FALSE))","v":"a"},{"$f":"IF(AND($Z325=\"b\",Inventory!$I81=\"\"),\"a\",IF(AND($Z325=\"b\",Inventory!$I81<>\"\"),VLOOKUP(Inventory!$I81,$E$3:$F$12,2,FALSE),IF(AND(OR($Z325=\"c\",$Z325=\"d\"),Inventory!$AB81=\"\"),\"a\",IF(AND(OR($Z325=\"c\",$Z325=\"d\"),Inventory!$AB81<>\"\"),VLOOKUP(Inventory!$AB81,$E$3:$F$12,2,FALSE),\"a\"))))","v":"a"},{"$f":"IF(OR(AND($AA325<>\"b\",$AA325<>\"c\"),$AF325=0,$AF325>=(65000/12000),Inventory!$AC81=\"\"),\"a\",VLOOKUP(Inventory!$AC81,$H$3:$I$5,2,FALSE))","v":"a"},null,{"$f":"IF(AND($AA325<>\"i\",$AA325<>\"j\"),\"a\",IF(AND($Z325=\"b\",Inventory!$L81=\"\"),\"a\",IF(AND($Z325=\"b\",Inventory!$L81<>\"\"),VLOOKUP(Inventory!$L81,$N$3:$O$6,2,FALSE),IF(AND(OR($Z325=\"c\",$Z325=\"d\"),Inventory!$AE81=\"\"),\"a\",IF(AND(OR($Z325=\"c\",$Z325=\"d\"),Inventory!$AE81<>\"\"),VLOOKUP(Inventory!$AE81,$N$3:$O$6,2,FALSE),\"a\")))))","v":"a"},{"$f":"IF(OR(AND($AA325<>\"e\",$AA325<>\"f\"),$AF325=0,Inventory!$AG81=\"\"),\"a\",VLOOKUP(Inventory!$AG81,$Q$3:$R$5,2,FALSE))","v":"a"},{"$f":"IF(OR(Inventory!C81=\"New Construction\",Inventory!C81=\"Replace-on-Burnout\",Inventory!C81=\"Early Retirement\"),Inventory!AT81,0)","v":0},"","","","","","","","","","","","",0,"aaaaa0","No","No",{"$f":"IF($Z325=\"a\",0,IF($Z325=\"b\",Inventory!$M81,Inventory!$AH81))","v":0},{"$f":"IF(OR($Z325=\"a\",AND($AU325=\"No\",$AV325=\"No\")),0,IF(AND($Z325=\"b\",Inventory!$O81=\"Btu/hr\"),Inventory!$N81,IF(AND($Z325=\"b\",Inventory!$O81=\"Tons\"),Inventory!$N81*12000,IF(AND(OR($Z325=\"c\",$Z325=\"d\"),Inventory!$AJ81=\"Btu/hr\"),Inventory!$AI81,IF(AND(OR($Z325=\"c\",$Z325=\"d\"),Inventory!$AJ81=\"Tons\"),Inventory!$AI81*12000,0)))))","v":0},0,0,"EER",0,"kW/ton",{"$f":"IF(OR($Z325=\"a\",$AV325=\"No\"),0,IF(AND($Z325=\"b\",Inventory!$Q81=\"Btu/hr\"),Inventory!$P81,IF(AND($Z325=\"b\",Inventory!$Q81=\"Tons\"),Inventory!$P81*12000,IF(AND(OR($Z325=\"c\",$Z325=\"d\"),Inventory!$AL81=\"Btu/hr\"),Inventory!$AK81,IF(AND(OR($Z325=\"c\",$Z325=\"d\"),Inventory!$AL81=\"Tons\"),Inventory!$AK81*12000,0)))))","v":0},0,0,"COP","No",{"$f":"IF(OR(Inventory!$J81=\"\",$BH325=\"No\"),\"-\",Inventory!$J81)","v":"-"},{"$f":"IFERROR(VLOOKUP($BI325,'Early Retirement'!$B$6:$C$32,2,FALSE),\"-\")","v":"-"},{"$f":"IF(OR($Z325<>\"b\",AND($AA325<>\"b\",$AA325<>\"c\")),\"n\",IF(AND($AS325<>1,$AS325<>2,$AS325<>7,$AS325<>8),\"n\",IF(Inventory!$K81=\"Split\",\"s\",IF(Inventory!$K81=\"Packaged\",\"p\",\"n\"))))","v":"n"},{"$f":"IF(AND($AA325<>\"i\",$AA325<>\"j\"),\"n\",IF(Inventory!$L81=\"Centrifugal\",\"c\",\"n\"))","v":"n"},"-","-",{"$f":"IFERROR(INDEX('Early Retirement'!$C$4:$AC$32,$BJ325,$BN325),0)","v":0},{"$f":"IFERROR(HLOOKUP($BN325,'Early Retirement'!$D$4:$AC$5,2,FALSE),0)","v":0},{"$f":"IFERROR(INDEX('Early Retirement'!$AE$4:$BE$32,$BJ325,$BN325),0)","v":0},{"$f":"IFERROR(HLOOKUP($BN325,'Early Retirement'!$AF$4:$BE$5,2,FALSE),0)","v":0},0,0,"kW/ton",{"$f":"IFERROR(INDEX('Early Retirement'!$BG$4:$CG$32,$BJ325,$BN325),0)","v":0},{"$f":"IFERROR(HLOOKUP($BN325,'Early Retirement'!$BH$4:$CH$5,2,FALSE),0)","v":0},0,"COP","Yes",0,0,"kW/ton",0,"COP",0,0,"kW/ton",0,"COP"]
[null,null,null,null,null,null,null,null,null,null,null,null,null,null,null,null,null,null,null,null,null,null,null,null,73,{"$f":"IF(Inventory!$C82=\"\",\"a\",VLOOKUP(Inventory!$C82,$B$8:$C$11,2,FALSE))","v":"a"},{"$f":"IF(AND($Z326=\"b\",Inventory!$I82=\"\"),\"a\",IF(AND($Z326=\"b\",Inventory!$I82<>\"\"),VLOOKUP(Inventory!$I82,$E$3:$F$12,2,FALSE),IF(AND(OR($Z326=\"c\",$Z326=\"d\"),Inventory!$AB82=\"\"),\"a\",IF(AND(OR($Z326=\"c\",$Z326=\"d\"),Inventory!$AB82<>\"\"),VLOOKUP(Inventory!$AB82,$E$3:$F$12,2,FALSE),\"a\"))))","v":"a"},{"$f":"IF(OR(AND($AA326<>\"b\",$AA326<>\"c\"),$AF326=0,$AF326>=(65000/12000),Inventory!$AC82=\"\"),\"a\",VLOOKUP(Inventory!$AC82,$H$3:$I$5,2,FALSE))","v":"a"},null,{"$f":"IF(AND($AA326<>\"i\",$AA326<>\"j\"),\"a\",IF(AND($Z326=\"b\",Inventory!$L82=\"\"),\"a\",IF(AND($Z326=\"b\",Inventory!$L82<>\"\"),VLOOKUP(Inventory!$L82,$N$3:$O$6,2,FALSE),IF(AND(OR($Z326=\"c\",$Z326=\"d\"),Inventory!$AE82=\"\"),\"a\",IF(AND(OR($Z326=\"c\",$Z326=\"d\"),Inventory!$AE82<>\"\"),VLOOKUP(Inventory!$AE82,$N$3:$O$6,2,FALSE),\"a\")))))","v":"a"},{"$f":"IF(OR(AND($AA326<>\"e\",$AA326<>\"f\"),$AF326=0,Inventory!$AG82=\"\"),\"a\",VLOOKUP(Inventory!$AG82,$Q$3:$R$5,2,FALSE))","v":"a"},{"$f":"IF(OR(Inventory!C82=\"New Construction\",Inventory!C82=\"Replace-on-Burnout\",Inventory!C82=\"Early Retirement\"),Inventory!AT82,0)","v":0},"","","","","","","","","","","","",0,"aaaaa0","No","No",{"$f":"IF($Z326=\"a\",0,IF($Z326=\"b\",Inventory!$M82,Inventory!$AH82))","v":0},{"$f":"IF(OR($Z326=\"a\",AND($AU326=\"No\",$AV326=\"No\")),0,IF(AND($Z326=\"b\",Inventory!$O82=\"Btu/hr\"),Inventory!$N82,IF(AND($Z326=\"b\",Inventory!$O82=\"Tons\"),Inventory!$N82*12000,IF(AND(OR($Z326=\"c\",$Z326=\"d\"),Inventory!$AJ82=\"Btu/hr\"),Inventory!$AI82,IF(AND(OR($Z326=\"c\",$Z326=\"d\"),Inventory!$AJ82=\"Tons\"),Inventory!$AI82*12000,0)))))","v":0},0,0,"EER",0,"kW/ton",{"$f":"IF(OR($Z326=\"a\",$AV326=\"No\"),0,IF(AND($Z326=\"b\",Inventory!$Q82=\"Btu/hr\"),Inventory!$P82,IF(AND($Z326=\"b\",Inventory!$Q82=\"Tons\"),Inventory!$P82*12000,IF(AND(OR($Z326=\"c\",$Z326=\"d\"),Inventory!$AL82=\"Btu/hr\"),Inventory!$AK82,IF(AND(OR($Z326=\"c\",$Z326=\"d\"),Inventory!$AL82=\"Tons\"),Inventory!$AK82*12000,0)))))","v":0},0,0,"COP","No",{"$f":"IF(OR(Inventory!$J82=\"\",$BH326=\"No\"),\"-\",Inventory!$J82)","v":"-"},{"$f":"IFERROR(VLOOKUP($BI326,'Early Retirement'!$B$6:$C$32,2,FALSE),\"-\")","v":"-"},{"$f":"IF(OR($Z326<>\"b\",AND($AA326<>\"b\",$AA326<>\"c\")),\"n\",IF(AND($AS326<>1,$AS326<>2,$AS326<>7,$AS326<>8),\"n\",IF(Inventory!$K82=\"Split\",\"s\",IF(Inventory!$K82=\"Packaged\",\"p\",\"n\"))))","v":"n"},{"$f":"IF(AND($AA326<>\"i\",$AA326<>\"j\"),\"n\",IF(Inventory!$L82=\"Centrifugal\",\"c\",\"n\"))","v":"n"},"-","-",{"$f":"IFERROR(INDEX('Early Retirement'!$C$4:$AC$32,$BJ326,$BN326),0)","v":0},{"$f":"IFERROR(HLOOKUP($BN326,'Early Retirement'!$D$4:$AC$5,2,FALSE),0)","v":0},{"$f":"IFERROR(INDEX('Early Retirement'!$AE$4:$BE$32,$BJ326,$BN326),0)","v":0},{"$f":"IFERROR(HLOOKUP($BN326,'Early Retirement'!$AF$4:$BE$5,2,FALSE),0)","v":0},0,0,"kW/ton",{"$f":"IFERROR(INDEX('Early Retirement'!$BG$4:$CG$32,$BJ326,$BN326),0)","v":0},{"$f":"IFERROR(HLOOKUP($BN326,'Early Retirement'!$BH$4:$CH$5,2,FALSE),0)","v":0},0,"COP","Yes",0,0,"kW/ton",0,"COP",0,0,"kW/ton",0,"COP"]
[null,null,null,null,null,null,null,null,null,null,null,null,null,null,null,null,null,null,null,null,null,null,null,null,74,{"$f":"IF(Inventory!$C83=\"\",\"a\",VLOOKUP(Inventory!$C83,$B$8:$C$11,2,FALSE))","v":"a"},{"$f":"IF(AND($Z327=\"b\",Inventory!$I83=\"\"),\"a\",IF(AND($Z327=\"b\",Inventory!$I83<>\"\"),VLOOKUP(Inventory!$I83,$E$3:$F$12,2,FALSE),IF(AND(OR($Z327=\"c\",$Z327=\"d\"),Inventory!$AB83=\"\"),\"a\",IF(AND(OR($Z327=\"c\",$Z327=\"d\"),Inventory!$AB83<>\"\"),VLOOKUP(Inventory!$AB83,$E$3:$F$12,2,FALSE),\"a\"))))","v":"a"},{"$f":"IF(OR(AND($AA327<>\"b\",$AA327<>\"c\"),$AF327=0,$AF327>=(65000/12000),Inventory!$AC83=\"\"),\"a\",VLOOKUP(Inventory!$AC83,$H$3:$I$5,2,FALSE))","v":"a"},null,{"$f":"IF(AND($AA327<>\"i\",$AA327<>\"j\"),\"a\",IF(AND($Z327=\"b\",Inventory!$L83=\"\"),\"a\",IF(AND($Z327=\"b\",Inventory!$L83<>\"\"),VLOOKUP(Inventory!$L83,$N$3:$O$6,2,FALSE),IF(AND(OR($Z327=\"c\",$Z327=\"d\"),Inventory!$AE83=\"\"),\"a\",IF(AND(OR($Z327=\"c\",$Z327=\"d\"),Inventory!$AE83<>\"\"),VLOOKUP(Inventory!$AE83,$N$3:$O$6,2,FALSE),\"a\")))))","v":"a"},{"$f":"IF(OR(AND($AA327<>\"e\",$AA327<>\"f\"),$AF327=0,Inventory!$AG83=\"\"),\"a\",VLOOKUP(Inventory!$AG83,$Q$3:$R$5,2,FALSE))","v":"a"},{"$f":"IF(OR(Inventory!C83=\"New Construction\",Inventory!C83=\"Replace-on-Burnout\",Inventory!C83=\"Early Retirement\"),Inventory!AT83,0)","v":0},"","","","","","","","","","","","",0,"aaaaa0","No","No",{"$f":"IF($Z327=\"a\",0,IF($Z327=\"b\",Inventory!$M83,Inventory!$AH83))","v":0},{"$f":"IF(OR($Z327=\"a\",AND($AU327=\"No\",$AV327=\"No\")),0,IF(AND($Z327=\"b\",Inventory!$O83=\"Btu/hr\"),Inventory!$N83,IF(AND($Z327=\"b\",Inventory!$O83=\"Tons\"),Inventory!$N83*12000,IF(AND(OR($Z327=\"c\",$Z327=\"d\"),Inventory!$AJ83=\"Btu/hr\"),Inventory!$AI83,IF(AND(OR($Z327=\"c\",$Z327=\"d\"),Inventory!$AJ83=\"Tons\"),Inventory!$AI83*12000,0)))))","v":0},0,0,"EER",0,"kW/ton",{"$f":"IF(OR($Z327=\"a\",$AV327=\"No\"),0,IF(AND($Z327=\"b\",Inventory!$Q83=\"Btu/hr\"),Inventory!$P83,IF(AND($Z327=\"b\",Inventory!$Q83=\"Tons\"),Inventory!$P83*12000,IF(AND(OR($Z327=\"c\",$Z327=\"d\"),Inventory!$AL83=\"Btu/hr\"),Inventory!$AK83,IF(AND(OR($Z327=\"c\",$Z327=\"d\"),Inventory!$AL83=\"Tons\"),Inventory!$AK83*12000,0)))))","v":0},0,0,"COP","No",{"$f":"IF(OR(Inventory!$J83=\"\",$BH327=\"No\"),\"-\",Inventory!$J83)","v":"-"},{"$f":"IFERROR(VLOOKUP($BI327,'Early Retirement'!$B$6:$C$32,2,FALSE),\"-\")","v":"-"},{"$f":"IF(OR($Z327<>\"b\",AND($AA327<>\"b\",$AA327<>\"c\")),\"n\",IF(AND($AS327<>1,$AS327<>2,$AS327<>7,$AS327<>8),\"n\",IF(Inventory!$K83=\"Split\",\"s\",IF(Inventory!$K83=\"Packaged\",\"p\",\"n\"))))","v":"n"},{"$f":"IF(AND($AA327<>\"i\",$AA327<>\"j\"),\"n\",IF(Inventory!$L83=\"Centrifugal\",\"c\",\"n\"))","v":"n"},"-","-",{"$f":"IFERROR(INDEX('Early Retirement'!$C$4:$AC$32,$BJ327,$BN327),0)","v":0},{"$f":"IFERROR(HLOOKUP($BN327,'Early Retirement'!$D$4:$AC$5,2,FALSE),0)","v":0},{"$f":"IFERROR(INDEX('Early Retirement'!$AE$4:$BE$32,$BJ327,$BN327),0)","v":0},{"$f":"IFERROR(HLOOKUP($BN327,'Early Retirement'!$AF$4:$BE$5,2,FALSE),0)","v":0},0,0,"kW/ton",{"$f":"IFERROR(INDEX('Early Retirement'!$BG$4:$CG$32,$BJ327,$BN327),0)","v":0},{"$f":"IFERROR(HLOOKUP($BN327,'Early Retirement'!$BH$4:$CH$5,2,FALSE),0)","v":0},0,"COP","Yes",0,0,"kW/ton",0,"COP",0,0,"kW/ton",0,"COP"]
[null,null,null,null,null,null,null,null,null,null,null,null,null,null,null,null,null,null,null,null,null,null,null,null,75,{"$f":"IF(Inventory!$C84=\"\",\"a\",VLOOKUP(Inventory!$C84,$B$8:$C$11,2,FALSE))","v":"a"},{"$f":"IF(AND($Z328=\"b\",Inventory!$I84=\"\"),\"a\",IF(AND($Z328=\"b\",Inventory!$I84<>\"\"),VLOOKUP(Inventory!$I84,$E$3:$F$12,2,FALSE),IF(AND(OR($Z328=\"c\",$Z328=\"d\"),Inventory!$AB84=\"\"),\"a\",IF(AND(OR($Z328=\"c\",$Z328=\"d\"),Inventory!$AB84<>\"\"),VLOOKUP(Inventory!$AB84,$E$3:$F$12,2,FALSE),\"a\"))))","v":"a"},{"$f":"IF(OR(AND($AA328<>\"b\",$AA328<>\"c\"),$AF328=0,$AF328>=(65000/12000),Inventory!$AC84=\"\"),\"a\",VLOOKUP(Inventory!$AC84,$H$3:$I$5,2,FALSE))","v":"a"},null,{"$f":"IF(AND($AA328<>\"i\",$AA328<>\"j\"),\"a\",IF(AND($Z328=\"b\",Inventory!$L84=\"\"),\"a\",IF(AND($Z328=\"b\",Inventory!$L84<>\"\"),VLOOKUP(Inventory!$L84,$N$3:$O$6,2,FALSE),IF(AND(OR($Z328=\"c\",$Z328=\"d\"),Inventory!$AE84=\"\"),\"a\",IF(AND(OR($Z328=\"c\",$Z328=\"d\"),Inventory!$AE84<>\"\"),VLOOKUP(Inventory!$AE84,$N$3:$O$6,2,FALSE),\"a\")))))","v":"a"},{"$f":"IF(OR(AND($AA328<>\"e\",$AA328<>\"f\"),$AF328=0,Inventory!$AG84=\"\"),\"a\",VLOOKUP(Inventory!$AG84,$Q$3:$R$5,2,FALSE))","v":"a"},{"$f":"IF(OR(Inventory!C84=\"New Construction\",Inventory!C84=\"Replace-on-Burnout\",Inventory!C84=\"Early Retirement\"),Inventory!AT84,0)","v":0},"","","","","","","","","","","","",0,"aaaaa0","No","No",{"$f":"IF($Z328=\"a\",0,IF($Z328=\"b\",Inventory!$M84,Inventory!$AH84))","v":0},{"$f":"IF(OR($Z328=\"a\",AND($AU328=\"No\",$AV328=\"No\")),0,IF(AND($Z328=\"b\",Inventory!$O84=\"Btu/hr\"),Inventory!$N84,IF(AND($Z328=\"b\",Inventory!$O84=\"Tons\"),Inventory!$N84*12000,IF(AND(OR($Z328=\"c\",$Z328=\"d\"),Inventory!$AJ84=\"Btu/hr\"),Inventory!$AI84,IF(AND(OR($Z328=\"c\",$Z328=\"d\"),Inventory!$AJ84=\"Tons\"),Inventory!$AI84*12000,0)))))","v":0},0,0,"EER",0,"kW/ton",{"$f":"IF(OR($Z328=\"a\",$AV328=\"No\"),0,IF(AND($Z328=\"b\",Inventory!$Q84=\"Btu/hr\"),Inventory!$P84,IF(AND($Z328=\"b\",Inventory!$Q84=\"Tons\"),Inventory!$P84*12000,IF(AND(OR($Z328=\"c\",$Z328=\"d\"),Inventory!$AL84=\"Btu/hr\"),Inventory!$AK84,IF(AND(OR($Z328=\"c\",$Z328=\"d\"),Inventory!$AL84=\"Tons\"),Inventory!$AK84*12000,0)))))","v":0},0,0,"COP","No",{"$f":"IF(OR(Inventory!$J84=\"\",$BH328=\"No\"),\"-\",Inventory!$J84)","v":"-"},{"$f":"IFERROR(VLOOKUP($BI328,'Early Retirement'!$B$6:$C$32,2,FALSE),\"-\")","v":"-"},{"$f":"IF(OR($Z328<>\"b\",AND($AA328<>\"b\",$AA328<>\"c\")),\"n\",IF(AND($AS328<>1,$AS328<>2,$AS328<>7,$AS328<>8),\"n\",IF(Inventory!$K84=\"Split\",\"s\",IF(Inventory!$K84=\"Packaged\",\"p\",\"n\"))))","v":"n"},{"$f":"IF(AND($AA328<>\"i\",$AA328<>\"j\"),\"n\",IF(Inventory!$L84=\"Centrifugal\",\"c\",\"n\"))","v":"n"},"-","-",{"$f":"IFERROR(INDEX('Early Retirement'!$C$4:$AC$32,$BJ328,$BN328),0)","v":0},{"$f":"IFERROR(HLOOKUP($BN328,'Early Retirement'!$D$4:$AC$5,2,FALSE),0)","v":0},{"$f":"IFERROR(INDEX('Early Retirement'!$AE$4:$BE$32,$BJ328,$BN328),0)","v":0},{"$f":"IFERROR(HLOOKUP($BN328,'Early Retirement'!$AF$4:$BE$5,2,FALSE),0)","v":0},0,0,"kW/ton",{"$f":"IFERROR(INDEX('Early Retirement'!$BG$4:$CG$32,$BJ328,$BN328),0)","v":0},{"$f":"IFERROR(HLOOKUP($BN328,'Early Retirement'!$BH$4:$CH$5,2,FALSE),0)","v":0},0,"COP","Yes",0,0,"kW/ton",0,"COP",0,0,"kW/ton",0,"COP"]
[null,null,null,null,null,null,null,null,null,null,null,null,null,null,null,null,null,null,null,null,null,null,null,null,76,{"$f":"IF(Inventory!$C85=\"\",\"a\",VLOOKUP(Inventory!$C85,$B$8:$C$11,2,FALSE))","v":"a"},{"$f":"IF(AND($Z329=\"b\",Inventory!$I85=\"\"),\"a\",IF(AND($Z329=\"b\",Inventory!$I85<>\"\"),VLOOKUP(Inventory!$I85,$E$3:$F$12,2,FALSE),IF(AND(OR($Z329=\"c\",$Z329=\"d\"),Inventory!$AB85=\"\"),\"a\",IF(AND(OR($Z329=\"c\",$Z329=\"d\"),Inventory!$AB85<>\"\"),VLOOKUP(Inventory!$AB85,$E$3:$F$12,2,FALSE),\"a\"))))","v":"a"},{"$f":"IF(OR(AND($AA329<>\"b\",$AA329<>\"c\"),$AF329=0,$AF329>=(65000/12000),Inventory!$AC85=\"\"),\"a\",VLOOKUP(Inventory!$AC85,$H$3:$I$5,2,FALSE))","v":"a"},null,{"$f":"IF(AND($AA329<>\"i\",$AA329<>\"j\"),\"a\",IF(AND($Z329=\"b\",Inventory!$L85=\"\"),\"a\",IF(AND($Z329=\"b\",Inventory!$L85<>\"\"),VLOOKUP(Inventory!$L85,$N$3:$O$6,2,FALSE),IF(AND(OR($Z329=\"c\",$Z329=\"d\"),Inventory!$AE85=\"\"),\"a\",IF(AND(OR($Z329=\"c\",$Z329=\"d\"),Inventory!$AE85<>\"\"),VLOOKUP(Inventory!$AE85,$N$3:$O$6,2,FALSE),\"a\")))))","v":"a"},{"$f":"IF(OR(AND($AA329<>\"e\",$AA329<>\"f\"),$AF329=0,Inventory!$AG85=\"\"),\"a\",VLOOKUP(Inventory!$AG85,$Q$3:$R$5,2,FALSE))","v":"a"},{"$f":"IF(OR(Inventory!C85=\"New Construction\",Inventory!C85=\"Replace-on-Burnout\",Inventory!C85=\"Early Retirement\"),Inventory!AT85,0)","v":0},"","","","","","","","","","","","",0,"aaaaa0","No","No",{"$f":"IF($Z329=\"a\",0,IF($Z329=\"b\",Inventory!$M85,Inventory!$AH85))","v":0},{"$f":"IF(OR($Z329=\"a\",AND($AU329=\"No\",$AV329=\"No\")),0,IF(AND($Z329=\"b\",Inventory!$O85=\"Btu/hr\"),Inventory!$N85,IF(AND($Z329=\"b\",Inventory!$O85=\"Tons\"),Inventory!$N85*12000,IF(AND(OR($Z329=\"c\",$Z329=\"d\"),Inventory!$AJ85=\"Btu/hr\"),Inventory!$AI85,IF(AND(OR($Z329=\"c\",$Z329=\"d\"),Inventory!$AJ85=\"Tons\"),Inventory!$AI85*12000,0)))))","v":0},0,0,"EER",0,"kW/ton",{"$f":"IF(OR($Z329=\"a\",$AV329=\"No\"),0,IF(AND($Z329=\"b\",Inventory!$Q85=\"Btu/hr\"),Inventory!$P85,IF(AND($Z329=\"b\",Inventory!$Q85=\"Tons\"),Inventory!$P85*12000,IF(AND(OR($Z329=\"c\",$Z329=\"d\"),Inventory!$AL85=\"Btu/hr\"),Inventory!$AK85,IF(AND(OR($Z329=\"c\",$Z329=\"d\"),Inventory!$AL85=\"Tons\"),Inventory!$AK85*12000,0)))))","v":0},0,0,"COP","No",{"$f":"IF(OR(Inventory!$J85=\"\",$BH329=\"No\"),\"-\",Inventory!$J85)","v":"-"},{"$f":"IFERROR(VLOOKUP($BI329,'Early Retirement'!$B$6:$C$32,2,FALSE),\"-\")","v":"-"},{"$f":"IF(OR($Z329<>\"b\",AND($AA329<>\"b\",$AA329<>\"c\")),\"n\",IF(AND($AS329<>1,$AS329<>2,$AS329<>7,$AS329<>8),\"n\",IF(Inventory!$K85=\"Split\",\"s\",IF(Inventory!$K85=\"Packaged\",\"p\",\"n\"))))","v":"n"},{"$f":"IF(AND($AA329<>\"i\",$AA329<>\"j\"),\"n\",IF(Inventory!$L85=\"Centrifugal\",\"c\",\"n\"))","v":"n"},"-","-",{"$f":"IFERROR(INDEX('Early Retirement'!$C$4:$AC$32,$BJ329,$BN329),0)","v":0},{"$f":"IFERROR(HLOOKUP($BN329,'Early Retirement'!$D$4:$AC$5,2,FALSE),0)","v":0},{"$f":"IFERROR(INDEX('Early Retirement'!$AE$4:$BE$32,$BJ329,$BN329),0)","v":0},{"$f":"IFERROR(HLOOKUP($BN329,'Early Retirement'!$AF$4:$BE$5,2,FALSE),0)","v":0},0,0,"kW/ton",{"$f":"IFERROR(INDEX('Early Retirement'!$BG$4:$CG$32,$BJ329,$BN329),0)","v":0},{"$f":"IFERROR(HLOOKUP($BN329,'Early Retirement'!$BH$4:$CH$5,2,FALSE),0)","v":0},0,"COP","Yes",0,0,"kW/ton",0,"COP",0,0,"kW/ton",0,"COP"]
[null,null,null,null,null,null,null,null,null,null,null,null,null,null,null,null,null,null,null,null,null,null,null,null,77,{"$f":"IF(Inventory!$C86=\"\",\"a\",VLOOKUP(Inventory!$C86,$B$8:$C$11,2,FALSE))","v":"a"},{"$f":"IF(AND($Z330=\"b\",Inventory!$I86=\"\"),\"a\",IF(AND($Z330=\"b\",Inventory!$I86<>\"\"),VLOOKUP(Inventory!$I86,$E$3:$F$12,2,FALSE),IF(AND(OR($Z330=\"c\",$Z330=\"d\"),Inventory!$AB86=\"\"),\"a\",IF(AND(OR($Z330=\"c\",$Z330=\"d\"),Inventory!$AB86<>\"\"),VLOOKUP(Inventory!$AB86,$E$3:$F$12,2,FALSE),\"a\"))))","v":"a"},{"$f":"IF(OR(AND($AA330<>\"b\",$AA330<>\"c\"),$AF330=0,$AF330>=(65000/12000),Inventory!$AC86=\"\"),\"a\",VLOOKUP(Inventory!$AC86,$H$3:$I$5,2,FALSE))","v":"a"},null,{"$f":"IF(AND($AA330<>\"i\",$AA330<>\"j\"),\"a\",IF(AND($Z330=\"b\",Inventory!$L86=\"\"),\"a\",IF(AND($Z330=\"b\",Inventory!$L86<>\"\"),VLOOKUP(Inventory!$L86,$N$3:$O$6,2,FALSE),IF(AND(OR($Z330=\"c\",$Z330=\"d\"),Inventory!$AE86=\"\"),\"a\",IF(AND(OR($Z330=\"c\",$Z330=\"d\"),Inventory!$AE86<>\"\"),VLOOKUP(Inventory!$AE86,$N$3:$O$6,2,FALSE),\"a\")))))","v":"a"},{"$f":"IF(OR(AND($AA330<>\"e\",$AA330<>\"f\"),$AF330=0,Inventory!$AG86=\"\"),\"a\",VLOOKUP(Inventory!$AG86,$Q$3:$R$5,2,FALSE))","v":"a"},{"$f":"IF(OR(Inventory!C86=\"New Construction\",Inventory!C86=\"Replace-on-Burnout\",Inventory!C86=\"Early Retirement\"),Inventory!AT86,0)","v":0},"","","","","","","","","","","","",0,"aaaaa0","No","No",{"$f":"IF($Z330=\"a\",0,IF($Z330=\"b\",Inventory!$M86,Inventory!$AH86))","v":0},{"$f":"IF(OR($Z330=\"a\",AND($AU330=\"No\",$AV330=\"No\")),0,IF(AND($Z330=\"b\",Inventory!$O86=\"Btu/hr\"),Inventory!$N86,IF(AND($Z330=\"b\",Inventory!$O86=\"Tons\"),Inventory!$N86*12000,IF(AND(OR($Z330=\"c\",$Z330=\"d\"),Inventory!$AJ86=\"Btu/hr\"),Inventory!$AI86,IF(AND(OR($Z330=\"c\",$Z330=\"d\"),Inventory!$AJ86=\"Tons\"),Inventory!$AI86*12000,0)))))","v":0},0,0,"EER",0,"kW/ton",{"$f":"IF(OR($Z330=\"a\",$AV330=\"No\"),0,IF(AND($Z330=\"b\",Inventory!$Q86=\"Btu/hr\"),Inventory!$P86,IF(AND($Z330=\"b\",Inventory!$Q86=\"Tons\"),Inventory!$P86*12000,IF(AND(OR($Z330=\"c\",$Z330=\"d\"),Inventory!$AL86=\"Btu/hr\"),Inventory!$AK86,IF(AND(OR($Z330=\"c\",$Z330=\"d\"),Inventory!$AL86=\"Tons\"),Inventory!$AK86*12000,0)))))","v":0},0,0,"COP","No",{"$f":"IF(OR(Inventory!$J86=\"\",$BH330=\"No\"),\"-\",Inventory!$J86)","v":"-"},{"$f":"IFERROR(VLOOKUP($BI330,'Early Retirement'!$B$6:$C$32,2,FALSE),\"-\")","v":"-"},{"$f":"IF(OR($Z330<>\"b\",AND($AA330<>\"b\",$AA330<>\"c\")),\"n\",IF(AND($AS330<>1,$AS330<>2,$AS330<>7,$AS330<>8),\"n\",IF(Inventory!$K86=\"Split\",\"s\",IF(Inventory!$K86=\"Packaged\",\"p\",\"n\"))))","v":"n"},{"$f":"IF(AND($AA330<>\"i\",$AA330<>\"j\"),\"n\",IF(Inventory!$L86=\"Centrifugal\",\"c\",\"n\"))","v":"n"},"-","-",{"$f":"IFERROR(INDEX('Early Retirement'!$C$4:$AC$32,$BJ330,$BN330),0)","v":0},{"$f":"IFERROR(HLOOKUP($BN330,'Early Retirement'!$D$4:$AC$5,2,FALSE),0)","v":0},{"$f":"IFERROR(INDEX('Early Retirement'!$AE$4:$BE$32,$BJ330,$BN330),0)","v":0},{"$f":"IFERROR(HLOOKUP($BN330,'Early Retirement'!$AF$4:$BE$5,2,FALSE),0)","v":0},0,0,"kW/ton",{"$f":"IFERROR(INDEX('Early Retirement'!$BG$4:$CG$32,$BJ330,$BN330),0)","v":0},{"$f":"IFERROR(HLOOKUP($BN330,'Early Retirement'!$BH$4:$CH$5,2,FALSE),0)","v":0},0,"COP","Yes",0,0,"kW/ton",0,"COP",0,0,"kW/ton",0,"COP"]
[null,null,null,null,null,null,null,null,null,null,null,null,null,null,null,null,null,null,null,null,null,null,null,null,78,{"$f":"IF(Inventory!$C87=\"\",\"a\",VLOOKUP(Inventory!$C87,$B$8:$C$11,2,FALSE))","v":"a"},{"$f":"IF(AND($Z331=\"b\",Inventory!$I87=\"\"),\"a\",IF(AND($Z331=\"b\",Inventory!$I87<>\"\"),VLOOKUP(Inventory!$I87,$E$3:$F$12,2,FALSE),IF(AND(OR($Z331=\"c\",$Z331=\"d\"),Inventory!$AB87=\"\"),\"a\",IF(AND(OR($Z331=\"c\",$Z331=\"d\"),Inventory!$AB87<>\"\"),VLOOKUP(Inventory!$AB87,$E$3:$F$12,2,FALSE),\"a\"))))","v":"a"},{"$f":"IF(OR(AND($AA331<>\"b\",$AA331<>\"c\"),$AF331=0,$AF331>=(65000/12000),Inventory!$AC87=\"\"),\"a\",VLOOKUP(Inventory!$AC87,$H$3:$I$5,2,FALSE))","v":"a"},null,{"$f":"IF(AND($AA331<>\"i\",$AA331<>\"j\"),\"a\",IF(AND($Z331=\"b\",Inventory!$L87=\"\"),\"a\",IF(AND($Z331=\"b\",Inventory!$L87<>\"\"),VLOOKUP(Inventory!$L87,$N$3:$O$6,2,FALSE),IF(AND(OR($Z331=\"c\",$Z331=\"d\"),Inventory!$AE87=\"\"),\"a\",IF(AND(OR($Z331=\"c\",$Z331=\"d\"),Inventory!$AE87<>\"\"),VLOOKUP(Inventory!$AE87,$N$3:$O$6,2,FALSE),\"a\")))))","v":"a"},{"$f":"IF(OR(AND($AA331<>\"e\",$AA331<>\"f\"),$AF331=0,Inventory!$AG87=\"\"),\"a\",VLOOKUP(Inventory!$AG87,$Q$3:$R$5,2,FALSE))","v":"a"},{"$f":"IF(OR(Inventory!C87=\"New Construction\",Inventory!C87=\"Replace-on-Burnout\",Inventory!C87=\"Early Retirement\"),Inventory!AT87,0)","v":0},"","","","","","","","","","","","",0,"aaaaa0","No","No",{"$f":"IF($Z331=\"a\",0,IF($Z331=\"b\",Inventory!$M87,Inventory!$AH87))","v":0},{"$f":"IF(OR($Z331=\"a\",AND($AU331=\"No\",$AV331=\"No\")),0,IF(AND($Z331=\"b\",Inventory!$O87=\"Btu/hr\"),Inventory!$N87,IF(AND($Z331=\"b\",Inventory!$O87=\"Tons\"),Inventory!$N87*12000,IF(AND(OR($Z331=\"c\",$Z331=\"d\"),Inventory!$AJ87=\"Btu/hr\"),Inventory!$AI87,IF(AND(OR($Z331=\"c\",$Z331=\"d\"),Inventory!$AJ87=\"Tons\"),Inventory!$AI87*12000,0)))))","v":0},0,0,"EER",0,"kW/ton",{"$f":"IF(OR($Z331=\"a\",$AV331=\"No\"),0,IF(AND($Z331=\"b\",Inventory!$Q87=\"Btu/hr\"),Inventory!$P87,IF(AND($Z331=\"b\",Inventory!$Q87=\"Tons\"),Inventory!$P87*12000,IF(AND(OR($Z331=\"c\",$Z331=\"d\"),Inventory!$AL87=\"Btu/hr\"),Inventory!$AK87,IF(AND(OR($Z331=\"c\",$Z331=\"d\"),Inventory!$AL87=\"Tons\"),Inventory!$AK87*12000,0)))))","v":0},0,0,"COP","No",{"$f":"IF(OR(Inventory!$J87=\"\",$BH331=\"No\"),\"-\",Inventory!$J87)","v":"-"},{"$f":"IFERROR(VLOOKUP($BI331,'Early Retirement'!$B$6:$C$32,2,FALSE),\"-\")","v":"-"},{"$f":"IF(OR($Z331<>\"b\",AND($AA331<>\"b\",$AA331<>\"c\")),\"n\",IF(AND($AS331<>1,$AS331<>2,$AS331<>7,$AS331<>8),\"n\",IF(Inventory!$K87=\"Split\",\"s\",IF(Inventory!$K87=\"Packaged\",\"p\",\"n\"))))","v":"n"},{"$f":"IF(AND($AA331<>\"i\",$AA331<>\"j\"),\"n\",IF(Inventory!$L87=\"Centrifugal\",\"c\",\"n\"))","v":"n"},"-","-",{"$f":"IFERROR(INDEX('Early Retirement'!$C$4:$AC$32,$BJ331,$BN331),0)","v":0},{"$f":"IFERROR(HLOOKUP($BN331,'Early Retirement'!$D$4:$AC$5,2,FALSE),0)","v":0},{"$f":"IFERROR(INDEX('Early Retirement'!$AE$4:$BE$32,$BJ331,$BN331),0)","v":0},{"$f":"IFERROR(HLOOKUP($BN331,'Early Retirement'!$AF$4:$BE$5,2,FALSE),0)","v":0},0,0,"kW/ton",{"$f":"IFERROR(INDEX('Early Retirement'!$BG$4:$CG$32,$BJ331,$BN331),0)","v":0},{"$f":"IFERROR(HLOOKUP($BN331,'Early Retirement'!$BH$4:$CH$5,2,FALSE),0)","v":0},0,"COP","Yes",0,0,"kW/ton",0,"COP",0,0,"kW/ton",0,"COP"]
[null,null,null,null,null,null,null,null,null,null,null,null,null,null,null,null,null,null,null,null,null,null,null,null,79,{"$f":"IF(Inventory!$C88=\"\",\"a\",VLOOKUP(Inventory!$C88,$B$8:$C$11,2,FALSE))","v":"a"},{"$f":"IF(AND($Z332=\"b\",Inventory!$I88=\"\"),\"a\",IF(AND($Z332=\"b\",Inventory!$I88<>\"\"),VLOOKUP(Inventory!$I88,$E$3:$F$12,2,FALSE),IF(AND(OR($Z332=\"c\",$Z332=\"d\"),Inventory!$AB88=\"\"),\"a\",IF(AND(OR($Z332=\"c\",$Z332=\"d\"),Inventory!$AB88<>\"\"),VLOOKUP(Inventory!$AB88,$E$3:$F$12,2,FALSE),\"a\"))))","v":"a"},{"$f":"IF(OR(AND($AA332<>\"b\",$AA332<>\"c\"),$AF332=0,$AF332>=(65000/12000),Inventory!$AC88=\"\"),\"a\",VLOOKUP(Inventory!$AC88,$H$3:$I$5,2,FALSE))","v":"a"},null,{"$f":"IF(AND($AA332<>\"i\",$AA332<>\"j\"),\"a\",IF(AND($Z332=\"b\",Inventory!$L88=\"\"),\"a\",IF(AND($Z332=\"b\",Inventory!$L88<>\"\"),VLOOKUP(Inventory!$L88,$N$3:$O$6,2,FALSE),IF(AND(OR($Z332=\"c\",$Z332=\"d\"),Inventory!$AE88=\"\"),\"a\",IF(AND(OR($Z332=\"c\",$Z332=\"d\"),Inventory!$AE88<>\"\"),VLOOKUP(Inventory!$AE88,$N$3:$O$6,2,FALSE),\"a\")))))","v":"a"},{"$f":"IF(OR(AND($AA332<>\"e\",$AA332<>\"f\"),$AF332=0,Inventory!$AG88=\"\"),\"a\",VLOOKUP(Inventory!$AG88,$Q$3:$R$5,2,FALSE))","v":"a"},{"$f":"IF(OR(Inventory!C88=\"New Construction\",Inventory!C88=\"Replace-on-Burnout\",Inventory!C88=\"Early Retirement\"),Inventory!AT88,0)","v":0},"","","","","","","","","","","","",0,"aaaaa0","No","No",{"$f":"IF($Z332=\"a\",0,IF($Z332=\"b\",Inventory!$M88,Inventory!$AH88))","v":0},{"$f":"IF(OR($Z332=\"a\",AND($AU332=\"No\",$AV332=\"No\")),0,IF(AND($Z332=\"b\",Inventory!$O88=\"Btu/hr\"),Inventory!$N88,IF(AND($Z332=\"b\",Inventory!$O88=\"Tons\"),Inventory!$N88*12000,IF(AND(OR($Z332=\"c\",$Z332=\"d\"),Inventory!$AJ88=\"Btu/hr\"),Inventory!$AI88,IF(AND(OR($Z332=\"c\",$Z332=\"d\"),Inventory!$AJ88=\"Tons\"),Inventory!$AI88*12000,0)))))","v":0},0,0,"EER",0,"kW/ton",{"$f":"IF(OR($Z332=\"a\",$AV332=\"No\"),0,IF(AND($Z332=\"b\",Inventory!$Q88=\"Btu/hr\"),Inventory!$P88,IF(AND($Z332=\"b\",Inventory!$Q88=\"Tons\"),Inventory!$P88*12000,IF(AND(OR($Z332=\"c\",$Z332=\"d\"),Inventory!$AL88=\"Btu/hr\"),Inventory!$AK88,IF(AND(OR($Z332=\"c\",$Z332=\"d\"),Inventory!$AL88=\"Tons\"),Inventory!$AK88*12000,0)))))","v":0},0,0,"COP","No",{"$f":"IF(OR(Inventory!$J88=\"\",$BH332=\"No\"),\"-\",Inventory!$J88)","v":"-"},{"$f":"IFERROR(VLOOKUP($BI332,'Early Retirement'!$B$6:$C$32,2,FALSE),\"-\")","v":"-"},{"$f":"IF(OR($Z332<>\"b\",AND($AA332<>\"b\",$AA332<>\"c\")),\"n\",IF(AND($AS332<>1,$AS332<>2,$AS332<>7,$AS332<>8),\"n\",IF(Inventory!$K88=\"Split\",\"s\",IF(Inventory!$K88=\"Packaged\",\"p\",\"n\"))))","v":"n"},{"$f":"IF(AND($AA332<>\"i\",$AA332<>\"j\"),\"n\",IF(Inventory!$L88=\"Centrifugal\",\"c\",\"n\"))","v":"n"},"-","-",{"$f":"IFERROR(INDEX('Early Retirement'!$C$4:$AC$32,$BJ332,$BN332),0)","v":0},{"$f":"IFERROR(HLOOKUP($BN332,'Early Retirement'!$D$4:$AC$5,2,FALSE),0)","v":0},{"$f":"IFERROR(INDEX('Early Retirement'!$AE$4:$BE$32,$BJ332,$BN332),0)","v":0},{"$f":"IFERROR(HLOOKUP($BN332,'Early Retirement'!$AF$4:$BE$5,2,FALSE),0)","v":0},0,0,"kW/ton",{"$f":"IFERROR(INDEX('Early Retirement'!$BG$4:$CG$32,$BJ332,$BN332),0)","v":0},{"$f":"IFERROR(HLOOKUP($BN332,'Early Retirement'!$BH$4:$CH$5,2,FALSE),0)","v":0},0,"COP","Yes",0,0,"kW/ton",0,"COP",0,0,"kW/ton",0,"COP"]
[null,null,null,null,null,null,null,null,null,null,null,null,null,null,null,null,null,null,null,null,null,null,null,null,80,{"$f":"IF(Inventory!$C89=\"\",\"a\",VLOOKUP(Inventory!$C89,$B$8:$C$11,2,FALSE))","v":"a"},{"$f":"IF(AND($Z333=\"b\",Inventory!$I89=\"\"),\"a\",IF(AND($Z333=\"b\",Inventory!$I89<>\"\"),VLOOKUP(Inventory!$I89,$E$3:$F$12,2,FALSE),IF(AND(OR($Z333=\"c\",$Z333=\"d\"),Inventory!$AB89=\"\"),\"a\",IF(AND(OR($Z333=\"c\",$Z333=\"d\"),Inventory!$AB89<>\"\"),VLOOKUP(Inventory!$AB89,$E$3:$F$12,2,FALSE),\"a\"))))","v":"a"},{"$f":"IF(OR(AND($AA333<>\"b\",$AA333<>\"c\"),$AF333=0,$AF333>=(65000/12000),Inventory!$AC89=\"\"),\"a\",VLOOKUP(Inventory!$AC89,$H$3:$I$5,2,FALSE))","v":"a"},null,{"$f":"IF(AND($AA333<>\"i\",$AA333<>\"j\"),\"a\",IF(AND($Z333=\"b\",Inventory!$L89=\"\"),\"a\",IF(AND($Z333=\"b\",Inventory!$L89<>\"\"),VLOOKUP(Inventory!$L89,$N$3:$O$6,2,FALSE),IF(AND(OR($Z333=\"c\",$Z333=\"d\"),Inventory!$AE89=\"\"),\"a\",IF(AND(OR($Z333=\"c\",$Z333=\"d\"),Inventory!$AE89<>\"\"),VLOOKUP(Inventory!$AE89,$N$3:$O$6,2,FALSE),\"a\")))))","v":"a"},{"$f":"IF(OR(AND($AA333<>\"e\",$AA333<>\"f\"),$AF333=0,Inventory!$AG89=\"\"),\"a\",VLOOKUP(Inventory!$AG89,$Q$3:$R$5,2,FALSE))","v":"a"},{"$f":"IF(OR(Inventory!C89=\"New Construction\",Inventory!C89=\"Replace-on-Burnout\",Inventory!C89=\"Early Retirement\"),Inventory!AT89,0)","v":0},"","","","","","","","","","","","",0,"aaaaa0","No","No",{"$f":"IF($Z333=\"a\",0,IF($Z333=\"b\",Inventory!$M89,Inventory!$AH89))","v":0},{"$f":"IF(OR($Z333=\"a\",AND($AU333=\"No\",$AV333=\"No\")),0,IF(AND($Z333=\"b\",Inventory!$O89=\"Btu/hr\"),Inventory!$N89,IF(AND($Z333=\"b\",Inventory!$O89=\"Tons\"),Inventory!$N89*12000,IF(AND(OR($Z333=\"c\",$Z333=\"d\"),Inventory!$AJ89=\"Btu/hr\"),Inventory!$AI89,IF(AND(OR($Z333=\"c\",$Z333=\"d\"),Inventory!$AJ89=\"Tons\"),Inventory!$AI89*12000,0)))))","v":0},0,0,"EER",0,"kW/ton",{"$f":"IF(OR($Z333=\"a\",$AV333=\"No\"),0,IF(AND($Z333=\"b\",Inventory!$Q89=\"Btu/hr\"),Inventory!$P89,IF(AND($Z333=\"b\",Inventory!$Q89=\"Tons\"),Inventory!$P89*12000,IF(AND(OR($Z333=\"c\",$Z333=\"d\"),Inventory!$AL89=\"Btu/hr\"),Inventory!$AK89,IF(AND(OR($Z333=\"c\",$Z333=\"d\"),Inventory!$AL89=\"Tons\"),Inventory!$AK89*12000,0)))))","v":0},0,0,"COP","No",{"$f":"IF(OR(Inventory!$J89=\"\",$BH333=\"No\"),\"-\",Inventory!$J89)","v":"-"},{"$f":"IFERROR(VLOOKUP($BI333,'Early Retirement'!$B$6:$C$32,2,FALSE),\"-\")","v":"-"},{"$f":"IF(OR($Z333<>\"b\",AND($AA333<>\"b\",$AA333<>\"c\")),\"n\",IF(AND($AS333<>1,$AS333<>2,$AS333<>7,$AS333<>8),\"n\",IF(Inventory!$K89=\"Split\",\"s\",IF(Inventory!$K89=\"Packaged\",\"p\",\"n\"))))","v":"n"},{"$f":"IF(AND($AA333<>\"i\",$AA333<>\"j\"),\"n\",IF(Inventory!$L89=\"Centrifugal\",\"c\",\"n\"))","v":"n"},"-","-",{"$f":"IFERROR(INDEX('Early Retirement'!$C$4:$AC$32,$BJ333,$BN333),0)","v":0},{"$f":"IFERROR(HLOOKUP($BN333,'Early Retirement'!$D$4:$AC$5,2,FALSE),0)","v":0},{"$f":"IFERROR(INDEX('Early Retirement'!$AE$4:$BE$32,$BJ333,$BN333),0)","v":0},{"$f":"IFERROR(HLOOKUP($BN333,'Early Retirement'!$AF$4:$BE$5,2,FALSE),0)","v":0},0,0,"kW/ton",{"$f":"IFERROR(INDEX('Early Retirement'!$BG$4:$CG$32,$BJ333,$BN333),0)","v":0},{"$f":"IFERROR(HLOOKUP($BN333,'Early Retirement'!$BH$4:$CH$5,2,FALSE),0)","v":0},0,"COP","Yes",0,0,"kW/ton",0,"COP",0,0,"kW/ton",0,"COP"]
[null,null,null,null,null,null,null,null,null,null,null,null,null,null,null,null,null,null,null,null,null,null,null,null,81,{"$f":"IF(Inventory!$C90=\"\",\"a\",VLOOKUP(Inventory!$C90,$B$8:$C$11,2,FALSE))","v":"a"},{"$f":"IF(AND($Z334=\"b\",Inventory!$I90=\"\"),\"a\",IF(AND($Z334=\"b\",Inventory!$I90<>\"\"),VLOOKUP(Inventory!$I90,$E$3:$F$12,2,FALSE),IF(AND(OR($Z334=\"c\",$Z334=\"d\"),Inventory!$AB90=\"\"),\"a\",IF(AND(OR($Z334=\"c\",$Z334=\"d\"),Inventory!$AB90<>\"\"),VLOOKUP(Inventory!$AB90,$E$3:$F$12,2,FALSE),\"a\"))))","v":"a"},{"$f":"IF(OR(AND($AA334<>\"b\",$AA334<>\"c\"),$AF334=0,$AF334>=(65000/12000),Inventory!$AC90=\"\"),\"a\",VLOOKUP(Inventory!$AC90,$H$3:$I$5,2,FALSE))","v":"a"},null,{"$f":"IF(AND($AA334<>\"i\",$AA334<>\"j\"),\"a\",IF(AND($Z334=\"b\",Inventory!$L90=\"\"),\"a\",IF(AND($Z334=\"b\",Inventory!$L90<>\"\"),VLOOKUP(Inventory!$L90,$N$3:$O$6,2,FALSE),IF(AND(OR($Z334=\"c\",$Z334=\"d\"),Inventory!$AE90=\"\"),\"a\",IF(AND(OR($Z334=\"c\",$Z334=\"d\"),Inventory!$AE90<>\"\"),VLOOKUP(Inventory!$AE90,$N$3:$O$6,2,FALSE),\"a\")))))","v":"a"},{"$f":"IF(OR(AND($AA334<>\"e\",$AA334<>\"f\"),$AF334=0,Inventory!$AG90=\"\"),\"a\",VLOOKUP(Inventory!$AG90,$Q$3:$R$5,2,FALSE))","v":"a"},{"$f":"IF(OR(Inventory!C90=\"New Construction\",Inventory!C90=\"Replace-on-Burnout\",Inventory!C90=\"Early Retirement\"),Inventory!AT90,0)","v":0},"","","","","","","","","","","","",0,"aaaaa0","No","No",{"$f":"IF($Z334=\"a\",0,IF($Z334=\"b\",Inventory!$M90,Inventory!$AH90))","v":0},{"$f":"IF(OR($Z334=\"a\",AND($AU334=\"No\",$AV334=\"No\")),0,IF(AND($Z334=\"b\",Inventory!$O90=\"Btu/hr\"),Inventory!$N90,IF(AND($Z334=\"b\",Inventory!$O90=\"Tons\"),Inventory!$N90*12000,IF(AND(OR($Z334=\"c\",$Z334=\"d\"),Inventory!$AJ90=\"Btu/hr\"),Inventory!$AI90,IF(AND(OR($Z334=\"c\",$Z334=\"d\"),Inventory!$AJ90=\"Tons\"),Inventory!$AI90*12000,0)))))","v":0},0,0,"EER",0,"kW/ton",{"$f":"IF(OR($Z334=\"a\",$AV334=\"No\"),0,IF(AND($Z334=\"b\",Inventory!$Q90=\"Btu/hr\"),Inventory!$P90,IF(AND($Z334=\"b\",Inventory!$Q90=\"Tons\"),Inventory!$P90*12000,IF(AND(OR($Z334=\"c\",$Z334=\"d\"),Inventory!$AL90=\"Btu/hr\"),Inventory!$AK90,IF(AND(OR($Z334=\"c\",$Z334=\"d\"),Inventory!$AL90=\"Tons\"),Inventory!$AK90*12000,0)))))","v":0},0,0,"COP","No",{"$f":"IF(OR(Inventory!$J90=\"\",$BH334=\"No\"),\"-\",Inventory!$J90)","v":"-"},{"$f":"IFERROR(VLOOKUP($BI334,'Early Retirement'!$B$6:$C$32,2,FALSE),\"-\")","v":"-"},{"$f":"IF(OR($Z334<>\"b\",AND($AA334<>\"b\",$AA334<>\"c\")),\"n\",IF(AND($AS334<>1,$AS334<>2,$AS334<>7,$AS334<>8),\"n\",IF(Inventory!$K90=\"Split\",\"s\",IF(Inventory!$K90=\"Packaged\",\"p\",\"n\"))))","v":"n"},{"$f":"IF(AND($AA334<>\"i\",$AA334<>\"j\"),\"n\",IF(Inventory!$L90=\"Centrifugal\",\"c\",\"n\"))","v":"n"},"-","-",{"$f":"IFERROR(INDEX('Early Retirement'!$C$4:$AC$32,$BJ334,$BN334),0)","v":0},{"$f":"IFERROR(HLOOKUP($BN334,'Early Retirement'!$D$4:$AC$5,2,FALSE),0)","v":0},{"$f":"IFERROR(INDEX('Early Retirement'!$AE$4:$BE$32,$BJ334,$BN334),0)","v":0},{"$f":"IFERROR(HLOOKUP($BN334,'Early Retirement'!$AF$4:$BE$5,2,FALSE),0)","v":0},0,0,"kW/ton",{"$f":"IFERROR(INDEX('Early Retirement'!$BG$4:$CG$32,$BJ334,$BN334),0)","v":0},{"$f":"IFERROR(HLOOKUP($BN334,'Early Retirement'!$BH$4:$CH$5,2,FALSE),0)","v":0},0,"COP","Yes",0,0,"kW/ton",0,"COP",0,0,"kW/ton",0,"COP"]
[null,null,null,null,null,null,null,null,null,null,null,null,null,null,null,null,null,null,null,null,null,null,null,null,82,{"$f":"IF(Inventory!$C91=\"\",\"a\",VLOOKUP(Inventory!$C91,$B$8:$C$11,2,FALSE))","v":"a"},{"$f":"IF(AND($Z335=\"b\",Inventory!$I91=\"\"),\"a\",IF(AND($Z335=\"b\",Inventory!$I91<>\"\"),VLOOKUP(Inventory!$I91,$E$3:$F$12,2,FALSE),IF(AND(OR($Z335=\"c\",$Z335=\"d\"),Inventory!$AB91=\"\"),\"a\",IF(AND(OR($Z335=\"c\",$Z335=\"d\"),Inventory!$AB91<>\"\"),VLOOKUP(Inventory!$AB91,$E$3:$F$12,2,FALSE),\"a\"))))","v":"a"},{"$f":"IF(OR(AND($AA335<>\"b\",$AA335<>\"c\"),$AF335=0,$AF335>=(65000/12000),Inventory!$AC91=\"\"),\"a\",VLOOKUP(Inventory!$AC91,$H$3:$I$5,2,FALSE))","v":"a"},null,{"$f":"IF(AND($AA335<>\"i\",$AA335<>\"j\"),\"a\",IF(AND($Z335=\"b\",Inventory!$L91=\"\"),\"a\",IF(AND($Z335=\"b\",Inventory!$L91<>\"\"),VLOOKUP(Inventory!$L91,$N$3:$O$6,2,FALSE),IF(AND(OR($Z335=\"c\",$Z335=\"d\"),Inventory!$AE91=\"\"),\"a\",IF(AND(OR($Z335=\"c\",$Z335=\"d\"),Inventory!$AE91<>\"\"),VLOOKUP(Inventory!$AE91,$N$3:$O$6,2,FALSE),\"a\")))))","v":"a"},{"$f":"IF(OR(AND($AA335<>\"e\",$AA335<>\"f\"),$AF335=0,Inventory!$AG91=\"\"),\"a\",VLOOKUP(Inventory!$AG91,$Q$3:$R$5,2,FALSE))","v":"a"},{"$f":"IF(OR(Inventory!C91=\"New Construction\",Inventory!C91=\"Replace-on-Burnout\",Inventory!C91=\"Early Retirement\"),Inventory!AT91,0)","v":0},"","","","","","","","","","","","",0,"aaaaa0","No","No",{"$f":"IF($Z335=\"a\",0,IF($Z335=\"b\",Inventory!$M91,Inventory!$AH91))","v":0},{"$f":"IF(OR($Z335=\"a\",AND($AU335=\"No\",$AV335=\"No\")),0,IF(AND($Z335=\"b\",Inventory!$O91=\"Btu/hr\"),Inventory!$N91,IF(AND($Z335=\"b\",Inventory!$O91=\"Tons\"),Inventory!$N91*12000,IF(AND(OR($Z335=\"c\",$Z335=\"d\"),Inventory!$AJ91=\"Btu/hr\"),Inventory!$AI91,IF(AND(OR($Z335=\"c\",$Z335=\"d\"),Inventory!$AJ91=\"Tons\"),Inventory!$AI91*12000,0)))))","v":0},0,0,"EER",0,"kW/ton",{"$f":"IF(OR($Z335=\"a\",$AV335=\"No\"),0,IF(AND($Z335=\"b\",Inventory!$Q91=\"Btu/hr\"),Inventory!$P91,IF(AND($Z335=\"b\",Inventory!$Q91=\"Tons\"),Inventory!$P91*12000,IF(AND(OR($Z335=\"c\",$Z335=\"d\"),Inventory!$AL91=\"Btu/hr\"),Inventory!$AK91,IF(AND(OR($Z335=\"c\",$Z335=\"d\"),Inventory!$AL91=\"Tons\"),Inventory!$AK91*12000,0)))))","v":0},0,0,"COP","No",{"$f":"IF(OR(Inventory!$J91=\"\",$BH335=\"No\"),\"-\",Inventory!$J91)","v":"-"},{"$f":"IFERROR(VLOOKUP($BI335,'Early Retirement'!$B$6:$C$32,2,FALSE),\"-\")","v":"-"},{"$f":"IF(OR($Z335<>\"b\",AND($AA335<>\"b\",$AA335<>\"c\")),\"n\",IF(AND($AS335<>1,$AS335<>2,$AS335<>7,$AS335<>8),\"n\",IF(Inventory!$K91=\"Split\",\"s\",IF(Inventory!$K91=\"Packaged\",\"p\",\"n\"))))","v":"n"},{"$f":"IF(AND($AA335<>\"i\",$AA335<>\"j\"),\"n\",IF(Inventory!$L91=\"Centrifugal\",\"c\",\"n\"))","v":"n"},"-","-",{"$f":"IFERROR(INDEX('Early Retirement'!$C$4:$AC$32,$BJ335,$BN335),0)","v":0},{"$f":"IFERROR(HLOOKUP($BN335,'Early Retirement'!$D$4:$AC$5,2,FALSE),0)","v":0},{"$f":"IFERROR(INDEX('Early Retirement'!$AE$4:$BE$32,$BJ335,$BN335),0)","v":0},{"$f":"IFERROR(HLOOKUP($BN335,'Early Retirement'!$AF$4:$BE$5,2,FALSE),0)","v":0},0,0,"kW/ton",{"$f":"IFERROR(INDEX('Early Retirement'!$BG$4:$CG$32,$BJ335,$BN335),0)","v":0},{"$f":"IFERROR(HLOOKUP($BN335,'Early Retirement'!$BH$4:$CH$5,2,FALSE),0)","v":0},0,"COP","Yes",0,0,"kW/ton",0,"COP",0,0,"kW/ton",0,"COP"]
[null,null,null,null,null,null,null,null,null,null,null,null,null,null,null,null,null,null,null,null,null,null,null,null,83,{"$f":"IF(Inventory!$C92=\"\",\"a\",VLOOKUP(Inventory!$C92,$B$8:$C$11,2,FALSE))","v":"a"},{"$f":"IF(AND($Z336=\"b\",Inventory!$I92=\"\"),\"a\",IF(AND($Z336=\"b\",Inventory!$I92<>\"\"),VLOOKUP(Inventory!$I92,$E$3:$F$12,2,FALSE),IF(AND(OR($Z336=\"c\",$Z336=\"d\"),Inventory!$AB92=\"\"),\"a\",IF(AND(OR($Z336=\"c\",$Z336=\"d\"),Inventory!$AB92<>\"\"),VLOOKUP(Inventory!$AB92,$E$3:$F$12,2,FALSE),\"a\"))))","v":"a"},{"$f":"IF(OR(AND($AA336<>\"b\",$AA336<>\"c\"),$AF336=0,$AF336>=(65000/12000),Inventory!$AC92=\"\"),\"a\",VLOOKUP(Inventory!$AC92,$H$3:$I$5,2,FALSE))","v":"a"},null,{"$f":"IF(AND($AA336<>\"i\",$AA336<>\"j\"),\"a\",IF(AND($Z336=\"b\",Inventory!$L92=\"\"),\"a\",IF(AND($Z336=\"b\",Inventory!$L92<>\"\"),VLOOKUP(Inventory!$L92,$N$3:$O$6,2,FALSE),IF(AND(OR($Z336=\"c\",$Z336=\"d\"),Inventory!$AE92=\"\"),\"a\",IF(AND(OR($Z336=\"c\",$Z336=\"d\"),Inventory!$AE92<>\"\"),VLOOKUP(Inventory!$AE92,$N$3:$O$6,2,FALSE),\"a\")))))","v":"a"},{"$f":"IF(OR(AND($AA336<>\"e\",$AA336<>\"f\"),$AF336=0,Inventory!$AG92=\"\"),\"a\",VLOOKUP(Inventory!$AG92,$Q$3:$R$5,2,FALSE))","v":"a"},{"$f":"IF(OR(Inventory!C92=\"New Construction\",Inventory!C92=\"Replace-on-Burnout\",Inventory!C92=\"Early Retirement\"),Inventory!AT92,0)","v":0},"","","","","","","","","","","","",0,"aaaaa0","No","No",{"$f":"IF($Z336=\"a\",0,IF($Z336=\"b\",Inventory!$M92,Inventory!$AH92))","v":0},{"$f":"IF(OR($Z336=\"a\",AND($AU336=\"No\",$AV336=\"No\")),0,IF(AND($Z336=\"b\",Inventory!$O92=\"Btu/hr\"),Inventory!$N92,IF(AND($Z336=\"b\",Inventory!$O92=\"Tons\"),Inventory!$N92*12000,IF(AND(OR($Z336=\"c\",$Z336=\"d\"),Inventory!$AJ92=\"Btu/hr\"),Inventory!$AI92,IF(AND(OR($Z336=\"c\",$Z336=\"d\"),Inventory!$AJ92=\"Tons\"),Inventory!$AI92*12000,0)))))","v":0},0,0,"EER",0,"kW/ton",{"$f":"IF(OR($Z336=\"a\",$AV336=\"No\"),0,IF(AND($Z336=\"b\",Inventory!$Q92=\"Btu/hr\"),Inventory!$P92,IF(AND($Z336=\"b\",Inventory!$Q92=\"Tons\"),Inventory!$P92*12000,IF(AND(OR($Z336=\"c\",$Z336=\"d\"),Inventory!$AL92=\"Btu/hr\"),Inventory!$AK92,IF(AND(OR($Z336=\"c\",$Z336=\"d\"),Inventory!$AL92=\"Tons\"),Inventory!$AK92*12000,0)))))","v":0},0,0,"COP","No",{"$f":"IF(OR(Inventory!$J92=\"\",$BH336=\"No\"),\"-\",Inventory!$J92)","v":"-"},{"$f":"IFERROR(VLOOKUP($BI336,'Early Retirement'!$B$6:$C$32,2,FALSE),\"-\")","v":"-"},{"$f":"IF(OR($Z336<>\"b\",AND($AA336<>\"b\",$AA336<>\"c\")),\"n\",IF(AND($AS336<>1,$AS336<>2,$AS336<>7,$AS336<>8),\"n\",IF(Inventory!$K92=\"Split\",\"s\",IF(Inventory!$K92=\"Packaged\",\"p\",\"n\"))))","v":"n"},{"$f":"IF(AND($AA336<>\"i\",$AA336<>\"j\"),\"n\",IF(Inventory!$L92=\"Centrifugal\",\"c\",\"n\"))","v":"n"},"-","-",{"$f":"IFERROR(INDEX('Early Retirement'!$C$4:$AC$32,$BJ336,$BN336),0)","v":0},{"$f":"IFERROR(HLOOKUP($BN336,'Early Retirement'!$D$4:$AC$5,2,FALSE),0)","v":0},{"$f":"IFERROR(INDEX('Early Retirement'!$AE$4:$BE$32,$BJ336,$BN336),0)","v":0},{"$f":"IFERROR(HLOOKUP($BN336,'Early Retirement'!$AF$4:$BE$5,2,FALSE),0)","v":0},0,0,"kW/ton",{"$f":"IFERROR(INDEX('Early Retirement'!$BG$4:$CG$32,$BJ336,$BN336),0)","v":0},{"$f":"IFERROR(HLOOKUP($BN336,'Early Retirement'!$BH$4:$CH$5,2,FALSE),0)","v":0},0,"COP","Yes",0,0,"kW/ton",0,"COP",0,0,"kW/ton",0,"COP"]
[null,null,null,null,null,null,null,null,null,null,null,null,null,null,null,null,null,null,null,null,null,null,null,null,84,{"$f":"IF(Inventory!$C93=\"\",\"a\",VLOOKUP(Inventory!$C93,$B$8:$C$11,2,FALSE))","v":"a"},{"$f":"IF(AND($Z337=\"b\",Inventory!$I93=\"\"),\"a\",IF(AND($Z337=\"b\",Inventory!$I93<>\"\"),VLOOKUP(Inventory!$I93,$E$3:$F$12,2,FALSE),IF(AND(OR($Z337=\"c\",$Z337=\"d\"),Inventory!$AB93=\"\"),\"a\",IF(AND(OR($Z337=\"c\",$Z337=\"d\"),Inventory!$AB93<>\"\"),VLOOKUP(Inventory!$AB93,$E$3:$F$12,2,FALSE),\"a\"))))","v":"a"},{"$f":"IF(OR(AND($AA337<>\"b\",$AA337<>\"c\"),$AF337=0,$AF337>=(65000/12000),Inventory!$AC93=\"\"),\"a\",VLOOKUP(Inventory!$AC93,$H$3:$I$5,2,FALSE))","v":"a"},null,{"$f":"IF(AND($AA337<>\"i\",$AA337<>\"j\"),\"a\",IF(AND($Z337=\"b\",Inventory!$L93=\"\"),\"a\",IF(AND($Z337=\"b\",Inventory!$L93<>\"\"),VLOOKUP(Inventory!$L93,$N$3:$O$6,2,FALSE),IF(AND(OR($Z337=\"c\",$Z337=\"d\"),Inventory!$AE93=\"\"),\"a\",IF(AND(OR($Z337=\"c\",$Z337=\"d\"),Inventory!$AE93<>\"\"),VLOOKUP(Inventory!$AE93,$N$3:$O$6,2,FALSE),\"a\")))))","v":"a"},{"$f":"IF(OR(AND($AA337<>\"e\",$AA337<>\"f\"),$AF337=0,Inventory!$AG93=\"\"),\"a\",VLOOKUP(Inventory!$AG93,$Q$3:$R$5,2,FALSE))","v":"a"},{"$f":"IF(OR(Inventory!C93=\"New Construction\",Inventory!C93=\"Replace-on-Burnout\",Inventory!C93=\"Early Retirement\"),Inventory!AT93,0)","v":0},"","","","","","","","","","","","",0,"aaaaa0","No","No",{"$f":"IF($Z337=\"a\",0,IF($Z337=\"b\",Inventory!$M93,Inventory!$AH93))","v":0},{"$f":"IF(OR($Z337=\"a\",AND($AU337=\"No\",$AV337=\"No\")),0,IF(AND($Z337=\"b\",Inventory!$O93=\"Btu/hr\"),Inventory!$N93,IF(AND($Z337=\"b\",Inventory!$O93=\"Tons\"),Inventory!$N93*12000,IF(AND(OR($Z337=\"c\",$Z337=\"d\"),Inventory!$AJ93=\"Btu/hr\"),Inventory!$AI93,IF(AND(OR($Z337=\"c\",$Z337=\"d\"),Inventory!$AJ93=\"Tons\"),Inventory!$AI93*12000,0)))))","v":0},0,0,"EER",0,"kW/ton",{"$f":"IF(OR($Z337=\"a\",$AV337=\"No\"),0,IF(AND($Z337=\"b\",Inventory!$Q93=\"Btu/hr\"),Inventory!$P93,IF(AND($Z337=\"b\",Inventory!$Q93=\"Tons\"),Inventory!$P93*12000,IF(AND(OR($Z337=\"c\",$Z337=\"d\"),Inventory!$AL93=\"Btu/hr\"),Inventory!$AK93,IF(AND(OR($Z337=\"c\",$Z337=\"d\"),Inventory!$AL93=\"Tons\"),Inventory!$AK93*12000,0)))))","v":0},0,0,"COP","No",{"$f":"IF(OR(Inventory!$J93=\"\",$BH337=\"No\"),\"-\",Inventory!$J93)","v":"-"},{"$f":"IFERROR(VLOOKUP($BI337,'Early Retirement'!$B$6:$C$32,2,FALSE),\"-\")","v":"-"},{"$f":"IF(OR($Z337<>\"b\",AND($AA337<>\"b\",$AA337<>\"c\")),\"n\",IF(AND($AS337<>1,$AS337<>2,$AS337<>7,$AS337<>8),\"n\",IF(Inventory!$K93=\"Split\",\"s\",IF(Inventory!$K93=\"Packaged\",\"p\",\"n\"))))","v":"n"},{"$f":"IF(AND($AA337<>\"i\",$AA337<>\"j\"),\"n\",IF(Inventory!$L93=\"Centrifugal\",\"c\",\"n\"))","v":"n"},"-","-",{"$f":"IFERROR(INDEX('Early Retirement'!$C$4:$AC$32,$BJ337,$BN337),0)","v":0},{"$f":"IFERROR(HLOOKUP($BN337,'Early Retirement'!$D$4:$AC$5,2,FALSE),0)","v":0},{"$f":"IFERROR(INDEX('Early Retirement'!$AE$4:$BE$32,$BJ337,$BN337),0)","v":0},{"$f":"IFERROR(HLOOKUP($BN337,'Early Retirement'!$AF$4:$BE$5,2,FALSE),0)","v":0},0,0,"kW/ton",{"$f":"IFERROR(INDEX('Early Retirement'!$BG$4:$CG$32,$BJ337,$BN337),0)","v":0},{"$f":"IFERROR(HLOOKUP($BN337,'Early Retirement'!$BH$4:$CH$5,2,FALSE),0)","v":0},0,"COP","Yes",0,0,"kW/ton",0,"COP",0,0,"kW/ton",0,"COP"]
[null,null,null,null,null,null,null,null,null,null,null,null,null,null,null,null,null,null,null,null,null,null,null,null,85,{"$f":"IF(Inventory!$C94=\"\",\"a\",VLOOKUP(Inventory!$C94,$B$8:$C$11,2,FALSE))","v":"a"},{"$f":"IF(AND($Z338=\"b\",Inventory!$I94=\"\"),\"a\",IF(AND($Z338=\"b\",Inventory!$I94<>\"\"),VLOOKUP(Inventory!$I94,$E$3:$F$12,2,FALSE),IF(AND(OR($Z338=\"c\",$Z338=\"d\"),Inventory!$AB94=\"\"),\"a\",IF(AND(OR($Z338=\"c\",$Z338=\"d\"),Inventory!$AB94<>\"\"),VLOOKUP(Inventory!$AB94,$E$3:$F$12,2,FALSE),\"a\"))))","v":"a"},{"$f":"IF(OR(AND($AA338<>\"b\",$AA338<>\"c\"),$AF338=0,$AF338>=(65000/12000),Inventory!$AC94=\"\"),\"a\",VLOOKUP(Inventory!$AC94,$H$3:$I$5,2,FALSE))","v":"a"},null,{"$f":"IF(AND($AA338<>\"i\",$AA338<>\"j\"),\"a\",IF(AND($Z338=\"b\",Inventory!$L94=\"\"),\"a\",IF(AND($Z338=\"b\",Inventory!$L94<>\"\"),VLOOKUP(Inventory!$L94,$N$3:$O$6,2,FALSE),IF(AND(OR($Z338=\"c\",$Z338=\"d\"),Inventory!$AE94=\"\"),\"a\",IF(AND(OR($Z338=\"c\",$Z338=\"d\"),Inventory!$AE94<>\"\"),VLOOKUP(Inventory!$AE94,$N$3:$O$6,2,FALSE),\"a\")))))","v":"a"},{"$f":"IF(OR(AND($AA338<>\"e\",$AA338<>\"f\"),$AF338=0,Inventory!$AG94=\"\"),\"a\",VLOOKUP(Inventory!$AG94,$Q$3:$R$5,2,FALSE))","v":"a"},{"$f":"IF(OR(Inventory!C94=\"New Construction\",Inventory!C94=\"Replace-on-Burnout\",Inventory!C94=\"Early Retirement\"),Inventory!AT94,0)","v":0},"","","","","","","","","","","","",0,"aaaaa0","No","No",{"$f":"IF($Z338=\"a\",0,IF($Z338=\"b\",Inventory!$M94,Inventory!$AH94))","v":0},{"$f":"IF(OR($Z338=\"a\",AND($AU338=\"No\",$AV338=\"No\")),0,IF(AND($Z338=\"b\",Inventory!$O94=\"Btu/hr\"),Inventory!$N94,IF(AND($Z338=\"b\",Inventory!$O94=\"Tons\"),Inventory!$N94*12000,IF(AND(OR($Z338=\"c\",$Z338=\"d\"),Inventory!$AJ94=\"Btu/hr\"),Inventory!$AI94,IF(AND(OR($Z338=\"c\",$Z338=\"d\"),Inventory!$AJ94=\"Tons\"),Inventory!$AI94*12000,0)))))","v":0},0,0,"EER",0,"kW/ton",{"$f":"IF(OR($Z338=\"a\",$AV338=\"No\"),0,IF(AND($Z338=\"b\",Inventory!$Q94=\"Btu/hr\"),Inventory!$P94,IF(AND($Z338=\"b\",Inventory!$Q94=\"Tons\"),Inventory!$P94*12000,IF(AND(OR($Z338=\"c\",$Z338=\"d\"),Inventory!$AL94=\"Btu/hr\"),Inventory!$AK94,IF(AND(OR($Z338=\"c\",$Z338=\"d\"),Inventory!$AL94=\"Tons\"),Inventory!$AK94*12000,0)))))","v":0},0,0,"COP","No",{"$f":"IF(OR(Inventory!$J94=\"\",$BH338=\"No\"),\"-\",Inventory!$J94)","v":"-"},{"$f":"IFERROR(VLOOKUP($BI338,'Early Retirement'!$B$6:$C$32,2,FALSE),\"-\")","v":"-"},{"$f":"IF(OR($Z338<>\"b\",AND($AA338<>\"b\",$AA338<>\"c\")),\"n\",IF(AND($AS338<>1,$AS338<>2,$AS338<>7,$AS338<>8),\"n\",IF(Inventory!$K94=\"Split\",\"s\",IF(Inventory!$K94=\"Packaged\",\"p\",\"n\"))))","v":"n"},{"$f":"IF(AND($AA338<>\"i\",$AA338<>\"j\"),\"n\",IF(Inventory!$L94=\"Centrifugal\",\"c\",\"n\"))","v":"n"},"-","-",{"$f":"IFERROR(INDEX('Early Retirement'!$C$4:$AC$32,$BJ338,$BN338),0)","v":0},{"$f":"IFERROR(HLOOKUP($BN338,'Early Retirement'!$D$4:$AC$5,2,FALSE),0)","v":0},{"$f":"IFERROR(INDEX('Early Retirement'!$AE$4:$BE$32,$BJ338,$BN338),0)","v":0},{"$f":"IFERROR(HLOOKUP($BN338,'Early Retirement'!$AF$4:$BE$5,2,FALSE),0)","v":0},0,0,"kW/ton",{"$f":"IFERROR(INDEX('Early Retirement'!$BG$4:$CG$32,$BJ338,$BN338),0)","v":0},{"$f":"IFERROR(HLOOKUP($BN338,'Early Retirement'!$BH$4:$CH$5,2,FALSE),0)","v":0},0,"COP","Yes",0,0,"kW/ton",0,"COP",0,0,"kW/ton",0,"COP"]
[null,null,null,null,null,null,null,null,null,null,null,null,null,null,null,null,null,null,null,null,null,null,null,null,86,{"$f":"IF(Inventory!$C95=\"\",\"a\",VLOOKUP(Inventory!$C95,$B$8:$C$11,2,FALSE))","v":"a"},{"$f":"IF(AND($Z339=\"b\",Inventory!$I95=\"\"),\"a\",IF(AND($Z339=\"b\",Inventory!$I95<>\"\"),VLOOKUP(Inventory!$I95,$E$3:$F$12,2,FALSE),IF(AND(OR($Z339=\"c\",$Z339=\"d\"),Inventory!$AB95=\"\"),\"a\",IF(AND(OR($Z339=\"c\",$Z339=\"d\"),Inventory!$AB95<>\"\"),VLOOKUP(Inventory!$AB95,$E$3:$F$12,2,FALSE),\"a\"))))","v":"a"},{"$f":"IF(OR(AND($AA339<>\"b\",$AA339<>\"c\"),$AF339=0,$AF339>=(65000/12000),Inventory!$AC95=\"\"),\"a\",VLOOKUP(Inventory!$AC95,$H$3:$I$5,2,FALSE))","v":"a"},null,{"$f":"IF(AND($AA339<>\"i\",$AA339<>\"j\"),\"a\",IF(AND($Z339=\"b\",Inventory!$L95=\"\"),\"a\",IF(AND($Z339=\"b\",Inventory!$L95<>\"\"),VLOOKUP(Inventory!$L95,$N$3:$O$6,2,FALSE),IF(AND(OR($Z339=\"c\",$Z339=\"d\"),Inventory!$AE95=\"\"),\"a\",IF(AND(OR($Z339=\"c\",$Z339=\"d\"),Inventory!$AE95<>\"\"),VLOOKUP(Inventory!$AE95,$N$3:$O$6,2,FALSE),\"a\")))))","v":"a"},{"$f":"IF(OR(AND($AA339<>\"e\",$AA339<>\"f\"),$AF339=0,Inventory!$AG95=\"\"),\"a\",VLOOKUP(Inventory!$AG95,$Q$3:$R$5,2,FALSE))","v":"a"},{"$f":"IF(OR(Inventory!C95=\"New Construction\",Inventory!C95=\"Replace-on-Burnout\",Inventory!C95=\"Early Retirement\"),Inventory!AT95,0)","v":0},"","","","","","","","","","","","",0,"aaaaa0","No","No",{"$f":"IF($Z339=\"a\",0,IF($Z339=\"b\",Inventory!$M95,Inventory!$AH95))","v":0},{"$f":"IF(OR($Z339=\"a\",AND($AU339=\"No\",$AV339=\"No\")),0,IF(AND($Z339=\"b\",Inventory!$O95=\"Btu/hr\"),Inventory!$N95,IF(AND($Z339=\"b\",Inventory!$O95=\"Tons\"),Inventory!$N95*12000,IF(AND(OR($Z339=\"c\",$Z339=\"d\"),Inventory!$AJ95=\"Btu/hr\"),Inventory!$AI95,IF(AND(OR($Z339=\"c\",$Z339=\"d\"),Inventory!$AJ95=\"Tons\"),Inventory!$AI95*12000,0)))))","v":0},0,0,"EER",0,"kW/ton",{"$f":"IF(OR($Z339=\"a\",$AV339=\"No\"),0,IF(AND($Z339=\"b\",Inventory!$Q95=\"Btu/hr\"),Inventory!$P95,IF(AND($Z339=\"b\",Inventory!$Q95=\"Tons\"),Inventory!$P95*12000,IF(AND(OR($Z339=\"c\",$Z339=\"d\"),Inventory!$AL95=\"Btu/hr\"),Inventory!$AK95,IF(AND(OR($Z339=\"c\",$Z339=\"d\"),Inventory!$AL95=\"Tons\"),Inventory!$AK95*12000,0)))))","v":0},0,0,"COP","No",{"$f":"IF(OR(Inventory!$J95=\"\",$BH339=\"No\"),\"-\",Inventory!$J95)","v":"-"},{"$f":"IFERROR(VLOOKUP($BI339,'Early Retirement'!$B$6:$C$32,2,FALSE),\"-\")","v":"-"},{"$f":"IF(OR($Z339<>\"b\",AND($AA339<>\"b\",$AA339<>\"c\")),\"n\",IF(AND($AS339<>1,$AS339<>2,$AS339<>7,$AS339<>8),\"n\",IF(Inventory!$K95=\"Split\",\"s\",IF(Inventory!$K95=\"Packaged\",\"p\",\"n\"))))","v":"n"},{"$f":"IF(AND($AA339<>\"i\",$AA339<>\"j\"),\"n\",IF(Inventory!$L95=\"Centrifugal\",\"c\",\"n\"))","v":"n"},"-","-",{"$f":"IFERROR(INDEX('Early Retirement'!$C$4:$AC$32,$BJ339,$BN339),0)","v":0},{"$f":"IFERROR(HLOOKUP($BN339,'Early Retirement'!$D$4:$AC$5,2,FALSE),0)","v":0},{"$f":"IFERROR(INDEX('Early Retirement'!$AE$4:$BE$32,$BJ339,$BN339),0)","v":0},{"$f":"IFERROR(HLOOKUP($BN339,'Early Retirement'!$AF$4:$BE$5,2,FALSE),0)","v":0},0,0,"kW/ton",{"$f":"IFERROR(INDEX('Early Retirement'!$BG$4:$CG$32,$BJ339,$BN339),0)","v":0},{"$f":"IFERROR(HLOOKUP($BN339,'Early Retirement'!$BH$4:$CH$5,2,FALSE),0)","v":0},0,"COP","Yes",0,0,"kW/ton",0,"COP",0,0,"kW/ton",0,"COP"]
[null,null,null,null,null,null,null,null,null,null,null,null,null,null,null,null,null,null,null,null,null,null,null,null,87,{"$f":"IF(Inventory!$C96=\"\",\"a\",VLOOKUP(Inventory!$C96,$B$8:$C$11,2,FALSE))","v":"a"},{"$f":"IF(AND($Z340=\"b\",Inventory!$I96=\"\"),\"a\",IF(AND($Z340=\"b\",Inventory!$I96<>\"\"),VLOOKUP(Inventory!$I96,$E$3:$F$12,2,FALSE),IF(AND(OR($Z340=\"c\",$Z340=\"d\"),Inventory!$AB96=\"\"),\"a\",IF(AND(OR($Z340=\"c\",$Z340=\"d\"),Inventory!$AB96<>\"\"),VLOOKUP(Inventory!$AB96,$E$3:$F$12,2,FALSE),\"a\"))))","v":"a"},{"$f":"IF(OR(AND($AA340<>\"b\",$AA340<>\"c\"),$AF340=0,$AF340>=(65000/12000),Inventory!$AC96=\"\"),\"a\",VLOOKUP(Inventory!$AC96,$H$3:$I$5,2,FALSE))","v":"a"},null,{"$f":"IF(AND($AA340<>\"i\",$AA340<>\"j\"),\"a\",IF(AND($Z340=\"b\",Inventory!$L96=\"\"),\"a\",IF(AND($Z340=\"b\",Inventory!$L96<>\"\"),VLOOKUP(Inventory!$L96,$N$3:$O$6,2,FALSE),IF(AND(OR($Z340=\"c\",$Z340=\"d\"),Inventory!$AE96=\"\"),\"a\",IF(AND(OR($Z340=\"c\",$Z340=\"d\"),Inventory!$AE96<>\"\"),VLOOKUP(Inventory!$AE96,$N$3:$O$6,2,FALSE),\"a\")))))","v":"a"},{"$f":"IF(OR(AND($AA340<>\"e\",$AA340<>\"f\"),$AF340=0,Inventory!$AG96=\"\"),\"a\",VLOOKUP(Inventory!$AG96,$Q$3:$R$5,2,FALSE))","v":"a"},{"$f":"IF(OR(Inventory!C96=\"New Construction\",Inventory!C96=\"Replace-on-Burnout\",Inventory!C96=\"Early Retirement\"),Inventory!AT96,0)","v":0},"","","","","","","","","","","","",0,"aaaaa0","No","No",{"$f":"IF($Z340=\"a\",0,IF($Z340=\"b\",Inventory!$M96,Inventory!$AH96))","v":0},{"$f":"IF(OR($Z340=\"a\",AND($AU340=\"No\",$AV340=\"No\")),0,IF(AND($Z340=\"b\",Inventory!$O96=\"Btu/hr\"),Inventory!$N96,IF(AND($Z340=\"b\",Inventory!$O96=\"Tons\"),Inventory!$N96*12000,IF(AND(OR($Z340=\"c\",$Z340=\"d\"),Inventory!$AJ96=\"Btu/hr\"),Inventory!$AI96,IF(AND(OR($Z340=\"c\",$Z340=\"d\"),Inventory!$AJ96=\"Tons\"),Inventory!$AI96*12000,0)))))","v":0},0,0,"EER",0,"kW/ton",{"$f":"IF(OR($Z340=\"a\",$AV340=\"No\"),0,IF(AND($Z340=\"b\",Inventory!$Q96=\"Btu/hr\"),Inventory!$P96,IF(AND($Z340=\"b\",Inventory!$Q96=\"Tons\"),Inventory!$P96*12000,IF(AND(OR($Z340=\"c\",$Z340=\"d\"),Inventory!$AL96=\"Btu/hr\"),Inventory!$AK96,IF(AND(OR($Z340=\"c\",$Z340=\"d\"),Inventory!$AL96=\"Tons\"),Inventory!$AK96*12000,0)))))","v":0},0,0,"COP","No",{"$f":"IF(OR(Inventory!$J96=\"\",$BH340=\"No\"),\"-\",Inventory!$J96)","v":"-"},{"$f":"IFERROR(VLOOKUP($BI340,'Early Retirement'!$B$6:$C$32,2,FALSE),\"-\")","v":"-"},{"$f":"IF(OR($Z340<>\"b\",AND($AA340<>\"b\",$AA340<>\"c\")),\"n\",IF(AND($AS340<>1,$AS340<>2,$AS340<>7,$AS340<>8),\"n\",IF(Inventory!$K96=\"Split\",\"s\",IF(Inventory!$K96=\"Packaged\",\"p\",\"n\"))))","v":"n"},{"$f":"IF(AND($AA340<>\"i\",$AA340<>\"j\"),\"n\",IF(Inventory!$L96=\"Centrifugal\",\"c\",\"n\"))","v":"n"},"-","-",{"$f":"IFERROR(INDEX('Early Retirement'!$C$4:$AC$32,$BJ340,$BN340),0)","v":0},{"$f":"IFERROR(HLOOKUP($BN340,'Early Retirement'!$D$4:$AC$5,2,FALSE),0)","v":0},{"$f":"IFERROR(INDEX('Early Retirement'!$AE$4:$BE$32,$BJ340,$BN340),0)","v":0},{"$f":"IFERROR(HLOOKUP($BN340,'Early Retirement'!$AF$4:$BE$5,2,FALSE),0)","v":0},0,0,"kW/ton",{"$f":"IFERROR(INDEX('Early Retirement'!$BG$4:$CG$32,$BJ340,$BN340),0)","v":0},{"$f":"IFERROR(HLOOKUP($BN340,'Early Retirement'!$BH$4:$CH$5,2,FALSE),0)","v":0},0,"COP","Yes",0,0,"kW/ton",0,"COP",0,0,"kW/ton",0,"COP"]
[null,null,null,null,null,null,null,null,null,null,null,null,null,null,null,null,null,null,null,null,null,null,null,null,88,{"$f":"IF(Inventory!$C97=\"\",\"a\",VLOOKUP(Inventory!$C97,$B$8:$C$11,2,FALSE))","v":"a"},{"$f":"IF(AND($Z341=\"b\",Inventory!$I97=\"\"),\"a\",IF(AND($Z341=\"b\",Inventory!$I97<>\"\"),VLOOKUP(Inventory!$I97,$E$3:$F$12,2,FALSE),IF(AND(OR($Z341=\"c\",$Z341=\"d\"),Inventory!$AB97=\"\"),\"a\",IF(AND(OR($Z341=\"c\",$Z341=\"d\"),Inventory!$AB97<>\"\"),VLOOKUP(Inventory!$AB97,$E$3:$F$12,2,FALSE),\"a\"))))","v":"a"},{"$f":"IF(OR(AND($AA341<>\"b\",$AA341<>\"c\"),$AF341=0,$AF341>=(65000/12000),Inventory!$AC97=\"\"),\"a\",VLOOKUP(Inventory!$AC97,$H$3:$I$5,2,FALSE))","v":"a"},null,{"$f":"IF(AND($AA341<>\"i\",$AA341<>\"j\"),\"a\",IF(AND($Z341=\"b\",Inventory!$L97=\"\"),\"a\",IF(AND($Z341=\"b\",Inventory!$L97<>\"\"),VLOOKUP(Inventory!$L97,$N$3:$O$6,2,FALSE),IF(AND(OR($Z341=\"c\",$Z341=\"d\"),Inventory!$AE97=\"\"),\"a\",IF(AND(OR($Z341=\"c\",$Z341=\"d\"),Inventory!$AE97<>\"\"),VLOOKUP(Inventory!$AE97,$N$3:$O$6,2,FALSE),\"a\")))))","v":"a"},{"$f":"IF(OR(AND($AA341<>\"e\",$AA341<>\"f\"),$AF341=0,Inventory!$AG97=\"\"),\"a\",VLOOKUP(Inventory!$AG97,$Q$3:$R$5,2,FALSE))","v":"a"},{"$f":"IF(OR(Inventory!C97=\"New Construction\",Inventory!C97=\"Replace-on-Burnout\",Inventory!C97=\"Early Retirement\"),Inventory!AT97,0)","v":0},"","","","","","","","","","","","",0,"aaaaa0","No","No",{"$f":"IF($Z341=\"a\",0,IF($Z341=\"b\",Inventory!$M97,Inventory!$AH97))","v":0},{"$f":"IF(OR($Z341=\"a\",AND($AU341=\"No\",$AV341=\"No\")),0,IF(AND($Z341=\"b\",Inventory!$O97=\"Btu/hr\"),Inventory!$N97,IF(AND($Z341=\"b\",Inventory!$O97=\"Tons\"),Inventory!$N97*12000,IF(AND(OR($Z341=\"c\",$Z341=\"d\"),Inventory!$AJ97=\"Btu/hr\"),Inventory!$AI97,IF(AND(OR($Z341=\"c\",$Z341=\"d\"),Inventory!$AJ97=\"Tons\"),Inventory!$AI97*12000,0)))))","v":0},0,0,"EER",0,"kW/ton",{"$f":"IF(OR($Z341=\"a\",$AV341=\"No\"),0,IF(AND($Z341=\"b\",Inventory!$Q97=\"Btu/hr\"),Inventory!$P97,IF(AND($Z341=\"b\",Inventory!$Q97=\"Tons\"),Inventory!$P97*12000,IF(AND(OR($Z341=\"c\",$Z341=\"d\"),Inventory!$AL97=\"Btu/hr\"),Inventory!$AK97,IF(AND(OR($Z341=\"c\",$Z341=\"d\"),Inventory!$AL97=\"Tons\"),Inventory!$AK97*12000,0)))))","v":0},0,0,"COP","No",{"$f":"IF(OR(Inventory!$J97=\"\",$BH341=\"No\"),\"-\",Inventory!$J97)","v":"-"},{"$f":"IFERROR(VLOOKUP($BI341,'Early Retirement'!$B$6:$C$32,2,FALSE),\"-\")","v":"-"},{"$f":"IF(OR($Z341<>\"b\",AND($AA341<>\"b\",$AA341<>\"c\")),\"n\",IF(AND($AS341<>1,$AS341<>2,$AS341<>7,$AS341<>8),\"n\",IF(Inventory!$K97=\"Split\",\"s\",IF(Inventory!$K97=\"Packaged\",\"p\",\"n\"))))","v":"n"},{"$f":"IF(AND($AA341<>\"i\",$AA341<>\"j\"),\"n\",IF(Inventory!$L97=\"Centrifugal\",\"c\",\"n\"))","v":"n"},"-","-",{"$f":"IFERROR(INDEX('Early Retirement'!$C$4:$AC$32,$BJ341,$BN341),0)","v":0},{"$f":"IFERROR(HLOOKUP($BN341,'Early Retirement'!$D$4:$AC$5,2,FALSE),0)","v":0},{"$f":"IFERROR(INDEX('Early Retirement'!$AE$4:$BE$32,$BJ341,$BN341),0)","v":0},{"$f":"IFERROR(HLOOKUP($BN341,'Early Retirement'!$AF$4:$BE$5,2,FALSE),0)","v":0},0,0,"kW/ton",{"$f":"IFERROR(INDEX('Early Retirement'!$BG$4:$CG$32,$BJ341,$BN341),0)","v":0},{"$f":"IFERROR(HLOOKUP($BN341,'Early Retirement'!$BH$4:$CH$5,2,FALSE),0)","v":0},0,"COP","Yes",0,0,"kW/ton",0,"COP",0,0,"kW/ton",0,"COP"]
[null,null,null,null,null,null,null,null,null,null,null,null,null,null,null,null,null,null,null,null,null,null,null,null,89,{"$f":"IF(Inventory!$C98=\"\",\"a\",VLOOKUP(Inventory!$C98,$B$8:$C$11,2,FALSE))","v":"a"},{"$f":"IF(AND($Z342=\"b\",Inventory!$I98=\"\"),\"a\",IF(AND($Z342=\"b\",Inventory!$I98<>\"\"),VLOOKUP(Inventory!$I98,$E$3:$F$12,2,FALSE),IF(AND(OR($Z342=\"c\",$Z342=\"d\"),Inventory!$AB98=\"\"),\"a\",IF(AND(OR($Z342=\"c\",$Z342=\"d\"),Inventory!$AB98<>\"\"),VLOOKUP(Inventory!$AB98,$E$3:$F$12,2,FALSE),\"a\"))))","v":"a"},{"$f":"IF(OR(AND($AA342<>\"b\",$AA342<>\"c\"),$AF342=0,$AF342>=(65000/12000),Inventory!$AC98=\"\"),\"a\",VLOOKUP(Inventory!$AC98,$H$3:$I$5,2,FALSE))","v":"a"},null,{"$f":"IF(AND($AA342<>\"i\",$AA342<>\"j\"),\"a\",IF(AND($Z342=\"b\",Inventory!$L98=\"\"),\"a\",IF(AND($Z342=\"b\",Inventory!$L98<>\"\"),VLOOKUP(Inventory!$L98,$N$3:$O$6,2,FALSE),IF(AND(OR($Z342=\"c\",$Z342=\"d\"),Inventory!$AE98=\"\"),\"a\",IF(AND(OR($Z342=\"c\",$Z342=\"d\"),Inventory!$AE98<>\"\"),VLOOKUP(Inventory!$AE98,$N$3:$O$6,2,FALSE),\"a\")))))","v":"a"},{"$f":"IF(OR(AND($AA342<>\"e\",$AA342<>\"f\"),$AF342=0,Inventory!$AG98=\"\"),\"a\",VLOOKUP(Inventory!$AG98,$Q$3:$R$5,2,FALSE))","v":"a"},{"$f":"IF(OR(Inventory!C98=\"New Construction\",Inventory!C98=\"Replace-on-Burnout\",Inventory!C98=\"Early Retirement\"),Inventory!AT98,0)","v":0},"","","","","","","","","","","","",0,"aaaaa0","No","No",{"$f":"IF($Z342=\"a\",0,IF($Z342=\"b\",Inventory!$M98,Inventory!$AH98))","v":0},{"$f":"IF(OR($Z342=\"a\",AND($AU342=\"No\",$AV342=\"No\")),0,IF(AND($Z342=\"b\",Inventory!$O98=\"Btu/hr\"),Inventory!$N98,IF(AND($Z342=\"b\",Inventory!$O98=\"Tons\"),Inventory!$N98*12000,IF(AND(OR($Z342=\"c\",$Z342=\"d\"),Inventory!$AJ98=\"Btu/hr\"),Inventory!$AI98,IF(AND(OR($Z342=\"c\",$Z342=\"d\"),Inventory!$AJ98=\"Tons\"),Inventory!$AI98*12000,0)))))","v":0},0,0,"EER",0,"kW/ton",{"$f":"IF(OR($Z342=\"a\",$AV342=\"No\"),0,IF(AND($Z342=\"b\",Inventory!$Q98=\"Btu/hr\"),Inventory!$P98,IF(AND($Z342=\"b\",Inventory!$Q98=\"Tons\"),Inventory!$P98*12000,IF(AND(OR($Z342=\"c\",$Z342=\"d\"),Inventory!$AL98=\"Btu/hr\"),Inventory!$AK98,IF(AND(OR($Z342=\"c\",$Z342=\"d\"),Inventory!$AL98=\"Tons\"),Inventory!$AK98*12000,0)))))","v":0},0,0,"COP","No",{"$f":"IF(OR(Inventory!$J98=\"\",$BH342=\"No\"),\"-\",Inventory!$J98)","v":"-"},{"$f":"IFERROR(VLOOKUP($BI342,'Early Retirement'!$B$6:$C$32,2,FALSE),\"-\")","v":"-"},{"$f":"IF(OR($Z342<>\"b\",AND($AA342<>\"b\",$AA342<>\"c\")),\"n\",IF(AND($AS342<>1,$AS342<>2,$AS342<>7,$AS342<>8),\"n\",IF(Inventory!$K98=\"Split\",\"s\",IF(Inventory!$K98=\"Packaged\",\"p\",\"n\"))))","v":"n"},{"$f":"IF(AND($AA342<>\"i\",$AA342<>\"j\"),\"n\",IF(Inventory!$L98=\"Centrifugal\",\"c\",\"n\"))","v":"n"},"-","-",{"$f":"IFERROR(INDEX('Early Retirement'!$C$4:$AC$32,$BJ342,$BN342),0)","v":0},{"$f":"IFERROR(HLOOKUP($BN342,'Early Retirement'!$D$4:$AC$5,2,FALSE),0)","v":0},{"$f":"IFERROR(INDEX('Early Retirement'!$AE$4:$BE$32,$BJ342,$BN342),0)","v":0},{"$f":"IFERROR(HLOOKUP($BN342,'Early Retirement'!$AF$4:$BE$5,2,FALSE),0)","v":0},0,0,"kW/ton",{"$f":"IFERROR(INDEX('Early Retirement'!$BG$4:$CG$32,$BJ342,$BN342),0)","v":0},{"$f":"IFERROR(HLOOKUP($BN342,'Early Retirement'!$BH$4:$CH$5,2,FALSE),0)","v":0},0,"COP","Yes",0,0,"kW/ton",0,"COP",0,0,"kW/ton",0,"COP"]
[null,null,null,null,null,null,null,null,null,null,null,null,null,null,null,null,null,null,null,null,null,null,null,null,90,{"$f":"IF(Inventory!$C99=\"\",\"a\",VLOOKUP(Inventory!$C99,$B$8:$C$11,2,FALSE))","v":"a"},{"$f":"IF(AND($Z343=\"b\",Inventory!$I99=\"\"),\"a\",IF(AND($Z343=\"b\",Inventory!$I99<>\"\"),VLOOKUP(Inventory!$I99,$E$3:$F$12,2,FALSE),IF(AND(OR($Z343=\"c\",$Z343=\"d\"),Inventory!$AB99=\"\"),\"a\",IF(AND(OR($Z343=\"c\",$Z343=\"d\"),Inventory!$AB99<>\"\"),VLOOKUP(Inventory!$AB99,$E$3:$F$12,2,FALSE),\"a\"))))","v":"a"},{"$f":"IF(OR(AND($AA343<>\"b\",$AA343<>\"c\"),$AF343=0,$AF343>=(65000/12000),Inventory!$AC99=\"\"),\"a\",VLOOKUP(Inventory!$AC99,$H$3:$I$5,2,FALSE))","v":"a"},null,{"$f":"IF(AND($AA343<>\"i\",$AA343<>\"j\"),\"a\",IF(AND($Z343=\"b\",Inventory!$L99=\"\"),\"a\",IF(AND($Z343=\"b\",Inventory!$L99<>\"\"),VLOOKUP(Inventory!$L99,$N$3:$O$6,2,FALSE),IF(AND(OR($Z343=\"c\",$Z343=\"d\"),Inventory!$AE99=\"\"),\"a\",IF(AND(OR($Z343=\"c\",$Z343=\"d\"),Inventory!$AE99<>\"\"),VLOOKUP(Inventory!$AE99,$N$3:$O$6,2,FALSE),\"a\")))))","v":"a"},{"$f":"IF(OR(AND($AA343<>\"e\",$AA343<>\"f\"),$AF343=0,Inventory!$AG99=\"\"),\"a\",VLOOKUP(Inventory!$AG99,$Q$3:$R$5,2,FALSE))","v":"a"},{"$f":"IF(OR(Inventory!C99=\"New Construction\",Inventory!C99=\"Replace-on-Burnout\",Inventory!C99=\"Early Retirement\"),Inventory!AT99,0)","v":0},"","","","","","","","","","","","",0,"aaaaa0","No","No",{"$f":"IF($Z343=\"a\",0,IF($Z343=\"b\",Inventory!$M99,Inventory!$AH99))","v":0},{"$f":"IF(OR($Z343=\"a\",AND($AU343=\"No\",$AV343=\"No\")),0,IF(AND($Z343=\"b\",Inventory!$O99=\"Btu/hr\"),Inventory!$N99,IF(AND($Z343=\"b\",Inventory!$O99=\"Tons\"),Inventory!$N99*12000,IF(AND(OR($Z343=\"c\",$Z343=\"d\"),Inventory!$AJ99=\"Btu/hr\"),Inventory!$AI99,IF(AND(OR($Z343=\"c\",$Z343=\"d\"),Inventory!$AJ99=\"Tons\"),Inventory!$AI99*12000,0)))))","v":0},0,0,"EER",0,"kW/ton",{"$f":"IF(OR($Z343=\"a\",$AV343=\"No\"),0,IF(AND($Z343=\"b\",Inventory!$Q99=\"Btu/hr\"),Inventory!$P99,IF(AND($Z343=\"b\",Inventory!$Q99=\"Tons\"),Inventory!$P99*12000,IF(AND(OR($Z343=\"c\",$Z343=\"d\"),Inventory!$AL99=\"Btu/hr\"),Inventory!$AK99,IF(AND(OR($Z343=\"c\",$Z343=\"d\"),Inventory!$AL99=\"Tons\"),Inventory!$AK99*12000,0)))))","v":0},0,0,"COP","No",{"$f":"IF(OR(Inventory!$J99=\"\",$BH343=\"No\"),\"-\",Inventory!$J99)","v":"-"},{"$f":"IFERROR(VLOOKUP($BI343,'Early Retirement'!$B$6:$C$32,2,FALSE),\"-\")","v":"-"},{"$f":"IF(OR($Z343<>\"b\",AND($AA343<>\"b\",$AA343<>\"c\")),\"n\",IF(AND($AS343<>1,$AS343<>2,$AS343<>7,$AS343<>8),\"n\",IF(Inventory!$K99=\"Split\",\"s\",IF(Inventory!$K99=\"Packaged\",\"p\",\"n\"))))","v":"n"},{"$f":"IF(AND($AA343<>\"i\",$AA343<>\"j\"),\"n\",IF(Inventory!$L99=\"Centrifugal\",\"c\",\"n\"))","v":"n"},"-","-",{"$f":"IFERROR(INDEX('Early Retirement'!$C$4:$AC$32,$BJ343,$BN343),0)","v":0},{"$f":"IFERROR(HLOOKUP($BN343,'Early Retirement'!$D$4:$AC$5,2,FALSE),0)","v":0},{"$f":"IFERROR(INDEX('Early Retirement'!$AE$4:$BE$32,$BJ343,$BN343),0)","v":0},{"$f":"IFERROR(HLOOKUP($BN343,'Early Retirement'!$AF$4:$BE$5,2,FALSE),0)","v":0},0,0,"kW/ton",{"$f":"IFERROR(INDEX('Early Retirement'!$BG$4:$CG$32,$BJ343,$BN343),0)","v":0},{"$f":"IFERROR(HLOOKUP($BN343,'Early Retirement'!$BH$4:$CH$5,2,FALSE),0)","v":0},0,"COP","Yes",0,0,"kW/ton",0,"COP",0,0,"kW/ton",0,"COP"]
[null,null,null,null,null,null,null,null,null,null,null,null,null,null,null,null,null,null,null,null,null,null,null,null,91,{"$f":"IF(Inventory!$C100=\"\",\"a\",VLOOKUP(Inventory!$C100,$B$8:$C$11,2,FALSE))","v":"a"},{"$f":"IF(AND($Z344=\"b\",Inventory!$I100=\"\"),\"a\",IF(AND($Z344=\"b\",Inventory!$I100<>\"\"),VLOOKUP(Inventory!$I100,$E$3:$F$12,2,FALSE),IF(AND(OR($Z344=\"c\",$Z344=\"d\"),Inventory!$AB100=\"\"),\"a\",IF(AND(OR($Z344=\"c\",$Z344=\"d\"),Inventory!$AB100<>\"\"),VLOOKUP(Inventory!$AB100,$E$3:$F$12,2,FALSE),\"a\"))))","v":"a"},{"$f":"IF(OR(AND($AA344<>\"b\",$AA344<>\"c\"),$AF344=0,$AF344>=(65000/12000),Inventory!$AC100=\"\"),\"a\",VLOOKUP(Inventory!$AC100,$H$3:$I$5,2,FALSE))","v":"a"},null,{"$f":"IF(AND($AA344<>\"i\",$AA344<>\"j\"),\"a\",IF(AND($Z344=\"b\",Inventory!$L100=\"\"),\"a\",IF(AND($Z344=\"b\",Inventory!$L100<>\"\"),VLOOKUP(Inventory!$L100,$N$3:$O$6,2,FALSE),IF(AND(OR($Z344=\"c\",$Z344=\"d\"),Inventory!$AE100=\"\"),\"a\",IF(AND(OR($Z344=\"c\",$Z344=\"d\"),Inventory!$AE100<>\"\"),VLOOKUP(Inventory!$AE100,$N$3:$O$6,2,FALSE),\"a\")))))","v":"a"},{"$f":"IF(OR(AND($AA344<>\"e\",$AA344<>\"f\"),$AF344=0,Inventory!$AG100=\"\"),\"a\",VLOOKUP(Inventory!$AG100,$Q$3:$R$5,2,FALSE))","v":"a"},{"$f":"IF(OR(Inventory!C100=\"New Construction\",Inventory!C100=\"Replace-on-Burnout\",Inventory!C100=\"Early Retirement\"),Inventory!AT100,0)","v":0},"","","","","","","","","","","","",0,"aaaaa0","No","No",{"$f":"IF($Z344=\"a\",0,IF($Z344=\"b\",Inventory!$M100,Inventory!$AH100))","v":0},{"$f":"IF(OR($Z344=\"a\",AND($AU344=\"No\",$AV344=\"No\")),0,IF(AND($Z344=\"b\",Inventory!$O100=\"Btu/hr\"),Inventory!$N100,IF(AND($Z344=\"b\",Inventory!$O100=\"Tons\"),Inventory!$N100*12000,IF(AND(OR($Z344=\"c\",$Z344=\"d\"),Inventory!$AJ100=\"Btu/hr\"),Inventory!$AI100,IF(AND(OR($Z344=\"c\",$Z344=\"d\"),Inventory!$AJ100=\"Tons\"),Inventory!$AI100*12000,0)))))","v":0},0,0,"EER",0,"kW/ton",{"$f":"IF(OR($Z344=\"a\",$AV344=\"No\"),0,IF(AND($Z344=\"b\",Inventory!$Q100=\"Btu/hr\"),Inventory!$P100,IF(AND($Z344=\"b\",Inventory!$Q100=\"Tons\"),Inventory!$P100*12000,IF(AND(OR($Z344=\"c\",$Z344=\"d\"),Inventory!$AL100=\"Btu/hr\"),Inventory!$AK100,IF(AND(OR($Z344=\"c\",$Z344=\"d\"),Inventory!$AL100=\"Tons\"),Inventory!$AK100*12000,0)))))","v":0},0,0,"COP","No",{"$f":"IF(OR(Inventory!$J100=\"\",$BH344=\"No\"),\"-\",Inventory!$J100)","v":"-"},{"$f":"IFERROR(VLOOKUP($BI344,'Early Retirement'!$B$6:$C$32,2,FALSE),\"-\")","v":"-"},{"$f":"IF(OR($Z344<>\"b\",AND($AA344<>\"b\",$AA344<>\"c\")),\"n\",IF(AND($AS344<>1,$AS344<>2,$AS344<>7,$AS344<>8),\"n\",IF(Inventory!$K100=\"Split\",\"s\",IF(Inventory!$K100=\"Packaged\",\"p\",\"n\"))))","v":"n"},{"$f":"IF(AND($AA344<>\"i\",$AA344<>\"j\"),\"n\",IF(Inventory!$L100=\"Centrifugal\",\"c\",\"n\"))","v":"n"},"-","-",{"$f":"IFERROR(INDEX('Early Retirement'!$C$4:$AC$32,$BJ344,$BN344),0)","v":0},{"$f":"IFERROR(HLOOKUP($BN344,'Early Retirement'!$D$4:$AC$5,2,FALSE),0)","v":0},{"$f":"IFERROR(INDEX('Early Retirement'!$AE$4:$BE$32,$BJ344,$BN344),0)","v":0},{"$f":"IFERROR(HLOOKUP($BN344,'Early Retirement'!$AF$4:$BE$5,2,FALSE),0)","v":0},0,0,"kW/ton",{"$f":"IFERROR(INDEX('Early Retirement'!$BG$4:$CG$32,$BJ344,$BN344),0)","v":0},{"$f":"IFERROR(HLOOKUP($BN344,'Early Retirement'!$BH$4:$CH$5,2,FALSE),0)","v":0},0,"COP","Yes",0,0,"kW/ton",0,"COP",0,0,"kW/ton",0,"COP"]
[null,null,null,null,null,null,null,null,null,null,null,null,null,null,null,null,null,null,null,null,null,null,null,null,92,{"$f":"IF(Inventory!$C101=\"\",\"a\",VLOOKUP(Inventory!$C101,$B$8:$C$11,2,FALSE))","v":"a"},{"$f":"IF(AND($Z345=\"b\",Inventory!$I101=\"\"),\"a\",IF(AND($Z345=\"b\",Inventory!$I101<>\"\"),VLOOKUP(Inventory!$I101,$E$3:$F$12,2,FALSE),IF(AND(OR($Z345=\"c\",$Z345=\"d\"),Inventory!$AB101=\"\"),\"a\",IF(AND(OR($Z345=\"c\",$Z345=\"d\"),Inventory!$AB101<>\"\"),VLOOKUP(Inventory!$AB101,$E$3:$F$12,2,FALSE),\"a\"))))","v":"a"},{"$f":"IF(OR(AND($AA345<>\"b\",$AA345<>\"c\"),$AF345=0,$AF345>=(65000/12000),Inventory!$AC101=\"\"),\"a\",VLOOKUP(Inventory!$AC101,$H$3:$I$5,2,FALSE))","v":"a"},null,{"$f":"IF(AND($AA345<>\"i\",$AA345<>\"j\"),\"a\",IF(AND($Z345=\"b\",Inventory!$L101=\"\"),\"a\",IF(AND($Z345=\"b\",Inventory!$L101<>\"\"),VLOOKUP(Inventory!$L101,$N$3:$O$6,2,FALSE),IF(AND(OR($Z345=\"c\",$Z345=\"d\"),Inventory!$AE101=\"\"),\"a\",IF(AND(OR($Z345=\"c\",$Z345=\"d\"),Inventory!$AE101<>\"\"),VLOOKUP(Inventory!$AE101,$N$3:$O$6,2,FALSE),\"a\")))))","v":"a"},{"$f":"IF(OR(AND($AA345<>\"e\",$AA345<>\"f\"),$AF345=0,Inventory!$AG101=\"\"),\"a\",VLOOKUP(Inventory!$AG101,$Q$3:$R$5,2,FALSE))","v":"a"},{"$f":"IF(OR(Inventory!C101=\"New Construction\",Inventory!C101=\"Replace-on-Burnout\",Inventory!C101=\"Early Retirement\"),Inventory!AT101,0)","v":0},"","","","","","","","","","","","",0,"aaaaa0","No","No",{"$f":"IF($Z345=\"a\",0,IF($Z345=\"b\",Inventory!$M101,Inventory!$AH101))","v":0},{"$f":"IF(OR($Z345=\"a\",AND($AU345=\"No\",$AV345=\"No\")),0,IF(AND($Z345=\"b\",Inventory!$O101=\"Btu/hr\"),Inventory!$N101,IF(AND($Z345=\"b\",Inventory!$O101=\"Tons\"),Inventory!$N101*12000,IF(AND(OR($Z345=\"c\",$Z345=\"d\"),Inventory!$AJ101=\"Btu/hr\"),Inventory!$AI101,IF(AND(OR($Z345=\"c\",$Z345=\"d\"),Inventory!$AJ101=\"Tons\"),Inventory!$AI101*12000,0)))))","v":0},0,0,"EER",0,"kW/ton",{"$f":"IF(OR($Z345=\"a\",$AV345=\"No\"),0,IF(AND($Z345=\"b\",Inventory!$Q101=\"Btu/hr\"),Inventory!$P101,IF(AND($Z345=\"b\",Inventory!$Q101=\"Tons\"),Inventory!$P101*12000,IF(AND(OR($Z345=\"c\",$Z345=\"d\"),Inventory!$AL101=\"Btu/hr\"),Inventory!$AK101,IF(AND(OR($Z345=\"c\",$Z345=\"d\"),Inventory!$AL101=\"Tons\"),Inventory!$AK101*12000,0)))))","v":0},0,0,"COP","No",{"$f":"IF(OR(Inventory!$J101=\"\",$BH345=\"No\"),\"-\",Inventory!$J101)","v":"-"},{"$f":"IFERROR(VLOOKUP($BI345,'Early Retirement'!$B$6:$C$32,2,FALSE),\"-\")","v":"-"},{"$f":"IF(OR($Z345<>\"b\",AND($AA345<>\"b\",$AA345<>\"c\")),\"n\",IF(AND($AS345<>1,$AS345<>2,$AS345<>7,$AS345<>8),\"n\",IF(Inventory!$K101=\"Split\",\"s\",IF(Inventory!$K101=\"Packaged\",\"p\",\"n\"))))","v":"n"},{"$f":"IF(AND($AA345<>\"i\",$AA345<>\"j\"),\"n\",IF(Inventory!$L101=\"Centrifugal\",\"c\",\"n\"))","v":"n"},"-","-",{"$f":"IFERROR(INDEX('Early Retirement'!$C$4:$AC$32,$BJ345,$BN345),0)","v":0},{"$f":"IFERROR(HLOOKUP($BN345,'Early Retirement'!$D$4:$AC$5,2,FALSE),0)","v":0},{"$f":"IFERROR(INDEX('Early Retirement'!$AE$4:$BE$32,$BJ345,$BN345),0)","v":0},{"$f":"IFERROR(HLOOKUP($BN345,'Early Retirement'!$AF$4:$BE$5,2,FALSE),0)","v":0},0,0,"kW/ton",{"$f":"IFERROR(INDEX('Early Retirement'!$BG$4:$CG$32,$BJ345,$BN345),0)","v":0},{"$f":"IFERROR(HLOOKUP($BN345,'Early Retirement'!$BH$4:$CH$5,2,FALSE),0)","v":0},0,"COP","Yes",0,0,"kW/ton",0,"COP",0,0,"kW/ton",0,"COP"]
[null,null,null,null,null,null,null,null,null,null,null,null,null,null,null,null,null,null,null,null,null,null,null,null,93,{"$f":"IF(Inventory!$C102=\"\",\"a\",VLOOKUP(Inventory!$C102,$B$8:$C$11,2,FALSE))","v":"a"},{"$f":"IF(AND($Z346=\"b\",Inventory!$I102=\"\"),\"a\",IF(AND($Z346=\"b\",Inventory!$I102<>\"\"),VLOOKUP(Inventory!$I102,$E$3:$F$12,2,FALSE),IF(AND(OR($Z346=\"c\",$Z346=\"d\"),Inventory!$AB102=\"\"),\"a\",IF(AND(OR($Z346=\"c\",$Z346=\"d\"),Inventory!$AB102<>\"\"),VLOOKUP(Inventory!$AB102,$E$3:$F$12,2,FALSE),\"a\"))))","v":"a"},{"$f":"IF(OR(AND($AA346<>\"b\",$AA346<>\"c\"),$AF346=0,$AF346>=(65000/12000),Inventory!$AC102=\"\"),\"a\",VLOOKUP(Inventory!$AC102,$H$3:$I$5,2,FALSE))","v":"a"},null,{"$f":"IF(AND($AA346<>\"i\",$AA346<>\"j\"),\"a\",IF(AND($Z346=\"b\",Inventory!$L102=\"\"),\"a\",IF(AND($Z346=\"b\",Inventory!$L102<>\"\"),VLOOKUP(Inventory!$L102,$N$3:$O$6,2,FALSE),IF(AND(OR($Z346=\"c\",$Z346=\"d\"),Inventory!$AE102=\"\"),\"a\",IF(AND(OR($Z346=\"c\",$Z346=\"d\"),Inventory!$AE102<>\"\"),VLOOKUP(Inventory!$AE102,$N$3:$O$6,2,FALSE),\"a\")))))","v":"a"},{"$f":"IF(OR(AND($AA346<>\"e\",$AA346<>\"f\"),$AF346=0,Inventory!$AG102=\"\"),\"a\",VLOOKUP(Inventory!$AG102,$Q$3:$R$5,2,FALSE))","v":"a"},{"$f":"IF(OR(Inventory!C102=\"New Construction\",Inventory!C102=\"Replace-on-Burnout\",Inventory!C102=\"Early Retirement\"),Inventory!AT102,0)","v":0},"","","","","","","","","","","","",0,"aaaaa0","No","No",{"$f":"IF($Z346=\"a\",0,IF($Z346=\"b\",Inventory!$M102,Inventory!$AH102))","v":0},{"$f":"IF(OR($Z346=\"a\",AND($AU346=\"No\",$AV346=\"No\")),0,IF(AND($Z346=\"b\",Inventory!$O102=\"Btu/hr\"),Inventory!$N102,IF(AND($Z346=\"b\",Inventory!$O102=\"Tons\"),Inventory!$N102*12000,IF(AND(OR($Z346=\"c\",$Z346=\"d\"),Inventory!$AJ102=\"Btu/hr\"),Inventory!$AI102,IF(AND(OR($Z346=\"c\",$Z346=\"d\"),Inventory!$AJ102=\"Tons\"),Inventory!$AI102*12000,0)))))","v":0},0,0,"EER",0,"kW/ton",{"$f":"IF(OR($Z346=\"a\",$AV346=\"No\"),0,IF(AND($Z346=\"b\",Inventory!$Q102=\"Btu/hr\"),Inventory!$P102,IF(AND($Z346=\"b\",Inventory!$Q102=\"Tons\"),Inventory!$P102*12000,IF(AND(OR($Z346=\"c\",$Z346=\"d\"),Inventory!$AL102=\"Btu/hr\"),Inventory!$AK102,IF(AND(OR($Z346=\"c\",$Z346=\"d\"),Inventory!$AL102=\"Tons\"),Inventory!$AK102*12000,0)))))","v":0},0,0,"COP","No",{"$f":"IF(OR(Inventory!$J102=\"\",$BH346=\"No\"),\"-\",Inventory!$J102)","v":"-"},{"$f":"IFERROR(VLOOKUP($BI346,'Early Retirement'!$B$6:$C$32,2,FALSE),\"-\")","v":"-"},{"$f":"IF(OR($Z346<>\"b\",AND($AA346<>\"b\",$AA346<>\"c\")),\"n\",IF(AND($AS346<>1,$AS346<>2,$AS346<>7,$AS346<>8),\"n\",IF(Inventory!$K102=\"Split\",\"s\",IF(Inventory!$K102=\"Packaged\",\"p\",\"n\"))))","v":"n"},{"$f":"IF(AND($AA346<>\"i\",$AA346<>\"j\"),\"n\",IF(Inventory!$L102=\"Centrifugal\",\"c\",\"n\"))","v":"n"},"-","-",{"$f":"IFERROR(INDEX('Early Retirement'!$C$4:$AC$32,$BJ346,$BN346),0)","v":0},{"$f":"IFERROR(HLOOKUP($BN346,'Early Retirement'!$D$4:$AC$5,2,FALSE),0)","v":0},{"$f":"IFERROR(INDEX('Early Retirement'!$AE$4:$BE$32,$BJ346,$BN346),0)","v":0},{"$f":"IFERROR(HLOOKUP($BN346,'Early Retirement'!$AF$4:$BE$5,2,FALSE),0)","v":0},0,0,"kW/ton",{"$f":"IFERROR(INDEX('Early Retirement'!$BG$4:$CG$32,$BJ346,$BN346),0)","v":0},{"$f":"IFERROR(HLOOKUP($BN346,'Early Retirement'!$BH$4:$CH$5,2,FALSE),0)","v":0},0,"COP","Yes",0,0,"kW/ton",0,"COP",0,0,"kW/ton",0,"COP"]
[null,null,null,null,null,null,null,null,null,null,null,null,null,null,null,null,null,null,null,null,null,null,null,null,94,{"$f":"IF(Inventory!$C103=\"\",\"a\",VLOOKUP(Inventory!$C103,$B$8:$C$11,2,FALSE))","v":"a"},{"$f":"IF(AND($Z347=\"b\",Inventory!$I103=\"\"),\"a\",IF(AND($Z347=\"b\",Inventory!$I103<>\"\"),VLOOKUP(Inventory!$I103,$E$3:$F$12,2,FALSE),IF(AND(OR($Z347=\"c\",$Z347=\"d\"),Inventory!$AB103=\"\"),\"a\",IF(AND(OR($Z347=\"c\",$Z347=\"d\"),Inventory!$AB103<>\"\"),VLOOKUP(Inventory!$AB103,$E$3:$F$12,2,FALSE),\"a\"))))","v":"a"},{"$f":"IF(OR(AND($AA347<>\"b\",$AA347<>\"c\"),$AF347=0,$AF347>=(65000/12000),Inventory!$AC103=\"\"),\"a\",VLOOKUP(Inventory!$AC103,$H$3:$I$5,2,FALSE))","v":"a"},null,{"$f":"IF(AND($AA347<>\"i\",$AA347<>\"j\"),\"a\",IF(AND($Z347=\"b\",Inventory!$L103=\"\"),\"a\",IF(AND($Z347=\"b\",Inventory!$L103<>\"\"),VLOOKUP(Inventory!$L103,$N$3:$O$6,2,FALSE),IF(AND(OR($Z347=\"c\",$Z347=\"d\"),Inventory!$AE103=\"\"),\"a\",IF(AND(OR($Z347=\"c\",$Z347=\"d\"),Inventory!$AE103<>\"\"),VLOOKUP(Inventory!$AE103,$N$3:$O$6,2,FALSE),\"a\")))))","v":"a"},{"$f":"IF(OR(AND($AA347<>\"e\",$AA347<>\"f\"),$AF347=0,Inventory!$AG103=\"\"),\"a\",VLOOKUP(Inventory!$AG103,$Q$3:$R$5,2,FALSE))","v":"a"},{"$f":"IF(OR(Inventory!C103=\"New Construction\",Inventory!C103=\"Replace-on-Burnout\",Inventory!C103=\"Early Retirement\"),Inventory!AT103,0)","v":0},"","","","","","","","","","","","",0,"aaaaa0","No","No",{"$f":"IF($Z347=\"a\",0,IF($Z347=\"b\",Inventory!$M103,Inventory!$AH103))","v":0},{"$f":"IF(OR($Z347=\"a\",AND($AU347=\"No\",$AV347=\"No\")),0,IF(AND($Z347=\"b\",Inventory!$O103=\"Btu/hr\"),Inventory!$N103,IF(AND($Z347=\"b\",Inventory!$O103=\"Tons\"),Inventory!$N103*12000,IF(AND(OR($Z347=\"c\",$Z347=\"d\"),Inventory!$AJ103=\"Btu/hr\"),Inventory!$AI103,IF(AND(OR($Z347=\"c\",$Z347=\"d\"),Inventory!$AJ103=\"Tons\"),Inventory!$AI103*12000,0)))))","v":0},0,0,"EER",0,"kW/ton",{"$f":"IF(OR($Z347=\"a\",$AV347=\"No\"),0,IF(AND($Z347=\"b\",Inventory!$Q103=\"Btu/hr\"),Inventory!$P103,IF(AND($Z347=\"b\",Inventory!$Q103=\"Tons\"),Inventory!$P103*12000,IF(AND(OR($Z347=\"c\",$Z347=\"d\"),Inventory!$AL103=\"Btu/hr\"),Inventory!$AK103,IF(AND(OR($Z347=\"c\",$Z347=\"d\"),Inventory!$AL103=\"Tons\"),Inventory!$AK103*12000,0)))))","v":0},0,0,"COP","No",{"$f":"IF(OR(Inventory!$J103=\"\",$BH347=\"No\"),\"-\",Inventory!$J103)","v":"-"},{"$f":"IFERROR(VLOOKUP($BI347,'Early Retirement'!$B$6:$C$32,2,FALSE),\"-\")","v":"-"},{"$f":"IF(OR($Z347<>\"b\",AND($AA347<>\"b\",$AA347<>\"c\")),\"n\",IF(AND($AS347<>1,$AS347<>2,$AS347<>7,$AS347<>8),\"n\",IF(Inventory!$K103=\"Split\",\"s\",IF(Inventory!$K103=\"Packaged\",\"p\",\"n\"))))","v":"n"},{"$f":"IF(AND($AA347<>\"i\",$AA347<>\"j\"),\"n\",IF(Inventory!$L103=\"Centrifugal\",\"c\",\"n\"))","v":"n"},"-","-",{"$f":"IFERROR(INDEX('Early Retirement'!$C$4:$AC$32,$BJ347,$BN347),0)","v":0},{"$f":"IFERROR(HLOOKUP($BN347,'Early Retirement'!$D$4:$AC$5,2,FALSE),0)","v":0},{"$f":"IFERROR(INDEX('Early Retirement'!$AE$4:$BE$32,$BJ347,$BN347),0)","v":0},{"$f":"IFERROR(HLOOKUP($BN347,'Early Retirement'!$AF$4:$BE$5,2,FALSE),0)","v":0},0,0,"kW/ton",{"$f":"IFERROR(INDEX('Early Retirement'!$BG$4:$CG$32,$BJ347,$BN347),0)","v":0},{"$f":"IFERROR(HLOOKUP($BN347,'Early Retirement'!$BH$4:$CH$5,2,FALSE),0)","v":0},0,"COP","Yes",0,0,"kW/ton",0,"COP",0,0,"kW/ton",0,"COP"]
[null,null,null,null,null,null,null,null,null,null,null,null,null,null,null,null,null,null,null,null,null,null,null,null,95,{"$f":"IF(Inventory!$C104=\"\",\"a\",VLOOKUP(Inventory!$C104,$B$8:$C$11,2,FALSE))","v":"a"},{"$f":"IF(AND($Z348=\"b\",Inventory!$I104=\"\"),\"a\",IF(AND($Z348=\"b\",Inventory!$I104<>\"\"),VLOOKUP(Inventory!$I104,$E$3:$F$12,2,FALSE),IF(AND(OR($Z348=\"c\",$Z348=\"d\"),Inventory!$AB104=\"\"),\"a\",IF(AND(OR($Z348=\"c\",$Z348=\"d\"),Inventory!$AB104<>\"\"),VLOOKUP(Inventory!$AB104,$E$3:$F$12,2,FALSE),\"a\"))))","v":"a"},{"$f":"IF(OR(AND($AA348<>\"b\",$AA348<>\"c\"),$AF348=0,$AF348>=(65000/12000),Inventory!$AC104=\"\"),\"a\",VLOOKUP(Inventory!$AC104,$H$3:$I$5,2,FALSE))","v":"a"},null,{"$f":"IF(AND($AA348<>\"i\",$AA348<>\"j\"),\"a\",IF(AND($Z348=\"b\",Inventory!$L104=\"\"),\"a\",IF(AND($Z348=\"b\",Inventory!$L104<>\"\"),VLOOKUP(Inventory!$L104,$N$3:$O$6,2,FALSE),IF(AND(OR($Z348=\"c\",$Z348=\"d\"),Inventory!$AE104=\"\"),\"a\",IF(AND(OR($Z348=\"c\",$Z348=\"d\"),Inventory!$AE104<>\"\"),VLOOKUP(Inventory!$AE104,$N$3:$O$6,2,FALSE),\"a\")))))","v":"a"},{"$f":"IF(OR(AND($AA348<>\"e\",$AA348<>\"f\"),$AF348=0,Inventory!$AG104=\"\"),\"a\",VLOOKUP(Inventory!$AG104,$Q$3:$R$5,2,FALSE))","v":"a"},{"$f":"IF(OR(Inventory!C104=\"New Construction\",Inventory!C104=\"Replace-on-Burnout\",Inventory!C104=\"Early Retirement\"),Inventory!AT104,0)","v":0},"","","","","","","","","","","","",0,"aaaaa0","No","No",{"$f":"IF($Z348=\"a\",0,IF($Z348=\"b\",Inventory!$M104,Inventory!$AH104))","v":0},{"$f":"IF(OR($Z348=\"a\",AND($AU348=\"No\",$AV348=\"No\")),0,IF(AND($Z348=\"b\",Inventory!$O104=\"Btu/hr\"),Inventory!$N104,IF(AND($Z348=\"b\",Inventory!$O104=\"Tons\"),Inventory!$N104*12000,IF(AND(OR($Z348=\"c\",$Z348=\"d\"),Inventory!$AJ104=\"Btu/hr\"),Inventory!$AI104,IF(AND(OR($Z348=\"c\",$Z348=\"d\"),Inventory!$AJ104=\"Tons\"),Inventory!$AI104*12000,0)))))","v":0},0,0,"EER",0,"kW/ton",{"$f":"IF(OR($Z348=\"a\",$AV348=\"No\"),0,IF(AND($Z348=\"b\",Inventory!$Q104=\"Btu/hr\"),Inventory!$P104,IF(AND($Z348=\"b\",Inventory!$Q104=\"Tons\"),Inventory!$P104*12000,IF(AND(OR($Z348=\"c\",$Z348=\"d\"),Inventory!$AL104=\"Btu/hr\"),Inventory!$AK104,IF(AND(OR($Z348=\"c\",$Z348=\"d\"),Inventory!$AL104=\"Tons\"),Inventory!$AK104*12000,0)))))","v":0},0,0,"COP","No",{"$f":"IF(OR(Inventory!$J104=\"\",$BH348=\"No\"),\"-\",Inventory!$J104)","v":"-"},{"$f":"IFERROR(VLOOKUP($BI348,'Early Retirement'!$B$6:$C$32,2,FALSE),\"-\")","v":"-"},{"$f":"IF(OR($Z348<>\"b\",AND($AA348<>\"b\",$AA348<>\"c\")),\"n\",IF(AND($AS348<>1,$AS348<>2,$AS348<>7,$AS348<>8),\"n\",IF(Inventory!$K104=\"Split\",\"s\",IF(Inventory!$K104=\"Packaged\",\"p\",\"n\"))))","v":"n"},{"$f":"IF(AND($AA348<>\"i\",$AA348<>\"j\"),\"n\",IF(Inventory!$L104=\"Centrifugal\",\"c\",\"n\"))","v":"n"},"-","-",{"$f":"IFERROR(INDEX('Early Retirement'!$C$4:$AC$32,$BJ348,$BN348),0)","v":0},{"$f":"IFERROR(HLOOKUP($BN348,'Early Retirement'!$D$4:$AC$5,2,FALSE),0)","v":0},{"$f":"IFERROR(INDEX('Early Retirement'!$AE$4:$BE$32,$BJ348,$BN348),0)","v":0},{"$f":"IFERROR(HLOOKUP($BN348,'Early Retirement'!$AF$4:$BE$5,2,FALSE),0)","v":0},0,0,"kW/ton",{"$f":"IFERROR(INDEX('Early Retirement'!$BG$4:$CG$32,$BJ348,$BN348),0)","v":0},{"$f":"IFERROR(HLOOKUP($BN348,'Early Retirement'!$BH$4:$CH$5,2,FALSE),0)","v":0},0,"COP","Yes",0,0,"kW/ton",0,"COP",0,0,"kW/ton",0,"COP"]
[null,null,null,null,null,null,null,null,null,null,null,null,null,null,null,null,null,null,null,null,null,null,null,null,96,{"$f":"IF(Inventory!$C105=\"\",\"a\",VLOOKUP(Inventory!$C105,$B$8:$C$11,2,FALSE))","v":"a"},{"$f":"IF(AND($Z349=\"b\",Inventory!$I105=\"\"),\"a\",IF(AND($Z349=\"b\",Inventory!$I105<>\"\"),VLOOKUP(Inventory!$I105,$E$3:$F$12,2,FALSE),IF(AND(OR($Z349=\"c\",$Z349=\"d\"),Inventory!$AB105=\"\"),\"a\",IF(AND(OR($Z349=\"c\",$Z349=\"d\"),Inventory!$AB105<>\"\"),VLOOKUP(Inventory!$AB105,$E$3:$F$12,2,FALSE),\"a\"))))","v":"a"},{"$f":"IF(OR(AND($AA349<>\"b\",$AA349<>\"c\"),$AF349=0,$AF349>=(65000/12000),Inventory!$AC105=\"\"),\"a\",VLOOKUP(Inventory!$AC105,$H$3:$I$5,2,FALSE))","v":"a"},null,{"$f":"IF(AND($AA349<>\"i\",$AA349<>\"j\"),\"a\",IF(AND($Z349=\"b\",Inventory!$L105=\"\"),\"a\",IF(AND($Z349=\"b\",Inventory!$L105<>\"\"),VLOOKUP(Inventory!$L105,$N$3:$O$6,2,FALSE),IF(AND(OR($Z349=\"c\",$Z349=\"d\"),Inventory!$AE105=\"\"),\"a\",IF(AND(OR($Z349=\"c\",$Z349=\"d\"),Inventory!$AE105<>\"\"),VLOOKUP(Inventory!$AE105,$N$3:$O$6,2,FALSE),\"a\")))))","v":"a"},{"$f":"IF(OR(AND($AA349<>\"e\",$AA349<>\"f\"),$AF349=0,Inventory!$AG105=\"\"),\"a\",VLOOKUP(Inventory!$AG105,$Q$3:$R$5,2,FALSE))","v":"a"},{"$f":"IF(OR(Inventory!C105=\"New Construction\",Inventory!C105=\"Replace-on-Burnout\",Inventory!C105=\"Early Retirement\"),Inventory!AT105,0)","v":0},"","","","","","","","","","","","",0,"aaaaa0","No","No",{"$f":"IF($Z349=\"a\",0,IF($Z349=\"b\",Inventory!$M105,Inventory!$AH105))","v":0},{"$f":"IF(OR($Z349=\"a\",AND($AU349=\"No\",$AV349=\"No\")),0,IF(AND($Z349=\"b\",Inventory!$O105=\"Btu/hr\"),Inventory!$N105,IF(AND($Z349=\"b\",Inventory!$O105=\"Tons\"),Inventory!$N105*12000,IF(AND(OR($Z349=\"c\",$Z349=\"d\"),Inventory!$AJ105=\"Btu/hr\"),Inventory!$AI105,IF(AND(OR($Z349=\"c\",$Z349=\"d\"),Inventory!$AJ105=\"Tons\"),Inventory!$AI105*12000,0)))))","v":0},0,0,"EER",0,"kW/ton",{"$f":"IF(OR($Z349=\"a\",$AV349=\"No\"),0,IF(AND($Z349=\"b\",Inventory!$Q105=\"Btu/hr\"),Inventory!$P105,IF(AND($Z349=\"b\",Inventory!$Q105=\"Tons\"),Inventory!$P105*12000,IF(AND(OR($Z349=\"c\",$Z349=\"d\"),Inventory!$AL105=\"Btu/hr\"),Inventory!$AK105,IF(AND(OR($Z349=\"c\",$Z349=\"d\"),Inventory!$AL105=\"Tons\"),Inventory!$AK105*12000,0)))))","v":0},0,0,"COP","No",{"$f":"IF(OR(Inventory!$J105=\"\",$BH349=\"No\"),\"-\",Inventory!$J105)","v":"-"},{"$f":"IFERROR(VLOOKUP($BI349,'Early Retirement'!$B$6:$C$32,2,FALSE),\"-\")","v":"-"},{"$f":"IF(OR($Z349<>\"b\",AND($AA349<>\"b\",$AA349<>\"c\")),\"n\",IF(AND($AS349<>1,$AS349<>2,$AS349<>7,$AS349<>8),\"n\",IF(Inventory!$K105=\"Split\",\"s\",IF(Inventory!$K105=\"Packaged\",\"p\",\"n\"))))","v":"n"},{"$f":"IF(AND($AA349<>\"i\",$AA349<>\"j\"),\"n\",IF(Inventory!$L105=\"Centrifugal\",\"c\",\"n\"))","v":"n"},"-","-",{"$f":"IFERROR(INDEX('Early Retirement'!$C$4:$AC$32,$BJ349,$BN349),0)","v":0},{"$f":"IFERROR(HLOOKUP($BN349,'Early Retirement'!$D$4:$AC$5,2,FALSE),0)","v":0},{"$f":"IFERROR(INDEX('Early Retirement'!$AE$4:$BE$32,$BJ349,$BN349),0)","v":0},{"$f":"IFERROR(HLOOKUP($BN349,'Early Retirement'!$AF$4:$BE$5,2,FALSE),0)","v":0},0,0,"kW/ton",{"$f":"IFERROR(INDEX('Early Retirement'!$BG$4:$CG$32,$BJ349,$BN349),0)","v":0},{"$f":"IFERROR(HLOOKUP($BN349,'Early Retirement'!$BH$4:$CH$5,2,FALSE),0)","v":0},0,"COP","Yes",0,0,"kW/ton",0,"COP",0,0,"kW/ton",0,"COP"]
[null,null,null,null,null,null,null,null,null,null,null,null,null,null,null,null,null,null,null,null,null,null,null,null,97,{"$f":"IF(Inventory!$C106=\"\",\"a\",VLOOKUP(Inventory!$C106,$B$8:$C$11,2,FALSE))","v":"a"},{"$f":"IF(AND($Z350=\"b\",Inventory!$I106=\"\"),\"a\",IF(AND($Z350=\"b\",Inventory!$I106<>\"\"),VLOOKUP(Inventory!$I106,$E$3:$F$12,2,FALSE),IF(AND(OR($Z350=\"c\",$Z350=\"d\"),Inventory!$AB106=\"\"),\"a\",IF(AND(OR($Z350=\"c\",$Z350=\"d\"),Inventory!$AB106<>\"\"),VLOOKUP(Inventory!$AB106,$E$3:$F$12,2,FALSE),\"a\"))))","v":"a"},{"$f":"IF(OR(AND($AA350<>\"b\",$AA350<>\"c\"),$AF350=0,$AF350>=(65000/12000),Inventory!$AC106=\"\"),\"a\",VLOOKUP(Inventory!$AC106,$H$3:$I$5,2,FALSE))","v":"a"},null,{"$f":"IF(AND($AA350<>\"i\",$AA350<>\"j\"),\"a\",IF(AND($Z350=\"b\",Inventory!$L106=\"\"),\"a\",IF(AND($Z350=\"b\",Inventory!$L106<>\"\"),VLOOKUP(Inventory!$L106,$N$3:$O$6,2,FALSE),IF(AND(OR($Z350=\"c\",$Z350=\"d\"),Inventory!$AE106=\"\"),\"a\",IF(AND(OR($Z350=\"c\",$Z350=\"d\"),Inventory!$AE106<>\"\"),VLOOKUP(Inventory!$AE106,$N$3:$O$6,2,FALSE),\"a\")))))","v":"a"},{"$f":"IF(OR(AND($AA350<>\"e\",$AA350<>\"f\"),$AF350=0,Inventory!$AG106=\"\"),\"a\",VLOOKUP(Inventory!$AG106,$Q$3:$R$5,2,FALSE))","v":"a"},{"$f":"IF(OR(Inventory!C106=\"New Construction\",Inventory!C106=\"Replace-on-Burnout\",Inventory!C106=\"Early Retirement\"),Inventory!AT106,0)","v":0},"","","","","","","","","","","","",0,"aaaaa0","No","No",{"$f":"IF($Z350=\"a\",0,IF($Z350=\"b\",Inventory!$M106,Inventory!$AH106))","v":0},{"$f":"IF(OR($Z350=\"a\",AND($AU350=\"No\",$AV350=\"No\")),0,IF(AND($Z350=\"b\",Inventory!$O106=\"Btu/hr\"),Inventory!$N106,IF(AND($Z350=\"b\",Inventory!$O106=\"Tons\"),Inventory!$N106*12000,IF(AND(OR($Z350=\"c\",$Z350=\"d\"),Inventory!$AJ106=\"Btu/hr\"),Inventory!$AI106,IF(AND(OR($Z350=\"c\",$Z350=\"d\"),Inventory!$AJ106=\"Tons\"),Inventory!$AI106*12000,0)))))","v":0},0,0,"EER",0,"kW/ton",{"$f":"IF(OR($Z350=\"a\",$AV350=\"No\"),0,IF(AND($Z350=\"b\",Inventory!$Q106=\"Btu/hr\"),Inventory!$P106,IF(AND($Z350=\"b\",Inventory!$Q106=\"Tons\"),Inventory!$P106*12000,IF(AND(OR($Z350=\"c\",$Z350=\"d\"),Inventory!$AL106=\"Btu/hr\"),Inventory!$AK106,IF(AND(OR($Z350=\"c\",$Z350=\"d\"),Inventory!$AL106=\"Tons\"),Inventory!$AK106*12000,0)))))","v":0},0,0,"COP",{"$f":"IF($Z350=\"b\",\"Yes\",\"No\")","v":"No"},{"$f":"IF(OR(Inventory!$J106=\"\",$BH350=\"No\"),\"-\",Inventory!$J106)","v":"-"},{"$f":"IFERROR(VLOOKUP($BI350,'Early Retirement'!$B$6:$C$32,2,FALSE),\"-\")","v":"-"},{"$f":"IF(OR($Z350<>\"b\",AND($AA350<>\"b\",$AA350<>\"c\")),\"n\",IF(AND($AS350<>1,$AS350<>2,$AS350<>7,$AS350<>8),\"n\",IF(Inventory!$K106=\"Split\",\"s\",IF(Inventory!$K106=\"Packaged\",\"p\",\"n\"))))","v":"n"},{"$f":"IF(AND($AA350<>\"i\",$AA350<>\"j\"),\"n\",IF(Inventory!$L106=\"Centrifugal\",\"c\",\"n\"))","v":"n"},"-","-",{"$f":"IFERROR(INDEX('Early Retirement'!$C$4:$AC$32,$BJ350,$BN350),0)","v":0},{"$f":"IFERROR(HLOOKUP($BN350,'Early Retirement'!$D$4:$AC$5,2,FALSE),0)","v":0},{"$f":"IFERROR(INDEX('Early Retirement'!$AE$4:$BE$32,$BJ350,$BN350),0)","v":0},{"$f":"IFERROR(HLOOKUP($BN350,'Early Retirement'!$AF$4:$BE$5,2,FALSE),0)","v":0},0,0,"kW/ton",{"$f":"IFERROR(INDEX('Early Retirement'!$BG$4:$CG$32,$BJ350,$BN350),0)","v":0},{"$f":"IFERROR(HLOOKUP($BN350,'Early Retirement'!$BH$4:$CH$5,2,FALSE),0)","v":0},0,"COP","Yes",0,0,"kW/ton",0,"COP",{"$f":"MAX($BB350,$BS350,$CA350)","v":0},0,"kW/ton",0,"COP"]
[null,null,null,null,null,null,null,null,null,null,null,null,null,null,null,null,null,null,null,null,null,null,null,null,98,{"$f":"IF(Inventory!$C107=\"\",\"a\",VLOOKUP(Inventory!$C107,$B$8:$C$11,2,FALSE))","v":"a"},{"$f":"IF(AND($Z351=\"b\",Inventory!$I107=\"\"),\"a\",IF(AND($Z351=\"b\",Inventory!$I107<>\"\"),VLOOKUP(Inventory!$I107,$E$3:$F$12,2,FALSE),IF(AND(OR($Z351=\"c\",$Z351=\"d\"),Inventory!$AB107=\"\"),\"a\",IF(AND(OR($Z351=\"c\",$Z351=\"d\"),Inventory!$AB107<>\"\"),VLOOKUP(Inventory!$AB107,$E$3:$F$12,2,FALSE),\"a\"))))","v":"a"},{"$f":"IF(OR(AND($AA351<>\"b\",$AA351<>\"c\"),$AF351=0,$AF351>=(65000/12000),Inventory!$AC107=\"\"),\"a\",VLOOKUP(Inventory!$AC107,$H$3:$I$5,2,FALSE))","v":"a"},null,{"$f":"IF(AND($AA351<>\"i\",$AA351<>\"j\"),\"a\",IF(AND($Z351=\"b\",Inventory!$L107=\"\"),\"a\",IF(AND($Z351=\"b\",Inventory!$L107<>\"\"),VLOOKUP(Inventory!$L107,$N$3:$O$6,2,FALSE),IF(AND(OR($Z351=\"c\",$Z351=\"d\"),Inventory!$AE107=\"\"),\"a\",IF(AND(OR($Z351=\"c\",$Z351=\"d\"),Inventory!$AE107<>\"\"),VLOOKUP(Inventory!$AE107,$N$3:$O$6,2,FALSE),\"a\")))))","v":"a"},{"$f":"IF(OR(AND($AA351<>\"e\",$AA351<>\"f\"),$AF351=0,Inventory!$AG107=\"\"),\"a\",VLOOKUP(Inventory!$AG107,$Q$3:$R$5,2,FALSE))","v":"a"},{"$f":"IF(OR(Inventory!C107=\"New Construction\",Inventory!C107=\"Replace-on-Burnout\",Inventory!C107=\"Early Retirement\"),Inventory!AT107,0)","v":0},"","","","","","","","","","","","",0,"aaaaa0","No","No",{"$f":"IF($Z351=\"a\",0,IF($Z351=\"b\",Inventory!$M107,Inventory!$AH107))","v":0},{"$f":"IF(OR($Z351=\"a\",AND($AU351=\"No\",$AV351=\"No\")),0,IF(AND($Z351=\"b\",Inventory!$O107=\"Btu/hr\"),Inventory!$N107,IF(AND($Z351=\"b\",Inventory!$O107=\"Tons\"),Inventory!$N107*12000,IF(AND(OR($Z351=\"c\",$Z351=\"d\"),Inventory!$AJ107=\"Btu/hr\"),Inventory!$AI107,IF(AND(OR($Z351=\"c\",$Z351=\"d\"),Inventory!$AJ107=\"Tons\"),Inventory!$AI107*12000,0)))))","v":0},0,0,"EER",0,"kW/ton",{"$f":"IF(OR($Z351=\"a\",$AV351=\"No\"),0,IF(AND($Z351=\"b\",Inventory!$Q107=\"Btu/hr\"),Inventory!$P107,IF(AND($Z351=\"b\",Inventory!$Q107=\"Tons\"),Inventory!$P107*12000,IF(AND(OR($Z351=\"c\",$Z351=\"d\"),Inventory!$AL107=\"Btu/hr\"),Inventory!$AK107,IF(AND(OR($Z351=\"c\",$Z351=\"d\"),Inventory!$AL107=\"Tons\"),Inventory!$AK107*12000,0)))))","v":0},0,0,"COP","No",{"$f":"IF(OR(Inventory!$J107=\"\",$BH351=\"No\"),\"-\",Inventory!$J107)","v":"-"},{"$f":"IFERROR(VLOOKUP($BI351,'Early Retirement'!$B$6:$C$32,2,FALSE),\"-\")","v":"-"},{"$f":"IF(OR($Z351<>\"b\",AND($AA351<>\"b\",$AA351<>\"c\")),\"n\",IF(AND($AS351<>1,$AS351<>2,$AS351<>7,$AS351<>8),\"n\",IF(Inventory!$K107=\"Split\",\"s\",IF(Inventory!$K107=\"Packaged\",\"p\",\"n\"))))","v":"n"},{"$f":"IF(AND($AA351<>\"i\",$AA351<>\"j\"),\"n\",IF(Inventory!$L107=\"Centrifugal\",\"c\",\"n\"))","v":"n"},"-","-",{"$f":"IFERROR(INDEX('Early Retirement'!$C$4:$AC$32,$BJ351,$BN351),0)","v":0},{"$f":"IFERROR(HLOOKUP($BN351,'Early Retirement'!$D$4:$AC$5,2,FALSE),0)","v":0},{"$f":"IFERROR(INDEX('Early Retirement'!$AE$4:$BE$32,$BJ351,$BN351),0)","v":0},{"$f":"IFERROR(HLOOKUP($BN351,'Early Retirement'!$AF$4:$BE$5,2,FALSE),0)","v":0},0,0,"kW/ton",{"$f":"IFERROR(INDEX('Early Retirement'!$BG$4:$CG$32,$BJ351,$BN351),0)","v":0},{"$f":"IFERROR(HLOOKUP($BN351,'Early Retirement'!$BH$4:$CH$5,2,FALSE),0)","v":0},0,"COP","Yes",0,0,"kW/ton",0,"COP",0,0,"kW/ton",0,"COP"]
[null,null,null,null,null,null,null,null,null,null,null,null,null,null,null,null,null,null,null,null,null,null,null,null,99,{"$f":"IF(Inventory!$C108=\"\",\"a\",VLOOKUP(Inventory!$C108,$B$8:$C$11,2,FALSE))","v":"a"},{"$f":"IF(AND($Z352=\"b\",Inventory!$I108=\"\"),\"a\",IF(AND($Z352=\"b\",Inventory!$I108<>\"\"),VLOOKUP(Inventory!$I108,$E$3:$F$12,2,FALSE),IF(AND(OR($Z352=\"c\",$Z352=\"d\"),Inventory!$AB108=\"\"),\"a\",IF(AND(OR($Z352=\"c\",$Z352=\"d\"),Inventory!$AB108<>\"\"),VLOOKUP(Inventory!$AB108,$E$3:$F$12,2,FALSE),\"a\"))))","v":"a"},{"$f":"IF(OR(AND($AA352<>\"b\",$AA352<>\"c\"),$AF352=0,$AF352>=(65000/12000),Inventory!$AC108=\"\"),\"a\",VLOOKUP(Inventory!$AC108,$H$3:$I$5,2,FALSE))","v":"a"},null,{"$f":"IF(AND($AA352<>\"i\",$AA352<>\"j\"),\"a\",IF(AND($Z352=\"b\",Inventory!$L108=\"\"),\"a\",IF(AND($Z352=\"b\",Inventory!$L108<>\"\"),VLOOKUP(Inventory!$L108,$N$3:$O$6,2,FALSE),IF(AND(OR($Z352=\"c\",$Z352=\"d\"),Inventory!$AE108=\"\"),\"a\",IF(AND(OR($Z352=\"c\",$Z352=\"d\"),Inventory!$AE108<>\"\"),VLOOKUP(Inventory!$AE108,$N$3:$O$6,2,FALSE),\"a\")))))","v":"a"},{"$f":"IF(OR(AND($AA352<>\"e\",$AA352<>\"f\"),$AF352=0,Inventory!$AG108=\"\"),\"a\",VLOOKUP(Inventory!$AG108,$Q$3:$R$5,2,FALSE))","v":"a"},{"$f":"IF(OR(Inventory!C108=\"New Construction\",Inventory!C108=\"Replace-on-Burnout\",Inventory!C108=\"Early Retirement\"),Inventory!AT108,0)","v":0},"","","","","","","","","","","","",0,"aaaaa0","No","No",{"$f":"IF($Z352=\"a\",0,IF($Z352=\"b\",Inventory!$M108,Inventory!$AH108))","v":0},{"$f":"IF(OR($Z352=\"a\",AND($AU352=\"No\",$AV352=\"No\")),0,IF(AND($Z352=\"b\",Inventory!$O108=\"Btu/hr\"),Inventory!$N108,IF(AND($Z352=\"b\",Inventory!$O108=\"Tons\"),Inventory!$N108*12000,IF(AND(OR($Z352=\"c\",$Z352=\"d\"),Inventory!$AJ108=\"Btu/hr\"),Inventory!$AI108,IF(AND(OR($Z352=\"c\",$Z352=\"d\"),Inventory!$AJ108=\"Tons\"),Inventory!$AI108*12000,0)))))","v":0},0,0,"EER",0,"kW/ton",{"$f":"IF(OR($Z352=\"a\",$AV352=\"No\"),0,IF(AND($Z352=\"b\",Inventory!$Q108=\"Btu/hr\"),Inventory!$P108,IF(AND($Z352=\"b\",Inventory!$Q108=\"Tons\"),Inventory!$P108*12000,IF(AND(OR($Z352=\"c\",$Z352=\"d\"),Inventory!$AL108=\"Btu/hr\"),Inventory!$AK108,IF(AND(OR($Z352=\"c\",$Z352=\"d\"),Inventory!$AL108=\"Tons\"),Inventory!$AK108*12000,0)))))","v":0},0,0,"COP","No",{"$f":"IF(OR(Inventory!$J108=\"\",$BH352=\"No\"),\"-\",Inventory!$J108)","v":"-"},{"$f":"IFERROR(VLOOKUP($BI352,'Early Retirement'!$B$6:$C$32,2,FALSE),\"-\")","v":"-"},{"$f":"IF(OR($Z352<>\"b\",AND($AA352<>\"b\",$AA352<>\"c\")),\"n\",IF(AND($AS352<>1,$AS352<>2,$AS352<>7,$AS352<>8),\"n\",IF(Inventory!$K108=\"Split\",\"s\",IF(Inventory!$K108=\"Packaged\",\"p\",\"n\"))))","v":"n"},{"$f":"IF(AND($AA352<>\"i\",$AA352<>\"j\"),\"n\",IF(Inventory!$L108=\"Centrifugal\",\"c\",\"n\"))","v":"n"},"-","-",{"$f":"IFERROR(INDEX('Early Retirement'!$C$4:$AC$32,$BJ352,$BN352),0)","v":0},{"$f":"IFERROR(HLOOKUP($BN352,'Early Retirement'!$D$4:$AC$5,2,FALSE),0)","v":0},{"$f":"IFERROR(INDEX('Early Retirement'!$AE$4:$BE$32,$BJ352,$BN352),0)","v":0},{"$f":"IFERROR(HLOOKUP($BN352,'Early Retirement'!$AF$4:$BE$5,2,FALSE),0)","v":0},0,0,"kW/ton",{"$f":"IFERROR(INDEX('Early Retirement'!$BG$4:$CG$32,$BJ352,$BN352),0)","v":0},{"$f":"IFERROR(HLOOKUP($BN352,'Early Retirement'!$BH$4:$CH$5,2,FALSE),0)","v":0},0,"COP","Yes",0,0,"kW/ton",0,"COP",0,0,"kW/ton",0,"COP"]
[null,null,null,null,null,null,null,null,null,null,null,null,null,null,null,null,null,null,null,null,null,null,null,null,100,{"$f":"IF(Inventory!$C109=\"\",\"a\",VLOOKUP(Inventory!$C109,$B$8:$C$11,2,FALSE))","v":"a"},{"$f":"IF(AND($Z353=\"b\",Inventory!$I109=\"\"),\"a\",IF(AND($Z353=\"b\",Inventory!$I109<>\"\"),VLOOKUP(Inventory!$I109,$E$3:$F$12,2,FALSE),IF(AND(OR($Z353=\"c\",$Z353=\"d\"),Inventory!$AB109=\"\"),\"a\",IF(AND(OR($Z353=\"c\",$Z353=\"d\"),Inventory!$AB109<>\"\"),VLOOKUP(Inventory!$AB109,$E$3:$F$12,2,FALSE),\"a\"))))","v":"a"},{"$f":"IF(OR(AND($AA353<>\"b\",$AA353<>\"c\"),$AF353=0,$AF353>=(65000/12000),Inventory!$AC109=\"\"),\"a\",VLOOKUP(Inventory!$AC109,$H$3:$I$5,2,FALSE))","v":"a"},null,{"$f":"IF(AND($AA353<>\"i\",$AA353<>\"j\"),\"a\",IF(AND($Z353=\"b\",Inventory!$L109=\"\"),\"a\",IF(AND($Z353=\"b\",Inventory!$L109<>\"\"),VLOOKUP(Inventory!$L109,$N$3:$O$6,2,FALSE),IF(AND(OR($Z353=\"c\",$Z353=\"d\"),Inventory!$AE109=\"\"),\"a\",IF(AND(OR($Z353=\"c\",$Z353=\"d\"),Inventory!$AE109<>\"\"),VLOOKUP(Inventory!$AE109,$N$3:$O$6,2,FALSE),\"a\")))))","v":"a"},{"$f":"IF(OR(AND($AA353<>\"e\",$AA353<>\"f\"),$AF353=0,Inventory!$AG109=\"\"),\"a\",VLOOKUP(Inventory!$AG109,$Q$3:$R$5,2,FALSE))","v":"a"},{"$f":"IF(OR(Inventory!C109=\"New Construction\",Inventory!C109=\"Replace-on-Burnout\",Inventory!C109=\"Early Retirement\"),Inventory!AT109,0)","v":0},"","","","","","","","","","","","",0,"aaaaa0","No","No",{"$f":"IF($Z353=\"a\",0,IF($Z353=\"b\",Inventory!$M109,Inventory!$AH109))","v":0},{"$f":"IF(OR($Z353=\"a\",AND($AU353=\"No\",$AV353=\"No\")),0,IF(AND($Z353=\"b\",Inventory!$O109=\"Btu/hr\"),Inventory!$N109,IF(AND($Z353=\"b\",Inventory!$O109=\"Tons\"),Inventory!$N109*12000,IF(AND(OR($Z353=\"c\",$Z353=\"d\"),Inventory!$AJ109=\"Btu/hr\"),Inventory!$AI109,IF(AND(OR($Z353=\"c\",$Z353=\"d\"),Inventory!$AJ109=\"Tons\"),Inventory!$AI109*12000,0)))))","v":0},0,0,"EER",0,"kW/ton",{"$f":"IF(OR($Z353=\"a\",$AV353=\"No\"),0,IF(AND($Z353=\"b\",Inventory!$Q109=\"Btu/hr\"),Inventory!$P109,IF(AND($Z353=\"b\",Inventory!$Q109=\"Tons\"),Inventory!$P109*12000,IF(AND(OR($Z353=\"c\",$Z353=\"d\"),Inventory!$AL109=\"Btu/hr\"),Inventory!$AK109,IF(AND(OR($Z353=\"c\",$Z353=\"d\"),Inventory!$AL109=\"Tons\"),Inventory!$AK109*12000,0)))))","v":0},0,0,"COP","No",{"$f":"IF(OR(Inventory!$J109=\"\",$BH353=\"No\"),\"-\",Inventory!$J109)","v":"-"},{"$f":"IFERROR(VLOOKUP($BI353,'Early Retirement'!$B$6:$C$32,2,FALSE),\"-\")","v":"-"},{"$f":"IF(OR($Z353<>\"b\",AND($AA353<>\"b\",$AA353<>\"c\")),\"n\",IF(AND($AS353<>1,$AS353<>2,$AS353<>7,$AS353<>8),\"n\",IF(Inventory!$K109=\"Split\",\"s\",IF(Inventory!$K109=\"Packaged\",\"p\",\"n\"))))","v":"n"},{"$f":"IF(AND($AA353<>\"i\",$AA353<>\"j\"),\"n\",IF(Inventory!$L109=\"Centrifugal\",\"c\",\"n\"))","v":"n"},"-","-",{"$f":"IFERROR(INDEX('Early Retirement'!$C$4:$AC$32,$BJ353,$BN353),0)","v":0},{"$f":"IFERROR(HLOOKUP($BN353,'Early Retirement'!$D$4:$AC$5,2,FALSE),0)","v":0},{"$f":"IFERROR(INDEX('Early Retirement'!$AE$4:$BE$32,$BJ353,$BN353),0)","v":0},{"$f":"IFERROR(HLOOKUP($BN353,'Early Retirement'!$AF$4:$BE$5,2,FALSE),0)","v":0},0,0,"kW/ton",{"$f":"IFERROR(INDEX('Early Retirement'!$BG$4:$CG$32,$BJ353,$BN353),0)","v":0},{"$f":"IFERROR(HLOOKUP($BN353,'Early Retirement'!$BH$4:$CH$5,2,FALSE),0)","v":0},0,"COP","Yes",0,0,"kW/ton",0,"COP",0,0,"kW/ton",0,"COP"]
[null,null,null,null,null,null,null,null,null,null,null,null,null,null,null,null,null,null,null,null,null,null,null,null,101,{"$f":"IF(Inventory!$C110=\"\",\"a\",VLOOKUP(Inventory!$C110,$B$8:$C$11,2,FALSE))","v":"a"},{"$f":"IF(AND($Z354=\"b\",Inventory!$I110=\"\"),\"a\",IF(AND($Z354=\"b\",Inventory!$I110<>\"\"),VLOOKUP(Inventory!$I110,$E$3:$F$12,2,FALSE),IF(AND(OR($Z354=\"c\",$Z354=\"d\"),Inventory!$AB110=\"\"),\"a\",IF(AND(OR($Z354=\"c\",$Z354=\"d\"),Inventory!$AB110<>\"\"),VLOOKUP(Inventory!$AB110,$E$3:$F$12,2,FALSE),\"a\"))))","v":"a"},{"$f":"IF(OR(AND($AA354<>\"b\",$AA354<>\"c\"),$AF354=0,$AF354>=(65000/12000),Inventory!$AC110=\"\"),\"a\",VLOOKUP(Inventory!$AC110,$H$3:$I$5,2,FALSE))","v":"a"},null,{"$f":"IF(AND($AA354<>\"i\",$AA354<>\"j\"),\"a\",IF(AND($Z354=\"b\",Inventory!$L110=\"\"),\"a\",IF(AND($Z354=\"b\",Inventory!$L110<>\"\"),VLOOKUP(Inventory!$L110,$N$3:$O$6,2,FALSE),IF(AND(OR($Z354=\"c\",$Z354=\"d\"),Inventory!$AE110=\"\"),\"a\",IF(AND(OR($Z354=\"c\",$Z354=\"d\"),Inventory!$AE110<>\"\"),VLOOKUP(Inventory!$AE110,$N$3:$O$6,2,FALSE),\"a\")))))","v":"a"},{"$f":"IF(OR(AND($AA354<>\"e\",$AA354<>\"f\"),$AF354=0,Inventory!$AG110=\"\"),\"a\",VLOOKUP(Inventory!$AG110,$Q$3:$R$5,2,FALSE))","v":"a"},{"$f":"IF(OR(Inventory!C110=\"New Construction\",Inventory!C110=\"Replace-on-Burnout\",Inventory!C110=\"Early Retirement\"),Inventory!AT110,0)","v":0},"","","","","","","","","","","","",0,"aaaaa0","No","No",{"$f":"IF($Z354=\"a\",0,IF($Z354=\"b\",Inventory!$M110,Inventory!$AH110))","v":0},{"$f":"IF(OR($Z354=\"a\",AND($AU354=\"No\",$AV354=\"No\")),0,IF(AND($Z354=\"b\",Inventory!$O110=\"Btu/hr\"),Inventory!$N110,IF(AND($Z354=\"b\",Inventory!$O110=\"Tons\"),Inventory!$N110*12000,IF(AND(OR($Z354=\"c\",$Z354=\"d\"),Inventory!$AJ110=\"Btu/hr\"),Inventory!$AI110,IF(AND(OR($Z354=\"c\",$Z354=\"d\"),Inventory!$AJ110=\"Tons\"),Inventory!$AI110*12000,0)))))","v":0},0,0,"EER",0,"kW/ton",{"$f":"IF(OR($Z354=\"a\",$AV354=\"No\"),0,IF(AND($Z354=\"b\",Inventory!$Q110=\"Btu/hr\"),Inventory!$P110,IF(AND($Z354=\"b\",Inventory!$Q110=\"Tons\"),Inventory!$P110*12000,IF(AND(OR($Z354=\"c\",$Z354=\"d\"),Inventory!$AL110=\"Btu/hr\"),Inventory!$AK110,IF(AND(OR($Z354=\"c\",$Z354=\"d\"),Inventory!$AL110=\"Tons\"),Inventory!$AK110*12000,0)))))","v":0},0,0,"COP","No",{"$f":"IF(OR(Inventory!$J110=\"\",$BH354=\"No\"),\"-\",Inventory!$J110)","v":"-"},{"$f":"IFERROR(VLOOKUP($BI354,'Early Retirement'!$B$6:$C$32,2,FALSE),\"-\")","v":"-"},{"$f":"IF(OR($Z354<>\"b\",AND($AA354<>\"b\",$AA354<>\"c\")),\"n\",IF(AND($AS354<>1,$AS354<>2,$AS354<>7,$AS354<>8),\"n\",IF(Inventory!$K110=\"Split\",\"s\",IF(Inventory!$K110=\"Packaged\",\"p\",\"n\"))))","v":"n"},{"$f":"IF(AND($AA354<>\"i\",$AA354<>\"j\"),\"n\",IF(Inventory!$L110=\"Centrifugal\",\"c\",\"n\"))","v":"n"},"-","-",{"$f":"IFERROR(INDEX('Early Retirement'!$C$4:$AC$32,$BJ354,$BN354),0)","v":0},{"$f":"IFERROR(HLOOKUP($BN354,'Early Retirement'!$D$4:$AC$5,2,FALSE),0)","v":0},{"$f":"IFERROR(INDEX('Early Retirement'!$AE$4:$BE$32,$BJ354,$BN354),0)","v":0},{"$f":"IFERROR(HLOOKUP($BN354,'Early Retirement'!$AF$4:$BE$5,2,FALSE),0)","v":0},0,0,"kW/ton",{"$f":"IFERROR(INDEX('Early Retirement'!$BG$4:$CG$32,$BJ354,$BN354),0)","v":0},{"$f":"IFERROR(HLOOKUP($BN354,'Early Retirement'!$BH$4:$CH$5,2,FALSE),0)","v":0},0,"COP","Yes",0,0,"kW/ton",0,"COP",0,0,"kW/ton",0,"COP"]
[null,null,null,null,null,null,null,null,null,null,null,null,null,null,null,null,null,null,null,null,null,null,null,null,102,{"$f":"IF(Inventory!$C111=\"\",\"a\",VLOOKUP(Inventory!$C111,$B$8:$C$11,2,FALSE))","v":"a"},{"$f":"IF(AND($Z355=\"b\",Inventory!$I111=\"\"),\"a\",IF(AND($Z355=\"b\",Inventory!$I111<>\"\"),VLOOKUP(Inventory!$I111,$E$3:$F$12,2,FALSE),IF(AND(OR($Z355=\"c\",$Z355=\"d\"),Inventory!$AB111=\"\"),\"a\",IF(AND(OR($Z355=\"c\",$Z355=\"d\"),Inventory!$AB111<>\"\"),VLOOKUP(Inventory!$AB111,$E$3:$F$12,2,FALSE),\"a\"))))","v":"a"},{"$f":"IF(OR(AND($AA355<>\"b\",$AA355<>\"c\"),$AF355=0,$AF355>=(65000/12000),Inventory!$AC111=\"\"),\"a\",VLOOKUP(Inventory!$AC111,$H$3:$I$5,2,FALSE))","v":"a"},null,{"$f":"IF(AND($AA355<>\"i\",$AA355<>\"j\"),\"a\",IF(AND($Z355=\"b\",Inventory!$L111=\"\"),\"a\",IF(AND($Z355=\"b\",Inventory!$L111<>\"\"),VLOOKUP(Inventory!$L111,$N$3:$O$6,2,FALSE),IF(AND(OR($Z355=\"c\",$Z355=\"d\"),Inventory!$AE111=\"\"),\"a\",IF(AND(OR($Z355=\"c\",$Z355=\"d\"),Inventory!$AE111<>\"\"),VLOOKUP(Inventory!$AE111,$N$3:$O$6,2,FALSE),\"a\")))))","v":"a"},{"$f":"IF(OR(AND($AA355<>\"e\",$AA355<>\"f\"),$AF355=0,Inventory!$AG111=\"\"),\"a\",VLOOKUP(Inventory!$AG111,$Q$3:$R$5,2,FALSE))","v":"a"},{"$f":"IF(OR(Inventory!C111=\"New Construction\",Inventory!C111=\"Replace-on-Burnout\",Inventory!C111=\"Early Retirement\"),Inventory!AT111,0)","v":0},"","","","","","","","","","","","",0,"aaaaa0","No","No",{"$f":"IF($Z355=\"a\",0,IF($Z355=\"b\",Inventory!$M111,Inventory!$AH111))","v":0},{"$f":"IF(OR($Z355=\"a\",AND($AU355=\"No\",$AV355=\"No\")),0,IF(AND($Z355=\"b\",Inventory!$O111=\"Btu/hr\"),Inventory!$N111,IF(AND($Z355=\"b\",Inventory!$O111=\"Tons\"),Inventory!$N111*12000,IF(AND(OR($Z355=\"c\",$Z355=\"d\"),Inventory!$AJ111=\"Btu/hr\"),Inventory!$AI111,IF(AND(OR($Z355=\"c\",$Z355=\"d\"),Inventory!$AJ111=\"Tons\"),Inventory!$AI111*12000,0)))))","v":0},0,0,"EER",0,"kW/ton",{"$f":"IF(OR($Z355=\"a\",$AV355=\"No\"),0,IF(AND($Z355=\"b\",Inventory!$Q111=\"Btu/hr\"),Inventory!$P111,IF(AND($Z355=\"b\",Inventory!$Q111=\"Tons\"),Inventory!$P111*12000,IF(AND(OR($Z355=\"c\",$Z355=\"d\"),Inventory!$AL111=\"Btu/hr\"),Inventory!$AK111,IF(AND(OR($Z355=\"c\",$Z355=\"d\"),Inventory!$AL111=\"Tons\"),Inventory!$AK111*12000,0)))))","v":0},0,0,"COP","No",{"$f":"IF(OR(Inventory!$J111=\"\",$BH355=\"No\"),\"-\",Inventory!$J111)","v":"-"},{"$f":"IFERROR(VLOOKUP($BI355,'Early Retirement'!$B$6:$C$32,2,FALSE),\"-\")","v":"-"},{"$f":"IF(OR($Z355<>\"b\",AND($AA355<>\"b\",$AA355<>\"c\")),\"n\",IF(AND($AS355<>1,$AS355<>2,$AS355<>7,$AS355<>8),\"n\",IF(Inventory!$K111=\"Split\",\"s\",IF(Inventory!$K111=\"Packaged\",\"p\",\"n\"))))","v":"n"},{"$f":"IF(AND($AA355<>\"i\",$AA355<>\"j\"),\"n\",IF(Inventory!$L111=\"Centrifugal\",\"c\",\"n\"))","v":"n"},"-","-",{"$f":"IFERROR(INDEX('Early Retirement'!$C$4:$AC$32,$BJ355,$BN355),0)","v":0},{"$f":"IFERROR(HLOOKUP($BN355,'Early Retirement'!$D$4:$AC$5,2,FALSE),0)","v":0},{"$f":"IFERROR(INDEX('Early Retirement'!$AE$4:$BE$32,$BJ355,$BN355),0)","v":0},{"$f":"IFERROR(HLOOKUP($BN355,'Early Retirement'!$AF$4:$BE$5,2,FALSE),0)","v":0},0,0,"kW/ton",{"$f":"IFERROR(INDEX('Early Retirement'!$BG$4:$CG$32,$BJ355,$BN355),0)","v":0},{"$f":"IFERROR(HLOOKUP($BN355,'Early Retirement'!$BH$4:$CH$5,2,FALSE),0)","v":0},0,"COP","Yes",0,0,"kW/ton",0,"COP",0,0,"kW/ton",0,"COP"]
[null,null,null,null,null,null,null,null,null,null,null,null,null,null,null,null,null,null,null,null,null,null,null,null,103,{"$f":"IF(Inventory!$C112=\"\",\"a\",VLOOKUP(Inventory!$C112,$B$8:$C$11,2,FALSE))","v":"a"},{"$f":"IF(AND($Z356=\"b\",Inventory!$I112=\"\"),\"a\",IF(AND($Z356=\"b\",Inventory!$I112<>\"\"),VLOOKUP(Inventory!$I112,$E$3:$F$12,2,FALSE),IF(AND(OR($Z356=\"c\",$Z356=\"d\"),Inventory!$AB112=\"\"),\"a\",IF(AND(OR($Z356=\"c\",$Z356=\"d\"),Inventory!$AB112<>\"\"),VLOOKUP(Inventory!$AB112,$E$3:$F$12,2,FALSE),\"a\"))))","v":"a"},{"$f":"IF(OR(AND($AA356<>\"b\",$AA356<>\"c\"),$AF356=0,$AF356>=(65000/12000),Inventory!$AC112=\"\"),\"a\",VLOOKUP(Inventory!$AC112,$H$3:$I$5,2,FALSE))","v":"a"},null,{"$f":"IF(AND($AA356<>\"i\",$AA356<>\"j\"),\"a\",IF(AND($Z356=\"b\",Inventory!$L112=\"\"),\"a\",IF(AND($Z356=\"b\",Inventory!$L112<>\"\"),VLOOKUP(Inventory!$L112,$N$3:$O$6,2,FALSE),IF(AND(OR($Z356=\"c\",$Z356=\"d\"),Inventory!$AE112=\"\"),\"a\",IF(AND(OR($Z356=\"c\",$Z356=\"d\"),Inventory!$AE112<>\"\"),VLOOKUP(Inventory!$AE112,$N$3:$O$6,2,FALSE),\"a\")))))","v":"a"},{"$f":"IF(OR(AND($AA356<>\"e\",$AA356<>\"f\"),$AF356=0,Inventory!$AG112=\"\"),\"a\",VLOOKUP(Inventory!$AG112,$Q$3:$R$5,2,FALSE))","v":"a"},{"$f":"IF(OR(Inventory!C112=\"New Construction\",Inventory!C112=\"Replace-on-Burnout\",Inventory!C112=\"Early Retirement\"),Inventory!AT112,0)","v":0},"","","","","","","","","","","","",0,"aaaaa0","No","No",{"$f":"IF($Z356=\"a\",0,IF($Z356=\"b\",Inventory!$M112,Inventory!$AH112))","v":0},{"$f":"IF(OR($Z356=\"a\",AND($AU356=\"No\",$AV356=\"No\")),0,IF(AND($Z356=\"b\",Inventory!$O112=\"Btu/hr\"),Inventory!$N112,IF(AND($Z356=\"b\",Inventory!$O112=\"Tons\"),Inventory!$N112*12000,IF(AND(OR($Z356=\"c\",$Z356=\"d\"),Inventory!$AJ112=\"Btu/hr\"),Inventory!$AI112,IF(AND(OR($Z356=\"c\",$Z356=\"d\"),Inventory!$AJ112=\"Tons\"),Inventory!$AI112*12000,0)))))","v":0},0,0,"EER",0,"kW/ton",{"$f":"IF(OR($Z356=\"a\",$AV356=\"No\"),0,IF(AND($Z356=\"b\",Inventory!$Q112=\"Btu/hr\"),Inventory!$P112,IF(AND($Z356=\"b\",Inventory!$Q112=\"Tons\"),Inventory!$P112*12000,IF(AND(OR($Z356=\"c\",$Z356=\"d\"),Inventory!$AL112=\"Btu/hr\"),Inventory!$AK112,IF(AND(OR($Z356=\"c\",$Z356=\"d\"),Inventory!$AL112=\"Tons\"),Inventory!$AK112*12000,0)))))","v":0},0,0,"COP","No",{"$f":"IF(OR(Inventory!$J112=\"\",$BH356=\"No\"),\"-\",Inventory!$J112)","v":"-"},{"$f":"IFERROR(VLOOKUP($BI356,'Early Retirement'!$B$6:$C$32,2,FALSE),\"-\")","v":"-"},{"$f":"IF(OR($Z356<>\"b\",AND($AA356<>\"b\",$AA356<>\"c\")),\"n\",IF(AND($AS356<>1,$AS356<>2,$AS356<>7,$AS356<>8),\"n\",IF(Inventory!$K112=\"Split\",\"s\",IF(Inventory!$K112=\"Packaged\",\"p\",\"n\"))))","v":"n"},{"$f":"IF(AND($AA356<>\"i\",$AA356<>\"j\"),\"n\",IF(Inventory!$L112=\"Centrifugal\",\"c\",\"n\"))","v":"n"},"-","-",{"$f":"IFERROR(INDEX('Early Retirement'!$C$4:$AC$32,$BJ356,$BN356),0)","v":0},{"$f":"IFERROR(HLOOKUP($BN356,'Early Retirement'!$D$4:$AC$5,2,FALSE),0)","v":0},{"$f":"IFERROR(INDEX('Early Retirement'!$AE$4:$BE$32,$BJ356,$BN356),0)","v":0},{"$f":"IFERROR(HLOOKUP($BN356,'Early Retirement'!$AF$4:$BE$5,2,FALSE),0)","v":0},0,0,"kW/ton",{"$f":"IFERROR(INDEX('Early Retirement'!$BG$4:$CG$32,$BJ356,$BN356),0)","v":0},{"$f":"IFERROR(HLOOKUP($BN356,'Early Retirement'!$BH$4:$CH$5,2,FALSE),0)","v":0},0,"COP","Yes",0,0,"kW/ton",0,"COP",0,0,"kW/ton",0,"COP"]
[null,null,null,null,null,null,null,null,null,null,null,null,null,null,null,null,null,null,null,null,null,null,null,null,104,{"$f":"IF(Inventory!$C113=\"\",\"a\",VLOOKUP(Inventory!$C113,$B$8:$C$11,2,FALSE))","v":"a"},{"$f":"IF(AND($Z357=\"b\",Inventory!$I113=\"\"),\"a\",IF(AND($Z357=\"b\",Inventory!$I113<>\"\"),VLOOKUP(Inventory!$I113,$E$3:$F$12,2,FALSE),IF(AND(OR($Z357=\"c\",$Z357=\"d\"),Inventory!$AB113=\"\"),\"a\",IF(AND(OR($Z357=\"c\",$Z357=\"d\"),Inventory!$AB113<>\"\"),VLOOKUP(Inventory!$AB113,$E$3:$F$12,2,FALSE),\"a\"))))","v":"a"},{"$f":"IF(OR(AND($AA357<>\"b\",$AA357<>\"c\"),$AF357=0,$AF357>=(65000/12000),Inventory!$AC113=\"\"),\"a\",VLOOKUP(Inventory!$AC113,$H$3:$I$5,2,FALSE))","v":"a"},null,{"$f":"IF(AND($AA357<>\"i\",$AA357<>\"j\"),\"a\",IF(AND($Z357=\"b\",Inventory!$L113=\"\"),\"a\",IF(AND($Z357=\"b\",Inventory!$L113<>\"\"),VLOOKUP(Inventory!$L113,$N$3:$O$6,2,FALSE),IF(AND(OR($Z357=\"c\",$Z357=\"d\"),Inventory!$AE113=\"\"),\"a\",IF(AND(OR($Z357=\"c\",$Z357=\"d\"),Inventory!$AE113<>\"\"),VLOOKUP(Inventory!$AE113,$N$3:$O$6,2,FALSE),\"a\")))))","v":"a"},{"$f":"IF(OR(AND($AA357<>\"e\",$AA357<>\"f\"),$AF357=0,Inventory!$AG113=\"\"),\"a\",VLOOKUP(Inventory!$AG113,$Q$3:$R$5,2,FALSE))","v":"a"},{"$f":"IF(OR(Inventory!C113=\"New Construction\",Inventory!C113=\"Replace-on-Burnout\",Inventory!C113=\"Early Retirement\"),Inventory!AT113,0)","v":0},"","","","","","","","","","","","",0,"aaaaa0","No","No",{"$f":"IF($Z357=\"a\",0,IF($Z357=\"b\",Inventory!$M113,Inventory!$AH113))","v":0},{"$f":"IF(OR($Z357=\"a\",AND($AU357=\"No\",$AV357=\"No\")),0,IF(AND($Z357=\"b\",Inventory!$O113=\"Btu/hr\"),Inventory!$N113,IF(AND($Z357=\"b\",Inventory!$O113=\"Tons\"),Inventory!$N113*12000,IF(AND(OR($Z357=\"c\",$Z357=\"d\"),Inventory!$AJ113=\"Btu/hr\"),Inventory!$AI113,IF(AND(OR($Z357=\"c\",$Z357=\"d\"),Inventory!$AJ113=\"Tons\"),Inventory!$AI113*12000,0)))))","v":0},0,0,"EER",0,"kW/ton",{"$f":"IF(OR($Z357=\"a\",$AV357=\"No\"),0,IF(AND($Z357=\"b\",Inventory!$Q113=\"Btu/hr\"),Inventory!$P113,IF(AND($Z357=\"b\",Inventory!$Q113=\"Tons\"),Inventory!$P113*12000,IF(AND(OR($Z357=\"c\",$Z357=\"d\"),Inventory!$AL113=\"Btu/hr\"),Inventory!$AK113,IF(AND(OR($Z357=\"c\",$Z357=\"d\"),Inventory!$AL113=\"Tons\"),Inventory!$AK113*12000,0)))))","v":0},0,0,"COP","No",{"$f":"IF(OR(Inventory!$J113=\"\",$BH357=\"No\"),\"-\",Inventory!$J113)","v":"-"},{"$f":"IFERROR(VLOOKUP($BI357,'Early Retirement'!$B$6:$C$32,2,FALSE),\"-\")","v":"-"},{"$f":"IF(OR($Z357<>\"b\",AND($AA357<>\"b\",$AA357<>\"c\")),\"n\",IF(AND($AS357<>1,$AS357<>2,$AS357<>7,$AS357<>8),\"n\",IF(Inventory!$K113=\"Split\",\"s\",IF(Inventory!$K113=\"Packaged\",\"p\",\"n\"))))","v":"n"},{"$f":"IF(AND($AA357<>\"i\",$AA357<>\"j\"),\"n\",IF(Inventory!$L113=\"Centrifugal\",\"c\",\"n\"))","v":"n"},"-","-",{"$f":"IFERROR(INDEX('Early Retirement'!$C$4:$AC$32,$BJ357,$BN357),0)","v":0},{"$f":"IFERROR(HLOOKUP($BN357,'Early Retirement'!$D$4:$AC$5,2,FALSE),0)","v":0},{"$f":"IFERROR(INDEX('Early Retirement'!$AE$4:$BE$32,$BJ357,$BN357),0)","v":0},{"$f":"IFERROR(HLOOKUP($BN357,'Early Retirement'!$AF$4:$BE$5,2,FALSE),0)","v":0},0,0,"kW/ton",{"$f":"IFERROR(INDEX('Early Retirement'!$BG$4:$CG$32,$BJ357,$BN357),0)","v":0},{"$f":"IFERROR(HLOOKUP($BN357,'Early Retirement'!$BH$4:$CH$5,2,FALSE),0)","v":0},0,"COP","Yes",0,0,"kW/ton",0,"COP",0,0,"kW/ton",0,"COP"]
[null,null,null,null,null,null,null,null,null,null,null,null,null,null,null,null,null,null,null,null,null,null,null,null,105,{"$f":"IF(Inventory!$C114=\"\",\"a\",VLOOKUP(Inventory!$C114,$B$8:$C$11,2,FALSE))","v":"a"},{"$f":"IF(AND($Z358=\"b\",Inventory!$I114=\"\"),\"a\",IF(AND($Z358=\"b\",Inventory!$I114<>\"\"),VLOOKUP(Inventory!$I114,$E$3:$F$12,2,FALSE),IF(AND(OR($Z358=\"c\",$Z358=\"d\"),Inventory!$AB114=\"\"),\"a\",IF(AND(OR($Z358=\"c\",$Z358=\"d\"),Inventory!$AB114<>\"\"),VLOOKUP(Inventory!$AB114,$E$3:$F$12,2,FALSE),\"a\"))))","v":"a"},{"$f":"IF(OR(AND($AA358<>\"b\",$AA358<>\"c\"),$AF358=0,$AF358>=(65000/12000),Inventory!$AC114=\"\"),\"a\",VLOOKUP(Inventory!$AC114,$H$3:$I$5,2,FALSE))","v":"a"},null,{"$f":"IF(AND($AA358<>\"i\",$AA358<>\"j\"),\"a\",IF(AND($Z358=\"b\",Inventory!$L114=\"\"),\"a\",IF(AND($Z358=\"b\",Inventory!$L114<>\"\"),VLOOKUP(Inventory!$L114,$N$3:$O$6,2,FALSE),IF(AND(OR($Z358=\"c\",$Z358=\"d\"),Inventory!$AE114=\"\"),\"a\",IF(AND(OR($Z358=\"c\",$Z358=\"d\"),Inventory!$AE114<>\"\"),VLOOKUP(Inventory!$AE114,$N$3:$O$6,2,FALSE),\"a\")))))","v":"a"},{"$f":"IF(OR(AND($AA358<>\"e\",$AA358<>\"f\"),$AF358=0,Inventory!$AG114=\"\"),\"a\",VLOOKUP(Inventory!$AG114,$Q$3:$R$5,2,FALSE))","v":"a"},{"$f":"IF(OR(Inventory!C114=\"New Construction\",Inventory!C114=\"Replace-on-Burnout\",Inventory!C114=\"Early Retirement\"),Inventory!AT114,0)","v":0},"","","","","","","","","","","","",0,"aaaaa0","No","No",{"$f":"IF($Z358=\"a\",0,IF($Z358=\"b\",Inventory!$M114,Inventory!$AH114))","v":0},{"$f":"IF(OR($Z358=\"a\",AND($AU358=\"No\",$AV358=\"No\")),0,IF(AND($Z358=\"b\",Inventory!$O114=\"Btu/hr\"),Inventory!$N114,IF(AND($Z358=\"b\",Inventory!$O114=\"Tons\"),Inventory!$N114*12000,IF(AND(OR($Z358=\"c\",$Z358=\"d\"),Inventory!$AJ114=\"Btu/hr\"),Inventory!$AI114,IF(AND(OR($Z358=\"c\",$Z358=\"d\"),Inventory!$AJ114=\"Tons\"),Inventory!$AI114*12000,0)))))","v":0},0,0,"EER",0,"kW/ton",{"$f":"IF(OR($Z358=\"a\",$AV358=\"No\"),0,IF(AND($Z358=\"b\",Inventory!$Q114=\"Btu/hr\"),Inventory!$P114,IF(AND($Z358=\"b\",Inventory!$Q114=\"Tons\"),Inventory!$P114*12000,IF(AND(OR($Z358=\"c\",$Z358=\"d\"),Inventory!$AL114=\"Btu/hr\"),Inventory!$AK114,IF(AND(OR($Z358=\"c\",$Z358=\"d\"),Inventory!$AL114=\"Tons\"),Inventory!$AK114*12000,0)))))","v":0},0,0,"COP","No",{"$f":"IF(OR(Inventory!$J114=\"\",$BH358=\"No\"),\"-\",Inventory!$J114)","v":"-"},{"$f":"IFERROR(VLOOKUP($BI358,'Early Retirement'!$B$6:$C$32,2,FALSE),\"-\")","v":"-"},{"$f":"IF(OR($Z358<>\"b\",AND($AA358<>\"b\",$AA358<>\"c\")),\"n\",IF(AND($AS358<>1,$AS358<>2,$AS358<>7,$AS358<>8),\"n\",IF(Inventory!$K114=\"Split\",\"s\",IF(Inventory!$K114=\"Packaged\",\"p\",\"n\"))))","v":"n"},{"$f":"IF(AND($AA358<>\"i\",$AA358<>\"j\"),\"n\",IF(Inventory!$L114=\"Centrifugal\",\"c\",\"n\"))","v":"n"},"-","-",{"$f":"IFERROR(INDEX('Early Retirement'!$C$4:$AC$32,$BJ358,$BN358),0)","v":0},{"$f":"IFERROR(HLOOKUP($BN358,'Early Retirement'!$D$4:$AC$5,2,FALSE),0)","v":0},{"$f":"IFERROR(INDEX('Early Retirement'!$AE$4:$BE$32,$BJ358,$BN358),0)","v":0},{"$f":"IFERROR(HLOOKUP($BN358,'Early Retirement'!$AF$4:$BE$5,2,FALSE),0)","v":0},0,0,"kW/ton",{"$f":"IFERROR(INDEX('Early Retirement'!$BG$4:$CG$32,$BJ358,$BN358),0)","v":0},{"$f":"IFERROR(HLOOKUP($BN358,'Early Retirement'!$BH$4:$CH$5,2,FALSE),0)","v":0},0,"COP","Yes",0,0,"kW/ton",0,"COP",0,0,"kW/ton",0,"COP"]
[null,null,null,null,null,null,null,null,null,null,null,null,null,null,null,null,null,null,null,null,null,null,null,null,106,{"$f":"IF(Inventory!$C115=\"\",\"a\",VLOOKUP(Inventory!$C115,$B$8:$C$11,2,FALSE))","v":"a"},{"$f":"IF(AND($Z359=\"b\",Inventory!$I115=\"\"),\"a\",IF(AND($Z359=\"b\",Inventory!$I115<>\"\"),VLOOKUP(Inventory!$I115,$E$3:$F$12,2,FALSE),IF(AND(OR($Z359=\"c\",$Z359=\"d\"),Inventory!$AB115=\"\"),\"a\",IF(AND(OR($Z359=\"c\",$Z359=\"d\"),Inventory!$AB115<>\"\"),VLOOKUP(Inventory!$AB115,$E$3:$F$12,2,FALSE),\"a\"))))","v":"a"},{"$f":"IF(OR(AND($AA359<>\"b\",$AA359<>\"c\"),$AF359=0,$AF359>=(65000/12000),Inventory!$AC115=\"\"),\"a\",VLOOKUP(Inventory!$AC115,$H$3:$I$5,2,FALSE))","v":"a"},null,{"$f":"IF(AND($AA359<>\"i\",$AA359<>\"j\"),\"a\",IF(AND($Z359=\"b\",Inventory!$L115=\"\"),\"a\",IF(AND($Z359=\"b\",Inventory!$L115<>\"\"),VLOOKUP(Inventory!$L115,$N$3:$O$6,2,FALSE),IF(AND(OR($Z359=\"c\",$Z359=\"d\"),Inventory!$AE115=\"\"),\"a\",IF(AND(OR($Z359=\"c\",$Z359=\"d\"),Inventory!$AE115<>\"\"),VLOOKUP(Inventory!$AE115,$N$3:$O$6,2,FALSE),\"a\")))))","v":"a"},{"$f":"IF(OR(AND($AA359<>\"e\",$AA359<>\"f\"),$AF359=0,Inventory!$AG115=\"\"),\"a\",VLOOKUP(Inventory!$AG115,$Q$3:$R$5,2,FALSE))","v":"a"},{"$f":"IF(OR(Inventory!C115=\"New Construction\",Inventory!C115=\"Replace-on-Burnout\",Inventory!C115=\"Early Retirement\"),Inventory!AT115,0)","v":0},"","","","","","","","","","","","",0,"aaaaa0","No","No",{"$f":"IF($Z359=\"a\",0,IF($Z359=\"b\",Inventory!$M115,Inventory!$AH115))","v":0},{"$f":"IF(OR($Z359=\"a\",AND($AU359=\"No\",$AV359=\"No\")),0,IF(AND($Z359=\"b\",Inventory!$O115=\"Btu/hr\"),Inventory!$N115,IF(AND($Z359=\"b\",Inventory!$O115=\"Tons\"),Inventory!$N115*12000,IF(AND(OR($Z359=\"c\",$Z359=\"d\"),Inventory!$AJ115=\"Btu/hr\"),Inventory!$AI115,IF(AND(OR($Z359=\"c\",$Z359=\"d\"),Inventory!$AJ115=\"Tons\"),Inventory!$AI115*12000,0)))))","v":0},0,0,"EER",0,"kW/ton",{"$f":"IF(OR($Z359=\"a\",$AV359=\"No\"),0,IF(AND($Z359=\"b\",Inventory!$Q115=\"Btu/hr\"),Inventory!$P115,IF(AND($Z359=\"b\",Inventory!$Q115=\"Tons\"),Inventory!$P115*12000,IF(AND(OR($Z359=\"c\",$Z359=\"d\"),Inventory!$AL115=\"Btu/hr\"),Inventory!$AK115,IF(AND(OR($Z359=\"c\",$Z359=\"d\"),Inventory!$AL115=\"Tons\"),Inventory!$AK115*12000,0)))))","v":0},0,0,"COP","No",{"$f":"IF(OR(Inventory!$J115=\"\",$BH359=\"No\"),\"-\",Inventory!$J115)","v":"-"},{"$f":"IFERROR(VLOOKUP($BI359,'Early Retirement'!$B$6:$C$32,2,FALSE),\"-\")","v":"-"},{"$f":"IF(OR($Z359<>\"b\",AND($AA359<>\"b\",$AA359<>\"c\")),\"n\",IF(AND($AS359<>1,$AS359<>2,$AS359<>7,$AS359<>8),\"n\",IF(Inventory!$K115=\"Split\",\"s\",IF(Inventory!$K115=\"Packaged\",\"p\",\"n\"))))","v":"n"},{"$f":"IF(AND($AA359<>\"i\",$AA359<>\"j\"),\"n\",IF(Inventory!$L115=\"Centrifugal\",\"c\",\"n\"))","v":"n"},"-","-",{"$f":"IFERROR(INDEX('Early Retirement'!$C$4:$AC$32,$BJ359,$BN359),0)","v":0},{"$f":"IFERROR(HLOOKUP($BN359,'Early Retirement'!$D$4:$AC$5,2,FALSE),0)","v":0},{"$f":"IFERROR(INDEX('Early Retirement'!$AE$4:$BE$32,$BJ359,$BN359),0)","v":0},{"$f":"IFERROR(HLOOKUP($BN359,'Early Retirement'!$AF$4:$BE$5,2,FALSE),0)","v":0},0,0,"kW/ton",{"$f":"IFERROR(INDEX('Early Retirement'!$BG$4:$CG$32,$BJ359,$BN359),0)","v":0},{"$f":"IFERROR(HLOOKUP($BN359,'Early Retirement'!$BH$4:$CH$5,2,FALSE),0)","v":0},0,"COP","Yes",0,0,"kW/ton",0,"COP",0,0,"kW/ton",0,"COP"]
[null,null,null,null,null,null,null,null,null,null,null,null,null,null,null,null,null,null,null,null,null,null,null,null,107,{"$f":"IF(Inventory!$C116=\"\",\"a\",VLOOKUP(Inventory!$C116,$B$8:$C$11,2,FALSE))","v":"a"},{"$f":"IF(AND($Z360=\"b\",Inventory!$I116=\"\"),\"a\",IF(AND($Z360=\"b\",Inventory!$I116<>\"\"),VLOOKUP(Inventory!$I116,$E$3:$F$12,2,FALSE),IF(AND(OR($Z360=\"c\",$Z360=\"d\"),Inventory!$AB116=\"\"),\"a\",IF(AND(OR($Z360=\"c\",$Z360=\"d\"),Inventory!$AB116<>\"\"),VLOOKUP(Inventory!$AB116,$E$3:$F$12,2,FALSE),\"a\"))))","v":"a"},{"$f":"IF(OR(AND($AA360<>\"b\",$AA360<>\"c\"),$AF360=0,$AF360>=(65000/12000),Inventory!$AC116=\"\"),\"a\",VLOOKUP(Inventory!$AC116,$H$3:$I$5,2,FALSE))","v":"a"},null,{"$f":"IF(AND($AA360<>\"i\",$AA360<>\"j\"),\"a\",IF(AND($Z360=\"b\",Inventory!$L116=\"\"),\"a\",IF(AND($Z360=\"b\",Inventory!$L116<>\"\"),VLOOKUP(Inventory!$L116,$N$3:$O$6,2,FALSE),IF(AND(OR($Z360=\"c\",$Z360=\"d\"),Inventory!$AE116=\"\"),\"a\",IF(AND(OR($Z360=\"c\",$Z360=\"d\"),Inventory!$AE116<>\"\"),VLOOKUP(Inventory!$AE116,$N$3:$O$6,2,FALSE),\"a\")))))","v":"a"},{"$f":"IF(OR(AND($AA360<>\"e\",$AA360<>\"f\"),$AF360=0,Inventory!$AG116=\"\"),\"a\",VLOOKUP(Inventory!$AG116,$Q$3:$R$5,2,FALSE))","v":"a"},{"$f":"IF(OR(Inventory!C116=\"New Construction\",Inventory!C116=\"Replace-on-Burnout\",Inventory!C116=\"Early Retirement\"),Inventory!AT116,0)","v":0},"","","","","","","","","","","","",0,"aaaaa0","No","No",{"$f":"IF($Z360=\"a\",0,IF($Z360=\"b\",Inventory!$M116,Inventory!$AH116))","v":0},{"$f":"IF(OR($Z360=\"a\",AND($AU360=\"No\",$AV360=\"No\")),0,IF(AND($Z360=\"b\",Inventory!$O116=\"Btu/hr\"),Inventory!$N116,IF(AND($Z360=\"b\",Inventory!$O116=\"Tons\"),Inventory!$N116*12000,IF(AND(OR($Z360=\"c\",$Z360=\"d\"),Inventory!$AJ116=\"Btu/hr\"),Inventory!$AI116,IF(AND(OR($Z360=\"c\",$Z360=\"d\"),Inventory!$AJ116=\"Tons\"),Inventory!$AI116*12000,0)))))","v":0},0,0,"EER",0,"kW/ton",{"$f":"IF(OR($Z360=\"a\",$AV360=\"No\"),0,IF(AND($Z360=\"b\",Inventory!$Q116=\"Btu/hr\"),Inventory!$P116,IF(AND($Z360=\"b\",Inventory!$Q116=\"Tons\"),Inventory!$P116*12000,IF(AND(OR($Z360=\"c\",$Z360=\"d\"),Inventory!$AL116=\"Btu/hr\"),Inventory!$AK116,IF(AND(OR($Z360=\"c\",$Z360=\"d\"),Inventory!$AL116=\"Tons\"),Inventory!$AK116*12000,0)))))","v":0},0,0,"COP","No",{"$f":"IF(OR(Inventory!$J116=\"\",$BH360=\"No\"),\"-\",Inventory!$J116)","v":"-"},{"$f":"IFERROR(VLOOKUP($BI360,'Early Retirement'!$B$6:$C$32,2,FALSE),\"-\")","v":"-"},{"$f":"IF(OR($Z360<>\"b\",AND($AA360<>\"b\",$AA360<>\"c\")),\"n\",IF(AND($AS360<>1,$AS360<>2,$AS360<>7,$AS360<>8),\"n\",IF(Inventory!$K116=\"Split\",\"s\",IF(Inventory!$K116=\"Packaged\",\"p\",\"n\"))))","v":"n"},{"$f":"IF(AND($AA360<>\"i\",$AA360<>\"j\"),\"n\",IF(Inventory!$L116=\"Centrifugal\",\"c\",\"n\"))","v":"n"},"-","-",{"$f":"IFERROR(INDEX('Early Retirement'!$C$4:$AC$32,$BJ360,$BN360),0)","v":0},{"$f":"IFERROR(HLOOKUP($BN360,'Early Retirement'!$D$4:$AC$5,2,FALSE),0)","v":0},{"$f":"IFERROR(INDEX('Early Retirement'!$AE$4:$BE$32,$BJ360,$BN360),0)","v":0},{"$f":"IFERROR(HLOOKUP($BN360,'Early Retirement'!$AF$4:$BE$5,2,FALSE),0)","v":0},0,0,"kW/ton",{"$f":"IFERROR(INDEX('Early Retirement'!$BG$4:$CG$32,$BJ360,$BN360),0)","v":0},{"$f":"IFERROR(HLOOKUP($BN360,'Early Retirement'!$BH$4:$CH$5,2,FALSE),0)","v":0},0,"COP","Yes",0,0,"kW/ton",0,"COP",0,0,"kW/ton",0,"COP"]
[null,null,null,null,null,null,null,null,null,null,null,null,null,null,null,null,null,null,null,null,null,null,null,null,108,{"$f":"IF(Inventory!$C117=\"\",\"a\",VLOOKUP(Inventory!$C117,$B$8:$C$11,2,FALSE))","v":"a"},{"$f":"IF(AND($Z361=\"b\",Inventory!$I117=\"\"),\"a\",IF(AND($Z361=\"b\",Inventory!$I117<>\"\"),VLOOKUP(Inventory!$I117,$E$3:$F$12,2,FALSE),IF(AND(OR($Z361=\"c\",$Z361=\"d\"),Inventory!$AB117=\"\"),\"a\",IF(AND(OR($Z361=\"c\",$Z361=\"d\"),Inventory!$AB117<>\"\"),VLOOKUP(Inventory!$AB117,$E$3:$F$12,2,FALSE),\"a\"))))","v":"a"},{"$f":"IF(OR(AND($AA361<>\"b\",$AA361<>\"c\"),$AF361=0,$AF361>=(65000/12000),Inventory!$AC117=\"\"),\"a\",VLOOKUP(Inventory!$AC117,$H$3:$I$5,2,FALSE))","v":"a"},null,{"$f":"IF(AND($AA361<>\"i\",$AA361<>\"j\"),\"a\",IF(AND($Z361=\"b\",Inventory!$L117=\"\"),\"a\",IF(AND($Z361=\"b\",Inventory!$L117<>\"\"),VLOOKUP(Inventory!$L117,$N$3:$O$6,2,FALSE),IF(AND(OR($Z361=\"c\",$Z361=\"d\"),Inventory!$AE117=\"\"),\"a\",IF(AND(OR($Z361=\"c\",$Z361=\"d\"),Inventory!$AE117<>\"\"),VLOOKUP(Inventory!$AE117,$N$3:$O$6,2,FALSE),\"a\")))))","v":"a"},{"$f":"IF(OR(AND($AA361<>\"e\",$AA361<>\"f\"),$AF361=0,Inventory!$AG117=\"\"),\"a\",VLOOKUP(Inventory!$AG117,$Q$3:$R$5,2,FALSE))","v":"a"},{"$f":"IF(OR(Inventory!C117=\"New Construction\",Inventory!C117=\"Replace-on-Burnout\",Inventory!C117=\"Early Retirement\"),Inventory!AT117,0)","v":0},"","","","","","","","","","","","",0,"aaaaa0","No","No",{"$f":"IF($Z361=\"a\",0,IF($Z361=\"b\",Inventory!$M117,Inventory!$AH117))","v":0},{"$f":"IF(OR($Z361=\"a\",AND($AU361=\"No\",$AV361=\"No\")),0,IF(AND($Z361=\"b\",Inventory!$O117=\"Btu/hr\"),Inventory!$N117,IF(AND($Z361=\"b\",Inventory!$O117=\"Tons\"),Inventory!$N117*12000,IF(AND(OR($Z361=\"c\",$Z361=\"d\"),Inventory!$AJ117=\"Btu/hr\"),Inventory!$AI117,IF(AND(OR($Z361=\"c\",$Z361=\"d\"),Inventory!$AJ117=\"Tons\"),Inventory!$AI117*12000,0)))))","v":0},0,0,"EER",0,"kW/ton",{"$f":"IF(OR($Z361=\"a\",$AV361=\"No\"),0,IF(AND($Z361=\"b\",Inventory!$Q117=\"Btu/hr\"),Inventory!$P117,IF(AND($Z361=\"b\",Inventory!$Q117=\"Tons\"),Inventory!$P117*12000,IF(AND(OR($Z361=\"c\",$Z361=\"d\"),Inventory!$AL117=\"Btu/hr\"),Inventory!$AK117,IF(AND(OR($Z361=\"c\",$Z361=\"d\"),Inventory!$AL117=\"Tons\"),Inventory!$AK117*12000,0)))))","v":0},0,0,"COP","No",{"$f":"IF(OR(Inventory!$J117=\"\",$BH361=\"No\"),\"-\",Inventory!$J117)","v":"-"},{"$f":"IFERROR(VLOOKUP($BI361,'Early Retirement'!$B$6:$C$32,2,FALSE),\"-\")","v":"-"},{"$f":"IF(OR($Z361<>\"b\",AND($AA361<>\"b\",$AA361<>\"c\")),\"n\",IF(AND($AS361<>1,$AS361<>2,$AS361<>7,$AS361<>8),\"n\",IF(Inventory!$K117=\"Split\",\"s\",IF(Inventory!$K117=\"Packaged\",\"p\",\"n\"))))","v":"n"},{"$f":"IF(AND($AA361<>\"i\",$AA361<>\"j\"),\"n\",IF(Inventory!$L117=\"Centrifugal\",\"c\",\"n\"))","v":"n"},"-","-",{"$f":"IFERROR(INDEX('Early Retirement'!$C$4:$AC$32,$BJ361,$BN361),0)","v":0},{"$f":"IFERROR(HLOOKUP($BN361,'Early Retirement'!$D$4:$AC$5,2,FALSE),0)","v":0},{"$f":"IFERROR(INDEX('Early Retirement'!$AE$4:$BE$32,$BJ361,$BN361),0)","v":0},{"$f":"IFERROR(HLOOKUP($BN361,'Early Retirement'!$AF$4:$BE$5,2,FALSE),0)","v":0},0,0,"kW/ton",{"$f":"IFERROR(INDEX('Early Retirement'!$BG$4:$CG$32,$BJ361,$BN361),0)","v":0},{"$f":"IFERROR(HLOOKUP($BN361,'Early Retirement'!$BH$4:$CH$5,2,FALSE),0)","v":0},0,"COP","Yes",0,0,"kW/ton",0,"COP",0,0,"kW/ton",0,"COP"]
[null,null,null,null,null,null,null,null,null,null,null,null,null,null,null,null,null,null,null,null,null,null,null,null,109,{"$f":"IF(Inventory!$C118=\"\",\"a\",VLOOKUP(Inventory!$C118,$B$8:$C$11,2,FALSE))","v":"a"},{"$f":"IF(AND($Z362=\"b\",Inventory!$I118=\"\"),\"a\",IF(AND($Z362=\"b\",Inventory!$I118<>\"\"),VLOOKUP(Inventory!$I118,$E$3:$F$12,2,FALSE),IF(AND(OR($Z362=\"c\",$Z362=\"d\"),Inventory!$AB118=\"\"),\"a\",IF(AND(OR($Z362=\"c\",$Z362=\"d\"),Inventory!$AB118<>\"\"),VLOOKUP(Inventory!$AB118,$E$3:$F$12,2,FALSE),\"a\"))))","v":"a"},{"$f":"IF(OR(AND($AA362<>\"b\",$AA362<>\"c\"),$AF362=0,$AF362>=(65000/12000),Inventory!$AC118=\"\"),\"a\",VLOOKUP(Inventory!$AC118,$H$3:$I$5,2,FALSE))","v":"a"},null,{"$f":"IF(AND($AA362<>\"i\",$AA362<>\"j\"),\"a\",IF(AND($Z362=\"b\",Inventory!$L118=\"\"),\"a\",IF(AND($Z362=\"b\",Inventory!$L118<>\"\"),VLOOKUP(Inventory!$L118,$N$3:$O$6,2,FALSE),IF(AND(OR($Z362=\"c\",$Z362=\"d\"),Inventory!$AE118=\"\"),\"a\",IF(AND(OR($Z362=\"c\",$Z362=\"d\"),Inventory!$AE118<>\"\"),VLOOKUP(Inventory!$AE118,$N$3:$O$6,2,FALSE),\"a\")))))","v":"a"},{"$f":"IF(OR(AND($AA362<>\"e\",$AA362<>\"f\"),$AF362=0,Inventory!$AG118=\"\"),\"a\",VLOOKUP(Inventory!$AG118,$Q$3:$R$5,2,FALSE))","v":"a"},{"$f":"IF(OR(Inventory!C118=\"New Construction\",Inventory!C118=\"Replace-on-Burnout\",Inventory!C118=\"Early Retirement\"),Inventory!AT118,0)","v":0},"","","","","","","","","","","","",0,"aaaaa0","No","No",{"$f":"IF($Z362=\"a\",0,IF($Z362=\"b\",Inventory!$M118,Inventory!$AH118))","v":0},{"$f":"IF(OR($Z362=\"a\",AND($AU362=\"No\",$AV362=\"No\")),0,IF(AND($Z362=\"b\",Inventory!$O118=\"Btu/hr\"),Inventory!$N118,IF(AND($Z362=\"b\",Inventory!$O118=\"Tons\"),Inventory!$N118*12000,IF(AND(OR($Z362=\"c\",$Z362=\"d\"),Inventory!$AJ118=\"Btu/hr\"),Inventory!$AI118,IF(AND(OR($Z362=\"c\",$Z362=\"d\"),Inventory!$AJ118=\"Tons\"),Inventory!$AI118*12000,0)))))","v":0},0,0,"EER",0,"kW/ton",{"$f":"IF(OR($Z362=\"a\",$AV362=\"No\"),0,IF(AND($Z362=\"b\",Inventory!$Q118=\"Btu/hr\"),Inventory!$P118,IF(AND($Z362=\"b\",Inventory!$Q118=\"Tons\"),Inventory!$P118*12000,IF(AND(OR($Z362=\"c\",$Z362=\"d\"),Inventory!$AL118=\"Btu/hr\"),Inventory!$AK118,IF(AND(OR($Z362=\"c\",$Z362=\"d\"),Inventory!$AL118=\"Tons\"),Inventory!$AK118*12000,0)))))","v":0},0,0,"COP","No",{"$f":"IF(OR(Inventory!$J118=\"\",$BH362=\"No\"),\"-\",Inventory!$J118)","v":"-"},{"$f":"IFERROR(VLOOKUP($BI362,'Early Retirement'!$B$6:$C$32,2,FALSE),\"-\")","v":"-"},{"$f":"IF(OR($Z362<>\"b\",AND($AA362<>\"b\",$AA362<>\"c\")),\"n\",IF(AND($AS362<>1,$AS362<>2,$AS362<>7,$AS362<>8),\"n\",IF(Inventory!$K118=\"Split\",\"s\",IF(Inventory!$K118=\"Packaged\",\"p\",\"n\"))))","v":"n"},{"$f":"IF(AND($AA362<>\"i\",$AA362<>\"j\"),\"n\",IF(Inventory!$L118=\"Centrifugal\",\"c\",\"n\"))","v":"n"},"-","-",{"$f":"IFERROR(INDEX('Early Retirement'!$C$4:$AC$32,$BJ362,$BN362),0)","v":0},{"$f":"IFERROR(HLOOKUP($BN362,'Early Retirement'!$D$4:$AC$5,2,FALSE),0)","v":0},{"$f":"IFERROR(INDEX('Early Retirement'!$AE$4:$BE$32,$BJ362,$BN362),0)","v":0},{"$f":"IFERROR(HLOOKUP($BN362,'Early Retirement'!$AF$4:$BE$5,2,FALSE),0)","v":0},0,0,"kW/ton",{"$f":"IFERROR(INDEX('Early Retirement'!$BG$4:$CG$32,$BJ362,$BN362),0)","v":0},{"$f":"IFERROR(HLOOKUP($BN362,'Early Retirement'!$BH$4:$CH$5,2,FALSE),0)","v":0},0,"COP","Yes",0,0,"kW/ton",0,"COP",0,0,"kW/ton",0,"COP"]
[null,null,null,null,null,null,null,null,null,null,null,null,null,null,null,null,null,null,null,null,null,null,null,null,110,{"$f":"IF(Inventory!$C119=\"\",\"a\",VLOOKUP(Inventory!$C119,$B$8:$C$11,2,FALSE))","v":"a"},{"$f":"IF(AND($Z363=\"b\",Inventory!$I119=\"\"),\"a\",IF(AND($Z363=\"b\",Inventory!$I119<>\"\"),VLOOKUP(Inventory!$I119,$E$3:$F$12,2,FALSE),IF(AND(OR($Z363=\"c\",$Z363=\"d\"),Inventory!$AB119=\"\"),\"a\",IF(AND(OR($Z363=\"c\",$Z363=\"d\"),Inventory!$AB119<>\"\"),VLOOKUP(Inventory!$AB119,$E$3:$F$12,2,FALSE),\"a\"))))","v":"a"},{"$f":"IF(OR(AND($AA363<>\"b\",$AA363<>\"c\"),$AF363=0,$AF363>=(65000/12000),Inventory!$AC119=\"\"),\"a\",VLOOKUP(Inventory!$AC119,$H$3:$I$5,2,FALSE))","v":"a"},null,{"$f":"IF(AND($AA363<>\"i\",$AA363<>\"j\"),\"a\",IF(AND($Z363=\"b\",Inventory!$L119=\"\"),\"a\",IF(AND($Z363=\"b\",Inventory!$L119<>\"\"),VLOOKUP(Inventory!$L119,$N$3:$O$6,2,FALSE),IF(AND(OR($Z363=\"c\",$Z363=\"d\"),Inventory!$AE119=\"\"),\"a\",IF(AND(OR($Z363=\"c\",$Z363=\"d\"),Inventory!$AE119<>\"\"),VLOOKUP(Inventory!$AE119,$N$3:$O$6,2,FALSE),\"a\")))))","v":"a"},{"$f":"IF(OR(AND($AA363<>\"e\",$AA363<>\"f\"),$AF363=0,Inventory!$AG119=\"\"),\"a\",VLOOKUP(Inventory!$AG119,$Q$3:$R$5,2,FALSE))","v":"a"},{"$f":"IF(OR(Inventory!C119=\"New Construction\",Inventory!C119=\"Replace-on-Burnout\",Inventory!C119=\"Early Retirement\"),Inventory!AT119,0)","v":0},"","","","","","","","","","","","",0,"aaaaa0","No","No",{"$f":"IF($Z363=\"a\",0,IF($Z363=\"b\",Inventory!$M119,Inventory!$AH119))","v":0},{"$f":"IF(OR($Z363=\"a\",AND($AU363=\"No\",$AV363=\"No\")),0,IF(AND($Z363=\"b\",Inventory!$O119=\"Btu/hr\"),Inventory!$N119,IF(AND($Z363=\"b\",Inventory!$O119=\"Tons\"),Inventory!$N119*12000,IF(AND(OR($Z363=\"c\",$Z363=\"d\"),Inventory!$AJ119=\"Btu/hr\"),Inventory!$AI119,IF(AND(OR($Z363=\"c\",$Z363=\"d\"),Inventory!$AJ119=\"Tons\"),Inventory!$AI119*12000,0)))))","v":0},0,0,"EER",0,"kW/ton",{"$f":"IF(OR($Z363=\"a\",$AV363=\"No\"),0,IF(AND($Z363=\"b\",Inventory!$Q119=\"Btu/hr\"),Inventory!$P119,IF(AND($Z363=\"b\",Inventory!$Q119=\"Tons\"),Inventory!$P119*12000,IF(AND(OR($Z363=\"c\",$Z363=\"d\"),Inventory!$AL119=\"Btu/hr\"),Inventory!$AK119,IF(AND(OR($Z363=\"c\",$Z363=\"d\"),Inventory!$AL119=\"Tons\"),Inventory!$AK119*12000,0)))))","v":0},0,0,"COP","No",{"$f":"IF(OR(Inventory!$J119=\"\",$BH363=\"No\"),\"-\",Inventory!$J119)","v":"-"},{"$f":"IFERROR(VLOOKUP($BI363,'Early Retirement'!$B$6:$C$32,2,FALSE),\"-\")","v":"-"},{"$f":"IF(OR($Z363<>\"b\",AND($AA363<>\"b\",$AA363<>\"c\")),\"n\",IF(AND($AS363<>1,$AS363<>2,$AS363<>7,$AS363<>8),\"n\",IF(Inventory!$K119=\"Split\",\"s\",IF(Inventory!$K119=\"Packaged\",\"p\",\"n\"))))","v":"n"},{"$f":"IF(AND($AA363<>\"i\",$AA363<>\"j\"),\"n\",IF(Inventory!$L119=\"Centrifugal\",\"c\",\"n\"))","v":"n"},"-","-",{"$f":"IFERROR(INDEX('Early Retirement'!$C$4:$AC$32,$BJ363,$BN363),0)","v":0},{"$f":"IFERROR(HLOOKUP($BN363,'Early Retirement'!$D$4:$AC$5,2,FALSE),0)","v":0},{"$f":"IFERROR(INDEX('Early Retirement'!$AE$4:$BE$32,$BJ363,$BN363),0)","v":0},{"$f":"IFERROR(HLOOKUP($BN363,'Early Retirement'!$AF$4:$BE$5,2,FALSE),0)","v":0},0,0,"kW/ton",{"$f":"IFERROR(INDEX('Early Retirement'!$BG$4:$CG$32,$BJ363,$BN363),0)","v":0},{"$f":"IFERROR(HLOOKUP($BN363,'Early Retirement'!$BH$4:$CH$5,2,FALSE),0)","v":0},0,"COP","Yes",0,0,"kW/ton",0,"COP",0,0,"kW/ton",0,"COP"]
[null,null,null,null,null,null,null,null,null,null,null,null,null,null,null,null,null,null,null,null,null,null,null,null,111,{"$f":"IF(Inventory!$C120=\"\",\"a\",VLOOKUP(Inventory!$C120,$B$8:$C$11,2,FALSE))","v":"a"},{"$f":"IF(AND($Z364=\"b\",Inventory!$I120=\"\"),\"a\",IF(AND($Z364=\"b\",Inventory!$I120<>\"\"),VLOOKUP(Inventory!$I120,$E$3:$F$12,2,FALSE),IF(AND(OR($Z364=\"c\",$Z364=\"d\"),Inventory!$AB120=\"\"),\"a\",IF(AND(OR($Z364=\"c\",$Z364=\"d\"),Inventory!$AB120<>\"\"),VLOOKUP(Inventory!$AB120,$E$3:$F$12,2,FALSE),\"a\"))))","v":"a"},{"$f":"IF(OR(AND($AA364<>\"b\",$AA364<>\"c\"),$AF364=0,$AF364>=(65000/12000),Inventory!$AC120=\"\"),\"a\",VLOOKUP(Inventory!$AC120,$H$3:$I$5,2,FALSE))","v":"a"},null,{"$f":"IF(AND($AA364<>\"i\",$AA364<>\"j\"),\"a\",IF(AND($Z364=\"b\",Inventory!$L120=\"\"),\"a\",IF(AND($Z364=\"b\",Inventory!$L120<>\"\"),VLOOKUP(Inventory!$L120,$N$3:$O$6,2,FALSE),IF(AND(OR($Z364=\"c\",$Z364=\"d\"),Inventory!$AE120=\"\"),\"a\",IF(AND(OR($Z364=\"c\",$Z364=\"d\"),Inventory!$AE120<>\"\"),VLOOKUP(Inventory!$AE120,$N$3:$O$6,2,FALSE),\"a\")))))","v":"a"},{"$f":"IF(OR(AND($AA364<>\"e\",$AA364<>\"f\"),$AF364=0,Inventory!$AG120=\"\"),\"a\",VLOOKUP(Inventory!$AG120,$Q$3:$R$5,2,FALSE))","v":"a"},{"$f":"IF(OR(Inventory!C120=\"New Construction\",Inventory!C120=\"Replace-on-Burnout\",Inventory!C120=\"Early Retirement\"),Inventory!AT120,0)","v":0},"","","","","","","","","","","","",0,"aaaaa0","No","No",{"$f":"IF($Z364=\"a\",0,IF($Z364=\"b\",Inventory!$M120,Inventory!$AH120))","v":0},{"$f":"IF(OR($Z364=\"a\",AND($AU364=\"No\",$AV364=\"No\")),0,IF(AND($Z364=\"b\",Inventory!$O120=\"Btu/hr\"),Inventory!$N120,IF(AND($Z364=\"b\",Inventory!$O120=\"Tons\"),Inventory!$N120*12000,IF(AND(OR($Z364=\"c\",$Z364=\"d\"),Inventory!$AJ120=\"Btu/hr\"),Inventory!$AI120,IF(AND(OR($Z364=\"c\",$Z364=\"d\"),Inventory!$AJ120=\"Tons\"),Inventory!$AI120*12000,0)))))","v":0},0,0,"EER",0,"kW/ton",{"$f":"IF(OR($Z364=\"a\",$AV364=\"No\"),0,IF(AND($Z364=\"b\",Inventory!$Q120=\"Btu/hr\"),Inventory!$P120,IF(AND($Z364=\"b\",Inventory!$Q120=\"Tons\"),Inventory!$P120*12000,IF(AND(OR($Z364=\"c\",$Z364=\"d\"),Inventory!$AL120=\"Btu/hr\"),Inventory!$AK120,IF(AND(OR($Z364=\"c\",$Z364=\"d\"),Inventory!$AL120=\"Tons\"),Inventory!$AK120*12000,0)))))","v":0},0,0,"COP","No",{"$f":"IF(OR(Inventory!$J120=\"\",$BH364=\"No\"),\"-\",Inventory!$J120)","v":"-"},{"$f":"IFERROR(VLOOKUP($BI364,'Early Retirement'!$B$6:$C$32,2,FALSE),\"-\")","v":"-"},{"$f":"IF(OR($Z364<>\"b\",AND($AA364<>\"b\",$AA364<>\"c\")),\"n\",IF(AND($AS364<>1,$AS364<>2,$AS364<>7,$AS364<>8),\"n\",IF(Inventory!$K120=\"Split\",\"s\",IF(Inventory!$K120=\"Packaged\",\"p\",\"n\"))))","v":"n"},{"$f":"IF(AND($AA364<>\"i\",$AA364<>\"j\"),\"n\",IF(Inventory!$L120=\"Centrifugal\",\"c\",\"n\"))","v":"n"},"-","-",{"$f":"IFERROR(INDEX('Early Retirement'!$C$4:$AC$32,$BJ364,$BN364),0)","v":0},{"$f":"IFERROR(HLOOKUP($BN364,'Early Retirement'!$D$4:$AC$5,2,FALSE),0)","v":0},{"$f":"IFERROR(INDEX('Early Retirement'!$AE$4:$BE$32,$BJ364,$BN364),0)","v":0},{"$f":"IFERROR(HLOOKUP($BN364,'Early Retirement'!$AF$4:$BE$5,2,FALSE),0)","v":0},0,0,"kW/ton",{"$f":"IFERROR(INDEX('Early Retirement'!$BG$4:$CG$32,$BJ364,$BN364),0)","v":0},{"$f":"IFERROR(HLOOKUP($BN364,'Early Retirement'!$BH$4:$CH$5,2,FALSE),0)","v":0},0,"COP","Yes",0,0,"kW/ton",0,"COP",0,0,"kW/ton",0,"COP"]
[null,null,null,null,null,null,null,null,null,null,null,null,null,null,null,null,null,null,null,null,null,null,null,null,112,{"$f":"IF(Inventory!$C121=\"\",\"a\",VLOOKUP(Inventory!$C121,$B$8:$C$11,2,FALSE))","v":"a"},{"$f":"IF(AND($Z365=\"b\",Inventory!$I121=\"\"),\"a\",IF(AND($Z365=\"b\",Inventory!$I121<>\"\"),VLOOKUP(Inventory!$I121,$E$3:$F$12,2,FALSE),IF(AND(OR($Z365=\"c\",$Z365=\"d\"),Inventory!$AB121=\"\"),\"a\",IF(AND(OR($Z365=\"c\",$Z365=\"d\"),Inventory!$AB121<>\"\"),VLOOKUP(Inventory!$AB121,$E$3:$F$12,2,FALSE),\"a\"))))","v":"a"},{"$f":"IF(OR(AND($AA365<>\"b\",$AA365<>\"c\"),$AF365=0,$AF365>=(65000/12000),Inventory!$AC121=\"\"),\"a\",VLOOKUP(Inventory!$AC121,$H$3:$I$5,2,FALSE))","v":"a"},null,{"$f":"IF(AND($AA365<>\"i\",$AA365<>\"j\"),\"a\",IF(AND($Z365=\"b\",Inventory!$L121=\"\"),\"a\",IF(AND($Z365=\"b\",Inventory!$L121<>\"\"),VLOOKUP(Inventory!$L121,$N$3:$O$6,2,FALSE),IF(AND(OR($Z365=\"c\",$Z365=\"d\"),Inventory!$AE121=\"\"),\"a\",IF(AND(OR($Z365=\"c\",$Z365=\"d\"),Inventory!$AE121<>\"\"),VLOOKUP(Inventory!$AE121,$N$3:$O$6,2,FALSE),\"a\")))))","v":"a"},{"$f":"IF(OR(AND($AA365<>\"e\",$AA365<>\"f\"),$AF365=0,Inventory!$AG121=\"\"),\"a\",VLOOKUP(Inventory!$AG121,$Q$3:$R$5,2,FALSE))","v":"a"},{"$f":"IF(OR(Inventory!C121=\"New Construction\",Inventory!C121=\"Replace-on-Burnout\",Inventory!C121=\"Early Retirement\"),Inventory!AT121,0)","v":0},"","","","","","","","","","","","",0,"aaaaa0","No","No",{"$f":"IF($Z365=\"a\",0,IF($Z365=\"b\",Inventory!$M121,Inventory!$AH121))","v":0},{"$f":"IF(OR($Z365=\"a\",AND($AU365=\"No\",$AV365=\"No\")),0,IF(AND($Z365=\"b\",Inventory!$O121=\"Btu/hr\"),Inventory!$N121,IF(AND($Z365=\"b\",Inventory!$O121=\"Tons\"),Inventory!$N121*12000,IF(AND(OR($Z365=\"c\",$Z365=\"d\"),Inventory!$AJ121=\"Btu/hr\"),Inventory!$AI121,IF(AND(OR($Z365=\"c\",$Z365=\"d\"),Inventory!$AJ121=\"Tons\"),Inventory!$AI121*12000,0)))))","v":0},0,0,"EER",0,"kW/ton",{"$f":"IF(OR($Z365=\"a\",$AV365=\"No\"),0,IF(AND($Z365=\"b\",Inventory!$Q121=\"Btu/hr\"),Inventory!$P121,IF(AND($Z365=\"b\",Inventory!$Q121=\"Tons\"),Inventory!$P121*12000,IF(AND(OR($Z365=\"c\",$Z365=\"d\"),Inventory!$AL121=\"Btu/hr\"),Inventory!$AK121,IF(AND(OR($Z365=\"c\",$Z365=\"d\"),Inventory!$AL121=\"Tons\"),Inventory!$AK121*12000,0)))))","v":0},0,0,"COP","No",{"$f":"IF(OR(Inventory!$J121=\"\",$BH365=\"No\"),\"-\",Inventory!$J121)","v":"-"},{"$f":"IFERROR(VLOOKUP($BI365,'Early Retirement'!$B$6:$C$32,2,FALSE),\"-\")","v":"-"},{"$f":"IF(OR($Z365<>\"b\",AND($AA365<>\"b\",$AA365<>\"c\")),\"n\",IF(AND($AS365<>1,$AS365<>2,$AS365<>7,$AS365<>8),\"n\",IF(Inventory!$K121=\"Split\",\"s\",IF(Inventory!$K121=\"Packaged\",\"p\",\"n\"))))","v":"n"},{"$f":"IF(AND($AA365<>\"i\",$AA365<>\"j\"),\"n\",IF(Inventory!$L121=\"Centrifugal\",\"c\",\"n\"))","v":"n"},"-","-",{"$f":"IFERROR(INDEX('Early Retirement'!$C$4:$AC$32,$BJ365,$BN365),0)","v":0},{"$f":"IFERROR(HLOOKUP($BN365,'Early Retirement'!$D$4:$AC$5,2,FALSE),0)","v":0},{"$f":"IFERROR(INDEX('Early Retirement'!$AE$4:$BE$32,$BJ365,$BN365),0)","v":0},{"$f":"IFERROR(HLOOKUP($BN365,'Early Retirement'!$AF$4:$BE$5,2,FALSE),0)","v":0},0,0,"kW/ton",{"$f":"IFERROR(INDEX('Early Retirement'!$BG$4:$CG$32,$BJ365,$BN365),0)","v":0},{"$f":"IFERROR(HLOOKUP($BN365,'Early Retirement'!$BH$4:$CH$5,2,FALSE),0)","v":0},0,"COP","Yes",0,0,"kW/ton",0,"COP",0,0,"kW/ton",0,"COP"]
[null,null,null,null,null,null,null,null,null,null,null,null,null,null,null,null,null,null,null,null,null,null,null,null,113,{"$f":"IF(Inventory!$C122=\"\",\"a\",VLOOKUP(Inventory!$C122,$B$8:$C$11,2,FALSE))","v":"a"},{"$f":"IF(AND($Z366=\"b\",Inventory!$I122=\"\"),\"a\",IF(AND($Z366=\"b\",Inventory!$I122<>\"\"),VLOOKUP(Inventory!$I122,$E$3:$F$12,2,FALSE),IF(AND(OR($Z366=\"c\",$Z366=\"d\"),Inventory!$AB122=\"\"),\"a\",IF(AND(OR($Z366=\"c\",$Z366=\"d\"),Inventory!$AB122<>\"\"),VLOOKUP(Inventory!$AB122,$E$3:$F$12,2,FALSE),\"a\"))))","v":"a"},{"$f":"IF(OR(AND($AA366<>\"b\",$AA366<>\"c\"),$AF366=0,$AF366>=(65000/12000),Inventory!$AC122=\"\"),\"a\",VLOOKUP(Inventory!$AC122,$H$3:$I$5,2,FALSE))","v":"a"},null,{"$f":"IF(AND($AA366<>\"i\",$AA366<>\"j\"),\"a\",IF(AND($Z366=\"b\",Inventory!$L122=\"\"),\"a\",IF(AND($Z366=\"b\",Inventory!$L122<>\"\"),VLOOKUP(Inventory!$L122,$N$3:$O$6,2,FALSE),IF(AND(OR($Z366=\"c\",$Z366=\"d\"),Inventory!$AE122=\"\"),\"a\",IF(AND(OR($Z366=\"c\",$Z366=\"d\"),Inventory!$AE122<>\"\"),VLOOKUP(Inventory!$AE122,$N$3:$O$6,2,FALSE),\"a\")))))","v":"a"},{"$f":"IF(OR(AND($AA366<>\"e\",$AA366<>\"f\"),$AF366=0,Inventory!$AG122=\"\"),\"a\",VLOOKUP(Inventory!$AG122,$Q$3:$R$5,2,FALSE))","v":"a"},{"$f":"IF(OR(Inventory!C122=\"New Construction\",Inventory!C122=\"Replace-on-Burnout\",Inventory!C122=\"Early Retirement\"),Inventory!AT122,0)","v":0},"","","","","","","","","","","","",0,"aaaaa0","No","No",{"$f":"IF($Z366=\"a\",0,IF($Z366=\"b\",Inventory!$M122,Inventory!$AH122))","v":0},{"$f":"IF(OR($Z366=\"a\",AND($AU366=\"No\",$AV366=\"No\")),0,IF(AND($Z366=\"b\",Inventory!$O122=\"Btu/hr\"),Inventory!$N122,IF(AND($Z366=\"b\",Inventory!$O122=\"Tons\"),Inventory!$N122*12000,IF(AND(OR($Z366=\"c\",$Z366=\"d\"),Inventory!$AJ122=\"Btu/hr\"),Inventory!$AI122,IF(AND(OR($Z366=\"c\",$Z366=\"d\"),Inventory!$AJ122=\"Tons\"),Inventory!$AI122*12000,0)))))","v":0},0,0,"EER",0,"kW/ton",{"$f":"IF(OR($Z366=\"a\",$AV366=\"No\"),0,IF(AND($Z366=\"b\",Inventory!$Q122=\"Btu/hr\"),Inventory!$P122,IF(AND($Z366=\"b\",Inventory!$Q122=\"Tons\"),Inventory!$P122*12000,IF(AND(OR($Z366=\"c\",$Z366=\"d\"),Inventory!$AL122=\"Btu/hr\"),Inventory!$AK122,IF(AND(OR($Z366=\"c\",$Z366=\"d\"),Inventory!$AL122=\"Tons\"),Inventory!$AK122*12000,0)))))","v":0},0,0,"COP","No",{"$f":"IF(OR(Inventory!$J122=\"\",$BH366=\"No\"),\"-\",Inventory!$J122)","v":"-"},{"$f":"IFERROR(VLOOKUP($BI366,'Early Retirement'!$B$6:$C$32,2,FALSE),\"-\")","v":"-"},{"$f":"IF(OR($Z366<>\"b\",AND($AA366<>\"b\",$AA366<>\"c\")),\"n\",IF(AND($AS366<>1,$AS366<>2,$AS366<>7,$AS366<>8),\"n\",IF(Inventory!$K122=\"Split\",\"s\",IF(Inventory!$K122=\"Packaged\",\"p\",\"n\"))))","v":"n"},{"$f":"IF(AND($AA366<>\"i\",$AA366<>\"j\"),\"n\",IF(Inventory!$L122=\"Centrifugal\",\"c\",\"n\"))","v":"n"},"-","-",{"$f":"IFERROR(INDEX('Early Retirement'!$C$4:$AC$32,$BJ366,$BN366),0)","v":0},{"$f":"IFERROR(HLOOKUP($BN366,'Early Retirement'!$D$4:$AC$5,2,FALSE),0)","v":0},{"$f":"IFERROR(INDEX('Early Retirement'!$AE$4:$BE$32,$BJ366,$BN366),0)","v":0},{"$f":"IFERROR(HLOOKUP($BN366,'Early Retirement'!$AF$4:$BE$5,2,FALSE),0)","v":0},0,0,"kW/ton",{"$f":"IFERROR(INDEX('Early Retirement'!$BG$4:$CG$32,$BJ366,$BN366),0)","v":0},{"$f":"IFERROR(HLOOKUP($BN366,'Early Retirement'!$BH$4:$CH$5,2,FALSE),0)","v":0},0,"COP","Yes",0,0,"kW/ton",0,"COP",0,0,"kW/ton",0,"COP"]
[null,null,null,null,null,null,null,null,null,null,null,null,null,null,null,null,null,null,null,null,null,null,null,null,114,{"$f":"IF(Inventory!$C123=\"\",\"a\",VLOOKUP(Inventory!$C123,$B$8:$C$11,2,FALSE))","v":"a"},{"$f":"IF(AND($Z367=\"b\",Inventory!$I123=\"\"),\"a\",IF(AND($Z367=\"b\",Inventory!$I123<>\"\"),VLOOKUP(Inventory!$I123,$E$3:$F$12,2,FALSE),IF(AND(OR($Z367=\"c\",$Z367=\"d\"),Inventory!$AB123=\"\"),\"a\",IF(AND(OR($Z367=\"c\",$Z367=\"d\"),Inventory!$AB123<>\"\"),VLOOKUP(Inventory!$AB123,$E$3:$F$12,2,FALSE),\"a\"))))","v":"a"},{"$f":"IF(OR(AND($AA367<>\"b\",$AA367<>\"c\"),$AF367=0,$AF367>=(65000/12000),Inventory!$AC123=\"\"),\"a\",VLOOKUP(Inventory!$AC123,$H$3:$I$5,2,FALSE))","v":"a"},null,{"$f":"IF(AND($AA367<>\"i\",$AA367<>\"j\"),\"a\",IF(AND($Z367=\"b\",Inventory!$L123=\"\"),\"a\",IF(AND($Z367=\"b\",Inventory!$L123<>\"\"),VLOOKUP(Inventory!$L123,$N$3:$O$6,2,FALSE),IF(AND(OR($Z367=\"c\",$Z367=\"d\"),Inventory!$AE123=\"\"),\"a\",IF(AND(OR($Z367=\"c\",$Z367=\"d\"),Inventory!$AE123<>\"\"),VLOOKUP(Inventory!$AE123,$N$3:$O$6,2,FALSE),\"a\")))))","v":"a"},{"$f":"IF(OR(AND($AA367<>\"e\",$AA367<>\"f\"),$AF367=0,Inventory!$AG123=\"\"),\"a\",VLOOKUP(Inventory!$AG123,$Q$3:$R$5,2,FALSE))","v":"a"},{"$f":"IF(OR(Inventory!C123=\"New Construction\",Inventory!C123=\"Replace-on-Burnout\",Inventory!C123=\"Early Retirement\"),Inventory!AT123,0)","v":0},"","","","","","","","","","","","",0,"aaaaa0","No","No",{"$f":"IF($Z367=\"a\",0,IF($Z367=\"b\",Inventory!$M123,Inventory!$AH123))","v":0},{"$f":"IF(OR($Z367=\"a\",AND($AU367=\"No\",$AV367=\"No\")),0,IF(AND($Z367=\"b\",Inventory!$O123=\"Btu/hr\"),Inventory!$N123,IF(AND($Z367=\"b\",Inventory!$O123=\"Tons\"),Inventory!$N123*12000,IF(AND(OR($Z367=\"c\",$Z367=\"d\"),Inventory!$AJ123=\"Btu/hr\"),Inventory!$AI123,IF(AND(OR($Z367=\"c\",$Z367=\"d\"),Inventory!$AJ123=\"Tons\"),Inventory!$AI123*12000,0)))))","v":0},0,0,"EER",0,"kW/ton",{"$f":"IF(OR($Z367=\"a\",$AV367=\"No\"),0,IF(AND($Z367=\"b\",Inventory!$Q123=\"Btu/hr\"),Inventory!$P123,IF(AND($Z367=\"b\",Inventory!$Q123=\"Tons\"),Inventory!$P123*12000,IF(AND(OR($Z367=\"c\",$Z367=\"d\"),Inventory!$AL123=\"Btu/hr\"),Inventory!$AK123,IF(AND(OR($Z367=\"c\",$Z367=\"d\"),Inventory!$AL123=\"Tons\"),Inventory!$AK123*12000,0)))))","v":0},0,0,"COP","No",{"$f":"IF(OR(Inventory!$J123=\"\",$BH367=\"No\"),\"-\",Inventory!$J123)","v":"-"},{"$f":"IFERROR(VLOOKUP($BI367,'Early Retirement'!$B$6:$C$32,2,FALSE),\"-\")","v":"-"},{"$f":"IF(OR($Z367<>\"b\",AND($AA367<>\"b\",$AA367<>\"c\")),\"n\",IF(AND($AS367<>1,$AS367<>2,$AS367<>7,$AS367<>8),\"n\",IF(Inventory!$K123=\"Split\",\"s\",IF(Inventory!$K123=\"Packaged\",\"p\",\"n\"))))","v":"n"},{"$f":"IF(AND($AA367<>\"i\",$AA367<>\"j\"),\"n\",IF(Inventory!$L123=\"Centrifugal\",\"c\",\"n\"))","v":"n"},"-","-",{"$f":"IFERROR(INDEX('Early Retirement'!$C$4:$AC$32,$BJ367,$BN367),0)","v":0},{"$f":"IFERROR(HLOOKUP($BN367,'Early Retirement'!$D$4:$AC$5,2,FALSE),0)","v":0},{"$f":"IFERROR(INDEX('Early Retirement'!$AE$4:$BE$32,$BJ367,$BN367),0)","v":0},{"$f":"IFERROR(HLOOKUP($BN367,'Early Retirement'!$AF$4:$BE$5,2,FALSE),0)","v":0},0,0,"kW/ton",{"$f":"IFERROR(INDEX('Early Retirement'!$BG$4:$CG$32,$BJ367,$BN367),0)","v":0},{"$f":"IFERROR(HLOOKUP($BN367,'Early Retirement'!$BH$4:$CH$5,2,FALSE),0)","v":0},0,"COP","Yes",0,0,"kW/ton",0,"COP",0,0,"kW/ton",0,"COP"]
[null,null,null,null,null,null,null,null,null,null,null,null,null,null,null,null,null,null,null,null,null,null,null,null,115,{"$f":"IF(Inventory!$C124=\"\",\"a\",VLOOKUP(Inventory!$C124,$B$8:$C$11,2,FALSE))","v":"a"},{"$f":"IF(AND($Z368=\"b\",Inventory!$I124=\"\"),\"a\",IF(AND($Z368=\"b\",Inventory!$I124<>\"\"),VLOOKUP(Inventory!$I124,$E$3:$F$12,2,FALSE),IF(AND(OR($Z368=\"c\",$Z368=\"d\"),Inventory!$AB124=\"\"),\"a\",IF(AND(OR($Z368=\"c\",$Z368=\"d\"),Inventory!$AB124<>\"\"),VLOOKUP(Inventory!$AB124,$E$3:$F$12,2,FALSE),\"a\"))))","v":"a"},{"$f":"IF(OR(AND($AA368<>\"b\",$AA368<>\"c\"),$AF368=0,$AF368>=(65000/12000),Inventory!$AC124=\"\"),\"a\",VLOOKUP(Inventory!$AC124,$H$3:$I$5,2,FALSE))","v":"a"},null,{"$f":"IF(AND($AA368<>\"i\",$AA368<>\"j\"),\"a\",IF(AND($Z368=\"b\",Inventory!$L124=\"\"),\"a\",IF(AND($Z368=\"b\",Inventory!$L124<>\"\"),VLOOKUP(Inventory!$L124,$N$3:$O$6,2,FALSE),IF(AND(OR($Z368=\"c\",$Z368=\"d\"),Inventory!$AE124=\"\"),\"a\",IF(AND(OR($Z368=\"c\",$Z368=\"d\"),Inventory!$AE124<>\"\"),VLOOKUP(Inventory!$AE124,$N$3:$O$6,2,FALSE),\"a\")))))","v":"a"},{"$f":"IF(OR(AND($AA368<>\"e\",$AA368<>\"f\"),$AF368=0,Inventory!$AG124=\"\"),\"a\",VLOOKUP(Inventory!$AG124,$Q$3:$R$5,2,FALSE))","v":"a"},{"$f":"IF(OR(Inventory!C124=\"New Construction\",Inventory!C124=\"Replace-on-Burnout\",Inventory!C124=\"Early Retirement\"),Inventory!AT124,0)","v":0},"","","","","","","","","","","","",0,"aaaaa0","No","No",{"$f":"IF($Z368=\"a\",0,IF($Z368=\"b\",Inventory!$M124,Inventory!$AH124))","v":0},{"$f":"IF(OR($Z368=\"a\",AND($AU368=\"No\",$AV368=\"No\")),0,IF(AND($Z368=\"b\",Inventory!$O124=\"Btu/hr\"),Inventory!$N124,IF(AND($Z368=\"b\",Inventory!$O124=\"Tons\"),Inventory!$N124*12000,IF(AND(OR($Z368=\"c\",$Z368=\"d\"),Inventory!$AJ124=\"Btu/hr\"),Inventory!$AI124,IF(AND(OR($Z368=\"c\",$Z368=\"d\"),Inventory!$AJ124=\"Tons\"),Inventory!$AI124*12000,0)))))","v":0},0,0,"EER",0,"kW/ton",{"$f":"IF(OR($Z368=\"a\",$AV368=\"No\"),0,IF(AND($Z368=\"b\",Inventory!$Q124=\"Btu/hr\"),Inventory!$P124,IF(AND($Z368=\"b\",Inventory!$Q124=\"Tons\"),Inventory!$P124*12000,IF(AND(OR($Z368=\"c\",$Z368=\"d\"),Inventory!$AL124=\"Btu/hr\"),Inventory!$AK124,IF(AND(OR($Z368=\"c\",$Z368=\"d\"),Inventory!$AL124=\"Tons\"),Inventory!$AK124*12000,0)))))","v":0},0,0,"COP","No",{"$f":"IF(OR(Inventory!$J124=\"\",$BH368=\"No\"),\"-\",Inventory!$J124)","v":"-"},{"$f":"IFERROR(VLOOKUP($BI368,'Early Retirement'!$B$6:$C$32,2,FALSE),\"-\")","v":"-"},{"$f":"IF(OR($Z368<>\"b\",AND($AA368<>\"b\",$AA368<>\"c\")),\"n\",IF(AND($AS368<>1,$AS368<>2,$AS368<>7,$AS368<>8),\"n\",IF(Inventory!$K124=\"Split\",\"s\",IF(Inventory!$K124=\"Packaged\",\"p\",\"n\"))))","v":"n"},{"$f":"IF(AND($AA368<>\"i\",$AA368<>\"j\"),\"n\",IF(Inventory!$L124=\"Centrifugal\",\"c\",\"n\"))","v":"n"},"-","-",{"$f":"IFERROR(INDEX('Early Retirement'!$C$4:$AC$32,$BJ368,$BN368),0)","v":0},{"$f":"IFERROR(HLOOKUP($BN368,'Early Retirement'!$D$4:$AC$5,2,FALSE),0)","v":0},{"$f":"IFERROR(INDEX('Early Retirement'!$AE$4:$BE$32,$BJ368,$BN368),0)","v":0},{"$f":"IFERROR(HLOOKUP($BN368,'Early Retirement'!$AF$4:$BE$5,2,FALSE),0)","v":0},0,0,"kW/ton",{"$f":"IFERROR(INDEX('Early Retirement'!$BG$4:$CG$32,$BJ368,$BN368),0)","v":0},{"$f":"IFERROR(HLOOKUP($BN368,'Early Retirement'!$BH$4:$CH$5,2,FALSE),0)","v":0},0,"COP","Yes",0,0,"kW/ton",0,"COP",0,0,"kW/ton",0,"COP"]
[null,null,null,null,null,null,null,null,null,null,null,null,null,null,null,null,null,null,null,null,null,null,null,null,116,{"$f":"IF(Inventory!$C125=\"\",\"a\",VLOOKUP(Inventory!$C125,$B$8:$C$11,2,FALSE))","v":"a"},{"$f":"IF(AND($Z369=\"b\",Inventory!$I125=\"\"),\"a\",IF(AND($Z369=\"b\",Inventory!$I125<>\"\"),VLOOKUP(Inventory!$I125,$E$3:$F$12,2,FALSE),IF(AND(OR($Z369=\"c\",$Z369=\"d\"),Inventory!$AB125=\"\"),\"a\",IF(AND(OR($Z369=\"c\",$Z369=\"d\"),Inventory!$AB125<>\"\"),VLOOKUP(Inventory!$AB125,$E$3:$F$12,2,FALSE),\"a\"))))","v":"a"},{"$f":"IF(OR(AND($AA369<>\"b\",$AA369<>\"c\"),$AF369=0,$AF369>=(65000/12000),Inventory!$AC125=\"\"),\"a\",VLOOKUP(Inventory!$AC125,$H$3:$I$5,2,FALSE))","v":"a"},null,{"$f":"IF(AND($AA369<>\"i\",$AA369<>\"j\"),\"a\",IF(AND($Z369=\"b\",Inventory!$L125=\"\"),\"a\",IF(AND($Z369=\"b\",Inventory!$L125<>\"\"),VLOOKUP(Inventory!$L125,$N$3:$O$6,2,FALSE),IF(AND(OR($Z369=\"c\",$Z369=\"d\"),Inventory!$AE125=\"\"),\"a\",IF(AND(OR($Z369=\"c\",$Z369=\"d\"),Inventory!$AE125<>\"\"),VLOOKUP(Inventory!$AE125,$N$3:$O$6,2,FALSE),\"a\")))))","v":"a"},{"$f":"IF(OR(AND($AA369<>\"e\",$AA369<>\"f\"),$AF369=0,Inventory!$AG125=\"\"),\"a\",VLOOKUP(Inventory!$AG125,$Q$3:$R$5,2,FALSE))","v":"a"},{"$f":"IF(OR(Inventory!C125=\"New Construction\",Inventory!C125=\"Replace-on-Burnout\",Inventory!C125=\"Early Retirement\"),Inventory!AT125,0)","v":0},"","","","","","","","","","","","",0,"aaaaa0","No","No",{"$f":"IF($Z369=\"a\",0,IF($Z369=\"b\",Inventory!$M125,Inventory!$AH125))","v":0},{"$f":"IF(OR($Z369=\"a\",AND($AU369=\"No\",$AV369=\"No\")),0,IF(AND($Z369=\"b\",Inventory!$O125=\"Btu/hr\"),Inventory!$N125,IF(AND($Z369=\"b\",Inventory!$O125=\"Tons\"),Inventory!$N125*12000,IF(AND(OR($Z369=\"c\",$Z369=\"d\"),Inventory!$AJ125=\"Btu/hr\"),Inventory!$AI125,IF(AND(OR($Z369=\"c\",$Z369=\"d\"),Inventory!$AJ125=\"Tons\"),Inventory!$AI125*12000,0)))))","v":0},0,0,"EER",0,"kW/ton",{"$f":"IF(OR($Z369=\"a\",$AV369=\"No\"),0,IF(AND($Z369=\"b\",Inventory!$Q125=\"Btu/hr\"),Inventory!$P125,IF(AND($Z369=\"b\",Inventory!$Q125=\"Tons\"),Inventory!$P125*12000,IF(AND(OR($Z369=\"c\",$Z369=\"d\"),Inventory!$AL125=\"Btu/hr\"),Inventory!$AK125,IF(AND(OR($Z369=\"c\",$Z369=\"d\"),Inventory!$AL125=\"Tons\"),Inventory!$AK125*12000,0)))))","v":0},0,0,"COP","No",{"$f":"IF(OR(Inventory!$J125=\"\",$BH369=\"No\"),\"-\",Inventory!$J125)","v":"-"},{"$f":"IFERROR(VLOOKUP($BI369,'Early Retirement'!$B$6:$C$32,2,FALSE),\"-\")","v":"-"},{"$f":"IF(OR($Z369<>\"b\",AND($AA369<>\"b\",$AA369<>\"c\")),\"n\",IF(AND($AS369<>1,$AS369<>2,$AS369<>7,$AS369<>8),\"n\",IF(Inventory!$K125=\"Split\",\"s\",IF(Inventory!$K125=\"Packaged\",\"p\",\"n\"))))","v":"n"},{"$f":"IF(AND($AA369<>\"i\",$AA369<>\"j\"),\"n\",IF(Inventory!$L125=\"Centrifugal\",\"c\",\"n\"))","v":"n"},"-","-",{"$f":"IFERROR(INDEX('Early Retirement'!$C$4:$AC$32,$BJ369,$BN369),0)","v":0},{"$f":"IFERROR(HLOOKUP($BN369,'Early Retirement'!$D$4:$AC$5,2,FALSE),0)","v":0},{"$f":"IFERROR(INDEX('Early Retirement'!$AE$4:$BE$32,$BJ369,$BN369),0)","v":0},{"$f":"IFERROR(HLOOKUP($BN369,'Early Retirement'!$AF$4:$BE$5,2,FALSE),0)","v":0},0,0,"kW/ton",{"$f":"IFERROR(INDEX('Early Retirement'!$BG$4:$CG$32,$BJ369,$BN369),0)","v":0},{"$f":"IFERROR(HLOOKUP($BN369,'Early Retirement'!$BH$4:$CH$5,2,FALSE),0)","v":0},0,"COP","Yes",0,0,"kW/ton",0,"COP",0,0,"kW/ton",0,"COP"]
[null,null,null,null,null,null,null,null,null,null,null,null,null,null,null,null,null,null,null,null,null,null,null,null,117,{"$f":"IF(Inventory!$C126=\"\",\"a\",VLOOKUP(Inventory!$C126,$B$8:$C$11,2,FALSE))","v":"a"},{"$f":"IF(AND($Z370=\"b\",Inventory!$I126=\"\"),\"a\",IF(AND($Z370=\"b\",Inventory!$I126<>\"\"),VLOOKUP(Inventory!$I126,$E$3:$F$12,2,FALSE),IF(AND(OR($Z370=\"c\",$Z370=\"d\"),Inventory!$AB126=\"\"),\"a\",IF(AND(OR($Z370=\"c\",$Z370=\"d\"),Inventory!$AB126<>\"\"),VLOOKUP(Inventory!$AB126,$E$3:$F$12,2,FALSE),\"a\"))))","v":"a"},{"$f":"IF(OR(AND($AA370<>\"b\",$AA370<>\"c\"),$AF370=0,$AF370>=(65000/12000),Inventory!$AC126=\"\"),\"a\",VLOOKUP(Inventory!$AC126,$H$3:$I$5,2,FALSE))","v":"a"},null,{"$f":"IF(AND($AA370<>\"i\",$AA370<>\"j\"),\"a\",IF(AND($Z370=\"b\",Inventory!$L126=\"\"),\"a\",IF(AND($Z370=\"b\",Inventory!$L126<>\"\"),VLOOKUP(Inventory!$L126,$N$3:$O$6,2,FALSE),IF(AND(OR($Z370=\"c\",$Z370=\"d\"),Inventory!$AE126=\"\"),\"a\",IF(AND(OR($Z370=\"c\",$Z370=\"d\"),Inventory!$AE126<>\"\"),VLOOKUP(Inventory!$AE126,$N$3:$O$6,2,FALSE),\"a\")))))","v":"a"},{"$f":"IF(OR(AND($AA370<>\"e\",$AA370<>\"f\"),$AF370=0,Inventory!$AG126=\"\"),\"a\",VLOOKUP(Inventory!$AG126,$Q$3:$R$5,2,FALSE))","v":"a"},{"$f":"IF(OR(Inventory!C126=\"New Construction\",Inventory!C126=\"Replace-on-Burnout\",Inventory!C126=\"Early Retirement\"),Inventory!AT126,0)","v":0},"","","","","","","","","","","","",0,"aaaaa0","No","No",{"$f":"IF($Z370=\"a\",0,IF($Z370=\"b\",Inventory!$M126,Inventory!$AH126))","v":0},{"$f":"IF(OR($Z370=\"a\",AND($AU370=\"No\",$AV370=\"No\")),0,IF(AND($Z370=\"b\",Inventory!$O126=\"Btu/hr\"),Inventory!$N126,IF(AND($Z370=\"b\",Inventory!$O126=\"Tons\"),Inventory!$N126*12000,IF(AND(OR($Z370=\"c\",$Z370=\"d\"),Inventory!$AJ126=\"Btu/hr\"),Inventory!$AI126,IF(AND(OR($Z370=\"c\",$Z370=\"d\"),Inventory!$AJ126=\"Tons\"),Inventory!$AI126*12000,0)))))","v":0},0,0,"EER",0,"kW/ton",{"$f":"IF(OR($Z370=\"a\",$AV370=\"No\"),0,IF(AND($Z370=\"b\",Inventory!$Q126=\"Btu/hr\"),Inventory!$P126,IF(AND($Z370=\"b\",Inventory!$Q126=\"Tons\"),Inventory!$P126*12000,IF(AND(OR($Z370=\"c\",$Z370=\"d\"),Inventory!$AL126=\"Btu/hr\"),Inventory!$AK126,IF(AND(OR($Z370=\"c\",$Z370=\"d\"),Inventory!$AL126=\"Tons\"),Inventory!$AK126*12000,0)))))","v":0},0,0,"COP","No",{"$f":"IF(OR(Inventory!$J126=\"\",$BH370=\"No\"),\"-\",Inventory!$J126)","v":"-"},{"$f":"IFERROR(VLOOKUP($BI370,'Early Retirement'!$B$6:$C$32,2,FALSE),\"-\")","v":"-"},{"$f":"IF(OR($Z370<>\"b\",AND($AA370<>\"b\",$AA370<>\"c\")),\"n\",IF(AND($AS370<>1,$AS370<>2,$AS370<>7,$AS370<>8),\"n\",IF(Inventory!$K126=\"Split\",\"s\",IF(Inventory!$K126=\"Packaged\",\"p\",\"n\"))))","v":"n"},{"$f":"IF(AND($AA370<>\"i\",$AA370<>\"j\"),\"n\",IF(Inventory!$L126=\"Centrifugal\",\"c\",\"n\"))","v":"n"},"-","-",{"$f":"IFERROR(INDEX('Early Retirement'!$C$4:$AC$32,$BJ370,$BN370),0)","v":0},{"$f":"IFERROR(HLOOKUP($BN370,'Early Retirement'!$D$4:$AC$5,2,FALSE),0)","v":0},{"$f":"IFERROR(INDEX('Early Retirement'!$AE$4:$BE$32,$BJ370,$BN370),0)","v":0},{"$f":"IFERROR(HLOOKUP($BN370,'Early Retirement'!$AF$4:$BE$5,2,FALSE),0)","v":0},0,0,"kW/ton",{"$f":"IFERROR(INDEX('Early Retirement'!$BG$4:$CG$32,$BJ370,$BN370),0)","v":0},{"$f":"IFERROR(HLOOKUP($BN370,'Early Retirement'!$BH$4:$CH$5,2,FALSE),0)","v":0},0,"COP","Yes",0,0,"kW/ton",0,"COP",0,0,"kW/ton",0,"COP"]
[null,null,null,null,null,null,null,null,null,null,null,null,null,null,null,null,null,null,null,null,null,null,null,null,118,{"$f":"IF(Inventory!$C127=\"\",\"a\",VLOOKUP(Inventory!$C127,$B$8:$C$11,2,FALSE))","v":"a"},{"$f":"IF(AND($Z371=\"b\",Inventory!$I127=\"\"),\"a\",IF(AND($Z371=\"b\",Inventory!$I127<>\"\"),VLOOKUP(Inventory!$I127,$E$3:$F$12,2,FALSE),IF(AND(OR($Z371=\"c\",$Z371=\"d\"),Inventory!$AB127=\"\"),\"a\",IF(AND(OR($Z371=\"c\",$Z371=\"d\"),Inventory!$AB127<>\"\"),VLOOKUP(Inventory!$AB127,$E$3:$F$12,2,FALSE),\"a\"))))","v":"a"},{"$f":"IF(OR(AND($AA371<>\"b\",$AA371<>\"c\"),$AF371=0,$AF371>=(65000/12000),Inventory!$AC127=\"\"),\"a\",VLOOKUP(Inventory!$AC127,$H$3:$I$5,2,FALSE))","v":"a"},null,{"$f":"IF(AND($AA371<>\"i\",$AA371<>\"j\"),\"a\",IF(AND($Z371=\"b\",Inventory!$L127=\"\"),\"a\",IF(AND($Z371=\"b\",Inventory!$L127<>\"\"),VLOOKUP(Inventory!$L127,$N$3:$O$6,2,FALSE),IF(AND(OR($Z371=\"c\",$Z371=\"d\"),Inventory!$AE127=\"\"),\"a\",IF(AND(OR($Z371=\"c\",$Z371=\"d\"),Inventory!$AE127<>\"\"),VLOOKUP(Inventory!$AE127,$N$3:$O$6,2,FALSE),\"a\")))))","v":"a"},{"$f":"IF(OR(AND($AA371<>\"e\",$AA371<>\"f\"),$AF371=0,Inventory!$AG127=\"\"),\"a\",VLOOKUP(Inventory!$AG127,$Q$3:$R$5,2,FALSE))","v":"a"},{"$f":"IF(OR(Inventory!C127=\"New Construction\",Inventory!C127=\"Replace-on-Burnout\",Inventory!C127=\"Early Retirement\"),Inventory!AT127,0)","v":0},"","","","","","","","","","","","",0,"aaaaa0","No","No",{"$f":"IF($Z371=\"a\",0,IF($Z371=\"b\",Inventory!$M127,Inventory!$AH127))","v":0},{"$f":"IF(OR($Z371=\"a\",AND($AU371=\"No\",$AV371=\"No\")),0,IF(AND($Z371=\"b\",Inventory!$O127=\"Btu/hr\"),Inventory!$N127,IF(AND($Z371=\"b\",Inventory!$O127=\"Tons\"),Inventory!$N127*12000,IF(AND(OR($Z371=\"c\",$Z371=\"d\"),Inventory!$AJ127=\"Btu/hr\"),Inventory!$AI127,IF(AND(OR($Z371=\"c\",$Z371=\"d\"),Inventory!$AJ127=\"Tons\"),Inventory!$AI127*12000,0)))))","v":0},0,0,"EER",0,"kW/ton",{"$f":"IF(OR($Z371=\"a\",$AV371=\"No\"),0,IF(AND($Z371=\"b\",Inventory!$Q127=\"Btu/hr\"),Inventory!$P127,IF(AND($Z371=\"b\",Inventory!$Q127=\"Tons\"),Inventory!$P127*12000,IF(AND(OR($Z371=\"c\",$Z371=\"d\"),Inventory!$AL127=\"Btu/hr\"),Inventory!$AK127,IF(AND(OR($Z371=\"c\",$Z371=\"d\"),Inventory!$AL127=\"Tons\"),Inventory!$AK127*12000,0)))))","v":0},0,0,"COP","No",{"$f":"IF(OR(Inventory!$J127=\"\",$BH371=\"No\"),\"-\",Inventory!$J127)","v":"-"},{"$f":"IFERROR(VLOOKUP($BI371,'Early Retirement'!$B$6:$C$32,2,FALSE),\"-\")","v":"-"},{"$f":"IF(OR($Z371<>\"b\",AND($AA371<>\"b\",$AA371<>\"c\")),\"n\",IF(AND($AS371<>1,$AS371<>2,$AS371<>7,$AS371<>8),\"n\",IF(Inventory!$K127=\"Split\",\"s\",IF(Inventory!$K127=\"Packaged\",\"p\",\"n\"))))","v":"n"},{"$f":"IF(AND($AA371<>\"i\",$AA371<>\"j\"),\"n\",IF(Inventory!$L127=\"Centrifugal\",\"c\",\"n\"))","v":"n"},"-","-",{"$f":"IFERROR(INDEX('Early Retirement'!$C$4:$AC$32,$BJ371,$BN371),0)","v":0},{"$f":"IFERROR(HLOOKUP($BN371,'Early Retirement'!$D$4:$AC$5,2,FALSE),0)","v":0},{"$f":"IFERROR(INDEX('Early Retirement'!$AE$4:$BE$32,$BJ371,$BN371),0)","v":0},{"$f":"IFERROR(HLOOKUP($BN371,'Early Retirement'!$AF$4:$BE$5,2,FALSE),0)","v":0},0,0,"kW/ton",{"$f":"IFERROR(INDEX('Early Retirement'!$BG$4:$CG$32,$BJ371,$BN371),0)","v":0},{"$f":"IFERROR(HLOOKUP($BN371,'Early Retirement'!$BH$4:$CH$5,2,FALSE),0)","v":0},0,"COP","Yes",0,0,"kW/ton",0,"COP",0,0,"kW/ton",0,"COP"]
[null,null,null,null,null,null,null,null,null,null,null,null,null,null,null,null,null,null,null,null,null,null,null,null,119,{"$f":"IF(Inventory!$C128=\"\",\"a\",VLOOKUP(Inventory!$C128,$B$8:$C$11,2,FALSE))","v":"a"},{"$f":"IF(AND($Z372=\"b\",Inventory!$I128=\"\"),\"a\",IF(AND($Z372=\"b\",Inventory!$I128<>\"\"),VLOOKUP(Inventory!$I128,$E$3:$F$12,2,FALSE),IF(AND(OR($Z372=\"c\",$Z372=\"d\"),Inventory!$AB128=\"\"),\"a\",IF(AND(OR($Z372=\"c\",$Z372=\"d\"),Inventory!$AB128<>\"\"),VLOOKUP(Inventory!$AB128,$E$3:$F$12,2,FALSE),\"a\"))))","v":"a"},{"$f":"IF(OR(AND($AA372<>\"b\",$AA372<>\"c\"),$AF372=0,$AF372>=(65000/12000),Inventory!$AC128=\"\"),\"a\",VLOOKUP(Inventory!$AC128,$H$3:$I$5,2,FALSE))","v":"a"},null,{"$f":"IF(AND($AA372<>\"i\",$AA372<>\"j\"),\"a\",IF(AND($Z372=\"b\",Inventory!$L128=\"\"),\"a\",IF(AND($Z372=\"b\",Inventory!$L128<>\"\"),VLOOKUP(Inventory!$L128,$N$3:$O$6,2,FALSE),IF(AND(OR($Z372=\"c\",$Z372=\"d\"),Inventory!$AE128=\"\"),\"a\",IF(AND(OR($Z372=\"c\",$Z372=\"d\"),Inventory!$AE128<>\"\"),VLOOKUP(Inventory!$AE128,$N$3:$O$6,2,FALSE),\"a\")))))","v":"a"},{"$f":"IF(OR(AND($AA372<>\"e\",$AA372<>\"f\"),$AF372=0,Inventory!$AG128=\"\"),\"a\",VLOOKUP(Inventory!$AG128,$Q$3:$R$5,2,FALSE))","v":"a"},{"$f":"IF(OR(Inventory!C128=\"New Construction\",Inventory!C128=\"Replace-on-Burnout\",Inventory!C128=\"Early Retirement\"),Inventory!AT128,0)","v":0},"","","","","","","","","","","","",0,"aaaaa0","No","No",{"$f":"IF($Z372=\"a\",0,IF($Z372=\"b\",Inventory!$M128,Inventory!$AH128))","v":0},{"$f":"IF(OR($Z372=\"a\",AND($AU372=\"No\",$AV372=\"No\")),0,IF(AND($Z372=\"b\",Inventory!$O128=\"Btu/hr\"),Inventory!$N128,IF(AND($Z372=\"b\",Inventory!$O128=\"Tons\"),Inventory!$N128*12000,IF(AND(OR($Z372=\"c\",$Z372=\"d\"),Inventory!$AJ128=\"Btu/hr\"),Inventory!$AI128,IF(AND(OR($Z372=\"c\",$Z372=\"d\"),Inventory!$AJ128=\"Tons\"),Inventory!$AI128*12000,0)))))","v":0},0,0,"EER",0,"kW/ton",{"$f":"IF(OR($Z372=\"a\",$AV372=\"No\"),0,IF(AND($Z372=\"b\",Inventory!$Q128=\"Btu/hr\"),Inventory!$P128,IF(AND($Z372=\"b\",Inventory!$Q128=\"Tons\"),Inventory!$P128*12000,IF(AND(OR($Z372=\"c\",$Z372=\"d\"),Inventory!$AL128=\"Btu/hr\"),Inventory!$AK128,IF(AND(OR($Z372=\"c\",$Z372=\"d\"),Inventory!$AL128=\"Tons\"),Inventory!$AK128*12000,0)))))","v":0},0,0,"COP","No",{"$f":"IF(OR(Inventory!$J128=\"\",$BH372=\"No\"),\"-\",Inventory!$J128)","v":"-"},{"$f":"IFERROR(VLOOKUP($BI372,'Early Retirement'!$B$6:$C$32,2,FALSE),\"-\")","v":"-"},{"$f":"IF(OR($Z372<>\"b\",AND($AA372<>\"b\",$AA372<>\"c\")),\"n\",IF(AND($AS372<>1,$AS372<>2,$AS372<>7,$AS372<>8),\"n\",IF(Inventory!$K128=\"Split\",\"s\",IF(Inventory!$K128=\"Packaged\",\"p\",\"n\"))))","v":"n"},{"$f":"IF(AND($AA372<>\"i\",$AA372<>\"j\"),\"n\",IF(Inventory!$L128=\"Centrifugal\",\"c\",\"n\"))","v":"n"},"-","-",{"$f":"IFERROR(INDEX('Early Retirement'!$C$4:$AC$32,$BJ372,$BN372),0)","v":0},{"$f":"IFERROR(HLOOKUP($BN372,'Early Retirement'!$D$4:$AC$5,2,FALSE),0)","v":0},{"$f":"IFERROR(INDEX('Early Retirement'!$AE$4:$BE$32,$BJ372,$BN372),0)","v":0},{"$f":"IFERROR(HLOOKUP($BN372,'Early Retirement'!$AF$4:$BE$5,2,FALSE),0)","v":0},0,0,"kW/ton",{"$f":"IFERROR(INDEX('Early Retirement'!$BG$4:$CG$32,$BJ372,$BN372),0)","v":0},{"$f":"IFERROR(HLOOKUP($BN372,'Early Retirement'!$BH$4:$CH$5,2,FALSE),0)","v":0},0,"COP","Yes",0,0,"kW/ton",0,"COP",0,0,"kW/ton",0,"COP"]
[null,null,null,null,null,null,null,null,null,null,null,null,null,null,null,null,null,null,null,null,null,null,null,null,120,{"$f":"IF(Inventory!$C129=\"\",\"a\",VLOOKUP(Inventory!$C129,$B$8:$C$11,2,FALSE))","v":"a"},{"$f":"IF(AND($Z373=\"b\",Inventory!$I129=\"\"),\"a\",IF(AND($Z373=\"b\",Inventory!$I129<>\"\"),VLOOKUP(Inventory!$I129,$E$3:$F$12,2,FALSE),IF(AND(OR($Z373=\"c\",$Z373=\"d\"),Inventory!$AB129=\"\"),\"a\",IF(AND(OR($Z373=\"c\",$Z373=\"d\"),Inventory!$AB129<>\"\"),VLOOKUP(Inventory!$AB129,$E$3:$F$12,2,FALSE),\"a\"))))","v":"a"},{"$f":"IF(OR(AND($AA373<>\"b\",$AA373<>\"c\"),$AF373=0,$AF373>=(65000/12000),Inventory!$AC129=\"\"),\"a\",VLOOKUP(Inventory!$AC129,$H$3:$I$5,2,FALSE))","v":"a"},null,{"$f":"IF(AND($AA373<>\"i\",$AA373<>\"j\"),\"a\",IF(AND($Z373=\"b\",Inventory!$L129=\"\"),\"a\",IF(AND($Z373=\"b\",Inventory!$L129<>\"\"),VLOOKUP(Inventory!$L129,$N$3:$O$6,2,FALSE),IF(AND(OR($Z373=\"c\",$Z373=\"d\"),Inventory!$AE129=\"\"),\"a\",IF(AND(OR($Z373=\"c\",$Z373=\"d\"),Inventory!$AE129<>\"\"),VLOOKUP(Inventory!$AE129,$N$3:$O$6,2,FALSE),\"a\")))))","v":"a"},{"$f":"IF(OR(AND($AA373<>\"e\",$AA373<>\"f\"),$AF373=0,Inventory!$AG129=\"\"),\"a\",VLOOKUP(Inventory!$AG129,$Q$3:$R$5,2,FALSE))","v":"a"},{"$f":"IF(OR(Inventory!C129=\"New Construction\",Inventory!C129=\"Replace-on-Burnout\",Inventory!C129=\"Early Retirement\"),Inventory!AT129,0)","v":0},"","","","","","","","","","","","",0,"aaaaa0","No","No",{"$f":"IF($Z373=\"a\",0,IF($Z373=\"b\",Inventory!$M129,Inventory!$AH129))","v":0},{"$f":"IF(OR($Z373=\"a\",AND($AU373=\"No\",$AV373=\"No\")),0,IF(AND($Z373=\"b\",Inventory!$O129=\"Btu/hr\"),Inventory!$N129,IF(AND($Z373=\"b\",Inventory!$O129=\"Tons\"),Inventory!$N129*12000,IF(AND(OR($Z373=\"c\",$Z373=\"d\"),Inventory!$AJ129=\"Btu/hr\"),Inventory!$AI129,IF(AND(OR($Z373=\"c\",$Z373=\"d\"),Inventory!$AJ129=\"Tons\"),Inventory!$AI129*12000,0)))))","v":0},0,0,"EER",0,"kW/ton",{"$f":"IF(OR($Z373=\"a\",$AV373=\"No\"),0,IF(AND($Z373=\"b\",Inventory!$Q129=\"Btu/hr\"),Inventory!$P129,IF(AND($Z373=\"b\",Inventory!$Q129=\"Tons\"),Inventory!$P129*12000,IF(AND(OR($Z373=\"c\",$Z373=\"d\"),Inventory!$AL129=\"Btu/hr\"),Inventory!$AK129,IF(AND(OR($Z373=\"c\",$Z373=\"d\"),Inventory!$AL129=\"Tons\"),Inventory!$AK129*12000,0)))))","v":0},0,0,"COP","No",{"$f":"IF(OR(Inventory!$J129=\"\",$BH373=\"No\"),\"-\",Inventory!$J129)","v":"-"},{"$f":"IFERROR(VLOOKUP($BI373,'Early Retirement'!$B$6:$C$32,2,FALSE),\"-\")","v":"-"},{"$f":"IF(OR($Z373<>\"b\",AND($AA373<>\"b\",$AA373<>\"c\")),\"n\",IF(AND($AS373<>1,$AS373<>2,$AS373<>7,$AS373<>8),\"n\",IF(Inventory!$K129=\"Split\",\"s\",IF(Inventory!$K129=\"Packaged\",\"p\",\"n\"))))","v":"n"},{"$f":"IF(AND($AA373<>\"i\",$AA373<>\"j\"),\"n\",IF(Inventory!$L129=\"Centrifugal\",\"c\",\"n\"))","v":"n"},"-","-",{"$f":"IFERROR(INDEX('Early Retirement'!$C$4:$AC$32,$BJ373,$BN373),0)","v":0},{"$f":"IFERROR(HLOOKUP($BN373,'Early Retirement'!$D$4:$AC$5,2,FALSE),0)","v":0},{"$f":"IFERROR(INDEX('Early Retirement'!$AE$4:$BE$32,$BJ373,$BN373),0)","v":0},{"$f":"IFERROR(HLOOKUP($BN373,'Early Retirement'!$AF$4:$BE$5,2,FALSE),0)","v":0},0,0,"kW/ton",{"$f":"IFERROR(INDEX('Early Retirement'!$BG$4:$CG$32,$BJ373,$BN373),0)","v":0},{"$f":"IFERROR(HLOOKUP($BN373,'Early Retirement'!$BH$4:$CH$5,2,FALSE),0)","v":0},0,"COP","Yes",0,0,"kW/ton",0,"COP",0,0,"kW/ton",0,"COP"]
[null,null,null,null,null,null,null,null,null,null,null,null,null,null,null,null,null,null,null,null,null,null,null,null,121,{"$f":"IF(Inventory!$C130=\"\",\"a\",VLOOKUP(Inventory!$C130,$B$8:$C$11,2,FALSE))","v":"a"},{"$f":"IF(AND($Z374=\"b\",Inventory!$I130=\"\"),\"a\",IF(AND($Z374=\"b\",Inventory!$I130<>\"\"),VLOOKUP(Inventory!$I130,$E$3:$F$12,2,FALSE),IF(AND(OR($Z374=\"c\",$Z374=\"d\"),Inventory!$AB130=\"\"),\"a\",IF(AND(OR($Z374=\"c\",$Z374=\"d\"),Inventory!$AB130<>\"\"),VLOOKUP(Inventory!$AB130,$E$3:$F$12,2,FALSE),\"a\"))))","v":"a"},{"$f":"IF(OR(AND($AA374<>\"b\",$AA374<>\"c\"),$AF374=0,$AF374>=(65000/12000),Inventory!$AC130=\"\"),\"a\",VLOOKUP(Inventory!$AC130,$H$3:$I$5,2,FALSE))","v":"a"},null,{"$f":"IF(AND($AA374<>\"i\",$AA374<>\"j\"),\"a\",IF(AND($Z374=\"b\",Inventory!$L130=\"\"),\"a\",IF(AND($Z374=\"b\",Inventory!$L130<>\"\"),VLOOKUP(Inventory!$L130,$N$3:$O$6,2,FALSE),IF(AND(OR($Z374=\"c\",$Z374=\"d\"),Inventory!$AE130=\"\"),\"a\",IF(AND(OR($Z374=\"c\",$Z374=\"d\"),Inventory!$AE130<>\"\"),VLOOKUP(Inventory!$AE130,$N$3:$O$6,2,FALSE),\"a\")))))","v":"a"},{"$f":"IF(OR(AND($AA374<>\"e\",$AA374<>\"f\"),$AF374=0,Inventory!$AG130=\"\"),\"a\",VLOOKUP(Inventory!$AG130,$Q$3:$R$5,2,FALSE))","v":"a"},{"$f":"IF(OR(Inventory!C130=\"New Construction\",Inventory!C130=\"Replace-on-Burnout\",Inventory!C130=\"Early Retirement\"),Inventory!AT130,0)","v":0},"","","","","","","","","","","","",0,"aaaaa0","No","No",{"$f":"IF($Z374=\"a\",0,IF($Z374=\"b\",Inventory!$M130,Inventory!$AH130))","v":0},{"$f":"IF(OR($Z374=\"a\",AND($AU374=\"No\",$AV374=\"No\")),0,IF(AND($Z374=\"b\",Inventory!$O130=\"Btu/hr\"),Inventory!$N130,IF(AND($Z374=\"b\",Inventory!$O130=\"Tons\"),Inventory!$N130*12000,IF(AND(OR($Z374=\"c\",$Z374=\"d\"),Inventory!$AJ130=\"Btu/hr\"),Inventory!$AI130,IF(AND(OR($Z374=\"c\",$Z374=\"d\"),Inventory!$AJ130=\"Tons\"),Inventory!$AI130*12000,0)))))","v":0},0,0,"EER",0,"kW/ton",{"$f":"IF(OR($Z374=\"a\",$AV374=\"No\"),0,IF(AND($Z374=\"b\",Inventory!$Q130=\"Btu/hr\"),Inventory!$P130,IF(AND($Z374=\"b\",Inventory!$Q130=\"Tons\"),Inventory!$P130*12000,IF(AND(OR($Z374=\"c\",$Z374=\"d\"),Inventory!$AL130=\"Btu/hr\"),Inventory!$AK130,IF(AND(OR($Z374=\"c\",$Z374=\"d\"),Inventory!$AL130=\"Tons\"),Inventory!$AK130*12000,0)))))","v":0},0,0,"COP","No",{"$f":"IF(OR(Inventory!$J130=\"\",$BH374=\"No\"),\"-\",Inventory!$J130)","v":"-"},{"$f":"IFERROR(VLOOKUP($BI374,'Early Retirement'!$B$6:$C$32,2,FALSE),\"-\")","v":"-"},{"$f":"IF(OR($Z374<>\"b\",AND($AA374<>\"b\",$AA374<>\"c\")),\"n\",IF(AND($AS374<>1,$AS374<>2,$AS374<>7,$AS374<>8),\"n\",IF(Inventory!$K130=\"Split\",\"s\",IF(Inventory!$K130=\"Packaged\",\"p\",\"n\"))))","v":"n"},{"$f":"IF(AND($AA374<>\"i\",$AA374<>\"j\"),\"n\",IF(Inventory!$L130=\"Centrifugal\",\"c\",\"n\"))","v":"n"},"-","-",{"$f":"IFERROR(INDEX('Early Retirement'!$C$4:$AC$32,$BJ374,$BN374),0)","v":0},{"$f":"IFERROR(HLOOKUP($BN374,'Early Retirement'!$D$4:$AC$5,2,FALSE),0)","v":0},{"$f":"IFERROR(INDEX('Early Retirement'!$AE$4:$BE$32,$BJ374,$BN374),0)","v":0},{"$f":"IFERROR(HLOOKUP($BN374,'Early Retirement'!$AF$4:$BE$5,2,FALSE),0)","v":0},0,0,"kW/ton",{"$f":"IFERROR(INDEX('Early Retirement'!$BG$4:$CG$32,$BJ374,$BN374),0)","v":0},{"$f":"IFERROR(HLOOKUP($BN374,'Early Retirement'!$BH$4:$CH$5,2,FALSE),0)","v":0},0,"COP","Yes",0,0,"kW/ton",0,"COP",0,0,"kW/ton",0,"COP"]
[null,null,null,null,null,null,null,null,null,null,null,null,null,null,null,null,null,null,null,null,null,null,null,null,122,{"$f":"IF(Inventory!$C131=\"\",\"a\",VLOOKUP(Inventory!$C131,$B$8:$C$11,2,FALSE))","v":"a"},{"$f":"IF(AND($Z375=\"b\",Inventory!$I131=\"\"),\"a\",IF(AND($Z375=\"b\",Inventory!$I131<>\"\"),VLOOKUP(Inventory!$I131,$E$3:$F$12,2,FALSE),IF(AND(OR($Z375=\"c\",$Z375=\"d\"),Inventory!$AB131=\"\"),\"a\",IF(AND(OR($Z375=\"c\",$Z375=\"d\"),Inventory!$AB131<>\"\"),VLOOKUP(Inventory!$AB131,$E$3:$F$12,2,FALSE),\"a\"))))","v":"a"},{"$f":"IF(OR(AND($AA375<>\"b\",$AA375<>\"c\"),$AF375=0,$AF375>=(65000/12000),Inventory!$AC131=\"\"),\"a\",VLOOKUP(Inventory!$AC131,$H$3:$I$5,2,FALSE))","v":"a"},null,{"$f":"IF(AND($AA375<>\"i\",$AA375<>\"j\"),\"a\",IF(AND($Z375=\"b\",Inventory!$L131=\"\"),\"a\",IF(AND($Z375=\"b\",Inventory!$L131<>\"\"),VLOOKUP(Inventory!$L131,$N$3:$O$6,2,FALSE),IF(AND(OR($Z375=\"c\",$Z375=\"d\"),Inventory!$AE131=\"\"),\"a\",IF(AND(OR($Z375=\"c\",$Z375=\"d\"),Inventory!$AE131<>\"\"),VLOOKUP(Inventory!$AE131,$N$3:$O$6,2,FALSE),\"a\")))))","v":"a"},{"$f":"IF(OR(AND($AA375<>\"e\",$AA375<>\"f\"),$AF375=0,Inventory!$AG131=\"\"),\"a\",VLOOKUP(Inventory!$AG131,$Q$3:$R$5,2,FALSE))","v":"a"},{"$f":"IF(OR(Inventory!C131=\"New Construction\",Inventory!C131=\"Replace-on-Burnout\",Inventory!C131=\"Early Retirement\"),Inventory!AT131,0)","v":0},"","","","","","","","","","","","",0,"aaaaa0","No","No",{"$f":"IF($Z375=\"a\",0,IF($Z375=\"b\",Inventory!$M131,Inventory!$AH131))","v":0},{"$f":"IF(OR($Z375=\"a\",AND($AU375=\"No\",$AV375=\"No\")),0,IF(AND($Z375=\"b\",Inventory!$O131=\"Btu/hr\"),Inventory!$N131,IF(AND($Z375=\"b\",Inventory!$O131=\"Tons\"),Inventory!$N131*12000,IF(AND(OR($Z375=\"c\",$Z375=\"d\"),Inventory!$AJ131=\"Btu/hr\"),Inventory!$AI131,IF(AND(OR($Z375=\"c\",$Z375=\"d\"),Inventory!$AJ131=\"Tons\"),Inventory!$AI131*12000,0)))))","v":0},0,0,"EER",0,"kW/ton",{"$f":"IF(OR($Z375=\"a\",$AV375=\"No\"),0,IF(AND($Z375=\"b\",Inventory!$Q131=\"Btu/hr\"),Inventory!$P131,IF(AND($Z375=\"b\",Inventory!$Q131=\"Tons\"),Inventory!$P131*12000,IF(AND(OR($Z375=\"c\",$Z375=\"d\"),Inventory!$AL131=\"Btu/hr\"),Inventory!$AK131,IF(AND(OR($Z375=\"c\",$Z375=\"d\"),Inventory!$AL131=\"Tons\"),Inventory!$AK131*12000,0)))))","v":0},0,0,"COP","No",{"$f":"IF(OR(Inventory!$J131=\"\",$BH375=\"No\"),\"-\",Inventory!$J131)","v":"-"},{"$f":"IFERROR(VLOOKUP($BI375,'Early Retirement'!$B$6:$C$32,2,FALSE),\"-\")","v":"-"},{"$f":"IF(OR($Z375<>\"b\",AND($AA375<>\"b\",$AA375<>\"c\")),\"n\",IF(AND($AS375<>1,$AS375<>2,$AS375<>7,$AS375<>8),\"n\",IF(Inventory!$K131=\"Split\",\"s\",IF(Inventory!$K131=\"Packaged\",\"p\",\"n\"))))","v":"n"},{"$f":"IF(AND($AA375<>\"i\",$AA375<>\"j\"),\"n\",IF(Inventory!$L131=\"Centrifugal\",\"c\",\"n\"))","v":"n"},"-","-",{"$f":"IFERROR(INDEX('Early Retirement'!$C$4:$AC$32,$BJ375,$BN375),0)","v":0},{"$f":"IFERROR(HLOOKUP($BN375,'Early Retirement'!$D$4:$AC$5,2,FALSE),0)","v":0},{"$f":"IFERROR(INDEX('Early Retirement'!$AE$4:$BE$32,$BJ375,$BN375),0)","v":0},{"$f":"IFERROR(HLOOKUP($BN375,'Early Retirement'!$AF$4:$BE$5,2,FALSE),0)","v":0},0,0,"kW/ton",{"$f":"IFERROR(INDEX('Early Retirement'!$BG$4:$CG$32,$BJ375,$BN375),0)","v":0},{"$f":"IFERROR(HLOOKUP($BN375,'Early Retirement'!$BH$4:$CH$5,2,FALSE),0)","v":0},0,"COP","Yes",0,0,"kW/ton",0,"COP",0,0,"kW/ton",0,"COP"]
[null,null,null,null,null,null,null,null,null,null,null,null,null,null,null,null,null,null,null,null,null,null,null,null,123,{"$f":"IF(Inventory!$C132=\"\",\"a\",VLOOKUP(Inventory!$C132,$B$8:$C$11,2,FALSE))","v":"a"},{"$f":"IF(AND($Z376=\"b\",Inventory!$I132=\"\"),\"a\",IF(AND($Z376=\"b\",Inventory!$I132<>\"\"),VLOOKUP(Inventory!$I132,$E$3:$F$12,2,FALSE),IF(AND(OR($Z376=\"c\",$Z376=\"d\"),Inventory!$AB132=\"\"),\"a\",IF(AND(OR($Z376=\"c\",$Z376=\"d\"),Inventory!$AB132<>\"\"),VLOOKUP(Inventory!$AB132,$E$3:$F$12,2,FALSE),\"a\"))))","v":"a"},{"$f":"IF(OR(AND($AA376<>\"b\",$AA376<>\"c\"),$AF376=0,$AF376>=(65000/12000),Inventory!$AC132=\"\"),\"a\",VLOOKUP(Inventory!$AC132,$H$3:$I$5,2,FALSE))","v":"a"},null,{"$f":"IF(AND($AA376<>\"i\",$AA376<>\"j\"),\"a\",IF(AND($Z376=\"b\",Inventory!$L132=\"\"),\"a\",IF(AND($Z376=\"b\",Inventory!$L132<>\"\"),VLOOKUP(Inventory!$L132,$N$3:$O$6,2,FALSE),IF(AND(OR($Z376=\"c\",$Z376=\"d\"),Inventory!$AE132=\"\"),\"a\",IF(AND(OR($Z376=\"c\",$Z376=\"d\"),Inventory!$AE132<>\"\"),VLOOKUP(Inventory!$AE132,$N$3:$O$6,2,FALSE),\"a\")))))","v":"a"},{"$f":"IF(OR(AND($AA376<>\"e\",$AA376<>\"f\"),$AF376=0,Inventory!$AG132=\"\"),\"a\",VLOOKUP(Inventory!$AG132,$Q$3:$R$5,2,FALSE))","v":"a"},{"$f":"IF(OR(Inventory!C132=\"New Construction\",Inventory!C132=\"Replace-on-Burnout\",Inventory!C132=\"Early Retirement\"),Inventory!AT132,0)","v":0},"","","","","","","","","","","","",0,"aaaaa0","No","No",{"$f":"IF($Z376=\"a\",0,IF($Z376=\"b\",Inventory!$M132,Inventory!$AH132))","v":0},{"$f":"IF(OR($Z376=\"a\",AND($AU376=\"No\",$AV376=\"No\")),0,IF(AND($Z376=\"b\",Inventory!$O132=\"Btu/hr\"),Inventory!$N132,IF(AND($Z376=\"b\",Inventory!$O132=\"Tons\"),Inventory!$N132*12000,IF(AND(OR($Z376=\"c\",$Z376=\"d\"),Inventory!$AJ132=\"Btu/hr\"),Inventory!$AI132,IF(AND(OR($Z376=\"c\",$Z376=\"d\"),Inventory!$AJ132=\"Tons\"),Inventory!$AI132*12000,0)))))","v":0},0,0,"EER",0,"kW/ton",{"$f":"IF(OR($Z376=\"a\",$AV376=\"No\"),0,IF(AND($Z376=\"b\",Inventory!$Q132=\"Btu/hr\"),Inventory!$P132,IF(AND($Z376=\"b\",Inventory!$Q132=\"Tons\"),Inventory!$P132*12000,IF(AND(OR($Z376=\"c\",$Z376=\"d\"),Inventory!$AL132=\"Btu/hr\"),Inventory!$AK132,IF(AND(OR($Z376=\"c\",$Z376=\"d\"),Inventory!$AL132=\"Tons\"),Inventory!$AK132*12000,0)))))","v":0},0,0,"COP","No",{"$f":"IF(OR(Inventory!$J132=\"\",$BH376=\"No\"),\"-\",Inventory!$J132)","v":"-"},{"$f":"IFERROR(VLOOKUP($BI376,'Early Retirement'!$B$6:$C$32,2,FALSE),\"-\")","v":"-"},{"$f":"IF(OR($Z376<>\"b\",AND($AA376<>\"b\",$AA376<>\"c\")),\"n\",IF(AND($AS376<>1,$AS376<>2,$AS376<>7,$AS376<>8),\"n\",IF(Inventory!$K132=\"Split\",\"s\",IF(Inventory!$K132=\"Packaged\",\"p\",\"n\"))))","v":"n"},{"$f":"IF(AND($AA376<>\"i\",$AA376<>\"j\"),\"n\",IF(Inventory!$L132=\"Centrifugal\",\"c\",\"n\"))","v":"n"},"-","-",{"$f":"IFERROR(INDEX('Early Retirement'!$C$4:$AC$32,$BJ376,$BN376),0)","v":0},{"$f":"IFERROR(HLOOKUP($BN376,'Early Retirement'!$D$4:$AC$5,2,FALSE),0)","v":0},{"$f":"IFERROR(INDEX('Early Retirement'!$AE$4:$BE$32,$BJ376,$BN376),0)","v":0},{"$f":"IFERROR(HLOOKUP($BN376,'Early Retirement'!$AF$4:$BE$5,2,FALSE),0)","v":0},0,0,"kW/ton",{"$f":"IFERROR(INDEX('Early Retirement'!$BG$4:$CG$32,$BJ376,$BN376),0)","v":0},{"$f":"IFERROR(HLOOKUP($BN376,'Early Retirement'!$BH$4:$CH$5,2,FALSE),0)","v":0},0,"COP","Yes",0,0,"kW/ton",0,"COP",0,0,"kW/ton",0,"COP"]
[null,null,null,null,null,null,null,null,null,null,null,null,null,null,null,null,null,null,null,null,null,null,null,null,124,{"$f":"IF(Inventory!$C133=\"\",\"a\",VLOOKUP(Inventory!$C133,$B$8:$C$11,2,FALSE))","v":"a"},{"$f":"IF(AND($Z377=\"b\",Inventory!$I133=\"\"),\"a\",IF(AND($Z377=\"b\",Inventory!$I133<>\"\"),VLOOKUP(Inventory!$I133,$E$3:$F$12,2,FALSE),IF(AND(OR($Z377=\"c\",$Z377=\"d\"),Inventory!$AB133=\"\"),\"a\",IF(AND(OR($Z377=\"c\",$Z377=\"d\"),Inventory!$AB133<>\"\"),VLOOKUP(Inventory!$AB133,$E$3:$F$12,2,FALSE),\"a\"))))","v":"a"},{"$f":"IF(OR(AND($AA377<>\"b\",$AA377<>\"c\"),$AF377=0,$AF377>=(65000/12000),Inventory!$AC133=\"\"),\"a\",VLOOKUP(Inventory!$AC133,$H$3:$I$5,2,FALSE))","v":"a"},null,{"$f":"IF(AND($AA377<>\"i\",$AA377<>\"j\"),\"a\",IF(AND($Z377=\"b\",Inventory!$L133=\"\"),\"a\",IF(AND($Z377=\"b\",Inventory!$L133<>\"\"),VLOOKUP(Inventory!$L133,$N$3:$O$6,2,FALSE),IF(AND(OR($Z377=\"c\",$Z377=\"d\"),Inventory!$AE133=\"\"),\"a\",IF(AND(OR($Z377=\"c\",$Z377=\"d\"),Inventory!$AE133<>\"\"),VLOOKUP(Inventory!$AE133,$N$3:$O$6,2,FALSE),\"a\")))))","v":"a"},{"$f":"IF(OR(AND($AA377<>\"e\",$AA377<>\"f\"),$AF377=0,Inventory!$AG133=\"\"),\"a\",VLOOKUP(Inventory!$AG133,$Q$3:$R$5,2,FALSE))","v":"a"},{"$f":"IF(OR(Inventory!C133=\"New Construction\",Inventory!C133=\"Replace-on-Burnout\",Inventory!C133=\"Early Retirement\"),Inventory!AT133,0)","v":0},"","","","","","","","","","","","",0,"aaaaa0","No","No",{"$f":"IF($Z377=\"a\",0,IF($Z377=\"b\",Inventory!$M133,Inventory!$AH133))","v":0},{"$f":"IF(OR($Z377=\"a\",AND($AU377=\"No\",$AV377=\"No\")),0,IF(AND($Z377=\"b\",Inventory!$O133=\"Btu/hr\"),Inventory!$N133,IF(AND($Z377=\"b\",Inventory!$O133=\"Tons\"),Inventory!$N133*12000,IF(AND(OR($Z377=\"c\",$Z377=\"d\"),Inventory!$AJ133=\"Btu/hr\"),Inventory!$AI133,IF(AND(OR($Z377=\"c\",$Z377=\"d\"),Inventory!$AJ133=\"Tons\"),Inventory!$AI133*12000,0)))))","v":0},0,0,"EER",0,"kW/ton",{"$f":"IF(OR($Z377=\"a\",$AV377=\"No\"),0,IF(AND($Z377=\"b\",Inventory!$Q133=\"Btu/hr\"),Inventory!$P133,IF(AND($Z377=\"b\",Inventory!$Q133=\"Tons\"),Inventory!$P133*12000,IF(AND(OR($Z377=\"c\",$Z377=\"d\"),Inventory!$AL133=\"Btu/hr\"),Inventory!$AK133,IF(AND(OR($Z377=\"c\",$Z377=\"d\"),Inventory!$AL133=\"Tons\"),Inventory!$AK133*12000,0)))))","v":0},0,0,"COP","No",{"$f":"IF(OR(Inventory!$J133=\"\",$BH377=\"No\"),\"-\",Inventory!$J133)","v":"-"},{"$f":"IFERROR(VLOOKUP($BI377,'Early Retirement'!$B$6:$C$32,2,FALSE),\"-\")","v":"-"},{"$f":"IF(OR($Z377<>\"b\",AND($AA377<>\"b\",$AA377<>\"c\")),\"n\",IF(AND($AS377<>1,$AS377<>2,$AS377<>7,$AS377<>8),\"n\",IF(Inventory!$K133=\"Split\",\"s\",IF(Inventory!$K133=\"Packaged\",\"p\",\"n\"))))","v":"n"},{"$f":"IF(AND($AA377<>\"i\",$AA377<>\"j\"),\"n\",IF(Inventory!$L133=\"Centrifugal\",\"c\",\"n\"))","v":"n"},"-","-",{"$f":"IFERROR(INDEX('Early Retirement'!$C$4:$AC$32,$BJ377,$BN377),0)","v":0},{"$f":"IFERROR(HLOOKUP($BN377,'Early Retirement'!$D$4:$AC$5,2,FALSE),0)","v":0},{"$f":"IFERROR(INDEX('Early Retirement'!$AE$4:$BE$32,$BJ377,$BN377),0)","v":0},{"$f":"IFERROR(HLOOKUP($BN377,'Early Retirement'!$AF$4:$BE$5,2,FALSE),0)","v":0},0,0,"kW/ton",{"$f":"IFERROR(INDEX('Early Retirement'!$BG$4:$CG$32,$BJ377,$BN377),0)","v":0},{"$f":"IFERROR(HLOOKUP($BN377,'Early Retirement'!$BH$4:$CH$5,2,FALSE),0)","v":0},0,"COP","Yes",0,0,"kW/ton",0,"COP",0,0,"kW/ton",0,"COP"]
[null,null,null,null,null,null,null,null,null,null,null,null,null,null,null,null,null,null,null,null,null,null,null,null,125,{"$f":"IF(Inventory!$C134=\"\",\"a\",VLOOKUP(Inventory!$C134,$B$8:$C$11,2,FALSE))","v":"a"},{"$f":"IF(AND($Z378=\"b\",Inventory!$I134=\"\"),\"a\",IF(AND($Z378=\"b\",Inventory!$I134<>\"\"),VLOOKUP(Inventory!$I134,$E$3:$F$12,2,FALSE),IF(AND(OR($Z378=\"c\",$Z378=\"d\"),Inventory!$AB134=\"\"),\"a\",IF(AND(OR($Z378=\"c\",$Z378=\"d\"),Inventory!$AB134<>\"\"),VLOOKUP(Inventory!$AB134,$E$3:$F$12,2,FALSE),\"a\"))))","v":"a"},{"$f":"IF(OR(AND($AA378<>\"b\",$AA378<>\"c\"),$AF378=0,$AF378>=(65000/12000),Inventory!$AC134=\"\"),\"a\",VLOOKUP(Inventory!$AC134,$H$3:$I$5,2,FALSE))","v":"a"},null,{"$f":"IF(AND($AA378<>\"i\",$AA378<>\"j\"),\"a\",IF(AND($Z378=\"b\",Inventory!$L134=\"\"),\"a\",IF(AND($Z378=\"b\",Inventory!$L134<>\"\"),VLOOKUP(Inventory!$L134,$N$3:$O$6,2,FALSE),IF(AND(OR($Z378=\"c\",$Z378=\"d\"),Inventory!$AE134=\"\"),\"a\",IF(AND(OR($Z378=\"c\",$Z378=\"d\"),Inventory!$AE134<>\"\"),VLOOKUP(Inventory!$AE134,$N$3:$O$6,2,FALSE),\"a\")))))","v":"a"},{"$f":"IF(OR(AND($AA378<>\"e\",$AA378<>\"f\"),$AF378=0,Inventory!$AG134=\"\"),\"a\",VLOOKUP(Inventory!$AG134,$Q$3:$R$5,2,FALSE))","v":"a"},{"$f":"IF(OR(Inventory!C134=\"New Construction\",Inventory!C134=\"Replace-on-Burnout\",Inventory!C134=\"Early Retirement\"),Inventory!AT134,0)","v":0},"","","","","","","","","","","","",0,"aaaaa0","No","No",{"$f":"IF($Z378=\"a\",0,IF($Z378=\"b\",Inventory!$M134,Inventory!$AH134))","v":0},{"$f":"IF(OR($Z378=\"a\",AND($AU378=\"No\",$AV378=\"No\")),0,IF(AND($Z378=\"b\",Inventory!$O134=\"Btu/hr\"),Inventory!$N134,IF(AND($Z378=\"b\",Inventory!$O134=\"Tons\"),Inventory!$N134*12000,IF(AND(OR($Z378=\"c\",$Z378=\"d\"),Inventory!$AJ134=\"Btu/hr\"),Inventory!$AI134,IF(AND(OR($Z378=\"c\",$Z378=\"d\"),Inventory!$AJ134=\"Tons\"),Inventory!$AI134*12000,0)))))","v":0},0,0,"EER",0,"kW/ton",{"$f":"IF(OR($Z378=\"a\",$AV378=\"No\"),0,IF(AND($Z378=\"b\",Inventory!$Q134=\"Btu/hr\"),Inventory!$P134,IF(AND($Z378=\"b\",Inventory!$Q134=\"Tons\"),Inventory!$P134*12000,IF(AND(OR($Z378=\"c\",$Z378=\"d\"),Inventory!$AL134=\"Btu/hr\"),Inventory!$AK134,IF(AND(OR($Z378=\"c\",$Z378=\"d\"),Inventory!$AL134=\"Tons\"),Inventory!$AK134*12000,0)))))","v":0},0,0,"COP","No",{"$f":"IF(OR(Inventory!$J134=\"\",$BH378=\"No\"),\"-\",Inventory!$J134)","v":"-"},{"$f":"IFERROR(VLOOKUP($BI378,'Early Retirement'!$B$6:$C$32,2,FALSE),\"-\")","v":"-"},{"$f":"IF(OR($Z378<>\"b\",AND($AA378<>\"b\",$AA378<>\"c\")),\"n\",IF(AND($AS378<>1,$AS378<>2,$AS378<>7,$AS378<>8),\"n\",IF(Inventory!$K134=\"Split\",\"s\",IF(Inventory!$K134=\"Packaged\",\"p\",\"n\"))))","v":"n"},{"$f":"IF(AND($AA378<>\"i\",$AA378<>\"j\"),\"n\",IF(Inventory!$L134=\"Centrifugal\",\"c\",\"n\"))","v":"n"},"-","-",{"$f":"IFERROR(INDEX('Early Retirement'!$C$4:$AC$32,$BJ378,$BN378),0)","v":0},{"$f":"IFERROR(HLOOKUP($BN378,'Early Retirement'!$D$4:$AC$5,2,FALSE),0)","v":0},{"$f":"IFERROR(INDEX('Early Retirement'!$AE$4:$BE$32,$BJ378,$BN378),0)","v":0},{"$f":"IFERROR(HLOOKUP($BN378,'Early Retirement'!$AF$4:$BE$5,2,FALSE),0)","v":0},0,0,"kW/ton",{"$f":"IFERROR(INDEX('Early Retirement'!$BG$4:$CG$32,$BJ378,$BN378),0)","v":0},{"$f":"IFERROR(HLOOKUP($BN378,'Early Retirement'!$BH$4:$CH$5,2,FALSE),0)","v":0},0,"COP","Yes",0,0,"kW/ton",0,"COP",0,0,"kW/ton",0,"COP"]
[null,null,null,null,null,null,null,null,null,null,null,null,null,null,null,null,null,null,null,null,null,null,null,null,126,{"$f":"IF(Inventory!$C135=\"\",\"a\",VLOOKUP(Inventory!$C135,$B$8:$C$11,2,FALSE))","v":"a"},{"$f":"IF(AND($Z379=\"b\",Inventory!$I135=\"\"),\"a\",IF(AND($Z379=\"b\",Inventory!$I135<>\"\"),VLOOKUP(Inventory!$I135,$E$3:$F$12,2,FALSE),IF(AND(OR($Z379=\"c\",$Z379=\"d\"),Inventory!$AB135=\"\"),\"a\",IF(AND(OR($Z379=\"c\",$Z379=\"d\"),Inventory!$AB135<>\"\"),VLOOKUP(Inventory!$AB135,$E$3:$F$12,2,FALSE),\"a\"))))","v":"a"},{"$f":"IF(OR(AND($AA379<>\"b\",$AA379<>\"c\"),$AF379=0,$AF379>=(65000/12000),Inventory!$AC135=\"\"),\"a\",VLOOKUP(Inventory!$AC135,$H$3:$I$5,2,FALSE))","v":"a"},null,{"$f":"IF(AND($AA379<>\"i\",$AA379<>\"j\"),\"a\",IF(AND($Z379=\"b\",Inventory!$L135=\"\"),\"a\",IF(AND($Z379=\"b\",Inventory!$L135<>\"\"),VLOOKUP(Inventory!$L135,$N$3:$O$6,2,FALSE),IF(AND(OR($Z379=\"c\",$Z379=\"d\"),Inventory!$AE135=\"\"),\"a\",IF(AND(OR($Z379=\"c\",$Z379=\"d\"),Inventory!$AE135<>\"\"),VLOOKUP(Inventory!$AE135,$N$3:$O$6,2,FALSE),\"a\")))))","v":"a"},{"$f":"IF(OR(AND($AA379<>\"e\",$AA379<>\"f\"),$AF379=0,Inventory!$AG135=\"\"),\"a\",VLOOKUP(Inventory!$AG135,$Q$3:$R$5,2,FALSE))","v":"a"},{"$f":"IF(OR(Inventory!C135=\"New Construction\",Inventory!C135=\"Replace-on-Burnout\",Inventory!C135=\"Early Retirement\"),Inventory!AT135,0)","v":0},"","","","","","","","","","","","",0,"aaaaa0","No","No",{"$f":"IF($Z379=\"a\",0,IF($Z379=\"b\",Inventory!$M135,Inventory!$AH135))","v":0},{"$f":"IF(OR($Z379=\"a\",AND($AU379=\"No\",$AV379=\"No\")),0,IF(AND($Z379=\"b\",Inventory!$O135=\"Btu/hr\"),Inventory!$N135,IF(AND($Z379=\"b\",Inventory!$O135=\"Tons\"),Inventory!$N135*12000,IF(AND(OR($Z379=\"c\",$Z379=\"d\"),Inventory!$AJ135=\"Btu/hr\"),Inventory!$AI135,IF(AND(OR($Z379=\"c\",$Z379=\"d\"),Inventory!$AJ135=\"Tons\"),Inventory!$AI135*12000,0)))))","v":0},0,0,"EER",0,"kW/ton",{"$f":"IF(OR($Z379=\"a\",$AV379=\"No\"),0,IF(AND($Z379=\"b\",Inventory!$Q135=\"Btu/hr\"),Inventory!$P135,IF(AND($Z379=\"b\",Inventory!$Q135=\"Tons\"),Inventory!$P135*12000,IF(AND(OR($Z379=\"c\",$Z379=\"d\"),Inventory!$AL135=\"Btu/hr\"),Inventory!$AK135,IF(AND(OR($Z379=\"c\",$Z379=\"d\"),Inventory!$AL135=\"Tons\"),Inventory!$AK135*12000,0)))))","v":0},0,0,"COP","No",{"$f":"IF(OR(Inventory!$J135=\"\",$BH379=\"No\"),\"-\",Inventory!$J135)","v":"-"},{"$f":"IFERROR(VLOOKUP($BI379,'Early Retirement'!$B$6:$C$32,2,FALSE),\"-\")","v":"-"},{"$f":"IF(OR($Z379<>\"b\",AND($AA379<>\"b\",$AA379<>\"c\")),\"n\",IF(AND($AS379<>1,$AS379<>2,$AS379<>7,$AS379<>8),\"n\",IF(Inventory!$K135=\"Split\",\"s\",IF(Inventory!$K135=\"Packaged\",\"p\",\"n\"))))","v":"n"},{"$f":"IF(AND($AA379<>\"i\",$AA379<>\"j\"),\"n\",IF(Inventory!$L135=\"Centrifugal\",\"c\",\"n\"))","v":"n"},"-","-",{"$f":"IFERROR(INDEX('Early Retirement'!$C$4:$AC$32,$BJ379,$BN379),0)","v":0},{"$f":"IFERROR(HLOOKUP($BN379,'Early Retirement'!$D$4:$AC$5,2,FALSE),0)","v":0},{"$f":"IFERROR(INDEX('Early Retirement'!$AE$4:$BE$32,$BJ379,$BN379),0)","v":0},{"$f":"IFERROR(HLOOKUP($BN379,'Early Retirement'!$AF$4:$BE$5,2,FALSE),0)","v":0},0,0,"kW/ton",{"$f":"IFERROR(INDEX('Early Retirement'!$BG$4:$CG$32,$BJ379,$BN379),0)","v":0},{"$f":"IFERROR(HLOOKUP($BN379,'Early Retirement'!$BH$4:$CH$5,2,FALSE),0)","v":0},0,"COP","Yes",0,0,"kW/ton",0,"COP",0,0,"kW/ton",0,"COP"]
[null,null,null,null,null,null,null,null,null,null,null,null,null,null,null,null,null,null,null,null,null,null,null,null,127,{"$f":"IF(Inventory!$C136=\"\",\"a\",VLOOKUP(Inventory!$C136,$B$8:$C$11,2,FALSE))","v":"a"},{"$f":"IF(AND($Z380=\"b\",Inventory!$I136=\"\"),\"a\",IF(AND($Z380=\"b\",Inventory!$I136<>\"\"),VLOOKUP(Inventory!$I136,$E$3:$F$12,2,FALSE),IF(AND(OR($Z380=\"c\",$Z380=\"d\"),Inventory!$AB136=\"\"),\"a\",IF(AND(OR($Z380=\"c\",$Z380=\"d\"),Inventory!$AB136<>\"\"),VLOOKUP(Inventory!$AB136,$E$3:$F$12,2,FALSE),\"a\"))))","v":"a"},{"$f":"IF(OR(AND($AA380<>\"b\",$AA380<>\"c\"),$AF380=0,$AF380>=(65000/12000),Inventory!$AC136=\"\"),\"a\",VLOOKUP(Inventory!$AC136,$H$3:$I$5,2,FALSE))","v":"a"},null,{"$f":"IF(AND($AA380<>\"i\",$AA380<>\"j\"),\"a\",IF(AND($Z380=\"b\",Inventory!$L136=\"\"),\"a\",IF(AND($Z380=\"b\",Inventory!$L136<>\"\"),VLOOKUP(Inventory!$L136,$N$3:$O$6,2,FALSE),IF(AND(OR($Z380=\"c\",$Z380=\"d\"),Inventory!$AE136=\"\"),\"a\",IF(AND(OR($Z380=\"c\",$Z380=\"d\"),Inventory!$AE136<>\"\"),VLOOKUP(Inventory!$AE136,$N$3:$O$6,2,FALSE),\"a\")))))","v":"a"},{"$f":"IF(OR(AND($AA380<>\"e\",$AA380<>\"f\"),$AF380=0,Inventory!$AG136=\"\"),\"a\",VLOOKUP(Inventory!$AG136,$Q$3:$R$5,2,FALSE))","v":"a"},{"$f":"IF(OR(Inventory!C136=\"New Construction\",Inventory!C136=\"Replace-on-Burnout\",Inventory!C136=\"Early Retirement\"),Inventory!AT136,0)","v":0},"","","","","","","","","","","","",0,"aaaaa0","No","No",{"$f":"IF($Z380=\"a\",0,IF($Z380=\"b\",Inventory!$M136,Inventory!$AH136))","v":0},{"$f":"IF(OR($Z380=\"a\",AND($AU380=\"No\",$AV380=\"No\")),0,IF(AND($Z380=\"b\",Inventory!$O136=\"Btu/hr\"),Inventory!$N136,IF(AND($Z380=\"b\",Inventory!$O136=\"Tons\"),Inventory!$N136*12000,IF(AND(OR($Z380=\"c\",$Z380=\"d\"),Inventory!$AJ136=\"Btu/hr\"),Inventory!$AI136,IF(AND(OR($Z380=\"c\",$Z380=\"d\"),Inventory!$AJ136=\"Tons\"),Inventory!$AI136*12000,0)))))","v":0},0,0,"EER",0,"kW/ton",{"$f":"IF(OR($Z380=\"a\",$AV380=\"No\"),0,IF(AND($Z380=\"b\",Inventory!$Q136=\"Btu/hr\"),Inventory!$P136,IF(AND($Z380=\"b\",Inventory!$Q136=\"Tons\"),Inventory!$P136*12000,IF(AND(OR($Z380=\"c\",$Z380=\"d\"),Inventory!$AL136=\"Btu/hr\"),Inventory!$AK136,IF(AND(OR($Z380=\"c\",$Z380=\"d\"),Inventory!$AL136=\"Tons\"),Inventory!$AK136*12000,0)))))","v":0},0,0,"COP","No",{"$f":"IF(OR(Inventory!$J136=\"\",$BH380=\"No\"),\"-\",Inventory!$J136)","v":"-"},{"$f":"IFERROR(VLOOKUP($BI380,'Early Retirement'!$B$6:$C$32,2,FALSE),\"-\")","v":"-"},{"$f":"IF(OR($Z380<>\"b\",AND($AA380<>\"b\",$AA380<>\"c\")),\"n\",IF(AND($AS380<>1,$AS380<>2,$AS380<>7,$AS380<>8),\"n\",IF(Inventory!$K136=\"Split\",\"s\",IF(Inventory!$K136=\"Packaged\",\"p\",\"n\"))))","v":"n"},{"$f":"IF(AND($AA380<>\"i\",$AA380<>\"j\"),\"n\",IF(Inventory!$L136=\"Centrifugal\",\"c\",\"n\"))","v":"n"},"-","-",{"$f":"IFERROR(INDEX('Early Retirement'!$C$4:$AC$32,$BJ380,$BN380),0)","v":0},{"$f":"IFERROR(HLOOKUP($BN380,'Early Retirement'!$D$4:$AC$5,2,FALSE),0)","v":0},{"$f":"IFERROR(INDEX('Early Retirement'!$AE$4:$BE$32,$BJ380,$BN380),0)","v":0},{"$f":"IFERROR(HLOOKUP($BN380,'Early Retirement'!$AF$4:$BE$5,2,FALSE),0)","v":0},0,0,"kW/ton",{"$f":"IFERROR(INDEX('Early Retirement'!$BG$4:$CG$32,$BJ380,$BN380),0)","v":0},{"$f":"IFERROR(HLOOKUP($BN380,'Early Retirement'!$BH$4:$CH$5,2,FALSE),0)","v":0},0,"COP","Yes",0,0,"kW/ton",0,"COP",0,0,"kW/ton",0,"COP"]
[null,null,null,null,null,null,null,null,null,null,null,null,null,null,null,null,null,null,null,null,null,null,null,null,128,{"$f":"IF(Inventory!$C137=\"\",\"a\",VLOOKUP(Inventory!$C137,$B$8:$C$11,2,FALSE))","v":"a"},{"$f":"IF(AND($Z381=\"b\",Inventory!$I137=\"\"),\"a\",IF(AND($Z381=\"b\",Inventory!$I137<>\"\"),VLOOKUP(Inventory!$I137,$E$3:$F$12,2,FALSE),IF(AND(OR($Z381=\"c\",$Z381=\"d\"),Inventory!$AB137=\"\"),\"a\",IF(AND(OR($Z381=\"c\",$Z381=\"d\"),Inventory!$AB137<>\"\"),VLOOKUP(Inventory!$AB137,$E$3:$F$12,2,FALSE),\"a\"))))","v":"a"},{"$f":"IF(OR(AND($AA381<>\"b\",$AA381<>\"c\"),$AF381=0,$AF381>=(65000/12000),Inventory!$AC137=\"\"),\"a\",VLOOKUP(Inventory!$AC137,$H$3:$I$5,2,FALSE))","v":"a"},null,{"$f":"IF(AND($AA381<>\"i\",$AA381<>\"j\"),\"a\",IF(AND($Z381=\"b\",Inventory!$L137=\"\"),\"a\",IF(AND($Z381=\"b\",Inventory!$L137<>\"\"),VLOOKUP(Inventory!$L137,$N$3:$O$6,2,FALSE),IF(AND(OR($Z381=\"c\",$Z381=\"d\"),Inventory!$AE137=\"\"),\"a\",IF(AND(OR($Z381=\"c\",$Z381=\"d\"),Inventory!$AE137<>\"\"),VLOOKUP(Inventory!$AE137,$N$3:$O$6,2,FALSE),\"a\")))))","v":"a"},{"$f":"IF(OR(AND($AA381<>\"e\",$AA381<>\"f\"),$AF381=0,Inventory!$AG137=\"\"),\"a\",VLOOKUP(Inventory!$AG137,$Q$3:$R$5,2,FALSE))","v":"a"},{"$f":"IF(OR(Inventory!C137=\"New Construction\",Inventory!C137=\"Replace-on-Burnout\",Inventory!C137=\"Early Retirement\"),Inventory!AT137,0)","v":0},"","","","","","","","","","","","",0,"aaaaa0","No","No",{"$f":"IF($Z381=\"a\",0,IF($Z381=\"b\",Inventory!$M137,Inventory!$AH137))","v":0},{"$f":"IF(OR($Z381=\"a\",AND($AU381=\"No\",$AV381=\"No\")),0,IF(AND($Z381=\"b\",Inventory!$O137=\"Btu/hr\"),Inventory!$N137,IF(AND($Z381=\"b\",Inventory!$O137=\"Tons\"),Inventory!$N137*12000,IF(AND(OR($Z381=\"c\",$Z381=\"d\"),Inventory!$AJ137=\"Btu/hr\"),Inventory!$AI137,IF(AND(OR($Z381=\"c\",$Z381=\"d\"),Inventory!$AJ137=\"Tons\"),Inventory!$AI137*12000,0)))))","v":0},0,0,"EER",0,"kW/ton",{"$f":"IF(OR($Z381=\"a\",$AV381=\"No\"),0,IF(AND($Z381=\"b\",Inventory!$Q137=\"Btu/hr\"),Inventory!$P137,IF(AND($Z381=\"b\",Inventory!$Q137=\"Tons\"),Inventory!$P137*12000,IF(AND(OR($Z381=\"c\",$Z381=\"d\"),Inventory!$AL137=\"Btu/hr\"),Inventory!$AK137,IF(AND(OR($Z381=\"c\",$Z381=\"d\"),Inventory!$AL137=\"Tons\"),Inventory!$AK137*12000,0)))))","v":0},0,0,"COP","No",{"$f":"IF(OR(Inventory!$J137=\"\",$BH381=\"No\"),\"-\",Inventory!$J137)","v":"-"},{"$f":"IFERROR(VLOOKUP($BI381,'Early Retirement'!$B$6:$C$32,2,FALSE),\"-\")","v":"-"},{"$f":"IF(OR($Z381<>\"b\",AND($AA381<>\"b\",$AA381<>\"c\")),\"n\",IF(AND($AS381<>1,$AS381<>2,$AS381<>7,$AS381<>8),\"n\",IF(Inventory!$K137=\"Split\",\"s\",IF(Inventory!$K137=\"Packaged\",\"p\",\"n\"))))","v":"n"},{"$f":"IF(AND($AA381<>\"i\",$AA381<>\"j\"),\"n\",IF(Inventory!$L137=\"Centrifugal\",\"c\",\"n\"))","v":"n"},"-","-",{"$f":"IFERROR(INDEX('Early Retirement'!$C$4:$AC$32,$BJ381,$BN381),0)","v":0},{"$f":"IFERROR(HLOOKUP($BN381,'Early Retirement'!$D$4:$AC$5,2,FALSE),0)","v":0},{"$f":"IFERROR(INDEX('Early Retirement'!$AE$4:$BE$32,$BJ381,$BN381),0)","v":0},{"$f":"IFERROR(HLOOKUP($BN381,'Early Retirement'!$AF$4:$BE$5,2,FALSE),0)","v":0},0,0,"kW/ton",{"$f":"IFERROR(INDEX('Early Retirement'!$BG$4:$CG$32,$BJ381,$BN381),0)","v":0},{"$f":"IFERROR(HLOOKUP($BN381,'Early Retirement'!$BH$4:$CH$5,2,FALSE),0)","v":0},0,"COP","Yes",0,0,"kW/ton",0,"COP",0,0,"kW/ton",0,"COP"]
[null,null,null,null,null,null,null,null,null,null,null,null,null,null,null,null,null,null,null,null,null,null,null,null,129,{"$f":"IF(Inventory!$C138=\"\",\"a\",VLOOKUP(Inventory!$C138,$B$8:$C$11,2,FALSE))","v":"a"},{"$f":"IF(AND($Z382=\"b\",Inventory!$I138=\"\"),\"a\",IF(AND($Z382=\"b\",Inventory!$I138<>\"\"),VLOOKUP(Inventory!$I138,$E$3:$F$12,2,FALSE),IF(AND(OR($Z382=\"c\",$Z382=\"d\"),Inventory!$AB138=\"\"),\"a\",IF(AND(OR($Z382=\"c\",$Z382=\"d\"),Inventory!$AB138<>\"\"),VLOOKUP(Inventory!$AB138,$E$3:$F$12,2,FALSE),\"a\"))))","v":"a"},{"$f":"IF(OR(AND($AA382<>\"b\",$AA382<>\"c\"),$AF382=0,$AF382>=(65000/12000),Inventory!$AC138=\"\"),\"a\",VLOOKUP(Inventory!$AC138,$H$3:$I$5,2,FALSE))","v":"a"},null,{"$f":"IF(AND($AA382<>\"i\",$AA382<>\"j\"),\"a\",IF(AND($Z382=\"b\",Inventory!$L138=\"\"),\"a\",IF(AND($Z382=\"b\",Inventory!$L138<>\"\"),VLOOKUP(Inventory!$L138,$N$3:$O$6,2,FALSE),IF(AND(OR($Z382=\"c\",$Z382=\"d\"),Inventory!$AE138=\"\"),\"a\",IF(AND(OR($Z382=\"c\",$Z382=\"d\"),Inventory!$AE138<>\"\"),VLOOKUP(Inventory!$AE138,$N$3:$O$6,2,FALSE),\"a\")))))","v":"a"},{"$f":"IF(OR(AND($AA382<>\"e\",$AA382<>\"f\"),$AF382=0,Inventory!$AG138=\"\"),\"a\",VLOOKUP(Inventory!$AG138,$Q$3:$R$5,2,FALSE))","v":"a"},{"$f":"IF(OR(Inventory!C138=\"New Construction\",Inventory!C138=\"Replace-on-Burnout\",Inventory!C138=\"Early Retirement\"),Inventory!AT138,0)","v":0},"","","","","","","","","","","","",0,{"$f":"CONCATENATE($Z382,$AA382,$AB382,$AD382,$AE382,$AS382)","v":"aaaaa0"},"No","No",{"$f":"IF($Z382=\"a\",0,IF($Z382=\"b\",Inventory!$M138,Inventory!$AH138))","v":0},{"$f":"IF(OR($Z382=\"a\",AND($AU382=\"No\",$AV382=\"No\")),0,IF(AND($Z382=\"b\",Inventory!$O138=\"Btu/hr\"),Inventory!$N138,IF(AND($Z382=\"b\",Inventory!$O138=\"Tons\"),Inventory!$N138*12000,IF(AND(OR($Z382=\"c\",$Z382=\"d\"),Inventory!$AJ138=\"Btu/hr\"),Inventory!$AI138,IF(AND(OR($Z382=\"c\",$Z382=\"d\"),Inventory!$AJ138=\"Tons\"),Inventory!$AI138*12000,0)))))","v":0},0,0,"EER",{"$f":"IFERROR(12/$AZ382,0)","v":0},"kW/ton",{"$f":"IF(OR($Z382=\"a\",$AV382=\"No\"),0,IF(AND($Z382=\"b\",Inventory!$Q138=\"Btu/hr\"),Inventory!$P138,IF(AND($Z382=\"b\",Inventory!$Q138=\"Tons\"),Inventory!$P138*12000,IF(AND(OR($Z382=\"c\",$Z382=\"d\"),Inventory!$AL138=\"Btu/hr\"),Inventory!$AK138,IF(AND(OR($Z382=\"c\",$Z382=\"d\"),Inventory!$AL138=\"Tons\"),Inventory!$AK138*12000,0)))))","v":0},0,0,"COP","No",{"$f":"IF(OR(Inventory!$J138=\"\",$BH382=\"No\"),\"-\",Inventory!$J138)","v":"-"},{"$f":"IFERROR(VLOOKUP($BI382,'Early Retirement'!$B$6:$C$32,2,FALSE),\"-\")","v":"-"},{"$f":"IF(OR($Z382<>\"b\",AND($AA382<>\"b\",$AA382<>\"c\")),\"n\",IF(AND($AS382<>1,$AS382<>2,$AS382<>7,$AS382<>8),\"n\",IF(Inventory!$K138=\"Split\",\"s\",IF(Inventory!$K138=\"Packaged\",\"p\",\"n\"))))","v":"n"},{"$f":"IF(AND($AA382<>\"i\",$AA382<>\"j\"),\"n\",IF(Inventory!$L138=\"Centrifugal\",\"c\",\"n\"))","v":"n"},{"$f":"IF(OR($BH382=\"No\",$AA382=\"a\"),\"-\",CONCATENATE($AS382,$BK382,$BL382))","v":"-"},{"$f":"IFERROR(VLOOKUP($BM382,$BM$506:$BN$541,2,FALSE),\"-\")","v":"-"},{"$f":"IFERROR(INDEX('Early Retirement'!$C$4:$AC$32,$BJ382,$BN382),0)","v":0},{"$f":"IFERROR(HLOOKUP($BN382,'Early Retirement'!$D$4:$AC$5,2,FALSE),0)","v":0},{"$f":"IFERROR(INDEX('Early Retirement'!$AE$4:$BE$32,$BJ382,$BN382),0)","v":0},{"$f":"IFERROR(HLOOKUP($BN382,'Early Retirement'!$AF$4:$BE$5,2,FALSE),0)","v":0},0,0,"kW/ton",{"$f":"IFERROR(INDEX('Early Retirement'!$BG$4:$CG$32,$BJ382,$BN382),0)","v":0},{"$f":"IFERROR(HLOOKUP($BN382,'Early Retirement'!$BH$4:$CH$5,2,FALSE),0)","v":0},0,"COP",{"$f":"IF(AND($AU382=\"No\",$AV382=\"No\",$BH382=\"No\"),\"Yes\",\"No\")","v":"Yes"},{"$f":"IF($BZ382=\"Yes\",IFERROR(VLOOKUP($AT382,$CL:$CS,6,FALSE),0),0)","v":0},{"$f":"IF($BZ382=\"Yes\",IFERROR(VLOOKUP($AT382,$CL:$CS,7,FALSE),0),0)","v":0},"kW/ton",{"$f":"IF($BZ382=\"Yes\",IFERROR(VLOOKUP($AT382,$CL:$CW,11,FALSE),0),0)","v":0},"COP",0,{"$f":"MAX($BB382,$BT382,$CB382)","v":0},"kW/ton",{"$f":"MAX($BF382,$BX382,$CD382)","v":0},"COP"]
[null,null,null,null,null,null,null,null,null,null,null,null,null,null,null,null,null,null,null,null,null,null,null,null,130,{"$f":"IF(Inventory!$C139=\"\",\"a\",VLOOKUP(Inventory!$C139,$B$8:$C$11,2,FALSE))","v":"a"},{"$f":"IF(AND($Z383=\"b\",Inventory!$I139=\"\"),\"a\",IF(AND($Z383=\"b\",Inventory!$I139<>\"\"),VLOOKUP(Inventory!$I139,$E$3:$F$12,2,FALSE),IF(AND(OR($Z383=\"c\",$Z383=\"d\"),Inventory!$AB139=\"\"),\"a\",IF(AND(OR($Z383=\"c\",$Z383=\"d\"),Inventory!$AB139<>\"\"),VLOOKUP(Inventory!$AB139,$E$3:$F$12,2,FALSE),\"a\"))))","v":"a"},{"$f":"IF(OR(AND($AA383<>\"b\",$AA383<>\"c\"),$AF383=0,$AF383>=(65000/12000),Inventory!$AC139=\"\"),\"a\",VLOOKUP(Inventory!$AC139,$H$3:$I$5,2,FALSE))","v":"a"},null,{"$f":"IF(AND($AA383<>\"i\",$AA383<>\"j\"),\"a\",IF(AND($Z383=\"b\",Inventory!$L139=\"\"),\"a\",IF(AND($Z383=\"b\",Inventory!$L139<>\"\"),VLOOKUP(Inventory!$L139,$N$3:$O$6,2,FALSE),IF(AND(OR($Z383=\"c\",$Z383=\"d\"),Inventory!$AE139=\"\"),\"a\",IF(AND(OR($Z383=\"c\",$Z383=\"d\"),Inventory!$AE139<>\"\"),VLOOKUP(Inventory!$AE139,$N$3:$O$6,2,FALSE),\"a\")))))","v":"a"},{"$f":"IF(OR(AND($AA383<>\"e\",$AA383<>\"f\"),$AF383=0,Inventory!$AG139=\"\"),\"a\",VLOOKUP(Inventory!$AG139,$Q$3:$R$5,2,FALSE))","v":"a"},{"$f":"IF(OR(Inventory!C139=\"New Construction\",Inventory!C139=\"Replace-on-Burnout\",Inventory!C139=\"Early Retirement\"),Inventory!AT139,0)","v":0},{"$f":"IF(AND($AA383<>\"b\",$AA383<>\"c\",$AA383<>\"d\",$AA383<>\"e\",$AA383<>\"f\"),\"\",IF(AND($AF383>=$AG$2,$AA383=\"b\"),6,IF(AND($AF383>=$AG$2,$AA383=\"c\"),12,IF(AND($AF383>=$AG$2,$AA383=\"d\"),18,IF(AND($AF383>=$AG$2,$AA383=\"e\"),24,IF(AND($AF383>=$AG$2,$AA383=\"f\"),30,0))))))","v":""},{"$f":"IF(OR(AND($AA383<>\"b\",$AA383<>\"c\",$AA383<>\"d\",$AA383<>\"e\",$AA383<>\"f\"),$AG383<>0),\"\",IF(AND($AF383>=$AH$2,$AA383=\"b\"),5,IF(AND($AF383>=$AH$2,$AA383=\"c\"),11,IF(AND($AF383>=$AH$2,$AA383=\"d\"),17,IF(AND($AF383>=$AH$2,$AA383=\"e\"),23,IF(AND($AF383>=$AH$2,$AA383=\"f\"),29,0))))))","v":""},{"$f":"IF(OR(AND($AA383<>\"b\",$AA383<>\"c\",$AA383<>\"d\",$AA383<>\"e\",$AA383<>\"f\"),$AH383<>0),\"\",IF(AND($AF383>=$AI$2,$AA383=\"b\"),4,IF(AND($AF383>=$AI$2,$AA383=\"c\"),10,IF(AND($AF383>=$AI$2,$AA383=\"d\"),16,IF(AND($AF383>=$AI$2,$AA383=\"e\"),22,IF(AND($AF383>=$AI$2,$AA383=\"f\"),28,0))))))","v":""},{"$f":"IF(OR(AND($AA383<>\"b\",$AA383<>\"c\",$AA383<>\"d\",$AA383<>\"e\",$AA383<>\"f\"),$AI383<>0),\"\",IF(AND($AF383>=$AJ$2,$AA383=\"b\"),3,IF(AND($AF383>=$AJ$2,$AA383=\"c\"),9,IF(AND($AF383>=$AJ$2,$AA383=\"d\"),15,IF(AND($AF383>=$AJ$2,$AA383=\"e\"),21,IF(AND($AF383>=$AJ$2,$AA383=\"f\"),27,0))))))","v":""},{"$f":"IF(OR(AND($AA383<>\"b\",$AA383<>\"c\",$AA383<>\"d\",$AA383<>\"e\",$AA383<>\"f\"),$AJ383<>0),\"\",IF(AND($AF383>=$AK$2,$AA383=\"b\"),2,IF(AND($AF383>=$AK$2,$AA383=\"c\"),8,IF(AND($AF383>=$AK$2,$AA383=\"d\"),14,IF(AND($AF383>=$AK$2,$AA383=\"e\"),20,IF(AND($AF383>=$AK$2,$AA383=\"f\"),26,0))))))","v":""},{"$f":"IF(OR(AND($AA383<>\"b\",$AA383<>\"c\",$AA383<>\"d\",$AA383<>\"e\",$AA383<>\"f\"),$AK383<>0),\"\",IF(AND($AF383>=$AL$2,$AA383=\"b\"),1,IF(AND($AF383>=$AL$2,$AA383=\"c\"),7,IF(AND($AF383>=$AL$2,$AA383=\"d\"),13,IF(AND($AF383>=$AL$2,$AA383=\"e\"),19,IF(AND($AF383>=$AL$2,$AA383=\"f\"),25,0))))))","v":""},{"$f":"IF(AND($AA383<>\"i\",$AA383<>\"j\"),\"\",IF(AND($AF383>=$AM$2,$AA383=\"i\"),39,IF(AND($AF383>=$AM$2,$AA383=\"j\",$AD383=\"b\"),44,IF(AND($AF383>=$AM$2,$AA383=\"j\",$AD383<>\"b\"),49,0))))","v":""},{"$f":"IF(OR(AND($AA383<>\"i\",$AA383<>\"j\"),$AM383<>0),\"\",IF(AND($AF383>=$AN$2,$AA383=\"i\"),38,IF(AND($AF383>=$AN$2,$AA383=\"j\",$AD383=\"b\"),43,IF(AND($AF383>=$AN$2,$AA383=\"j\",$AD383<>\"b\"),48,0))))","v":""},{"$f":"IF(OR(AND($AA383<>\"i\",$AA383<>\"j\"),$AN383<>0),\"\",IF(AND($AF383>=$AO$2,$AA383=\"i\"),37,IF(AND($AF383>=$AO$2,$AA383=\"j\",$AD383=\"b\"),42,IF(AND($AF383>=$AO$2,$AA383=\"j\",$AD383<>\"b\"),47,0))))","v":""},{"$f":"IF(OR(AND($AA383<>\"i\",$AA383<>\"j\"),$AO383<>0),\"\",IF(AND($AF383>=$AP$2,$AA383=\"i\"),36,IF(AND($AF383>=$AP$2,$AA383=\"j\",$AD383=\"b\"),41,IF(AND($AF383>=$AP$2,$AA383=\"j\",$AD383<>\"b\"),46,0))))","v":""},{"$f":"IF(OR(AND($AA383<>\"i\",$AA383<>\"j\"),$AP383<>0),\"\",IF(AND($AF383>=$AQ$2,$AA383=\"i\"),35,IF(AND($AF383>=$AQ$2,$AA383=\"j\",$AD383=\"b\"),40,IF(AND($AF383>=$AQ$2,$AA383=\"j\",$AD383<>\"b\"),45,0))))","v":""},{"$f":"IF(AND($AA383<>\"g\",$AA383<>\"h\"),\"\",IF(AND($Z383=\"d\",$AA383=\"g\"),31,IF(AND($Z383=\"c\",$AA383=\"g\"),32,IF(AND($Z383=\"d\",$AA383=\"h\"),33,IF(AND($Z383=\"c\",$AA383=\"h\"),34,\"\")))))","v":""},0,"aaaaa0",{"$f":"IF($AA383=\"g\",\"Yes\",\"No\")","v":"No"},{"$f":"IF($AA383=\"h\",\"Yes\",\"No\")","v":"No"},{"$f":"IF($Z383=\"a\",0,IF($Z383=\"b\",Inventory!$M139,Inventory!$AH139))","v":0},{"$f":"IF(OR($Z383=\"a\",AND($AU383=\"No\",$AV383=\"No\")),0,IF(AND($Z383=\"b\",Inventory!$O139=\"Btu/hr\"),Inventory!$N139,IF(AND($Z383=\"b\",Inventory!$O139=\"Tons\"),Inventory!$N139*12000,IF(AND(OR($Z383=\"c\",$Z383=\"d\"),Inventory!$AJ139=\"Btu/hr\"),Inventory!$AI139,IF(AND(OR($Z383=\"c\",$Z383=\"d\"),Inventory!$AJ139=\"Tons\"),Inventory!$AI139*12000,0)))))","v":0},{"$f":"IF(AX383=0,0,IF($AX383<7000,7000,IF($AX383>15000,15000,$AX383)))","v":0},{"$f":"IF(OR($Z383=\"a\",AND($AU383=\"No\",$AV383=\"No\"),$AX383=0),0,IF(AND($Z383<>\"b\",$AU383=\"Yes\",$AW383=\"Yes\"),13.8-(0.3*$AY383/1000),IF(AND($Z383<>\"b\",$AU383=\"Yes\",$AW383=\"No\"),10.9-(0.213*$AY383/1000),IF(AND($Z383=\"b\",$AU383=\"Yes\"),10.9-(0.213*$AY383/1000),IF(AND($Z383<>\"b\",$AV383=\"Yes\",$AW383=\"Yes\"),14-(0.3*$AY383/1000),IF(AND($Z383<>\"b\",$AV383=\"Yes\",$AW383=\"No\"),10.8-(0.213*$AY383/1000),IF(AND($Z383=\"b\",$AV383=\"Yes\"),10.8-(0.213*$AY383/1000),0)))))))","v":0},"EER",0,"kW/ton",{"$f":"IF(OR($Z383=\"a\",$AV383=\"No\"),0,IF(AND($Z383=\"b\",Inventory!$Q139=\"Btu/hr\"),Inventory!$P139,IF(AND($Z383=\"b\",Inventory!$Q139=\"Tons\"),Inventory!$P139*12000,IF(AND(OR($Z383=\"c\",$Z383=\"d\"),Inventory!$AL139=\"Btu/hr\"),Inventory!$AK139,IF(AND(OR($Z383=\"c\",$Z383=\"d\"),Inventory!$AL139=\"Tons\"),Inventory!$AK139*12000,0)))))","v":0},{"$f":"IF(BD383=0,0,IF($BD383<7000,7000,IF($BD383>15000,15000,$BD383)))","v":0},{"$f":"IF(OR($Z383=\"a\",$AV383=\"No\",$BD383=0),0,IF(AND($Z383<>\"b\",$AV383=\"Yes\",$AW383=\"Yes\"),3.7-(0.052*$BE383/1000),IF(AND($Z383<>\"b\",$AV383=\"Yes\",$AW383=\"No\"),2.9-(0.026*$BE383/1000),IF(AND($Z383=\"b\",$AV383=\"Yes\"),2.9-(0.026*$BE383/1000),0))))","v":0},"COP","No",{"$f":"IF(OR(Inventory!$J139=\"\",$BH383=\"No\"),\"-\",Inventory!$J139)","v":"-"},{"$f":"IFERROR(VLOOKUP($BI383,'Early Retirement'!$B$6:$C$32,2,FALSE),\"-\")","v":"-"},{"$f":"IF(OR($Z383<>\"b\",AND($AA383<>\"b\",$AA383<>\"c\")),\"n\",IF(AND($AS383<>1,$AS383<>2,$AS383<>7,$AS383<>8),\"n\",IF(Inventory!$K139=\"Split\",\"s\",IF(Inventory!$K139=\"Packaged\",\"p\",\"n\"))))","v":"n"},{"$f":"IF(AND($AA383<>\"i\",$AA383<>\"j\"),\"n\",IF(Inventory!$L139=\"Centrifugal\",\"c\",\"n\"))","v":"n"},"-","-",{"$f":"IFERROR(INDEX('Early Retirement'!$C$4:$AC$32,$BJ383,$BN383),0)","v":0},{"$f":"IFERROR(HLOOKUP($BN383,'Early Retirement'!$D$4:$AC$5,2,FALSE),0)","v":0},{"$f":"IFERROR(INDEX('Early Retirement'!$AE$4:$BE$32,$BJ383,$BN383),0)","v":0},{"$f":"IFERROR(HLOOKUP($BN383,'Early Retirement'!$AF$4:$BE$5,2,FALSE),0)","v":0},{"$f":"IF(LEFT($BP383,3)=\"EER\",12/$BO383,IF($BP383=\"kW/ton\",$BO383,0))","v":0},{"$f":"IF(OR(LEFT($BR383,4)=\"SEER\",$BR383=\"IEER\",$BR383=\"IPLV (EER)\"),12/$BQ383,IF($BR383=\"IPLV (kW/ton)\",$BQ383,0))","v":0},"kW/ton",{"$f":"IFERROR(INDEX('Early Retirement'!$BG$4:$CG$32,$BJ383,$BN383),0)","v":0},{"$f":"IFERROR(HLOOKUP($BN383,'Early Retirement'!$BH$4:$CH$5,2,FALSE),0)","v":0},{"$f":"IF(LEFT($BW383,4)=\"HSPF\",$BV383/3.412,IF($BW383=\"COP\",$BV383,0))","v":0},"COP","Yes",0,0,"kW/ton",0,"COP",0,0,"kW/ton",0,"COP"]
[null,null,null,null,null,null,null,null,null,null,null,null,null,null,null,null,null,null,null,null,null,null,null,null,131,{"$f":"IF(Inventory!$C140=\"\",\"a\",VLOOKUP(Inventory!$C140,$B$8:$C$11,2,FALSE))","v":"a"},{"$f":"IF(AND($Z384=\"b\",Inventory!$I140=\"\"),\"a\",IF(AND($Z384=\"b\",Inventory!$I140<>\"\"),VLOOKUP(Inventory!$I140,$E$3:$F$12,2,FALSE),IF(AND(OR($Z384=\"c\",$Z384=\"d\"),Inventory!$AB140=\"\"),\"a\",IF(AND(OR($Z384=\"c\",$Z384=\"d\"),Inventory!$AB140<>\"\"),VLOOKUP(Inventory!$AB140,$E$3:$F$12,2,FALSE),\"a\"))))","v":"a"},{"$f":"IF(OR(AND($AA384<>\"b\",$AA384<>\"c\"),$AF384=0,$AF384>=(65000/12000),Inventory!$AC140=\"\"),\"a\",VLOOKUP(Inventory!$AC140,$H$3:$I$5,2,FALSE))","v":"a"},null,{"$f":"IF(AND($AA384<>\"i\",$AA384<>\"j\"),\"a\",IF(AND($Z384=\"b\",Inventory!$L140=\"\"),\"a\",IF(AND($Z384=\"b\",Inventory!$L140<>\"\"),VLOOKUP(Inventory!$L140,$N$3:$O$6,2,FALSE),IF(AND(OR($Z384=\"c\",$Z384=\"d\"),Inventory!$AE140=\"\"),\"a\",IF(AND(OR($Z384=\"c\",$Z384=\"d\"),Inventory!$AE140<>\"\"),VLOOKUP(Inventory!$AE140,$N$3:$O$6,2,FALSE),\"a\")))))","v":"a"},{"$f":"IF(OR(AND($AA384<>\"e\",$AA384<>\"f\"),$AF384=0,Inventory!$AG140=\"\"),\"a\",VLOOKUP(Inventory!$AG140,$Q$3:$R$5,2,FALSE))","v":"a"},{"$f":"IF(OR(Inventory!C140=\"New Construction\",Inventory!C140=\"Replace-on-Burnout\",Inventory!C140=\"Early Retirement\"),Inventory!AT140,0)","v":0},"","","","","","","","","","","","",0,"aaaaa0","No","No",{"$f":"IF($Z384=\"a\",0,IF($Z384=\"b\",Inventory!$M140,Inventory!$AH140))","v":0},{"$f":"IF(OR($Z384=\"a\",AND($AU384=\"No\",$AV384=\"No\")),0,IF(AND($Z384=\"b\",Inventory!$O140=\"Btu/hr\"),Inventory!$N140,IF(AND($Z384=\"b\",Inventory!$O140=\"Tons\"),Inventory!$N140*12000,IF(AND(OR($Z384=\"c\",$Z384=\"d\"),Inventory!$AJ140=\"Btu/hr\"),Inventory!$AI140,IF(AND(OR($Z384=\"c\",$Z384=\"d\"),Inventory!$AJ140=\"Tons\"),Inventory!$AI140*12000,0)))))","v":0},0,0,"EER",0,"kW/ton",{"$f":"IF(OR($Z384=\"a\",$AV384=\"No\"),0,IF(AND($Z384=\"b\",Inventory!$Q140=\"Btu/hr\"),Inventory!$P140,IF(AND($Z384=\"b\",Inventory!$Q140=\"Tons\"),Inventory!$P140*12000,IF(AND(OR($Z384=\"c\",$Z384=\"d\"),Inventory!$AL140=\"Btu/hr\"),Inventory!$AK140,IF(AND(OR($Z384=\"c\",$Z384=\"d\"),Inventory!$AL140=\"Tons\"),Inventory!$AK140*12000,0)))))","v":0},0,0,"COP","No",{"$f":"IF(OR(Inventory!$J140=\"\",$BH384=\"No\"),\"-\",Inventory!$J140)","v":"-"},{"$f":"IFERROR(VLOOKUP($BI384,'Early Retirement'!$B$6:$C$32,2,FALSE),\"-\")","v":"-"},{"$f":"IF(OR($Z384<>\"b\",AND($AA384<>\"b\",$AA384<>\"c\")),\"n\",IF(AND($AS384<>1,$AS384<>2,$AS384<>7,$AS384<>8),\"n\",IF(Inventory!$K140=\"Split\",\"s\",IF(Inventory!$K140=\"Packaged\",\"p\",\"n\"))))","v":"n"},{"$f":"IF(AND($AA384<>\"i\",$AA384<>\"j\"),\"n\",IF(Inventory!$L140=\"Centrifugal\",\"c\",\"n\"))","v":"n"},"-","-",{"$f":"IFERROR(INDEX('Early Retirement'!$C$4:$AC$32,$BJ384,$BN384),0)","v":0},{"$f":"IFERROR(HLOOKUP($BN384,'Early Retirement'!$D$4:$AC$5,2,FALSE),0)","v":0},{"$f":"IFERROR(INDEX('Early Retirement'!$AE$4:$BE$32,$BJ384,$BN384),0)","v":0},{"$f":"IFERROR(HLOOKUP($BN384,'Early Retirement'!$AF$4:$BE$5,2,FALSE),0)","v":0},0,0,"kW/ton",{"$f":"IFERROR(INDEX('Early Retirement'!$BG$4:$CG$32,$BJ384,$BN384),0)","v":0},{"$f":"IFERROR(HLOOKUP($BN384,'Early Retirement'!$BH$4:$CH$5,2,FALSE),0)","v":0},0,"COP","Yes",0,0,"kW/ton",0,"COP",0,0,"kW/ton",0,"COP"]
[null,null,null,null,null,null,null,null,null,null,null,null,null,null,null,null,null,null,null,null,null,null,null,null,132,{"$f":"IF(Inventory!$C141=\"\",\"a\",VLOOKUP(Inventory!$C141,$B$8:$C$11,2,FALSE))","v":"a"},{"$f":"IF(AND($Z385=\"b\",Inventory!$I141=\"\"),\"a\",IF(AND($Z385=\"b\",Inventory!$I141<>\"\"),VLOOKUP(Inventory!$I141,$E$3:$F$12,2,FALSE),IF(AND(OR($Z385=\"c\",$Z385=\"d\"),Inventory!$AB141=\"\"),\"a\",IF(AND(OR($Z385=\"c\",$Z385=\"d\"),Inventory!$AB141<>\"\"),VLOOKUP(Inventory!$AB141,$E$3:$F$12,2,FALSE),\"a\"))))","v":"a"},{"$f":"IF(OR(AND($AA385<>\"b\",$AA385<>\"c\"),$AF385=0,$AF385>=(65000/12000),Inventory!$AC141=\"\"),\"a\",VLOOKUP(Inventory!$AC141,$H$3:$I$5,2,FALSE))","v":"a"},null,{"$f":"IF(AND($AA385<>\"i\",$AA385<>\"j\"),\"a\",IF(AND($Z385=\"b\",Inventory!$L141=\"\"),\"a\",IF(AND($Z385=\"b\",Inventory!$L141<>\"\"),VLOOKUP(Inventory!$L141,$N$3:$O$6,2,FALSE),IF(AND(OR($Z385=\"c\",$Z385=\"d\"),Inventory!$AE141=\"\"),\"a\",IF(AND(OR($Z385=\"c\",$Z385=\"d\"),Inventory!$AE141<>\"\"),VLOOKUP(Inventory!$AE141,$N$3:$O$6,2,FALSE),\"a\")))))","v":"a"},{"$f":"IF(OR(AND($AA385<>\"e\",$AA385<>\"f\"),$AF385=0,Inventory!$AG141=\"\"),\"a\",VLOOKUP(Inventory!$AG141,$Q$3:$R$5,2,FALSE))","v":"a"},{"$f":"IF(OR(Inventory!C141=\"New Construction\",Inventory!C141=\"Replace-on-Burnout\",Inventory!C141=\"Early Retirement\"),Inventory!AT141,0)","v":0},"","","","","","","","","","","","",0,"aaaaa0","No","No",{"$f":"IF($Z385=\"a\",0,IF($Z385=\"b\",Inventory!$M141,Inventory!$AH141))","v":0},{"$f":"IF(OR($Z385=\"a\",AND($AU385=\"No\",$AV385=\"No\")),0,IF(AND($Z385=\"b\",Inventory!$O141=\"Btu/hr\"),Inventory!$N141,IF(AND($Z385=\"b\",Inventory!$O141=\"Tons\"),Inventory!$N141*12000,IF(AND(OR($Z385=\"c\",$Z385=\"d\"),Inventory!$AJ141=\"Btu/hr\"),Inventory!$AI141,IF(AND(OR($Z385=\"c\",$Z385=\"d\"),Inventory!$AJ141=\"Tons\"),Inventory!$AI141*12000,0)))))","v":0},0,0,"EER",0,"kW/ton",{"$f":"IF(OR($Z385=\"a\",$AV385=\"No\"),0,IF(AND($Z385=\"b\",Inventory!$Q141=\"Btu/hr\"),Inventory!$P141,IF(AND($Z385=\"b\",Inventory!$Q141=\"Tons\"),Inventory!$P141*12000,IF(AND(OR($Z385=\"c\",$Z385=\"d\"),Inventory!$AL141=\"Btu/hr\"),Inventory!$AK141,IF(AND(OR($Z385=\"c\",$Z385=\"d\"),Inventory!$AL141=\"Tons\"),Inventory!$AK141*12000,0)))))","v":0},0,0,"COP","No",{"$f":"IF(OR(Inventory!$J141=\"\",$BH385=\"No\"),\"-\",Inventory!$J141)","v":"-"},{"$f":"IFERROR(VLOOKUP($BI385,'Early Retirement'!$B$6:$C$32,2,FALSE),\"-\")","v":"-"},{"$f":"IF(OR($Z385<>\"b\",AND($AA385<>\"b\",$AA385<>\"c\")),\"n\",IF(AND($AS385<>1,$AS385<>2,$AS385<>7,$AS385<>8),\"n\",IF(Inventory!$K141=\"Split\",\"s\",IF(Inventory!$K141=\"Packaged\",\"p\",\"n\"))))","v":"n"},{"$f":"IF(AND($AA385<>\"i\",$AA385<>\"j\"),\"n\",IF(Inventory!$L141=\"Centrifugal\",\"c\",\"n\"))","v":"n"},"-","-",{"$f":"IFERROR(INDEX('Early Retirement'!$C$4:$AC$32,$BJ385,$BN385),0)","v":0},{"$f":"IFERROR(HLOOKUP($BN385,'Early Retirement'!$D$4:$AC$5,2,FALSE),0)","v":0},{"$f":"IFERROR(INDEX('Early Retirement'!$AE$4:$BE$32,$BJ385,$BN385),0)","v":0},{"$f":"IFERROR(HLOOKUP($BN385,'Early Retirement'!$AF$4:$BE$5,2,FALSE),0)","v":0},0,0,"kW/ton",{"$f":"IFERROR(INDEX('Early Retirement'!$BG$4:$CG$32,$BJ385,$BN385),0)","v":0},{"$f":"IFERROR(HLOOKUP($BN385,'Early Retirement'!$BH$4:$CH$5,2,FALSE),0)","v":0},0,"COP","Yes",0,0,"kW/ton",0,"COP",0,0,"kW/ton",0,"COP"]
[null,null,null,null,null,null,null,null,null,null,null,null,null,null,null,null,null,null,null,null,null,null,null,null,133,{"$f":"IF(Inventory!$C142=\"\",\"a\",VLOOKUP(Inventory!$C142,$B$8:$C$11,2,FALSE))","v":"a"},{"$f":"IF(AND($Z386=\"b\",Inventory!$I142=\"\"),\"a\",IF(AND($Z386=\"b\",Inventory!$I142<>\"\"),VLOOKUP(Inventory!$I142,$E$3:$F$12,2,FALSE),IF(AND(OR($Z386=\"c\",$Z386=\"d\"),Inventory!$AB142=\"\"),\"a\",IF(AND(OR($Z386=\"c\",$Z386=\"d\"),Inventory!$AB142<>\"\"),VLOOKUP(Inventory!$AB142,$E$3:$F$12,2,FALSE),\"a\"))))","v":"a"},{"$f":"IF(OR(AND($AA386<>\"b\",$AA386<>\"c\"),$AF386=0,$AF386>=(65000/12000),Inventory!$AC142=\"\"),\"a\",VLOOKUP(Inventory!$AC142,$H$3:$I$5,2,FALSE))","v":"a"},null,{"$f":"IF(AND($AA386<>\"i\",$AA386<>\"j\"),\"a\",IF(AND($Z386=\"b\",Inventory!$L142=\"\"),\"a\",IF(AND($Z386=\"b\",Inventory!$L142<>\"\"),VLOOKUP(Inventory!$L142,$N$3:$O$6,2,FALSE),IF(AND(OR($Z386=\"c\",$Z386=\"d\"),Inventory!$AE142=\"\"),\"a\",IF(AND(OR($Z386=\"c\",$Z386=\"d\"),Inventory!$AE142<>\"\"),VLOOKUP(Inventory!$AE142,$N$3:$O$6,2,FALSE),\"a\")))))","v":"a"},{"$f":"IF(OR(AND($AA386<>\"e\",$AA386<>\"f\"),$AF386=0,Inventory!$AG142=\"\"),\"a\",VLOOKUP(Inventory!$AG142,$Q$3:$R$5,2,FALSE))","v":"a"},{"$f":"IF(OR(Inventory!C142=\"New Construction\",Inventory!C142=\"Replace-on-Burnout\",Inventory!C142=\"Early Retirement\"),Inventory!AT142,0)","v":0},"","","","","","","","","","","","",0,"aaaaa0","No","No",{"$f":"IF($Z386=\"a\",0,IF($Z386=\"b\",Inventory!$M142,Inventory!$AH142))","v":0},{"$f":"IF(OR($Z386=\"a\",AND($AU386=\"No\",$AV386=\"No\")),0,IF(AND($Z386=\"b\",Inventory!$O142=\"Btu/hr\"),Inventory!$N142,IF(AND($Z386=\"b\",Inventory!$O142=\"Tons\"),Inventory!$N142*12000,IF(AND(OR($Z386=\"c\",$Z386=\"d\"),Inventory!$AJ142=\"Btu/hr\"),Inventory!$AI142,IF(AND(OR($Z386=\"c\",$Z386=\"d\"),Inventory!$AJ142=\"Tons\"),Inventory!$AI142*12000,0)))))","v":0},0,0,"EER",0,"kW/ton",{"$f":"IF(OR($Z386=\"a\",$AV386=\"No\"),0,IF(AND($Z386=\"b\",Inventory!$Q142=\"Btu/hr\"),Inventory!$P142,IF(AND($Z386=\"b\",Inventory!$Q142=\"Tons\"),Inventory!$P142*12000,IF(AND(OR($Z386=\"c\",$Z386=\"d\"),Inventory!$AL142=\"Btu/hr\"),Inventory!$AK142,IF(AND(OR($Z386=\"c\",$Z386=\"d\"),Inventory!$AL142=\"Tons\"),Inventory!$AK142*12000,0)))))","v":0},0,0,"COP","No",{"$f":"IF(OR(Inventory!$J142=\"\",$BH386=\"No\"),\"-\",Inventory!$J142)","v":"-"},{"$f":"IFERROR(VLOOKUP($BI386,'Early Retirement'!$B$6:$C$32,2,FALSE),\"-\")","v":"-"},{"$f":"IF(OR($Z386<>\"b\",AND($AA386<>\"b\",$AA386<>\"c\")),\"n\",IF(AND($AS386<>1,$AS386<>2,$AS386<>7,$AS386<>8),\"n\",IF(Inventory!$K142=\"Split\",\"s\",IF(Inventory!$K142=\"Packaged\",\"p\",\"n\"))))","v":"n"},{"$f":"IF(AND($AA386<>\"i\",$AA386<>\"j\"),\"n\",IF(Inventory!$L142=\"Centrifugal\",\"c\",\"n\"))","v":"n"},"-","-",{"$f":"IFERROR(INDEX('Early Retirement'!$C$4:$AC$32,$BJ386,$BN386),0)","v":0},{"$f":"IFERROR(HLOOKUP($BN386,'Early Retirement'!$D$4:$AC$5,2,FALSE),0)","v":0},{"$f":"IFERROR(INDEX('Early Retirement'!$AE$4:$BE$32,$BJ386,$BN386),0)","v":0},{"$f":"IFERROR(HLOOKUP($BN386,'Early Retirement'!$AF$4:$BE$5,2,FALSE),0)","v":0},0,0,"kW/ton",{"$f":"IFERROR(INDEX('Early Retirement'!$BG$4:$CG$32,$BJ386,$BN386),0)","v":0},{"$f":"IFERROR(HLOOKUP($BN386,'Early Retirement'!$BH$4:$CH$5,2,FALSE),0)","v":0},0,"COP","Yes",0,0,"kW/ton",0,"COP",0,0,"kW/ton",0,"COP"]
[null,null,null,null,null,null,null,null,null,null,null,null,null,null,null,null,null,null,null,null,null,null,null,null,134,{"$f":"IF(Inventory!$C143=\"\",\"a\",VLOOKUP(Inventory!$C143,$B$8:$C$11,2,FALSE))","v":"a"},{"$f":"IF(AND($Z387=\"b\",Inventory!$I143=\"\"),\"a\",IF(AND($Z387=\"b\",Inventory!$I143<>\"\"),VLOOKUP(Inventory!$I143,$E$3:$F$12,2,FALSE),IF(AND(OR($Z387=\"c\",$Z387=\"d\"),Inventory!$AB143=\"\"),\"a\",IF(AND(OR($Z387=\"c\",$Z387=\"d\"),Inventory!$AB143<>\"\"),VLOOKUP(Inventory!$AB143,$E$3:$F$12,2,FALSE),\"a\"))))","v":"a"},{"$f":"IF(OR(AND($AA387<>\"b\",$AA387<>\"c\"),$AF387=0,$AF387>=(65000/12000),Inventory!$AC143=\"\"),\"a\",VLOOKUP(Inventory!$AC143,$H$3:$I$5,2,FALSE))","v":"a"},null,{"$f":"IF(AND($AA387<>\"i\",$AA387<>\"j\"),\"a\",IF(AND($Z387=\"b\",Inventory!$L143=\"\"),\"a\",IF(AND($Z387=\"b\",Inventory!$L143<>\"\"),VLOOKUP(Inventory!$L143,$N$3:$O$6,2,FALSE),IF(AND(OR($Z387=\"c\",$Z387=\"d\"),Inventory!$AE143=\"\"),\"a\",IF(AND(OR($Z387=\"c\",$Z387=\"d\"),Inventory!$AE143<>\"\"),VLOOKUP(Inventory!$AE143,$N$3:$O$6,2,FALSE),\"a\")))))","v":"a"},{"$f":"IF(OR(AND($AA387<>\"e\",$AA387<>\"f\"),$AF387=0,Inventory!$AG143=\"\"),\"a\",VLOOKUP(Inventory!$AG143,$Q$3:$R$5,2,FALSE))","v":"a"},{"$f":"IF(OR(Inventory!C143=\"New Construction\",Inventory!C143=\"Replace-on-Burnout\",Inventory!C143=\"Early Retirement\"),Inventory!AT143,0)","v":0},"","","","","","","","","","","","",0,"aaaaa0","No","No",{"$f":"IF($Z387=\"a\",0,IF($Z387=\"b\",Inventory!$M143,Inventory!$AH143))","v":0},{"$f":"IF(OR($Z387=\"a\",AND($AU387=\"No\",$AV387=\"No\")),0,IF(AND($Z387=\"b\",Inventory!$O143=\"Btu/hr\"),Inventory!$N143,IF(AND($Z387=\"b\",Inventory!$O143=\"Tons\"),Inventory!$N143*12000,IF(AND(OR($Z387=\"c\",$Z387=\"d\"),Inventory!$AJ143=\"Btu/hr\"),Inventory!$AI143,IF(AND(OR($Z387=\"c\",$Z387=\"d\"),Inventory!$AJ143=\"Tons\"),Inventory!$AI143*12000,0)))))","v":0},0,0,"EER",0,"kW/ton",{"$f":"IF(OR($Z387=\"a\",$AV387=\"No\"),0,IF(AND($Z387=\"b\",Inventory!$Q143=\"Btu/hr\"),Inventory!$P143,IF(AND($Z387=\"b\",Inventory!$Q143=\"Tons\"),Inventory!$P143*12000,IF(AND(OR($Z387=\"c\",$Z387=\"d\"),Inventory!$AL143=\"Btu/hr\"),Inventory!$AK143,IF(AND(OR($Z387=\"c\",$Z387=\"d\"),Inventory!$AL143=\"Tons\"),Inventory!$AK143*12000,0)))))","v":0},0,0,"COP","No",{"$f":"IF(OR(Inventory!$J143=\"\",$BH387=\"No\"),\"-\",Inventory!$J143)","v":"-"},{"$f":"IFERROR(VLOOKUP($BI387,'Early Retirement'!$B$6:$C$32,2,FALSE),\"-\")","v":"-"},{"$f":"IF(OR($Z387<>\"b\",AND($AA387<>\"b\",$AA387<>\"c\")),\"n\",IF(AND($AS387<>1,$AS387<>2,$AS387<>7,$AS387<>8),\"n\",IF(Inventory!$K143=\"Split\",\"s\",IF(Inventory!$K143=\"Packaged\",\"p\",\"n\"))))","v":"n"},{"$f":"IF(AND($AA387<>\"i\",$AA387<>\"j\"),\"n\",IF(Inventory!$L143=\"Centrifugal\",\"c\",\"n\"))","v":"n"},"-","-",{"$f":"IFERROR(INDEX('Early Retirement'!$C$4:$AC$32,$BJ387,$BN387),0)","v":0},{"$f":"IFERROR(HLOOKUP($BN387,'Early Retirement'!$D$4:$AC$5,2,FALSE),0)","v":0},{"$f":"IFERROR(INDEX('Early Retirement'!$AE$4:$BE$32,$BJ387,$BN387),0)","v":0},{"$f":"IFERROR(HLOOKUP($BN387,'Early Retirement'!$AF$4:$BE$5,2,FALSE),0)","v":0},0,0,"kW/ton",{"$f":"IFERROR(INDEX('Early Retirement'!$BG$4:$CG$32,$BJ387,$BN387),0)","v":0},{"$f":"IFERROR(HLOOKUP($BN387,'Early Retirement'!$BH$4:$CH$5,2,FALSE),0)","v":0},0,"COP","Yes",0,0,"kW/ton",0,"COP",0,0,"kW/ton",0,"COP"]
[null,null,null,null,null,null,null,null,null,null,null,null,null,null,null,null,null,null,null,null,null,null,null,null,135,{"$f":"IF(Inventory!$C144=\"\",\"a\",VLOOKUP(Inventory!$C144,$B$8:$C$11,2,FALSE))","v":"a"},{"$f":"IF(AND($Z388=\"b\",Inventory!$I144=\"\"),\"a\",IF(AND($Z388=\"b\",Inventory!$I144<>\"\"),VLOOKUP(Inventory!$I144,$E$3:$F$12,2,FALSE),IF(AND(OR($Z388=\"c\",$Z388=\"d\"),Inventory!$AB144=\"\"),\"a\",IF(AND(OR($Z388=\"c\",$Z388=\"d\"),Inventory!$AB144<>\"\"),VLOOKUP(Inventory!$AB144,$E$3:$F$12,2,FALSE),\"a\"))))","v":"a"},{"$f":"IF(OR(AND($AA388<>\"b\",$AA388<>\"c\"),$AF388=0,$AF388>=(65000/12000),Inventory!$AC144=\"\"),\"a\",VLOOKUP(Inventory!$AC144,$H$3:$I$5,2,FALSE))","v":"a"},null,{"$f":"IF(AND($AA388<>\"i\",$AA388<>\"j\"),\"a\",IF(AND($Z388=\"b\",Inventory!$L144=\"\"),\"a\",IF(AND($Z388=\"b\",Inventory!$L144<>\"\"),VLOOKUP(Inventory!$L144,$N$3:$O$6,2,FALSE),IF(AND(OR($Z388=\"c\",$Z388=\"d\"),Inventory!$AE144=\"\"),\"a\",IF(AND(OR($Z388=\"c\",$Z388=\"d\"),Inventory!$AE144<>\"\"),VLOOKUP(Inventory!$AE144,$N$3:$O$6,2,FALSE),\"a\")))))","v":"a"},{"$f":"IF(OR(AND($AA388<>\"e\",$AA388<>\"f\"),$AF388=0,Inventory!$AG144=\"\"),\"a\",VLOOKUP(Inventory!$AG144,$Q$3:$R$5,2,FALSE))","v":"a"},{"$f":"IF(OR(Inventory!C144=\"New Construction\",Inventory!C144=\"Replace-on-Burnout\",Inventory!C144=\"Early Retirement\"),Inventory!AT144,0)","v":0},"","","","","","","","","","","","",{"$f":"SUM($AG388:$AR388)","v":0},"aaaaa0","No","No",{"$f":"IF($Z388=\"a\",0,IF($Z388=\"b\",Inventory!$M144,Inventory!$AH144))","v":0},{"$f":"IF(OR($Z388=\"a\",AND($AU388=\"No\",$AV388=\"No\")),0,IF(AND($Z388=\"b\",Inventory!$O144=\"Btu/hr\"),Inventory!$N144,IF(AND($Z388=\"b\",Inventory!$O144=\"Tons\"),Inventory!$N144*12000,IF(AND(OR($Z388=\"c\",$Z388=\"d\"),Inventory!$AJ144=\"Btu/hr\"),Inventory!$AI144,IF(AND(OR($Z388=\"c\",$Z388=\"d\"),Inventory!$AJ144=\"Tons\"),Inventory!$AI144*12000,0)))))","v":0},0,0,"EER",0,"kW/ton",{"$f":"IF(OR($Z388=\"a\",$AV388=\"No\"),0,IF(AND($Z388=\"b\",Inventory!$Q144=\"Btu/hr\"),Inventory!$P144,IF(AND($Z388=\"b\",Inventory!$Q144=\"Tons\"),Inventory!$P144*12000,IF(AND(OR($Z388=\"c\",$Z388=\"d\"),Inventory!$AL144=\"Btu/hr\"),Inventory!$AK144,IF(AND(OR($Z388=\"c\",$Z388=\"d\"),Inventory!$AL144=\"Tons\"),Inventory!$AK144*12000,0)))))","v":0},0,0,"COP","No",{"$f":"IF(OR(Inventory!$J144=\"\",$BH388=\"No\"),\"-\",Inventory!$J144)","v":"-"},{"$f":"IFERROR(VLOOKUP($BI388,'Early Retirement'!$B$6:$C$32,2,FALSE),\"-\")","v":"-"},{"$f":"IF(OR($Z388<>\"b\",AND($AA388<>\"b\",$AA388<>\"c\")),\"n\",IF(AND($AS388<>1,$AS388<>2,$AS388<>7,$AS388<>8),\"n\",IF(Inventory!$K144=\"Split\",\"s\",IF(Inventory!$K144=\"Packaged\",\"p\",\"n\"))))","v":"n"},{"$f":"IF(AND($AA388<>\"i\",$AA388<>\"j\"),\"n\",IF(Inventory!$L144=\"Centrifugal\",\"c\",\"n\"))","v":"n"},"-","-",{"$f":"IFERROR(INDEX('Early Retirement'!$C$4:$AC$32,$BJ388,$BN388),0)","v":0},{"$f":"IFERROR(HLOOKUP($BN388,'Early Retirement'!$D$4:$AC$5,2,FALSE),0)","v":0},{"$f":"IFERROR(INDEX('Early Retirement'!$AE$4:$BE$32,$BJ388,$BN388),0)","v":0},{"$f":"IFERROR(HLOOKUP($BN388,'Early Retirement'!$AF$4:$BE$5,2,FALSE),0)","v":0},0,0,"kW/ton",{"$f":"IFERROR(INDEX('Early Retirement'!$BG$4:$CG$32,$BJ388,$BN388),0)","v":0},{"$f":"IFERROR(HLOOKUP($BN388,'Early Retirement'!$BH$4:$CH$5,2,FALSE),0)","v":0},0,"COP","Yes",0,0,"kW/ton",0,"COP",0,0,"kW/ton",0,"COP"]
[null,null,null,null,null,null,null,null,null,null,null,null,null,null,null,null,null,null,null,null,null,null,null,null,136,{"$f":"IF(Inventory!$C145=\"\",\"a\",VLOOKUP(Inventory!$C145,$B$8:$C$11,2,FALSE))","v":"a"},{"$f":"IF(AND($Z389=\"b\",Inventory!$I145=\"\"),\"a\",IF(AND($Z389=\"b\",Inventory!$I145<>\"\"),VLOOKUP(Inventory!$I145,$E$3:$F$12,2,FALSE),IF(AND(OR($Z389=\"c\",$Z389=\"d\"),Inventory!$AB145=\"\"),\"a\",IF(AND(OR($Z389=\"c\",$Z389=\"d\"),Inventory!$AB145<>\"\"),VLOOKUP(Inventory!$AB145,$E$3:$F$12,2,FALSE),\"a\"))))","v":"a"},{"$f":"IF(OR(AND($AA389<>\"b\",$AA389<>\"c\"),$AF389=0,$AF389>=(65000/12000),Inventory!$AC145=\"\"),\"a\",VLOOKUP(Inventory!$AC145,$H$3:$I$5,2,FALSE))","v":"a"},null,{"$f":"IF(AND($AA389<>\"i\",$AA389<>\"j\"),\"a\",IF(AND($Z389=\"b\",Inventory!$L145=\"\"),\"a\",IF(AND($Z389=\"b\",Inventory!$L145<>\"\"),VLOOKUP(Inventory!$L145,$N$3:$O$6,2,FALSE),IF(AND(OR($Z389=\"c\",$Z389=\"d\"),Inventory!$AE145=\"\"),\"a\",IF(AND(OR($Z389=\"c\",$Z389=\"d\"),Inventory!$AE145<>\"\"),VLOOKUP(Inventory!$AE145,$N$3:$O$6,2,FALSE),\"a\")))))","v":"a"},{"$f":"IF(OR(AND($AA389<>\"e\",$AA389<>\"f\"),$AF389=0,Inventory!$AG145=\"\"),\"a\",VLOOKUP(Inventory!$AG145,$Q$3:$R$5,2,FALSE))","v":"a"},{"$f":"IF(OR(Inventory!C145=\"New Construction\",Inventory!C145=\"Replace-on-Burnout\",Inventory!C145=\"Early Retirement\"),Inventory!AT145,0)","v":0},"","","","","","","","","","","","",0,"aaaaa0","No","No",{"$f":"IF($Z389=\"a\",0,IF($Z389=\"b\",Inventory!$M145,Inventory!$AH145))","v":0},{"$f":"IF(OR($Z389=\"a\",AND($AU389=\"No\",$AV389=\"No\")),0,IF(AND($Z389=\"b\",Inventory!$O145=\"Btu/hr\"),Inventory!$N145,IF(AND($Z389=\"b\",Inventory!$O145=\"Tons\"),Inventory!$N145*12000,IF(AND(OR($Z389=\"c\",$Z389=\"d\"),Inventory!$AJ145=\"Btu/hr\"),Inventory!$AI145,IF(AND(OR($Z389=\"c\",$Z389=\"d\"),Inventory!$AJ145=\"Tons\"),Inventory!$AI145*12000,0)))))","v":0},0,0,"EER",0,"kW/ton",{"$f":"IF(OR($Z389=\"a\",$AV389=\"No\"),0,IF(AND($Z389=\"b\",Inventory!$Q145=\"Btu/hr\"),Inventory!$P145,IF(AND($Z389=\"b\",Inventory!$Q145=\"Tons\"),Inventory!$P145*12000,IF(AND(OR($Z389=\"c\",$Z389=\"d\"),Inventory!$AL145=\"Btu/hr\"),Inventory!$AK145,IF(AND(OR($Z389=\"c\",$Z389=\"d\"),Inventory!$AL145=\"Tons\"),Inventory!$AK145*12000,0)))))","v":0},0,0,"COP","No",{"$f":"IF(OR(Inventory!$J145=\"\",$BH389=\"No\"),\"-\",Inventory!$J145)","v":"-"},{"$f":"IFERROR(VLOOKUP($BI389,'Early Retirement'!$B$6:$C$32,2,FALSE),\"-\")","v":"-"},{"$f":"IF(OR($Z389<>\"b\",AND($AA389<>\"b\",$AA389<>\"c\")),\"n\",IF(AND($AS389<>1,$AS389<>2,$AS389<>7,$AS389<>8),\"n\",IF(Inventory!$K145=\"Split\",\"s\",IF(Inventory!$K145=\"Packaged\",\"p\",\"n\"))))","v":"n"},{"$f":"IF(AND($AA389<>\"i\",$AA389<>\"j\"),\"n\",IF(Inventory!$L145=\"Centrifugal\",\"c\",\"n\"))","v":"n"},"-","-",{"$f":"IFERROR(INDEX('Early Retirement'!$C$4:$AC$32,$BJ389,$BN389),0)","v":0},{"$f":"IFERROR(HLOOKUP($BN389,'Early Retirement'!$D$4:$AC$5,2,FALSE),0)","v":0},{"$f":"IFERROR(INDEX('Early Retirement'!$AE$4:$BE$32,$BJ389,$BN389),0)","v":0},{"$f":"IFERROR(HLOOKUP($BN389,'Early Retirement'!$AF$4:$BE$5,2,FALSE),0)","v":0},0,0,"kW/ton",{"$f":"IFERROR(INDEX('Early Retirement'!$BG$4:$CG$32,$BJ389,$BN389),0)","v":0},{"$f":"IFERROR(HLOOKUP($BN389,'Early Retirement'!$BH$4:$CH$5,2,FALSE),0)","v":0},0,"COP","Yes",0,0,"kW/ton",0,"COP",0,0,"kW/ton",0,"COP"]
[null,null,null,null,null,null,null,null,null,null,null,null,null,null,null,null,null,null,null,null,null,null,null,null,137,{"$f":"IF(Inventory!$C146=\"\",\"a\",VLOOKUP(Inventory!$C146,$B$8:$C$11,2,FALSE))","v":"a"},{"$f":"IF(AND($Z390=\"b\",Inventory!$I146=\"\"),\"a\",IF(AND($Z390=\"b\",Inventory!$I146<>\"\"),VLOOKUP(Inventory!$I146,$E$3:$F$12,2,FALSE),IF(AND(OR($Z390=\"c\",$Z390=\"d\"),Inventory!$AB146=\"\"),\"a\",IF(AND(OR($Z390=\"c\",$Z390=\"d\"),Inventory!$AB146<>\"\"),VLOOKUP(Inventory!$AB146,$E$3:$F$12,2,FALSE),\"a\"))))","v":"a"},{"$f":"IF(OR(AND($AA390<>\"b\",$AA390<>\"c\"),$AF390=0,$AF390>=(65000/12000),Inventory!$AC146=\"\"),\"a\",VLOOKUP(Inventory!$AC146,$H$3:$I$5,2,FALSE))","v":"a"},null,{"$f":"IF(AND($AA390<>\"i\",$AA390<>\"j\"),\"a\",IF(AND($Z390=\"b\",Inventory!$L146=\"\"),\"a\",IF(AND($Z390=\"b\",Inventory!$L146<>\"\"),VLOOKUP(Inventory!$L146,$N$3:$O$6,2,FALSE),IF(AND(OR($Z390=\"c\",$Z390=\"d\"),Inventory!$AE146=\"\"),\"a\",IF(AND(OR($Z390=\"c\",$Z390=\"d\"),Inventory!$AE146<>\"\"),VLOOKUP(Inventory!$AE146,$N$3:$O$6,2,FALSE),\"a\")))))","v":"a"},{"$f":"IF(OR(AND($AA390<>\"e\",$AA390<>\"f\"),$AF390=0,Inventory!$AG146=\"\"),\"a\",VLOOKUP(Inventory!$AG146,$Q$3:$R$5,2,FALSE))","v":"a"},{"$f":"IF(OR(Inventory!C146=\"New Construction\",Inventory!C146=\"Replace-on-Burnout\",Inventory!C146=\"Early Retirement\"),Inventory!AT146,0)","v":0},"","","","","","","","","","","","",0,"aaaaa0","No","No",{"$f":"IF($Z390=\"a\",0,IF($Z390=\"b\",Inventory!$M146,Inventory!$AH146))","v":0},{"$f":"IF(OR($Z390=\"a\",AND($AU390=\"No\",$AV390=\"No\")),0,IF(AND($Z390=\"b\",Inventory!$O146=\"Btu/hr\"),Inventory!$N146,IF(AND($Z390=\"b\",Inventory!$O146=\"Tons\"),Inventory!$N146*12000,IF(AND(OR($Z390=\"c\",$Z390=\"d\"),Inventory!$AJ146=\"Btu/hr\"),Inventory!$AI146,IF(AND(OR($Z390=\"c\",$Z390=\"d\"),Inventory!$AJ146=\"Tons\"),Inventory!$AI146*12000,0)))))","v":0},0,0,"EER",0,"kW/ton",{"$f":"IF(OR($Z390=\"a\",$AV390=\"No\"),0,IF(AND($Z390=\"b\",Inventory!$Q146=\"Btu/hr\"),Inventory!$P146,IF(AND($Z390=\"b\",Inventory!$Q146=\"Tons\"),Inventory!$P146*12000,IF(AND(OR($Z390=\"c\",$Z390=\"d\"),Inventory!$AL146=\"Btu/hr\"),Inventory!$AK146,IF(AND(OR($Z390=\"c\",$Z390=\"d\"),Inventory!$AL146=\"Tons\"),Inventory!$AK146*12000,0)))))","v":0},0,0,"COP","No",{"$f":"IF(OR(Inventory!$J146=\"\",$BH390=\"No\"),\"-\",Inventory!$J146)","v":"-"},{"$f":"IFERROR(VLOOKUP($BI390,'Early Retirement'!$B$6:$C$32,2,FALSE),\"-\")","v":"-"},{"$f":"IF(OR($Z390<>\"b\",AND($AA390<>\"b\",$AA390<>\"c\")),\"n\",IF(AND($AS390<>1,$AS390<>2,$AS390<>7,$AS390<>8),\"n\",IF(Inventory!$K146=\"Split\",\"s\",IF(Inventory!$K146=\"Packaged\",\"p\",\"n\"))))","v":"n"},{"$f":"IF(AND($AA390<>\"i\",$AA390<>\"j\"),\"n\",IF(Inventory!$L146=\"Centrifugal\",\"c\",\"n\"))","v":"n"},"-","-",{"$f":"IFERROR(INDEX('Early Retirement'!$C$4:$AC$32,$BJ390,$BN390),0)","v":0},{"$f":"IFERROR(HLOOKUP($BN390,'Early Retirement'!$D$4:$AC$5,2,FALSE),0)","v":0},{"$f":"IFERROR(INDEX('Early Retirement'!$AE$4:$BE$32,$BJ390,$BN390),0)","v":0},{"$f":"IFERROR(HLOOKUP($BN390,'Early Retirement'!$AF$4:$BE$5,2,FALSE),0)","v":0},0,0,"kW/ton",{"$f":"IFERROR(INDEX('Early Retirement'!$BG$4:$CG$32,$BJ390,$BN390),0)","v":0},{"$f":"IFERROR(HLOOKUP($BN390,'Early Retirement'!$BH$4:$CH$5,2,FALSE),0)","v":0},0,"COP","Yes",0,0,"kW/ton",0,"COP",0,0,"kW/ton",0,"COP"]
[null,null,null,null,null,null,null,null,null,null,null,null,null,null,null,null,null,null,null,null,null,null,null,null,138,{"$f":"IF(Inventory!$C147=\"\",\"a\",VLOOKUP(Inventory!$C147,$B$8:$C$11,2,FALSE))","v":"a"},{"$f":"IF(AND($Z391=\"b\",Inventory!$I147=\"\"),\"a\",IF(AND($Z391=\"b\",Inventory!$I147<>\"\"),VLOOKUP(Inventory!$I147,$E$3:$F$12,2,FALSE),IF(AND(OR($Z391=\"c\",$Z391=\"d\"),Inventory!$AB147=\"\"),\"a\",IF(AND(OR($Z391=\"c\",$Z391=\"d\"),Inventory!$AB147<>\"\"),VLOOKUP(Inventory!$AB147,$E$3:$F$12,2,FALSE),\"a\"))))","v":"a"},{"$f":"IF(OR(AND($AA391<>\"b\",$AA391<>\"c\"),$AF391=0,$AF391>=(65000/12000),Inventory!$AC147=\"\"),\"a\",VLOOKUP(Inventory!$AC147,$H$3:$I$5,2,FALSE))","v":"a"},null,{"$f":"IF(AND($AA391<>\"i\",$AA391<>\"j\"),\"a\",IF(AND($Z391=\"b\",Inventory!$L147=\"\"),\"a\",IF(AND($Z391=\"b\",Inventory!$L147<>\"\"),VLOOKUP(Inventory!$L147,$N$3:$O$6,2,FALSE),IF(AND(OR($Z391=\"c\",$Z391=\"d\"),Inventory!$AE147=\"\"),\"a\",IF(AND(OR($Z391=\"c\",$Z391=\"d\"),Inventory!$AE147<>\"\"),VLOOKUP(Inventory!$AE147,$N$3:$O$6,2,FALSE),\"a\")))))","v":"a"},{"$f":"IF(OR(AND($AA391<>\"e\",$AA391<>\"f\"),$AF391=0,Inventory!$AG147=\"\"),\"a\",VLOOKUP(Inventory!$AG147,$Q$3:$R$5,2,FALSE))","v":"a"},{"$f":"IF(OR(Inventory!C147=\"New Construction\",Inventory!C147=\"Replace-on-Burnout\",Inventory!C147=\"Early Retirement\"),Inventory!AT147,0)","v":0},"","","","","","","","","","","","",0,"aaaaa0","No","No",{"$f":"IF($Z391=\"a\",0,IF($Z391=\"b\",Inventory!$M147,Inventory!$AH147))","v":0},{"$f":"IF(OR($Z391=\"a\",AND($AU391=\"No\",$AV391=\"No\")),0,IF(AND($Z391=\"b\",Inventory!$O147=\"Btu/hr\"),Inventory!$N147,IF(AND($Z391=\"b\",Inventory!$O147=\"Tons\"),Inventory!$N147*12000,IF(AND(OR($Z391=\"c\",$Z391=\"d\"),Inventory!$AJ147=\"Btu/hr\"),Inventory!$AI147,IF(AND(OR($Z391=\"c\",$Z391=\"d\"),Inventory!$AJ147=\"Tons\"),Inventory!$AI147*12000,0)))))","v":0},0,0,"EER",0,"kW/ton",{"$f":"IF(OR($Z391=\"a\",$AV391=\"No\"),0,IF(AND($Z391=\"b\",Inventory!$Q147=\"Btu/hr\"),Inventory!$P147,IF(AND($Z391=\"b\",Inventory!$Q147=\"Tons\"),Inventory!$P147*12000,IF(AND(OR($Z391=\"c\",$Z391=\"d\"),Inventory!$AL147=\"Btu/hr\"),Inventory!$AK147,IF(AND(OR($Z391=\"c\",$Z391=\"d\"),Inventory!$AL147=\"Tons\"),Inventory!$AK147*12000,0)))))","v":0},0,0,"COP","No",{"$f":"IF(OR(Inventory!$J147=\"\",$BH391=\"No\"),\"-\",Inventory!$J147)","v":"-"},{"$f":"IFERROR(VLOOKUP($BI391,'Early Retirement'!$B$6:$C$32,2,FALSE),\"-\")","v":"-"},{"$f":"IF(OR($Z391<>\"b\",AND($AA391<>\"b\",$AA391<>\"c\")),\"n\",IF(AND($AS391<>1,$AS391<>2,$AS391<>7,$AS391<>8),\"n\",IF(Inventory!$K147=\"Split\",\"s\",IF(Inventory!$K147=\"Packaged\",\"p\",\"n\"))))","v":"n"},{"$f":"IF(AND($AA391<>\"i\",$AA391<>\"j\"),\"n\",IF(Inventory!$L147=\"Centrifugal\",\"c\",\"n\"))","v":"n"},"-","-",{"$f":"IFERROR(INDEX('Early Retirement'!$C$4:$AC$32,$BJ391,$BN391),0)","v":0},{"$f":"IFERROR(HLOOKUP($BN391,'Early Retirement'!$D$4:$AC$5,2,FALSE),0)","v":0},{"$f":"IFERROR(INDEX('Early Retirement'!$AE$4:$BE$32,$BJ391,$BN391),0)","v":0},{"$f":"IFERROR(HLOOKUP($BN391,'Early Retirement'!$AF$4:$BE$5,2,FALSE),0)","v":0},0,0,"kW/ton",{"$f":"IFERROR(INDEX('Early Retirement'!$BG$4:$CG$32,$BJ391,$BN391),0)","v":0},{"$f":"IFERROR(HLOOKUP($BN391,'Early Retirement'!$BH$4:$CH$5,2,FALSE),0)","v":0},0,"COP","Yes",0,0,"kW/ton",0,"COP",0,0,"kW/ton",0,"COP"]
[null,null,null,null,null,null,null,null,null,null,null,null,null,null,null,null,null,null,null,null,null,null,null,null,139,{"$f":"IF(Inventory!$C148=\"\",\"a\",VLOOKUP(Inventory!$C148,$B$8:$C$11,2,FALSE))","v":"a"},{"$f":"IF(AND($Z392=\"b\",Inventory!$I148=\"\"),\"a\",IF(AND($Z392=\"b\",Inventory!$I148<>\"\"),VLOOKUP(Inventory!$I148,$E$3:$F$12,2,FALSE),IF(AND(OR($Z392=\"c\",$Z392=\"d\"),Inventory!$AB148=\"\"),\"a\",IF(AND(OR($Z392=\"c\",$Z392=\"d\"),Inventory!$AB148<>\"\"),VLOOKUP(Inventory!$AB148,$E$3:$F$12,2,FALSE),\"a\"))))","v":"a"},{"$f":"IF(OR(AND($AA392<>\"b\",$AA392<>\"c\"),$AF392=0,$AF392>=(65000/12000),Inventory!$AC148=\"\"),\"a\",VLOOKUP(Inventory!$AC148,$H$3:$I$5,2,FALSE))","v":"a"},null,{"$f":"IF(AND($AA392<>\"i\",$AA392<>\"j\"),\"a\",IF(AND($Z392=\"b\",Inventory!$L148=\"\"),\"a\",IF(AND($Z392=\"b\",Inventory!$L148<>\"\"),VLOOKUP(Inventory!$L148,$N$3:$O$6,2,FALSE),IF(AND(OR($Z392=\"c\",$Z392=\"d\"),Inventory!$AE148=\"\"),\"a\",IF(AND(OR($Z392=\"c\",$Z392=\"d\"),Inventory!$AE148<>\"\"),VLOOKUP(Inventory!$AE148,$N$3:$O$6,2,FALSE),\"a\")))))","v":"a"},{"$f":"IF(OR(AND($AA392<>\"e\",$AA392<>\"f\"),$AF392=0,Inventory!$AG148=\"\"),\"a\",VLOOKUP(Inventory!$AG148,$Q$3:$R$5,2,FALSE))","v":"a"},{"$f":"IF(OR(Inventory!C148=\"New Construction\",Inventory!C148=\"Replace-on-Burnout\",Inventory!C148=\"Early Retirement\"),Inventory!AT148,0)","v":0},"","","","","","","","","","","","",0,"aaaaa0","No","No",{"$f":"IF($Z392=\"a\",0,IF($Z392=\"b\",Inventory!$M148,Inventory!$AH148))","v":0},{"$f":"IF(OR($Z392=\"a\",AND($AU392=\"No\",$AV392=\"No\")),0,IF(AND($Z392=\"b\",Inventory!$O148=\"Btu/hr\"),Inventory!$N148,IF(AND($Z392=\"b\",Inventory!$O148=\"Tons\"),Inventory!$N148*12000,IF(AND(OR($Z392=\"c\",$Z392=\"d\"),Inventory!$AJ148=\"Btu/hr\"),Inventory!$AI148,IF(AND(OR($Z392=\"c\",$Z392=\"d\"),Inventory!$AJ148=\"Tons\"),Inventory!$AI148*12000,0)))))","v":0},0,0,"EER",0,"kW/ton",{"$f":"IF(OR($Z392=\"a\",$AV392=\"No\"),0,IF(AND($Z392=\"b\",Inventory!$Q148=\"Btu/hr\"),Inventory!$P148,IF(AND($Z392=\"b\",Inventory!$Q148=\"Tons\"),Inventory!$P148*12000,IF(AND(OR($Z392=\"c\",$Z392=\"d\"),Inventory!$AL148=\"Btu/hr\"),Inventory!$AK148,IF(AND(OR($Z392=\"c\",$Z392=\"d\"),Inventory!$AL148=\"Tons\"),Inventory!$AK148*12000,0)))))","v":0},0,0,"COP","No",{"$f":"IF(OR(Inventory!$J148=\"\",$BH392=\"No\"),\"-\",Inventory!$J148)","v":"-"},{"$f":"IFERROR(VLOOKUP($BI392,'Early Retirement'!$B$6:$C$32,2,FALSE),\"-\")","v":"-"},{"$f":"IF(OR($Z392<>\"b\",AND($AA392<>\"b\",$AA392<>\"c\")),\"n\",IF(AND($AS392<>1,$AS392<>2,$AS392<>7,$AS392<>8),\"n\",IF(Inventory!$K148=\"Split\",\"s\",IF(Inventory!$K148=\"Packaged\",\"p\",\"n\"))))","v":"n"},{"$f":"IF(AND($AA392<>\"i\",$AA392<>\"j\"),\"n\",IF(Inventory!$L148=\"Centrifugal\",\"c\",\"n\"))","v":"n"},"-","-",{"$f":"IFERROR(INDEX('Early Retirement'!$C$4:$AC$32,$BJ392,$BN392),0)","v":0},{"$f":"IFERROR(HLOOKUP($BN392,'Early Retirement'!$D$4:$AC$5,2,FALSE),0)","v":0},{"$f":"IFERROR(INDEX('Early Retirement'!$AE$4:$BE$32,$BJ392,$BN392),0)","v":0},{"$f":"IFERROR(HLOOKUP($BN392,'Early Retirement'!$AF$4:$BE$5,2,FALSE),0)","v":0},0,0,"kW/ton",{"$f":"IFERROR(INDEX('Early Retirement'!$BG$4:$CG$32,$BJ392,$BN392),0)","v":0},{"$f":"IFERROR(HLOOKUP($BN392,'Early Retirement'!$BH$4:$CH$5,2,FALSE),0)","v":0},0,"COP","Yes",0,0,"kW/ton",0,"COP",0,0,"kW/ton",0,"COP"]
[null,null,null,null,null,null,null,null,null,null,null,null,null,null,null,null,null,null,null,null,null,null,null,null,140,{"$f":"IF(Inventory!$C149=\"\",\"a\",VLOOKUP(Inventory!$C149,$B$8:$C$11,2,FALSE))","v":"a"},{"$f":"IF(AND($Z393=\"b\",Inventory!$I149=\"\"),\"a\",IF(AND($Z393=\"b\",Inventory!$I149<>\"\"),VLOOKUP(Inventory!$I149,$E$3:$F$12,2,FALSE),IF(AND(OR($Z393=\"c\",$Z393=\"d\"),Inventory!$AB149=\"\"),\"a\",IF(AND(OR($Z393=\"c\",$Z393=\"d\"),Inventory!$AB149<>\"\"),VLOOKUP(Inventory!$AB149,$E$3:$F$12,2,FALSE),\"a\"))))","v":"a"},{"$f":"IF(OR(AND($AA393<>\"b\",$AA393<>\"c\"),$AF393=0,$AF393>=(65000/12000),Inventory!$AC149=\"\"),\"a\",VLOOKUP(Inventory!$AC149,$H$3:$I$5,2,FALSE))","v":"a"},null,{"$f":"IF(AND($AA393<>\"i\",$AA393<>\"j\"),\"a\",IF(AND($Z393=\"b\",Inventory!$L149=\"\"),\"a\",IF(AND($Z393=\"b\",Inventory!$L149<>\"\"),VLOOKUP(Inventory!$L149,$N$3:$O$6,2,FALSE),IF(AND(OR($Z393=\"c\",$Z393=\"d\"),Inventory!$AE149=\"\"),\"a\",IF(AND(OR($Z393=\"c\",$Z393=\"d\"),Inventory!$AE149<>\"\"),VLOOKUP(Inventory!$AE149,$N$3:$O$6,2,FALSE),\"a\")))))","v":"a"},{"$f":"IF(OR(AND($AA393<>\"e\",$AA393<>\"f\"),$AF393=0,Inventory!$AG149=\"\"),\"a\",VLOOKUP(Inventory!$AG149,$Q$3:$R$5,2,FALSE))","v":"a"},{"$f":"IF(OR(Inventory!C149=\"New Construction\",Inventory!C149=\"Replace-on-Burnout\",Inventory!C149=\"Early Retirement\"),Inventory!AT149,0)","v":0},"","","","","","","","","","","","",0,"aaaaa0","No","No",{"$f":"IF($Z393=\"a\",0,IF($Z393=\"b\",Inventory!$M149,Inventory!$AH149))","v":0},{"$f":"IF(OR($Z393=\"a\",AND($AU393=\"No\",$AV393=\"No\")),0,IF(AND($Z393=\"b\",Inventory!$O149=\"Btu/hr\"),Inventory!$N149,IF(AND($Z393=\"b\",Inventory!$O149=\"Tons\"),Inventory!$N149*12000,IF(AND(OR($Z393=\"c\",$Z393=\"d\"),Inventory!$AJ149=\"Btu/hr\"),Inventory!$AI149,IF(AND(OR($Z393=\"c\",$Z393=\"d\"),Inventory!$AJ149=\"Tons\"),Inventory!$AI149*12000,0)))))","v":0},0,0,"EER",0,"kW/ton",{"$f":"IF(OR($Z393=\"a\",$AV393=\"No\"),0,IF(AND($Z393=\"b\",Inventory!$Q149=\"Btu/hr\"),Inventory!$P149,IF(AND($Z393=\"b\",Inventory!$Q149=\"Tons\"),Inventory!$P149*12000,IF(AND(OR($Z393=\"c\",$Z393=\"d\"),Inventory!$AL149=\"Btu/hr\"),Inventory!$AK149,IF(AND(OR($Z393=\"c\",$Z393=\"d\"),Inventory!$AL149=\"Tons\"),Inventory!$AK149*12000,0)))))","v":0},0,0,"COP","No",{"$f":"IF(OR(Inventory!$J149=\"\",$BH393=\"No\"),\"-\",Inventory!$J149)","v":"-"},{"$f":"IFERROR(VLOOKUP($BI393,'Early Retirement'!$B$6:$C$32,2,FALSE),\"-\")","v":"-"},{"$f":"IF(OR($Z393<>\"b\",AND($AA393<>\"b\",$AA393<>\"c\")),\"n\",IF(AND($AS393<>1,$AS393<>2,$AS393<>7,$AS393<>8),\"n\",IF(Inventory!$K149=\"Split\",\"s\",IF(Inventory!$K149=\"Packaged\",\"p\",\"n\"))))","v":"n"},{"$f":"IF(AND($AA393<>\"i\",$AA393<>\"j\"),\"n\",IF(Inventory!$L149=\"Centrifugal\",\"c\",\"n\"))","v":"n"},"-","-",{"$f":"IFERROR(INDEX('Early Retirement'!$C$4:$AC$32,$BJ393,$BN393),0)","v":0},{"$f":"IFERROR(HLOOKUP($BN393,'Early Retirement'!$D$4:$AC$5,2,FALSE),0)","v":0},{"$f":"IFERROR(INDEX('Early Retirement'!$AE$4:$BE$32,$BJ393,$BN393),0)","v":0},{"$f":"IFERROR(HLOOKUP($BN393,'Early Retirement'!$AF$4:$BE$5,2,FALSE),0)","v":0},0,0,"kW/ton",{"$f":"IFERROR(INDEX('Early Retirement'!$BG$4:$CG$32,$BJ393,$BN393),0)","v":0},{"$f":"IFERROR(HLOOKUP($BN393,'Early Retirement'!$BH$4:$CH$5,2,FALSE),0)","v":0},0,"COP","Yes",0,0,"kW/ton",0,"COP",0,0,"kW/ton",0,"COP"]
[null,null,null,null,null,null,null,null,null,null,null,null,null,null,null,null,null,null,null,null,null,null,null,null,141,{"$f":"IF(Inventory!$C150=\"\",\"a\",VLOOKUP(Inventory!$C150,$B$8:$C$11,2,FALSE))","v":"a"},{"$f":"IF(AND($Z394=\"b\",Inventory!$I150=\"\"),\"a\",IF(AND($Z394=\"b\",Inventory!$I150<>\"\"),VLOOKUP(Inventory!$I150,$E$3:$F$12,2,FALSE),IF(AND(OR($Z394=\"c\",$Z394=\"d\"),Inventory!$AB150=\"\"),\"a\",IF(AND(OR($Z394=\"c\",$Z394=\"d\"),Inventory!$AB150<>\"\"),VLOOKUP(Inventory!$AB150,$E$3:$F$12,2,FALSE),\"a\"))))","v":"a"},{"$f":"IF(OR(AND($AA394<>\"b\",$AA394<>\"c\"),$AF394=0,$AF394>=(65000/12000),Inventory!$AC150=\"\"),\"a\",VLOOKUP(Inventory!$AC150,$H$3:$I$5,2,FALSE))","v":"a"},null,{"$f":"IF(AND($AA394<>\"i\",$AA394<>\"j\"),\"a\",IF(AND($Z394=\"b\",Inventory!$L150=\"\"),\"a\",IF(AND($Z394=\"b\",Inventory!$L150<>\"\"),VLOOKUP(Inventory!$L150,$N$3:$O$6,2,FALSE),IF(AND(OR($Z394=\"c\",$Z394=\"d\"),Inventory!$AE150=\"\"),\"a\",IF(AND(OR($Z394=\"c\",$Z394=\"d\"),Inventory!$AE150<>\"\"),VLOOKUP(Inventory!$AE150,$N$3:$O$6,2,FALSE),\"a\")))))","v":"a"},{"$f":"IF(OR(AND($AA394<>\"e\",$AA394<>\"f\"),$AF394=0,Inventory!$AG150=\"\"),\"a\",VLOOKUP(Inventory!$AG150,$Q$3:$R$5,2,FALSE))","v":"a"},{"$f":"IF(OR(Inventory!C150=\"New Construction\",Inventory!C150=\"Replace-on-Burnout\",Inventory!C150=\"Early Retirement\"),Inventory!AT150,0)","v":0},"","","","","","","","","","","","",0,"aaaaa0","No","No",{"$f":"IF($Z394=\"a\",0,IF($Z394=\"b\",Inventory!$M150,Inventory!$AH150))","v":0},{"$f":"IF(OR($Z394=\"a\",AND($AU394=\"No\",$AV394=\"No\")),0,IF(AND($Z394=\"b\",Inventory!$O150=\"Btu/hr\"),Inventory!$N150,IF(AND($Z394=\"b\",Inventory!$O150=\"Tons\"),Inventory!$N150*12000,IF(AND(OR($Z394=\"c\",$Z394=\"d\"),Inventory!$AJ150=\"Btu/hr\"),Inventory!$AI150,IF(AND(OR($Z394=\"c\",$Z394=\"d\"),Inventory!$AJ150=\"Tons\"),Inventory!$AI150*12000,0)))))","v":0},0,0,"EER",0,"kW/ton",{"$f":"IF(OR($Z394=\"a\",$AV394=\"No\"),0,IF(AND($Z394=\"b\",Inventory!$Q150=\"Btu/hr\"),Inventory!$P150,IF(AND($Z394=\"b\",Inventory!$Q150=\"Tons\"),Inventory!$P150*12000,IF(AND(OR($Z394=\"c\",$Z394=\"d\"),Inventory!$AL150=\"Btu/hr\"),Inventory!$AK150,IF(AND(OR($Z394=\"c\",$Z394=\"d\"),Inventory!$AL150=\"Tons\"),Inventory!$AK150*12000,0)))))","v":0},0,0,"COP","No",{"$f":"IF(OR(Inventory!$J150=\"\",$BH394=\"No\"),\"-\",Inventory!$J150)","v":"-"},{"$f":"IFERROR(VLOOKUP($BI394,'Early Retirement'!$B$6:$C$32,2,FALSE),\"-\")","v":"-"},{"$f":"IF(OR($Z394<>\"b\",AND($AA394<>\"b\",$AA394<>\"c\")),\"n\",IF(AND($AS394<>1,$AS394<>2,$AS394<>7,$AS394<>8),\"n\",IF(Inventory!$K150=\"Split\",\"s\",IF(Inventory!$K150=\"Packaged\",\"p\",\"n\"))))","v":"n"},{"$f":"IF(AND($AA394<>\"i\",$AA394<>\"j\"),\"n\",IF(Inventory!$L150=\"Centrifugal\",\"c\",\"n\"))","v":"n"},"-","-",{"$f":"IFERROR(INDEX('Early Retirement'!$C$4:$AC$32,$BJ394,$BN394),0)","v":0},{"$f":"IFERROR(HLOOKUP($BN394,'Early Retirement'!$D$4:$AC$5,2,FALSE),0)","v":0},{"$f":"IFERROR(INDEX('Early Retirement'!$AE$4:$BE$32,$BJ394,$BN394),0)","v":0},{"$f":"IFERROR(HLOOKUP($BN394,'Early Retirement'!$AF$4:$BE$5,2,FALSE),0)","v":0},0,0,"kW/ton",{"$f":"IFERROR(INDEX('Early Retirement'!$BG$4:$CG$32,$BJ394,$BN394),0)","v":0},{"$f":"IFERROR(HLOOKUP($BN394,'Early Retirement'!$BH$4:$CH$5,2,FALSE),0)","v":0},0,"COP","Yes",0,0,"kW/ton",0,"COP",0,0,"kW/ton",0,"COP"]
[null,null,null,null,null,null,null,null,null,null,null,null,null,null,null,null,null,null,null,null,null,null,null,null,142,{"$f":"IF(Inventory!$C151=\"\",\"a\",VLOOKUP(Inventory!$C151,$B$8:$C$11,2,FALSE))","v":"a"},{"$f":"IF(AND($Z395=\"b\",Inventory!$I151=\"\"),\"a\",IF(AND($Z395=\"b\",Inventory!$I151<>\"\"),VLOOKUP(Inventory!$I151,$E$3:$F$12,2,FALSE),IF(AND(OR($Z395=\"c\",$Z395=\"d\"),Inventory!$AB151=\"\"),\"a\",IF(AND(OR($Z395=\"c\",$Z395=\"d\"),Inventory!$AB151<>\"\"),VLOOKUP(Inventory!$AB151,$E$3:$F$12,2,FALSE),\"a\"))))","v":"a"},{"$f":"IF(OR(AND($AA395<>\"b\",$AA395<>\"c\"),$AF395=0,$AF395>=(65000/12000),Inventory!$AC151=\"\"),\"a\",VLOOKUP(Inventory!$AC151,$H$3:$I$5,2,FALSE))","v":"a"},null,{"$f":"IF(AND($AA395<>\"i\",$AA395<>\"j\"),\"a\",IF(AND($Z395=\"b\",Inventory!$L151=\"\"),\"a\",IF(AND($Z395=\"b\",Inventory!$L151<>\"\"),VLOOKUP(Inventory!$L151,$N$3:$O$6,2,FALSE),IF(AND(OR($Z395=\"c\",$Z395=\"d\"),Inventory!$AE151=\"\"),\"a\",IF(AND(OR($Z395=\"c\",$Z395=\"d\"),Inventory!$AE151<>\"\"),VLOOKUP(Inventory!$AE151,$N$3:$O$6,2,FALSE),\"a\")))))","v":"a"},{"$f":"IF(OR(AND($AA395<>\"e\",$AA395<>\"f\"),$AF395=0,Inventory!$AG151=\"\"),\"a\",VLOOKUP(Inventory!$AG151,$Q$3:$R$5,2,FALSE))","v":"a"},{"$f":"IF(OR(Inventory!C151=\"New Construction\",Inventory!C151=\"Replace-on-Burnout\",Inventory!C151=\"Early Retirement\"),Inventory!AT151,0)","v":0},"","","","","","","","","","","","",0,"aaaaa0","No","No",{"$f":"IF($Z395=\"a\",0,IF($Z395=\"b\",Inventory!$M151,Inventory!$AH151))","v":0},{"$f":"IF(OR($Z395=\"a\",AND($AU395=\"No\",$AV395=\"No\")),0,IF(AND($Z395=\"b\",Inventory!$O151=\"Btu/hr\"),Inventory!$N151,IF(AND($Z395=\"b\",Inventory!$O151=\"Tons\"),Inventory!$N151*12000,IF(AND(OR($Z395=\"c\",$Z395=\"d\"),Inventory!$AJ151=\"Btu/hr\"),Inventory!$AI151,IF(AND(OR($Z395=\"c\",$Z395=\"d\"),Inventory!$AJ151=\"Tons\"),Inventory!$AI151*12000,0)))))","v":0},0,0,"EER",0,"kW/ton",{"$f":"IF(OR($Z395=\"a\",$AV395=\"No\"),0,IF(AND($Z395=\"b\",Inventory!$Q151=\"Btu/hr\"),Inventory!$P151,IF(AND($Z395=\"b\",Inventory!$Q151=\"Tons\"),Inventory!$P151*12000,IF(AND(OR($Z395=\"c\",$Z395=\"d\"),Inventory!$AL151=\"Btu/hr\"),Inventory!$AK151,IF(AND(OR($Z395=\"c\",$Z395=\"d\"),Inventory!$AL151=\"Tons\"),Inventory!$AK151*12000,0)))))","v":0},0,0,"COP","No",{"$f":"IF(OR(Inventory!$J151=\"\",$BH395=\"No\"),\"-\",Inventory!$J151)","v":"-"},{"$f":"IFERROR(VLOOKUP($BI395,'Early Retirement'!$B$6:$C$32,2,FALSE),\"-\")","v":"-"},{"$f":"IF(OR($Z395<>\"b\",AND($AA395<>\"b\",$AA395<>\"c\")),\"n\",IF(AND($AS395<>1,$AS395<>2,$AS395<>7,$AS395<>8),\"n\",IF(Inventory!$K151=\"Split\",\"s\",IF(Inventory!$K151=\"Packaged\",\"p\",\"n\"))))","v":"n"},{"$f":"IF(AND($AA395<>\"i\",$AA395<>\"j\"),\"n\",IF(Inventory!$L151=\"Centrifugal\",\"c\",\"n\"))","v":"n"},"-","-",{"$f":"IFERROR(INDEX('Early Retirement'!$C$4:$AC$32,$BJ395,$BN395),0)","v":0},{"$f":"IFERROR(HLOOKUP($BN395,'Early Retirement'!$D$4:$AC$5,2,FALSE),0)","v":0},{"$f":"IFERROR(INDEX('Early Retirement'!$AE$4:$BE$32,$BJ395,$BN395),0)","v":0},{"$f":"IFERROR(HLOOKUP($BN395,'Early Retirement'!$AF$4:$BE$5,2,FALSE),0)","v":0},0,0,"kW/ton",{"$f":"IFERROR(INDEX('Early Retirement'!$BG$4:$CG$32,$BJ395,$BN395),0)","v":0},{"$f":"IFERROR(HLOOKUP($BN395,'Early Retirement'!$BH$4:$CH$5,2,FALSE),0)","v":0},0,"COP","Yes",0,0,"kW/ton",0,"COP",0,0,"kW/ton",0,"COP"]
[null,null,null,null,null,null,null,null,null,null,null,null,null,null,null,null,null,null,null,null,null,null,null,null,143,{"$f":"IF(Inventory!$C152=\"\",\"a\",VLOOKUP(Inventory!$C152,$B$8:$C$11,2,FALSE))","v":"a"},{"$f":"IF(AND($Z396=\"b\",Inventory!$I152=\"\"),\"a\",IF(AND($Z396=\"b\",Inventory!$I152<>\"\"),VLOOKUP(Inventory!$I152,$E$3:$F$12,2,FALSE),IF(AND(OR($Z396=\"c\",$Z396=\"d\"),Inventory!$AB152=\"\"),\"a\",IF(AND(OR($Z396=\"c\",$Z396=\"d\"),Inventory!$AB152<>\"\"),VLOOKUP(Inventory!$AB152,$E$3:$F$12,2,FALSE),\"a\"))))","v":"a"},{"$f":"IF(OR(AND($AA396<>\"b\",$AA396<>\"c\"),$AF396=0,$AF396>=(65000/12000),Inventory!$AC152=\"\"),\"a\",VLOOKUP(Inventory!$AC152,$H$3:$I$5,2,FALSE))","v":"a"},null,{"$f":"IF(AND($AA396<>\"i\",$AA396<>\"j\"),\"a\",IF(AND($Z396=\"b\",Inventory!$L152=\"\"),\"a\",IF(AND($Z396=\"b\",Inventory!$L152<>\"\"),VLOOKUP(Inventory!$L152,$N$3:$O$6,2,FALSE),IF(AND(OR($Z396=\"c\",$Z396=\"d\"),Inventory!$AE152=\"\"),\"a\",IF(AND(OR($Z396=\"c\",$Z396=\"d\"),Inventory!$AE152<>\"\"),VLOOKUP(Inventory!$AE152,$N$3:$O$6,2,FALSE),\"a\")))))","v":"a"},{"$f":"IF(OR(AND($AA396<>\"e\",$AA396<>\"f\"),$AF396=0,Inventory!$AG152=\"\"),\"a\",VLOOKUP(Inventory!$AG152,$Q$3:$R$5,2,FALSE))","v":"a"},{"$f":"IF(OR(Inventory!C152=\"New Construction\",Inventory!C152=\"Replace-on-Burnout\",Inventory!C152=\"Early Retirement\"),Inventory!AT152,0)","v":0},"","","","","","","","","","","","",0,"aaaaa0","No","No",{"$f":"IF($Z396=\"a\",0,IF($Z396=\"b\",Inventory!$M152,Inventory!$AH152))","v":0},{"$f":"IF(OR($Z396=\"a\",AND($AU396=\"No\",$AV396=\"No\")),0,IF(AND($Z396=\"b\",Inventory!$O152=\"Btu/hr\"),Inventory!$N152,IF(AND($Z396=\"b\",Inventory!$O152=\"Tons\"),Inventory!$N152*12000,IF(AND(OR($Z396=\"c\",$Z396=\"d\"),Inventory!$AJ152=\"Btu/hr\"),Inventory!$AI152,IF(AND(OR($Z396=\"c\",$Z396=\"d\"),Inventory!$AJ152=\"Tons\"),Inventory!$AI152*12000,0)))))","v":0},0,0,"EER",0,"kW/ton",{"$f":"IF(OR($Z396=\"a\",$AV396=\"No\"),0,IF(AND($Z396=\"b\",Inventory!$Q152=\"Btu/hr\"),Inventory!$P152,IF(AND($Z396=\"b\",Inventory!$Q152=\"Tons\"),Inventory!$P152*12000,IF(AND(OR($Z396=\"c\",$Z396=\"d\"),Inventory!$AL152=\"Btu/hr\"),Inventory!$AK152,IF(AND(OR($Z396=\"c\",$Z396=\"d\"),Inventory!$AL152=\"Tons\"),Inventory!$AK152*12000,0)))))","v":0},0,0,"COP","No",{"$f":"IF(OR(Inventory!$J152=\"\",$BH396=\"No\"),\"-\",Inventory!$J152)","v":"-"},{"$f":"IFERROR(VLOOKUP($BI396,'Early Retirement'!$B$6:$C$32,2,FALSE),\"-\")","v":"-"},{"$f":"IF(OR($Z396<>\"b\",AND($AA396<>\"b\",$AA396<>\"c\")),\"n\",IF(AND($AS396<>1,$AS396<>2,$AS396<>7,$AS396<>8),\"n\",IF(Inventory!$K152=\"Split\",\"s\",IF(Inventory!$K152=\"Packaged\",\"p\",\"n\"))))","v":"n"},{"$f":"IF(AND($AA396<>\"i\",$AA396<>\"j\"),\"n\",IF(Inventory!$L152=\"Centrifugal\",\"c\",\"n\"))","v":"n"},"-","-",{"$f":"IFERROR(INDEX('Early Retirement'!$C$4:$AC$32,$BJ396,$BN396),0)","v":0},{"$f":"IFERROR(HLOOKUP($BN396,'Early Retirement'!$D$4:$AC$5,2,FALSE),0)","v":0},{"$f":"IFERROR(INDEX('Early Retirement'!$AE$4:$BE$32,$BJ396,$BN396),0)","v":0},{"$f":"IFERROR(HLOOKUP($BN396,'Early Retirement'!$AF$4:$BE$5,2,FALSE),0)","v":0},0,0,"kW/ton",{"$f":"IFERROR(INDEX('Early Retirement'!$BG$4:$CG$32,$BJ396,$BN396),0)","v":0},{"$f":"IFERROR(HLOOKUP($BN396,'Early Retirement'!$BH$4:$CH$5,2,FALSE),0)","v":0},0,"COP","Yes",0,0,"kW/ton",0,"COP",0,0,"kW/ton",0,"COP"]
[null,null,null,null,null,null,null,null,null,null,null,null,null,null,null,null,null,null,null,null,null,null,null,null,144,{"$f":"IF(Inventory!$C153=\"\",\"a\",VLOOKUP(Inventory!$C153,$B$8:$C$11,2,FALSE))","v":"a"},{"$f":"IF(AND($Z397=\"b\",Inventory!$I153=\"\"),\"a\",IF(AND($Z397=\"b\",Inventory!$I153<>\"\"),VLOOKUP(Inventory!$I153,$E$3:$F$12,2,FALSE),IF(AND(OR($Z397=\"c\",$Z397=\"d\"),Inventory!$AB153=\"\"),\"a\",IF(AND(OR($Z397=\"c\",$Z397=\"d\"),Inventory!$AB153<>\"\"),VLOOKUP(Inventory!$AB153,$E$3:$F$12,2,FALSE),\"a\"))))","v":"a"},{"$f":"IF(OR(AND($AA397<>\"b\",$AA397<>\"c\"),$AF397=0,$AF397>=(65000/12000),Inventory!$AC153=\"\"),\"a\",VLOOKUP(Inventory!$AC153,$H$3:$I$5,2,FALSE))","v":"a"},null,{"$f":"IF(AND($AA397<>\"i\",$AA397<>\"j\"),\"a\",IF(AND($Z397=\"b\",Inventory!$L153=\"\"),\"a\",IF(AND($Z397=\"b\",Inventory!$L153<>\"\"),VLOOKUP(Inventory!$L153,$N$3:$O$6,2,FALSE),IF(AND(OR($Z397=\"c\",$Z397=\"d\"),Inventory!$AE153=\"\"),\"a\",IF(AND(OR($Z397=\"c\",$Z397=\"d\"),Inventory!$AE153<>\"\"),VLOOKUP(Inventory!$AE153,$N$3:$O$6,2,FALSE),\"a\")))))","v":"a"},{"$f":"IF(OR(AND($AA397<>\"e\",$AA397<>\"f\"),$AF397=0,Inventory!$AG153=\"\"),\"a\",VLOOKUP(Inventory!$AG153,$Q$3:$R$5,2,FALSE))","v":"a"},{"$f":"IF(OR(Inventory!C153=\"New Construction\",Inventory!C153=\"Replace-on-Burnout\",Inventory!C153=\"Early Retirement\"),Inventory!AT153,0)","v":0},"","","","","","","","","","","","",0,"aaaaa0","No","No",{"$f":"IF($Z397=\"a\",0,IF($Z397=\"b\",Inventory!$M153,Inventory!$AH153))","v":0},{"$f":"IF(OR($Z397=\"a\",AND($AU397=\"No\",$AV397=\"No\")),0,IF(AND($Z397=\"b\",Inventory!$O153=\"Btu/hr\"),Inventory!$N153,IF(AND($Z397=\"b\",Inventory!$O153=\"Tons\"),Inventory!$N153*12000,IF(AND(OR($Z397=\"c\",$Z397=\"d\"),Inventory!$AJ153=\"Btu/hr\"),Inventory!$AI153,IF(AND(OR($Z397=\"c\",$Z397=\"d\"),Inventory!$AJ153=\"Tons\"),Inventory!$AI153*12000,0)))))","v":0},0,0,"EER",0,"kW/ton",{"$f":"IF(OR($Z397=\"a\",$AV397=\"No\"),0,IF(AND($Z397=\"b\",Inventory!$Q153=\"Btu/hr\"),Inventory!$P153,IF(AND($Z397=\"b\",Inventory!$Q153=\"Tons\"),Inventory!$P153*12000,IF(AND(OR($Z397=\"c\",$Z397=\"d\"),Inventory!$AL153=\"Btu/hr\"),Inventory!$AK153,IF(AND(OR($Z397=\"c\",$Z397=\"d\"),Inventory!$AL153=\"Tons\"),Inventory!$AK153*12000,0)))))","v":0},0,0,"COP","No",{"$f":"IF(OR(Inventory!$J153=\"\",$BH397=\"No\"),\"-\",Inventory!$J153)","v":"-"},{"$f":"IFERROR(VLOOKUP($BI397,'Early Retirement'!$B$6:$C$32,2,FALSE),\"-\")","v":"-"},{"$f":"IF(OR($Z397<>\"b\",AND($AA397<>\"b\",$AA397<>\"c\")),\"n\",IF(AND($AS397<>1,$AS397<>2,$AS397<>7,$AS397<>8),\"n\",IF(Inventory!$K153=\"Split\",\"s\",IF(Inventory!$K153=\"Packaged\",\"p\",\"n\"))))","v":"n"},{"$f":"IF(AND($AA397<>\"i\",$AA397<>\"j\"),\"n\",IF(Inventory!$L153=\"Centrifugal\",\"c\",\"n\"))","v":"n"},"-","-",{"$f":"IFERROR(INDEX('Early Retirement'!$C$4:$AC$32,$BJ397,$BN397),0)","v":0},{"$f":"IFERROR(HLOOKUP($BN397,'Early Retirement'!$D$4:$AC$5,2,FALSE),0)","v":0},{"$f":"IFERROR(INDEX('Early Retirement'!$AE$4:$BE$32,$BJ397,$BN397),0)","v":0},{"$f":"IFERROR(HLOOKUP($BN397,'Early Retirement'!$AF$4:$BE$5,2,FALSE),0)","v":0},0,0,"kW/ton",{"$f":"IFERROR(INDEX('Early Retirement'!$BG$4:$CG$32,$BJ397,$BN397),0)","v":0},{"$f":"IFERROR(HLOOKUP($BN397,'Early Retirement'!$BH$4:$CH$5,2,FALSE),0)","v":0},0,"COP","Yes",0,0,"kW/ton",0,"COP",0,0,"kW/ton",0,"COP"]
[null,null,null,null,null,null,null,null,null,null,null,null,null,null,null,null,null,null,null,null,null,null,null,null,145,{"$f":"IF(Inventory!$C154=\"\",\"a\",VLOOKUP(Inventory!$C154,$B$8:$C$11,2,FALSE))","v":"a"},{"$f":"IF(AND($Z398=\"b\",Inventory!$I154=\"\"),\"a\",IF(AND($Z398=\"b\",Inventory!$I154<>\"\"),VLOOKUP(Inventory!$I154,$E$3:$F$12,2,FALSE),IF(AND(OR($Z398=\"c\",$Z398=\"d\"),Inventory!$AB154=\"\"),\"a\",IF(AND(OR($Z398=\"c\",$Z398=\"d\"),Inventory!$AB154<>\"\"),VLOOKUP(Inventory!$AB154,$E$3:$F$12,2,FALSE),\"a\"))))","v":"a"},{"$f":"IF(OR(AND($AA398<>\"b\",$AA398<>\"c\"),$AF398=0,$AF398>=(65000/12000),Inventory!$AC154=\"\"),\"a\",VLOOKUP(Inventory!$AC154,$H$3:$I$5,2,FALSE))","v":"a"},null,{"$f":"IF(AND($AA398<>\"i\",$AA398<>\"j\"),\"a\",IF(AND($Z398=\"b\",Inventory!$L154=\"\"),\"a\",IF(AND($Z398=\"b\",Inventory!$L154<>\"\"),VLOOKUP(Inventory!$L154,$N$3:$O$6,2,FALSE),IF(AND(OR($Z398=\"c\",$Z398=\"d\"),Inventory!$AE154=\"\"),\"a\",IF(AND(OR($Z398=\"c\",$Z398=\"d\"),Inventory!$AE154<>\"\"),VLOOKUP(Inventory!$AE154,$N$3:$O$6,2,FALSE),\"a\")))))","v":"a"},{"$f":"IF(OR(AND($AA398<>\"e\",$AA398<>\"f\"),$AF398=0,Inventory!$AG154=\"\"),\"a\",VLOOKUP(Inventory!$AG154,$Q$3:$R$5,2,FALSE))","v":"a"},{"$f":"IF(OR(Inventory!C154=\"New Construction\",Inventory!C154=\"Replace-on-Burnout\",Inventory!C154=\"Early Retirement\"),Inventory!AT154,0)","v":0},"","","","","","","","","","","","",0,"aaaaa0","No","No",{"$f":"IF($Z398=\"a\",0,IF($Z398=\"b\",Inventory!$M154,Inventory!$AH154))","v":0},{"$f":"IF(OR($Z398=\"a\",AND($AU398=\"No\",$AV398=\"No\")),0,IF(AND($Z398=\"b\",Inventory!$O154=\"Btu/hr\"),Inventory!$N154,IF(AND($Z398=\"b\",Inventory!$O154=\"Tons\"),Inventory!$N154*12000,IF(AND(OR($Z398=\"c\",$Z398=\"d\"),Inventory!$AJ154=\"Btu/hr\"),Inventory!$AI154,IF(AND(OR($Z398=\"c\",$Z398=\"d\"),Inventory!$AJ154=\"Tons\"),Inventory!$AI154*12000,0)))))","v":0},0,0,"EER",0,"kW/ton",{"$f":"IF(OR($Z398=\"a\",$AV398=\"No\"),0,IF(AND($Z398=\"b\",Inventory!$Q154=\"Btu/hr\"),Inventory!$P154,IF(AND($Z398=\"b\",Inventory!$Q154=\"Tons\"),Inventory!$P154*12000,IF(AND(OR($Z398=\"c\",$Z398=\"d\"),Inventory!$AL154=\"Btu/hr\"),Inventory!$AK154,IF(AND(OR($Z398=\"c\",$Z398=\"d\"),Inventory!$AL154=\"Tons\"),Inventory!$AK154*12000,0)))))","v":0},0,0,"COP","No",{"$f":"IF(OR(Inventory!$J154=\"\",$BH398=\"No\"),\"-\",Inventory!$J154)","v":"-"},{"$f":"IFERROR(VLOOKUP($BI398,'Early Retirement'!$B$6:$C$32,2,FALSE),\"-\")","v":"-"},{"$f":"IF(OR($Z398<>\"b\",AND($AA398<>\"b\",$AA398<>\"c\")),\"n\",IF(AND($AS398<>1,$AS398<>2,$AS398<>7,$AS398<>8),\"n\",IF(Inventory!$K154=\"Split\",\"s\",IF(Inventory!$K154=\"Packaged\",\"p\",\"n\"))))","v":"n"},{"$f":"IF(AND($AA398<>\"i\",$AA398<>\"j\"),\"n\",IF(Inventory!$L154=\"Centrifugal\",\"c\",\"n\"))","v":"n"},"-","-",{"$f":"IFERROR(INDEX('Early Retirement'!$C$4:$AC$32,$BJ398,$BN398),0)","v":0},{"$f":"IFERROR(HLOOKUP($BN398,'Early Retirement'!$D$4:$AC$5,2,FALSE),0)","v":0},{"$f":"IFERROR(INDEX('Early Retirement'!$AE$4:$BE$32,$BJ398,$BN398),0)","v":0},{"$f":"IFERROR(HLOOKUP($BN398,'Early Retirement'!$AF$4:$BE$5,2,FALSE),0)","v":0},0,0,"kW/ton",{"$f":"IFERROR(INDEX('Early Retirement'!$BG$4:$CG$32,$BJ398,$BN398),0)","v":0},{"$f":"IFERROR(HLOOKUP($BN398,'Early Retirement'!$BH$4:$CH$5,2,FALSE),0)","v":0},0,"COP","Yes",0,0,"kW/ton",0,"COP",0,0,"kW/ton",0,"COP"]
[null,null,null,null,null,null,null,null,null,null,null,null,null,null,null,null,null,null,null,null,null,null,null,null,146,{"$f":"IF(Inventory!$C155=\"\",\"a\",VLOOKUP(Inventory!$C155,$B$8:$C$11,2,FALSE))","v":"a"},{"$f":"IF(AND($Z399=\"b\",Inventory!$I155=\"\"),\"a\",IF(AND($Z399=\"b\",Inventory!$I155<>\"\"),VLOOKUP(Inventory!$I155,$E$3:$F$12,2,FALSE),IF(AND(OR($Z399=\"c\",$Z399=\"d\"),Inventory!$AB155=\"\"),\"a\",IF(AND(OR($Z399=\"c\",$Z399=\"d\"),Inventory!$AB155<>\"\"),VLOOKUP(Inventory!$AB155,$E$3:$F$12,2,FALSE),\"a\"))))","v":"a"},{"$f":"IF(OR(AND($AA399<>\"b\",$AA399<>\"c\"),$AF399=0,$AF399>=(65000/12000),Inventory!$AC155=\"\"),\"a\",VLOOKUP(Inventory!$AC155,$H$3:$I$5,2,FALSE))","v":"a"},null,{"$f":"IF(AND($AA399<>\"i\",$AA399<>\"j\"),\"a\",IF(AND($Z399=\"b\",Inventory!$L155=\"\"),\"a\",IF(AND($Z399=\"b\",Inventory!$L155<>\"\"),VLOOKUP(Inventory!$L155,$N$3:$O$6,2,FALSE),IF(AND(OR($Z399=\"c\",$Z399=\"d\"),Inventory!$AE155=\"\"),\"a\",IF(AND(OR($Z399=\"c\",$Z399=\"d\"),Inventory!$AE155<>\"\"),VLOOKUP(Inventory!$AE155,$N$3:$O$6,2,FALSE),\"a\")))))","v":"a"},{"$f":"IF(OR(AND($AA399<>\"e\",$AA399<>\"f\"),$AF399=0,Inventory!$AG155=\"\"),\"a\",VLOOKUP(Inventory!$AG155,$Q$3:$R$5,2,FALSE))","v":"a"},{"$f":"IF(OR(Inventory!C155=\"New Construction\",Inventory!C155=\"Replace-on-Burnout\",Inventory!C155=\"Early Retirement\"),Inventory!AT155,0)","v":0},"","","","","","","","","","","","",0,"aaaaa0","No","No",{"$f":"IF($Z399=\"a\",0,IF($Z399=\"b\",Inventory!$M155,Inventory!$AH155))","v":0},{"$f":"IF(OR($Z399=\"a\",AND($AU399=\"No\",$AV399=\"No\")),0,IF(AND($Z399=\"b\",Inventory!$O155=\"Btu/hr\"),Inventory!$N155,IF(AND($Z399=\"b\",Inventory!$O155=\"Tons\"),Inventory!$N155*12000,IF(AND(OR($Z399=\"c\",$Z399=\"d\"),Inventory!$AJ155=\"Btu/hr\"),Inventory!$AI155,IF(AND(OR($Z399=\"c\",$Z399=\"d\"),Inventory!$AJ155=\"Tons\"),Inventory!$AI155*12000,0)))))","v":0},0,0,"EER",0,"kW/ton",{"$f":"IF(OR($Z399=\"a\",$AV399=\"No\"),0,IF(AND($Z399=\"b\",Inventory!$Q155=\"Btu/hr\"),Inventory!$P155,IF(AND($Z399=\"b\",Inventory!$Q155=\"Tons\"),Inventory!$P155*12000,IF(AND(OR($Z399=\"c\",$Z399=\"d\"),Inventory!$AL155=\"Btu/hr\"),Inventory!$AK155,IF(AND(OR($Z399=\"c\",$Z399=\"d\"),Inventory!$AL155=\"Tons\"),Inventory!$AK155*12000,0)))))","v":0},0,0,"COP","No",{"$f":"IF(OR(Inventory!$J155=\"\",$BH399=\"No\"),\"-\",Inventory!$J155)","v":"-"},{"$f":"IFERROR(VLOOKUP($BI399,'Early Retirement'!$B$6:$C$32,2,FALSE),\"-\")","v":"-"},{"$f":"IF(OR($Z399<>\"b\",AND($AA399<>\"b\",$AA399<>\"c\")),\"n\",IF(AND($AS399<>1,$AS399<>2,$AS399<>7,$AS399<>8),\"n\",IF(Inventory!$K155=\"Split\",\"s\",IF(Inventory!$K155=\"Packaged\",\"p\",\"n\"))))","v":"n"},{"$f":"IF(AND($AA399<>\"i\",$AA399<>\"j\"),\"n\",IF(Inventory!$L155=\"Centrifugal\",\"c\",\"n\"))","v":"n"},"-","-",{"$f":"IFERROR(INDEX('Early Retirement'!$C$4:$AC$32,$BJ399,$BN399),0)","v":0},{"$f":"IFERROR(HLOOKUP($BN399,'Early Retirement'!$D$4:$AC$5,2,FALSE),0)","v":0},{"$f":"IFERROR(INDEX('Early Retirement'!$AE$4:$BE$32,$BJ399,$BN399),0)","v":0},{"$f":"IFERROR(HLOOKUP($BN399,'Early Retirement'!$AF$4:$BE$5,2,FALSE),0)","v":0},0,0,"kW/ton",{"$f":"IFERROR(INDEX('Early Retirement'!$BG$4:$CG$32,$BJ399,$BN399),0)","v":0},{"$f":"IFERROR(HLOOKUP($BN399,'Early Retirement'!$BH$4:$CH$5,2,FALSE),0)","v":0},0,"COP","Yes",0,0,"kW/ton",0,"COP",0,0,"kW/ton",0,"COP"]
[null,null,null,null,null,null,null,null,null,null,null,null,null,null,null,null,null,null,null,null,null,null,null,null,147,{"$f":"IF(Inventory!$C156=\"\",\"a\",VLOOKUP(Inventory!$C156,$B$8:$C$11,2,FALSE))","v":"a"},{"$f":"IF(AND($Z400=\"b\",Inventory!$I156=\"\"),\"a\",IF(AND($Z400=\"b\",Inventory!$I156<>\"\"),VLOOKUP(Inventory!$I156,$E$3:$F$12,2,FALSE),IF(AND(OR($Z400=\"c\",$Z400=\"d\"),Inventory!$AB156=\"\"),\"a\",IF(AND(OR($Z400=\"c\",$Z400=\"d\"),Inventory!$AB156<>\"\"),VLOOKUP(Inventory!$AB156,$E$3:$F$12,2,FALSE),\"a\"))))","v":"a"},{"$f":"IF(OR(AND($AA400<>\"b\",$AA400<>\"c\"),$AF400=0,$AF400>=(65000/12000),Inventory!$AC156=\"\"),\"a\",VLOOKUP(Inventory!$AC156,$H$3:$I$5,2,FALSE))","v":"a"},null,{"$f":"IF(AND($AA400<>\"i\",$AA400<>\"j\"),\"a\",IF(AND($Z400=\"b\",Inventory!$L156=\"\"),\"a\",IF(AND($Z400=\"b\",Inventory!$L156<>\"\"),VLOOKUP(Inventory!$L156,$N$3:$O$6,2,FALSE),IF(AND(OR($Z400=\"c\",$Z400=\"d\"),Inventory!$AE156=\"\"),\"a\",IF(AND(OR($Z400=\"c\",$Z400=\"d\"),Inventory!$AE156<>\"\"),VLOOKUP(Inventory!$AE156,$N$3:$O$6,2,FALSE),\"a\")))))","v":"a"},{"$f":"IF(OR(AND($AA400<>\"e\",$AA400<>\"f\"),$AF400=0,Inventory!$AG156=\"\"),\"a\",VLOOKUP(Inventory!$AG156,$Q$3:$R$5,2,FALSE))","v":"a"},{"$f":"IF(OR(Inventory!C156=\"New Construction\",Inventory!C156=\"Replace-on-Burnout\",Inventory!C156=\"Early Retirement\"),Inventory!AT156,0)","v":0},"","","","","","","","","","","","",0,"aaaaa0","No","No",{"$f":"IF($Z400=\"a\",0,IF($Z400=\"b\",Inventory!$M156,Inventory!$AH156))","v":0},{"$f":"IF(OR($Z400=\"a\",AND($AU400=\"No\",$AV400=\"No\")),0,IF(AND($Z400=\"b\",Inventory!$O156=\"Btu/hr\"),Inventory!$N156,IF(AND($Z400=\"b\",Inventory!$O156=\"Tons\"),Inventory!$N156*12000,IF(AND(OR($Z400=\"c\",$Z400=\"d\"),Inventory!$AJ156=\"Btu/hr\"),Inventory!$AI156,IF(AND(OR($Z400=\"c\",$Z400=\"d\"),Inventory!$AJ156=\"Tons\"),Inventory!$AI156*12000,0)))))","v":0},0,0,"EER",0,"kW/ton",{"$f":"IF(OR($Z400=\"a\",$AV400=\"No\"),0,IF(AND($Z400=\"b\",Inventory!$Q156=\"Btu/hr\"),Inventory!$P156,IF(AND($Z400=\"b\",Inventory!$Q156=\"Tons\"),Inventory!$P156*12000,IF(AND(OR($Z400=\"c\",$Z400=\"d\"),Inventory!$AL156=\"Btu/hr\"),Inventory!$AK156,IF(AND(OR($Z400=\"c\",$Z400=\"d\"),Inventory!$AL156=\"Tons\"),Inventory!$AK156*12000,0)))))","v":0},0,0,"COP","No",{"$f":"IF(OR(Inventory!$J156=\"\",$BH400=\"No\"),\"-\",Inventory!$J156)","v":"-"},{"$f":"IFERROR(VLOOKUP($BI400,'Early Retirement'!$B$6:$C$32,2,FALSE),\"-\")","v":"-"},{"$f":"IF(OR($Z400<>\"b\",AND($AA400<>\"b\",$AA400<>\"c\")),\"n\",IF(AND($AS400<>1,$AS400<>2,$AS400<>7,$AS400<>8),\"n\",IF(Inventory!$K156=\"Split\",\"s\",IF(Inventory!$K156=\"Packaged\",\"p\",\"n\"))))","v":"n"},{"$f":"IF(AND($AA400<>\"i\",$AA400<>\"j\"),\"n\",IF(Inventory!$L156=\"Centrifugal\",\"c\",\"n\"))","v":"n"},"-","-",{"$f":"IFERROR(INDEX('Early Retirement'!$C$4:$AC$32,$BJ400,$BN400),0)","v":0},{"$f":"IFERROR(HLOOKUP($BN400,'Early Retirement'!$D$4:$AC$5,2,FALSE),0)","v":0},{"$f":"IFERROR(INDEX('Early Retirement'!$AE$4:$BE$32,$BJ400,$BN400),0)","v":0},{"$f":"IFERROR(HLOOKUP($BN400,'Early Retirement'!$AF$4:$BE$5,2,FALSE),0)","v":0},0,0,"kW/ton",{"$f":"IFERROR(INDEX('Early Retirement'!$BG$4:$CG$32,$BJ400,$BN400),0)","v":0},{"$f":"IFERROR(HLOOKUP($BN400,'Early Retirement'!$BH$4:$CH$5,2,FALSE),0)","v":0},0,"COP","Yes",0,0,"kW/ton",0,"COP",0,0,"kW/ton",0,"COP"]
[null,null,null,null,null,null,null,null,null,null,null,null,null,null,null,null,null,null,null,null,null,null,null,null,148,{"$f":"IF(Inventory!$C157=\"\",\"a\",VLOOKUP(Inventory!$C157,$B$8:$C$11,2,FALSE))","v":"a"},{"$f":"IF(AND($Z401=\"b\",Inventory!$I157=\"\"),\"a\",IF(AND($Z401=\"b\",Inventory!$I157<>\"\"),VLOOKUP(Inventory!$I157,$E$3:$F$12,2,FALSE),IF(AND(OR($Z401=\"c\",$Z401=\"d\"),Inventory!$AB157=\"\"),\"a\",IF(AND(OR($Z401=\"c\",$Z401=\"d\"),Inventory!$AB157<>\"\"),VLOOKUP(Inventory!$AB157,$E$3:$F$12,2,FALSE),\"a\"))))","v":"a"},{"$f":"IF(OR(AND($AA401<>\"b\",$AA401<>\"c\"),$AF401=0,$AF401>=(65000/12000),Inventory!$AC157=\"\"),\"a\",VLOOKUP(Inventory!$AC157,$H$3:$I$5,2,FALSE))","v":"a"},null,{"$f":"IF(AND($AA401<>\"i\",$AA401<>\"j\"),\"a\",IF(AND($Z401=\"b\",Inventory!$L157=\"\"),\"a\",IF(AND($Z401=\"b\",Inventory!$L157<>\"\"),VLOOKUP(Inventory!$L157,$N$3:$O$6,2,FALSE),IF(AND(OR($Z401=\"c\",$Z401=\"d\"),Inventory!$AE157=\"\"),\"a\",IF(AND(OR($Z401=\"c\",$Z401=\"d\"),Inventory!$AE157<>\"\"),VLOOKUP(Inventory!$AE157,$N$3:$O$6,2,FALSE),\"a\")))))","v":"a"},{"$f":"IF(OR(AND($AA401<>\"e\",$AA401<>\"f\"),$AF401=0,Inventory!$AG157=\"\"),\"a\",VLOOKUP(Inventory!$AG157,$Q$3:$R$5,2,FALSE))","v":"a"},{"$f":"IF(OR(Inventory!C157=\"New Construction\",Inventory!C157=\"Replace-on-Burnout\",Inventory!C157=\"Early Retirement\"),Inventory!AT157,0)","v":0},"","","","","","","","","","","","",0,"aaaaa0","No","No",{"$f":"IF($Z401=\"a\",0,IF($Z401=\"b\",Inventory!$M157,Inventory!$AH157))","v":0},{"$f":"IF(OR($Z401=\"a\",AND($AU401=\"No\",$AV401=\"No\")),0,IF(AND($Z401=\"b\",Inventory!$O157=\"Btu/hr\"),Inventory!$N157,IF(AND($Z401=\"b\",Inventory!$O157=\"Tons\"),Inventory!$N157*12000,IF(AND(OR($Z401=\"c\",$Z401=\"d\"),Inventory!$AJ157=\"Btu/hr\"),Inventory!$AI157,IF(AND(OR($Z401=\"c\",$Z401=\"d\"),Inventory!$AJ157=\"Tons\"),Inventory!$AI157*12000,0)))))","v":0},0,0,"EER",0,"kW/ton",{"$f":"IF(OR($Z401=\"a\",$AV401=\"No\"),0,IF(AND($Z401=\"b\",Inventory!$Q157=\"Btu/hr\"),Inventory!$P157,IF(AND($Z401=\"b\",Inventory!$Q157=\"Tons\"),Inventory!$P157*12000,IF(AND(OR($Z401=\"c\",$Z401=\"d\"),Inventory!$AL157=\"Btu/hr\"),Inventory!$AK157,IF(AND(OR($Z401=\"c\",$Z401=\"d\"),Inventory!$AL157=\"Tons\"),Inventory!$AK157*12000,0)))))","v":0},0,0,"COP","No",{"$f":"IF(OR(Inventory!$J157=\"\",$BH401=\"No\"),\"-\",Inventory!$J157)","v":"-"},{"$f":"IFERROR(VLOOKUP($BI401,'Early Retirement'!$B$6:$C$32,2,FALSE),\"-\")","v":"-"},{"$f":"IF(OR($Z401<>\"b\",AND($AA401<>\"b\",$AA401<>\"c\")),\"n\",IF(AND($AS401<>1,$AS401<>2,$AS401<>7,$AS401<>8),\"n\",IF(Inventory!$K157=\"Split\",\"s\",IF(Inventory!$K157=\"Packaged\",\"p\",\"n\"))))","v":"n"},{"$f":"IF(AND($AA401<>\"i\",$AA401<>\"j\"),\"n\",IF(Inventory!$L157=\"Centrifugal\",\"c\",\"n\"))","v":"n"},"-","-",{"$f":"IFERROR(INDEX('Early Retirement'!$C$4:$AC$32,$BJ401,$BN401),0)","v":0},{"$f":"IFERROR(HLOOKUP($BN401,'Early Retirement'!$D$4:$AC$5,2,FALSE),0)","v":0},{"$f":"IFERROR(INDEX('Early Retirement'!$AE$4:$BE$32,$BJ401,$BN401),0)","v":0},{"$f":"IFERROR(HLOOKUP($BN401,'Early Retirement'!$AF$4:$BE$5,2,FALSE),0)","v":0},0,0,"kW/ton",{"$f":"IFERROR(INDEX('Early Retirement'!$BG$4:$CG$32,$BJ401,$BN401),0)","v":0},{"$f":"IFERROR(HLOOKUP($BN401,'Early Retirement'!$BH$4:$CH$5,2,FALSE),0)","v":0},0,"COP","Yes",0,0,"kW/ton",0,"COP",0,0,"kW/ton",0,"COP"]
[null,null,null,null,null,null,null,null,null,null,null,null,null,null,null,null,null,null,null,null,null,null,null,null,149,{"$f":"IF(Inventory!$C158=\"\",\"a\",VLOOKUP(Inventory!$C158,$B$8:$C$11,2,FALSE))","v":"a"},{"$f":"IF(AND($Z402=\"b\",Inventory!$I158=\"\"),\"a\",IF(AND($Z402=\"b\",Inventory!$I158<>\"\"),VLOOKUP(Inventory!$I158,$E$3:$F$12,2,FALSE),IF(AND(OR($Z402=\"c\",$Z402=\"d\"),Inventory!$AB158=\"\"),\"a\",IF(AND(OR($Z402=\"c\",$Z402=\"d\"),Inventory!$AB158<>\"\"),VLOOKUP(Inventory!$AB158,$E$3:$F$12,2,FALSE),\"a\"))))","v":"a"},{"$f":"IF(OR(AND($AA402<>\"b\",$AA402<>\"c\"),$AF402=0,$AF402>=(65000/12000),Inventory!$AC158=\"\"),\"a\",VLOOKUP(Inventory!$AC158,$H$3:$I$5,2,FALSE))","v":"a"},null,{"$f":"IF(AND($AA402<>\"i\",$AA402<>\"j\"),\"a\",IF(AND($Z402=\"b\",Inventory!$L158=\"\"),\"a\",IF(AND($Z402=\"b\",Inventory!$L158<>\"\"),VLOOKUP(Inventory!$L158,$N$3:$O$6,2,FALSE),IF(AND(OR($Z402=\"c\",$Z402=\"d\"),Inventory!$AE158=\"\"),\"a\",IF(AND(OR($Z402=\"c\",$Z402=\"d\"),Inventory!$AE158<>\"\"),VLOOKUP(Inventory!$AE158,$N$3:$O$6,2,FALSE),\"a\")))))","v":"a"},{"$f":"IF(OR(AND($AA402<>\"e\",$AA402<>\"f\"),$AF402=0,Inventory!$AG158=\"\"),\"a\",VLOOKUP(Inventory!$AG158,$Q$3:$R$5,2,FALSE))","v":"a"},{"$f":"IF(OR(Inventory!C158=\"New Construction\",Inventory!C158=\"Replace-on-Burnout\",Inventory!C158=\"Early Retirement\"),Inventory!AT158,0)","v":0},"","","","","","","","","","","","",0,"aaaaa0","No","No",{"$f":"IF($Z402=\"a\",0,IF($Z402=\"b\",Inventory!$M158,Inventory!$AH158))","v":0},{"$f":"IF(OR($Z402=\"a\",AND($AU402=\"No\",$AV402=\"No\")),0,IF(AND($Z402=\"b\",Inventory!$O158=\"Btu/hr\"),Inventory!$N158,IF(AND($Z402=\"b\",Inventory!$O158=\"Tons\"),Inventory!$N158*12000,IF(AND(OR($Z402=\"c\",$Z402=\"d\"),Inventory!$AJ158=\"Btu/hr\"),Inventory!$AI158,IF(AND(OR($Z402=\"c\",$Z402=\"d\"),Inventory!$AJ158=\"Tons\"),Inventory!$AI158*12000,0)))))","v":0},0,0,"EER",0,"kW/ton",{"$f":"IF(OR($Z402=\"a\",$AV402=\"No\"),0,IF(AND($Z402=\"b\",Inventory!$Q158=\"Btu/hr\"),Inventory!$P158,IF(AND($Z402=\"b\",Inventory!$Q158=\"Tons\"),Inventory!$P158*12000,IF(AND(OR($Z402=\"c\",$Z402=\"d\"),Inventory!$AL158=\"Btu/hr\"),Inventory!$AK158,IF(AND(OR($Z402=\"c\",$Z402=\"d\"),Inventory!$AL158=\"Tons\"),Inventory!$AK158*12000,0)))))","v":0},0,0,"COP","No",{"$f":"IF(OR(Inventory!$J158=\"\",$BH402=\"No\"),\"-\",Inventory!$J158)","v":"-"},{"$f":"IFERROR(VLOOKUP($BI402,'Early Retirement'!$B$6:$C$32,2,FALSE),\"-\")","v":"-"},{"$f":"IF(OR($Z402<>\"b\",AND($AA402<>\"b\",$AA402<>\"c\")),\"n\",IF(AND($AS402<>1,$AS402<>2,$AS402<>7,$AS402<>8),\"n\",IF(Inventory!$K158=\"Split\",\"s\",IF(Inventory!$K158=\"Packaged\",\"p\",\"n\"))))","v":"n"},{"$f":"IF(AND($AA402<>\"i\",$AA402<>\"j\"),\"n\",IF(Inventory!$L158=\"Centrifugal\",\"c\",\"n\"))","v":"n"},"-","-",{"$f":"IFERROR(INDEX('Early Retirement'!$C$4:$AC$32,$BJ402,$BN402),0)","v":0},{"$f":"IFERROR(HLOOKUP($BN402,'Early Retirement'!$D$4:$AC$5,2,FALSE),0)","v":0},{"$f":"IFERROR(INDEX('Early Retirement'!$AE$4:$BE$32,$BJ402,$BN402),0)","v":0},{"$f":"IFERROR(HLOOKUP($BN402,'Early Retirement'!$AF$4:$BE$5,2,FALSE),0)","v":0},0,0,"kW/ton",{"$f":"IFERROR(INDEX('Early Retirement'!$BG$4:$CG$32,$BJ402,$BN402),0)","v":0},{"$f":"IFERROR(HLOOKUP($BN402,'Early Retirement'!$BH$4:$CH$5,2,FALSE),0)","v":0},0,"COP","Yes",0,0,"kW/ton",0,"COP",0,0,"kW/ton",0,"COP"]
[null,null,null,null,null,null,null,null,null,null,null,null,null,null,null,null,null,null,null,null,null,null,null,null,150,{"$f":"IF(Inventory!$C159=\"\",\"a\",VLOOKUP(Inventory!$C159,$B$8:$C$11,2,FALSE))","v":"a"},{"$f":"IF(AND($Z403=\"b\",Inventory!$I159=\"\"),\"a\",IF(AND($Z403=\"b\",Inventory!$I159<>\"\"),VLOOKUP(Inventory!$I159,$E$3:$F$12,2,FALSE),IF(AND(OR($Z403=\"c\",$Z403=\"d\"),Inventory!$AB159=\"\"),\"a\",IF(AND(OR($Z403=\"c\",$Z403=\"d\"),Inventory!$AB159<>\"\"),VLOOKUP(Inventory!$AB159,$E$3:$F$12,2,FALSE),\"a\"))))","v":"a"},{"$f":"IF(OR(AND($AA403<>\"b\",$AA403<>\"c\"),$AF403=0,$AF403>=(65000/12000),Inventory!$AC159=\"\"),\"a\",VLOOKUP(Inventory!$AC159,$H$3:$I$5,2,FALSE))","v":"a"},null,{"$f":"IF(AND($AA403<>\"i\",$AA403<>\"j\"),\"a\",IF(AND($Z403=\"b\",Inventory!$L159=\"\"),\"a\",IF(AND($Z403=\"b\",Inventory!$L159<>\"\"),VLOOKUP(Inventory!$L159,$N$3:$O$6,2,FALSE),IF(AND(OR($Z403=\"c\",$Z403=\"d\"),Inventory!$AE159=\"\"),\"a\",IF(AND(OR($Z403=\"c\",$Z403=\"d\"),Inventory!$AE159<>\"\"),VLOOKUP(Inventory!$AE159,$N$3:$O$6,2,FALSE),\"a\")))))","v":"a"},{"$f":"IF(OR(AND($AA403<>\"e\",$AA403<>\"f\"),$AF403=0,Inventory!$AG159=\"\"),\"a\",VLOOKUP(Inventory!$AG159,$Q$3:$R$5,2,FALSE))","v":"a"},{"$f":"IF(OR(Inventory!C159=\"New Construction\",Inventory!C159=\"Replace-on-Burnout\",Inventory!C159=\"Early Retirement\"),Inventory!AT159,0)","v":0},"","","","","","","","","","","","",0,"aaaaa0","No","No",{"$f":"IF($Z403=\"a\",0,IF($Z403=\"b\",Inventory!$M159,Inventory!$AH159))","v":0},{"$f":"IF(OR($Z403=\"a\",AND($AU403=\"No\",$AV403=\"No\")),0,IF(AND($Z403=\"b\",Inventory!$O159=\"Btu/hr\"),Inventory!$N159,IF(AND($Z403=\"b\",Inventory!$O159=\"Tons\"),Inventory!$N159*12000,IF(AND(OR($Z403=\"c\",$Z403=\"d\"),Inventory!$AJ159=\"Btu/hr\"),Inventory!$AI159,IF(AND(OR($Z403=\"c\",$Z403=\"d\"),Inventory!$AJ159=\"Tons\"),Inventory!$AI159*12000,0)))))","v":0},0,0,"EER",0,"kW/ton",{"$f":"IF(OR($Z403=\"a\",$AV403=\"No\"),0,IF(AND($Z403=\"b\",Inventory!$Q159=\"Btu/hr\"),Inventory!$P159,IF(AND($Z403=\"b\",Inventory!$Q159=\"Tons\"),Inventory!$P159*12000,IF(AND(OR($Z403=\"c\",$Z403=\"d\"),Inventory!$AL159=\"Btu/hr\"),Inventory!$AK159,IF(AND(OR($Z403=\"c\",$Z403=\"d\"),Inventory!$AL159=\"Tons\"),Inventory!$AK159*12000,0)))))","v":0},0,0,"COP","No",{"$f":"IF(OR(Inventory!$J159=\"\",$BH403=\"No\"),\"-\",Inventory!$J159)","v":"-"},{"$f":"IFERROR(VLOOKUP($BI403,'Early Retirement'!$B$6:$C$32,2,FALSE),\"-\")","v":"-"},{"$f":"IF(OR($Z403<>\"b\",AND($AA403<>\"b\",$AA403<>\"c\")),\"n\",IF(AND($AS403<>1,$AS403<>2,$AS403<>7,$AS403<>8),\"n\",IF(Inventory!$K159=\"Split\",\"s\",IF(Inventory!$K159=\"Packaged\",\"p\",\"n\"))))","v":"n"},{"$f":"IF(AND($AA403<>\"i\",$AA403<>\"j\"),\"n\",IF(Inventory!$L159=\"Centrifugal\",\"c\",\"n\"))","v":"n"},"-","-",{"$f":"IFERROR(INDEX('Early Retirement'!$C$4:$AC$32,$BJ403,$BN403),0)","v":0},{"$f":"IFERROR(HLOOKUP($BN403,'Early Retirement'!$D$4:$AC$5,2,FALSE),0)","v":0},{"$f":"IFERROR(INDEX('Early Retirement'!$AE$4:$BE$32,$BJ403,$BN403),0)","v":0},{"$f":"IFERROR(HLOOKUP($BN403,'Early Retirement'!$AF$4:$BE$5,2,FALSE),0)","v":0},0,0,"kW/ton",{"$f":"IFERROR(INDEX('Early Retirement'!$BG$4:$CG$32,$BJ403,$BN403),0)","v":0},{"$f":"IFERROR(HLOOKUP($BN403,'Early Retirement'!$BH$4:$CH$5,2,FALSE),0)","v":0},0,"COP","Yes",0,0,"kW/ton",0,"COP",0,0,"kW/ton",0,"COP"]
[null,null,null,null,null,null,null,null,null,null,null,null,null,null,null,null,null,null,null,null,null,null,null,null,151,{"$f":"IF(Inventory!$C160=\"\",\"a\",VLOOKUP(Inventory!$C160,$B$8:$C$11,2,FALSE))","v":"a"},{"$f":"IF(AND($Z404=\"b\",Inventory!$I160=\"\"),\"a\",IF(AND($Z404=\"b\",Inventory!$I160<>\"\"),VLOOKUP(Inventory!$I160,$E$3:$F$12,2,FALSE),IF(AND(OR($Z404=\"c\",$Z404=\"d\"),Inventory!$AB160=\"\"),\"a\",IF(AND(OR($Z404=\"c\",$Z404=\"d\"),Inventory!$AB160<>\"\"),VLOOKUP(Inventory!$AB160,$E$3:$F$12,2,FALSE),\"a\"))))","v":"a"},{"$f":"IF(OR(AND($AA404<>\"b\",$AA404<>\"c\"),$AF404=0,$AF404>=(65000/12000),Inventory!$AC160=\"\"),\"a\",VLOOKUP(Inventory!$AC160,$H$3:$I$5,2,FALSE))","v":"a"},null,{"$f":"IF(AND($AA404<>\"i\",$AA404<>\"j\"),\"a\",IF(AND($Z404=\"b\",Inventory!$L160=\"\"),\"a\",IF(AND($Z404=\"b\",Inventory!$L160<>\"\"),VLOOKUP(Inventory!$L160,$N$3:$O$6,2,FALSE),IF(AND(OR($Z404=\"c\",$Z404=\"d\"),Inventory!$AE160=\"\"),\"a\",IF(AND(OR($Z404=\"c\",$Z404=\"d\"),Inventory!$AE160<>\"\"),VLOOKUP(Inventory!$AE160,$N$3:$O$6,2,FALSE),\"a\")))))","v":"a"},{"$f":"IF(OR(AND($AA404<>\"e\",$AA404<>\"f\"),$AF404=0,Inventory!$AG160=\"\"),\"a\",VLOOKUP(Inventory!$AG160,$Q$3:$R$5,2,FALSE))","v":"a"},{"$f":"IF(OR(Inventory!C160=\"New Construction\",Inventory!C160=\"Replace-on-Burnout\",Inventory!C160=\"Early Retirement\"),Inventory!AT160,0)","v":0},"","","","","","","","","","","","",0,"aaaaa0","No","No",{"$f":"IF($Z404=\"a\",0,IF($Z404=\"b\",Inventory!$M160,Inventory!$AH160))","v":0},{"$f":"IF(OR($Z404=\"a\",AND($AU404=\"No\",$AV404=\"No\")),0,IF(AND($Z404=\"b\",Inventory!$O160=\"Btu/hr\"),Inventory!$N160,IF(AND($Z404=\"b\",Inventory!$O160=\"Tons\"),Inventory!$N160*12000,IF(AND(OR($Z404=\"c\",$Z404=\"d\"),Inventory!$AJ160=\"Btu/hr\"),Inventory!$AI160,IF(AND(OR($Z404=\"c\",$Z404=\"d\"),Inventory!$AJ160=\"Tons\"),Inventory!$AI160*12000,0)))))","v":0},0,0,"EER",0,"kW/ton",{"$f":"IF(OR($Z404=\"a\",$AV404=\"No\"),0,IF(AND($Z404=\"b\",Inventory!$Q160=\"Btu/hr\"),Inventory!$P160,IF(AND($Z404=\"b\",Inventory!$Q160=\"Tons\"),Inventory!$P160*12000,IF(AND(OR($Z404=\"c\",$Z404=\"d\"),Inventory!$AL160=\"Btu/hr\"),Inventory!$AK160,IF(AND(OR($Z404=\"c\",$Z404=\"d\"),Inventory!$AL160=\"Tons\"),Inventory!$AK160*12000,0)))))","v":0},0,0,"COP","No",{"$f":"IF(OR(Inventory!$J160=\"\",$BH404=\"No\"),\"-\",Inventory!$J160)","v":"-"},{"$f":"IFERROR(VLOOKUP($BI404,'Early Retirement'!$B$6:$C$32,2,FALSE),\"-\")","v":"-"},{"$f":"IF(OR($Z404<>\"b\",AND($AA404<>\"b\",$AA404<>\"c\")),\"n\",IF(AND($AS404<>1,$AS404<>2,$AS404<>7,$AS404<>8),\"n\",IF(Inventory!$K160=\"Split\",\"s\",IF(Inventory!$K160=\"Packaged\",\"p\",\"n\"))))","v":"n"},{"$f":"IF(AND($AA404<>\"i\",$AA404<>\"j\"),\"n\",IF(Inventory!$L160=\"Centrifugal\",\"c\",\"n\"))","v":"n"},"-","-",{"$f":"IFERROR(INDEX('Early Retirement'!$C$4:$AC$32,$BJ404,$BN404),0)","v":0},{"$f":"IFERROR(HLOOKUP($BN404,'Early Retirement'!$D$4:$AC$5,2,FALSE),0)","v":0},{"$f":"IFERROR(INDEX('Early Retirement'!$AE$4:$BE$32,$BJ404,$BN404),0)","v":0},{"$f":"IFERROR(HLOOKUP($BN404,'Early Retirement'!$AF$4:$BE$5,2,FALSE),0)","v":0},0,0,"kW/ton",{"$f":"IFERROR(INDEX('Early Retirement'!$BG$4:$CG$32,$BJ404,$BN404),0)","v":0},{"$f":"IFERROR(HLOOKUP($BN404,'Early Retirement'!$BH$4:$CH$5,2,FALSE),0)","v":0},0,"COP","Yes",0,0,"kW/ton",0,"COP",0,0,"kW/ton",0,"COP"]
[null,null,null,null,null,null,null,null,null,null,null,null,null,null,null,null,null,null,null,null,null,null,null,null,152,{"$f":"IF(Inventory!$C161=\"\",\"a\",VLOOKUP(Inventory!$C161,$B$8:$C$11,2,FALSE))","v":"a"},{"$f":"IF(AND($Z405=\"b\",Inventory!$I161=\"\"),\"a\",IF(AND($Z405=\"b\",Inventory!$I161<>\"\"),VLOOKUP(Inventory!$I161,$E$3:$F$12,2,FALSE),IF(AND(OR($Z405=\"c\",$Z405=\"d\"),Inventory!$AB161=\"\"),\"a\",IF(AND(OR($Z405=\"c\",$Z405=\"d\"),Inventory!$AB161<>\"\"),VLOOKUP(Inventory!$AB161,$E$3:$F$12,2,FALSE),\"a\"))))","v":"a"},{"$f":"IF(OR(AND($AA405<>\"b\",$AA405<>\"c\"),$AF405=0,$AF405>=(65000/12000),Inventory!$AC161=\"\"),\"a\",VLOOKUP(Inventory!$AC161,$H$3:$I$5,2,FALSE))","v":"a"},null,{"$f":"IF(AND($AA405<>\"i\",$AA405<>\"j\"),\"a\",IF(AND($Z405=\"b\",Inventory!$L161=\"\"),\"a\",IF(AND($Z405=\"b\",Inventory!$L161<>\"\"),VLOOKUP(Inventory!$L161,$N$3:$O$6,2,FALSE),IF(AND(OR($Z405=\"c\",$Z405=\"d\"),Inventory!$AE161=\"\"),\"a\",IF(AND(OR($Z405=\"c\",$Z405=\"d\"),Inventory!$AE161<>\"\"),VLOOKUP(Inventory!$AE161,$N$3:$O$6,2,FALSE),\"a\")))))","v":"a"},{"$f":"IF(OR(AND($AA405<>\"e\",$AA405<>\"f\"),$AF405=0,Inventory!$AG161=\"\"),\"a\",VLOOKUP(Inventory!$AG161,$Q$3:$R$5,2,FALSE))","v":"a"},{"$f":"IF(OR(Inventory!C161=\"New Construction\",Inventory!C161=\"Replace-on-Burnout\",Inventory!C161=\"Early Retirement\"),Inventory!AT161,0)","v":0},"","","","","","","","","","","","",0,"aaaaa0","No","No",{"$f":"IF($Z405=\"a\",0,IF($Z405=\"b\",Inventory!$M161,Inventory!$AH161))","v":0},{"$f":"IF(OR($Z405=\"a\",AND($AU405=\"No\",$AV405=\"No\")),0,IF(AND($Z405=\"b\",Inventory!$O161=\"Btu/hr\"),Inventory!$N161,IF(AND($Z405=\"b\",Inventory!$O161=\"Tons\"),Inventory!$N161*12000,IF(AND(OR($Z405=\"c\",$Z405=\"d\"),Inventory!$AJ161=\"Btu/hr\"),Inventory!$AI161,IF(AND(OR($Z405=\"c\",$Z405=\"d\"),Inventory!$AJ161=\"Tons\"),Inventory!$AI161*12000,0)))))","v":0},0,0,"EER",0,"kW/ton",{"$f":"IF(OR($Z405=\"a\",$AV405=\"No\"),0,IF(AND($Z405=\"b\",Inventory!$Q161=\"Btu/hr\"),Inventory!$P161,IF(AND($Z405=\"b\",Inventory!$Q161=\"Tons\"),Inventory!$P161*12000,IF(AND(OR($Z405=\"c\",$Z405=\"d\"),Inventory!$AL161=\"Btu/hr\"),Inventory!$AK161,IF(AND(OR($Z405=\"c\",$Z405=\"d\"),Inventory!$AL161=\"Tons\"),Inventory!$AK161*12000,0)))))","v":0},0,0,"COP","No",{"$f":"IF(OR(Inventory!$J161=\"\",$BH405=\"No\"),\"-\",Inventory!$J161)","v":"-"},{"$f":"IFERROR(VLOOKUP($BI405,'Early Retirement'!$B$6:$C$32,2,FALSE),\"-\")","v":"-"},{"$f":"IF(OR($Z405<>\"b\",AND($AA405<>\"b\",$AA405<>\"c\")),\"n\",IF(AND($AS405<>1,$AS405<>2,$AS405<>7,$AS405<>8),\"n\",IF(Inventory!$K161=\"Split\",\"s\",IF(Inventory!$K161=\"Packaged\",\"p\",\"n\"))))","v":"n"},{"$f":"IF(AND($AA405<>\"i\",$AA405<>\"j\"),\"n\",IF(Inventory!$L161=\"Centrifugal\",\"c\",\"n\"))","v":"n"},"-","-",{"$f":"IFERROR(INDEX('Early Retirement'!$C$4:$AC$32,$BJ405,$BN405),0)","v":0},{"$f":"IFERROR(HLOOKUP($BN405,'Early Retirement'!$D$4:$AC$5,2,FALSE),0)","v":0},{"$f":"IFERROR(INDEX('Early Retirement'!$AE$4:$BE$32,$BJ405,$BN405),0)","v":0},{"$f":"IFERROR(HLOOKUP($BN405,'Early Retirement'!$AF$4:$BE$5,2,FALSE),0)","v":0},0,0,"kW/ton",{"$f":"IFERROR(INDEX('Early Retirement'!$BG$4:$CG$32,$BJ405,$BN405),0)","v":0},{"$f":"IFERROR(HLOOKUP($BN405,'Early Retirement'!$BH$4:$CH$5,2,FALSE),0)","v":0},0,"COP","Yes",0,0,"kW/ton",0,"COP",0,0,"kW/ton",0,"COP"]
[null,null,null,null,null,null,null,null,null,null,null,null,null,null,null,null,null,null,null,null,null,null,null,null,153,{"$f":"IF(Inventory!$C162=\"\",\"a\",VLOOKUP(Inventory!$C162,$B$8:$C$11,2,FALSE))","v":"a"},{"$f":"IF(AND($Z406=\"b\",Inventory!$I162=\"\"),\"a\",IF(AND($Z406=\"b\",Inventory!$I162<>\"\"),VLOOKUP(Inventory!$I162,$E$3:$F$12,2,FALSE),IF(AND(OR($Z406=\"c\",$Z406=\"d\"),Inventory!$AB162=\"\"),\"a\",IF(AND(OR($Z406=\"c\",$Z406=\"d\"),Inventory!$AB162<>\"\"),VLOOKUP(Inventory!$AB162,$E$3:$F$12,2,FALSE),\"a\"))))","v":"a"},{"$f":"IF(OR(AND($AA406<>\"b\",$AA406<>\"c\"),$AF406=0,$AF406>=(65000/12000),Inventory!$AC162=\"\"),\"a\",VLOOKUP(Inventory!$AC162,$H$3:$I$5,2,FALSE))","v":"a"},null,{"$f":"IF(AND($AA406<>\"i\",$AA406<>\"j\"),\"a\",IF(AND($Z406=\"b\",Inventory!$L162=\"\"),\"a\",IF(AND($Z406=\"b\",Inventory!$L162<>\"\"),VLOOKUP(Inventory!$L162,$N$3:$O$6,2,FALSE),IF(AND(OR($Z406=\"c\",$Z406=\"d\"),Inventory!$AE162=\"\"),\"a\",IF(AND(OR($Z406=\"c\",$Z406=\"d\"),Inventory!$AE162<>\"\"),VLOOKUP(Inventory!$AE162,$N$3:$O$6,2,FALSE),\"a\")))))","v":"a"},{"$f":"IF(OR(AND($AA406<>\"e\",$AA406<>\"f\"),$AF406=0,Inventory!$AG162=\"\"),\"a\",VLOOKUP(Inventory!$AG162,$Q$3:$R$5,2,FALSE))","v":"a"},{"$f":"IF(OR(Inventory!C162=\"New Construction\",Inventory!C162=\"Replace-on-Burnout\",Inventory!C162=\"Early Retirement\"),Inventory!AT162,0)","v":0},"","","","","","","","","","","","",0,"aaaaa0","No","No",{"$f":"IF($Z406=\"a\",0,IF($Z406=\"b\",Inventory!$M162,Inventory!$AH162))","v":0},{"$f":"IF(OR($Z406=\"a\",AND($AU406=\"No\",$AV406=\"No\")),0,IF(AND($Z406=\"b\",Inventory!$O162=\"Btu/hr\"),Inventory!$N162,IF(AND($Z406=\"b\",Inventory!$O162=\"Tons\"),Inventory!$N162*12000,IF(AND(OR($Z406=\"c\",$Z406=\"d\"),Inventory!$AJ162=\"Btu/hr\"),Inventory!$AI162,IF(AND(OR($Z406=\"c\",$Z406=\"d\"),Inventory!$AJ162=\"Tons\"),Inventory!$AI162*12000,0)))))","v":0},0,0,"EER",0,"kW/ton",{"$f":"IF(OR($Z406=\"a\",$AV406=\"No\"),0,IF(AND($Z406=\"b\",Inventory!$Q162=\"Btu/hr\"),Inventory!$P162,IF(AND($Z406=\"b\",Inventory!$Q162=\"Tons\"),Inventory!$P162*12000,IF(AND(OR($Z406=\"c\",$Z406=\"d\"),Inventory!$AL162=\"Btu/hr\"),Inventory!$AK162,IF(AND(OR($Z406=\"c\",$Z406=\"d\"),Inventory!$AL162=\"Tons\"),Inventory!$AK162*12000,0)))))","v":0},0,0,"COP","No",{"$f":"IF(OR(Inventory!$J162=\"\",$BH406=\"No\"),\"-\",Inventory!$J162)","v":"-"},{"$f":"IFERROR(VLOOKUP($BI406,'Early Retirement'!$B$6:$C$32,2,FALSE),\"-\")","v":"-"},{"$f":"IF(OR($Z406<>\"b\",AND($AA406<>\"b\",$AA406<>\"c\")),\"n\",IF(AND($AS406<>1,$AS406<>2,$AS406<>7,$AS406<>8),\"n\",IF(Inventory!$K162=\"Split\",\"s\",IF(Inventory!$K162=\"Packaged\",\"p\",\"n\"))))","v":"n"},{"$f":"IF(AND($AA406<>\"i\",$AA406<>\"j\"),\"n\",IF(Inventory!$L162=\"Centrifugal\",\"c\",\"n\"))","v":"n"},"-","-",{"$f":"IFERROR(INDEX('Early Retirement'!$C$4:$AC$32,$BJ406,$BN406),0)","v":0},{"$f":"IFERROR(HLOOKUP($BN406,'Early Retirement'!$D$4:$AC$5,2,FALSE),0)","v":0},{"$f":"IFERROR(INDEX('Early Retirement'!$AE$4:$BE$32,$BJ406,$BN406),0)","v":0},{"$f":"IFERROR(HLOOKUP($BN406,'Early Retirement'!$AF$4:$BE$5,2,FALSE),0)","v":0},0,0,"kW/ton",{"$f":"IFERROR(INDEX('Early Retirement'!$BG$4:$CG$32,$BJ406,$BN406),0)","v":0},{"$f":"IFERROR(HLOOKUP($BN406,'Early Retirement'!$BH$4:$CH$5,2,FALSE),0)","v":0},0,"COP","Yes",0,0,"kW/ton",0,"COP",0,0,"kW/ton",0,"COP"]
[null,null,null,null,null,null,null,null,null,null,null,null,null,null,null,null,null,null,null,null,null,null,null,null,154,{"$f":"IF(Inventory!$C163=\"\",\"a\",VLOOKUP(Inventory!$C163,$B$8:$C$11,2,FALSE))","v":"a"},{"$f":"IF(AND($Z407=\"b\",Inventory!$I163=\"\"),\"a\",IF(AND($Z407=\"b\",Inventory!$I163<>\"\"),VLOOKUP(Inventory!$I163,$E$3:$F$12,2,FALSE),IF(AND(OR($Z407=\"c\",$Z407=\"d\"),Inventory!$AB163=\"\"),\"a\",IF(AND(OR($Z407=\"c\",$Z407=\"d\"),Inventory!$AB163<>\"\"),VLOOKUP(Inventory!$AB163,$E$3:$F$12,2,FALSE),\"a\"))))","v":"a"},{"$f":"IF(OR(AND($AA407<>\"b\",$AA407<>\"c\"),$AF407=0,$AF407>=(65000/12000),Inventory!$AC163=\"\"),\"a\",VLOOKUP(Inventory!$AC163,$H$3:$I$5,2,FALSE))","v":"a"},null,{"$f":"IF(AND($AA407<>\"i\",$AA407<>\"j\"),\"a\",IF(AND($Z407=\"b\",Inventory!$L163=\"\"),\"a\",IF(AND($Z407=\"b\",Inventory!$L163<>\"\"),VLOOKUP(Inventory!$L163,$N$3:$O$6,2,FALSE),IF(AND(OR($Z407=\"c\",$Z407=\"d\"),Inventory!$AE163=\"\"),\"a\",IF(AND(OR($Z407=\"c\",$Z407=\"d\"),Inventory!$AE163<>\"\"),VLOOKUP(Inventory!$AE163,$N$3:$O$6,2,FALSE),\"a\")))))","v":"a"},{"$f":"IF(OR(AND($AA407<>\"e\",$AA407<>\"f\"),$AF407=0,Inventory!$AG163=\"\"),\"a\",VLOOKUP(Inventory!$AG163,$Q$3:$R$5,2,FALSE))","v":"a"},{"$f":"IF(OR(Inventory!C163=\"New Construction\",Inventory!C163=\"Replace-on-Burnout\",Inventory!C163=\"Early Retirement\"),Inventory!AT163,0)","v":0},"","","","","","","","","","","","",0,"aaaaa0","No","No",{"$f":"IF($Z407=\"a\",0,IF($Z407=\"b\",Inventory!$M163,Inventory!$AH163))","v":0},{"$f":"IF(OR($Z407=\"a\",AND($AU407=\"No\",$AV407=\"No\")),0,IF(AND($Z407=\"b\",Inventory!$O163=\"Btu/hr\"),Inventory!$N163,IF(AND($Z407=\"b\",Inventory!$O163=\"Tons\"),Inventory!$N163*12000,IF(AND(OR($Z407=\"c\",$Z407=\"d\"),Inventory!$AJ163=\"Btu/hr\"),Inventory!$AI163,IF(AND(OR($Z407=\"c\",$Z407=\"d\"),Inventory!$AJ163=\"Tons\"),Inventory!$AI163*12000,0)))))","v":0},0,0,"EER",0,"kW/ton",{"$f":"IF(OR($Z407=\"a\",$AV407=\"No\"),0,IF(AND($Z407=\"b\",Inventory!$Q163=\"Btu/hr\"),Inventory!$P163,IF(AND($Z407=\"b\",Inventory!$Q163=\"Tons\"),Inventory!$P163*12000,IF(AND(OR($Z407=\"c\",$Z407=\"d\"),Inventory!$AL163=\"Btu/hr\"),Inventory!$AK163,IF(AND(OR($Z407=\"c\",$Z407=\"d\"),Inventory!$AL163=\"Tons\"),Inventory!$AK163*12000,0)))))","v":0},0,0,"COP","No",{"$f":"IF(OR(Inventory!$J163=\"\",$BH407=\"No\"),\"-\",Inventory!$J163)","v":"-"},{"$f":"IFERROR(VLOOKUP($BI407,'Early Retirement'!$B$6:$C$32,2,FALSE),\"-\")","v":"-"},{"$f":"IF(OR($Z407<>\"b\",AND($AA407<>\"b\",$AA407<>\"c\")),\"n\",IF(AND($AS407<>1,$AS407<>2,$AS407<>7,$AS407<>8),\"n\",IF(Inventory!$K163=\"Split\",\"s\",IF(Inventory!$K163=\"Packaged\",\"p\",\"n\"))))","v":"n"},{"$f":"IF(AND($AA407<>\"i\",$AA407<>\"j\"),\"n\",IF(Inventory!$L163=\"Centrifugal\",\"c\",\"n\"))","v":"n"},"-","-",{"$f":"IFERROR(INDEX('Early Retirement'!$C$4:$AC$32,$BJ407,$BN407),0)","v":0},{"$f":"IFERROR(HLOOKUP($BN407,'Early Retirement'!$D$4:$AC$5,2,FALSE),0)","v":0},{"$f":"IFERROR(INDEX('Early Retirement'!$AE$4:$BE$32,$BJ407,$BN407),0)","v":0},{"$f":"IFERROR(HLOOKUP($BN407,'Early Retirement'!$AF$4:$BE$5,2,FALSE),0)","v":0},0,0,"kW/ton",{"$f":"IFERROR(INDEX('Early Retirement'!$BG$4:$CG$32,$BJ407,$BN407),0)","v":0},{"$f":"IFERROR(HLOOKUP($BN407,'Early Retirement'!$BH$4:$CH$5,2,FALSE),0)","v":0},0,"COP","Yes",0,0,"kW/ton",0,"COP",0,0,"kW/ton",0,"COP"]
[null,null,null,null,null,null,null,null,null,null,null,null,null,null,null,null,null,null,null,null,null,null,null,null,155,{"$f":"IF(Inventory!$C164=\"\",\"a\",VLOOKUP(Inventory!$C164,$B$8:$C$11,2,FALSE))","v":"a"},{"$f":"IF(AND($Z408=\"b\",Inventory!$I164=\"\"),\"a\",IF(AND($Z408=\"b\",Inventory!$I164<>\"\"),VLOOKUP(Inventory!$I164,$E$3:$F$12,2,FALSE),IF(AND(OR($Z408=\"c\",$Z408=\"d\"),Inventory!$AB164=\"\"),\"a\",IF(AND(OR($Z408=\"c\",$Z408=\"d\"),Inventory!$AB164<>\"\"),VLOOKUP(Inventory!$AB164,$E$3:$F$12,2,FALSE),\"a\"))))","v":"a"},{"$f":"IF(OR(AND($AA408<>\"b\",$AA408<>\"c\"),$AF408=0,$AF408>=(65000/12000),Inventory!$AC164=\"\"),\"a\",VLOOKUP(Inventory!$AC164,$H$3:$I$5,2,FALSE))","v":"a"},null,{"$f":"IF(AND($AA408<>\"i\",$AA408<>\"j\"),\"a\",IF(AND($Z408=\"b\",Inventory!$L164=\"\"),\"a\",IF(AND($Z408=\"b\",Inventory!$L164<>\"\"),VLOOKUP(Inventory!$L164,$N$3:$O$6,2,FALSE),IF(AND(OR($Z408=\"c\",$Z408=\"d\"),Inventory!$AE164=\"\"),\"a\",IF(AND(OR($Z408=\"c\",$Z408=\"d\"),Inventory!$AE164<>\"\"),VLOOKUP(Inventory!$AE164,$N$3:$O$6,2,FALSE),\"a\")))))","v":"a"},{"$f":"IF(OR(AND($AA408<>\"e\",$AA408<>\"f\"),$AF408=0,Inventory!$AG164=\"\"),\"a\",VLOOKUP(Inventory!$AG164,$Q$3:$R$5,2,FALSE))","v":"a"},{"$f":"IF(OR(Inventory!C164=\"New Construction\",Inventory!C164=\"Replace-on-Burnout\",Inventory!C164=\"Early Retirement\"),Inventory!AT164,0)","v":0},"","","","","","","","","","","","",0,"aaaaa0","No","No",{"$f":"IF($Z408=\"a\",0,IF($Z408=\"b\",Inventory!$M164,Inventory!$AH164))","v":0},{"$f":"IF(OR($Z408=\"a\",AND($AU408=\"No\",$AV408=\"No\")),0,IF(AND($Z408=\"b\",Inventory!$O164=\"Btu/hr\"),Inventory!$N164,IF(AND($Z408=\"b\",Inventory!$O164=\"Tons\"),Inventory!$N164*12000,IF(AND(OR($Z408=\"c\",$Z408=\"d\"),Inventory!$AJ164=\"Btu/hr\"),Inventory!$AI164,IF(AND(OR($Z408=\"c\",$Z408=\"d\"),Inventory!$AJ164=\"Tons\"),Inventory!$AI164*12000,0)))))","v":0},0,0,"EER",0,"kW/ton",{"$f":"IF(OR($Z408=\"a\",$AV408=\"No\"),0,IF(AND($Z408=\"b\",Inventory!$Q164=\"Btu/hr\"),Inventory!$P164,IF(AND($Z408=\"b\",Inventory!$Q164=\"Tons\"),Inventory!$P164*12000,IF(AND(OR($Z408=\"c\",$Z408=\"d\"),Inventory!$AL164=\"Btu/hr\"),Inventory!$AK164,IF(AND(OR($Z408=\"c\",$Z408=\"d\"),Inventory!$AL164=\"Tons\"),Inventory!$AK164*12000,0)))))","v":0},0,0,"COP","No",{"$f":"IF(OR(Inventory!$J164=\"\",$BH408=\"No\"),\"-\",Inventory!$J164)","v":"-"},{"$f":"IFERROR(VLOOKUP($BI408,'Early Retirement'!$B$6:$C$32,2,FALSE),\"-\")","v":"-"},{"$f":"IF(OR($Z408<>\"b\",AND($AA408<>\"b\",$AA408<>\"c\")),\"n\",IF(AND($AS408<>1,$AS408<>2,$AS408<>7,$AS408<>8),\"n\",IF(Inventory!$K164=\"Split\",\"s\",IF(Inventory!$K164=\"Packaged\",\"p\",\"n\"))))","v":"n"},{"$f":"IF(AND($AA408<>\"i\",$AA408<>\"j\"),\"n\",IF(Inventory!$L164=\"Centrifugal\",\"c\",\"n\"))","v":"n"},"-","-",{"$f":"IFERROR(INDEX('Early Retirement'!$C$4:$AC$32,$BJ408,$BN408),0)","v":0},{"$f":"IFERROR(HLOOKUP($BN408,'Early Retirement'!$D$4:$AC$5,2,FALSE),0)","v":0},{"$f":"IFERROR(INDEX('Early Retirement'!$AE$4:$BE$32,$BJ408,$BN408),0)","v":0},{"$f":"IFERROR(HLOOKUP($BN408,'Early Retirement'!$AF$4:$BE$5,2,FALSE),0)","v":0},0,0,"kW/ton",{"$f":"IFERROR(INDEX('Early Retirement'!$BG$4:$CG$32,$BJ408,$BN408),0)","v":0},{"$f":"IFERROR(HLOOKUP($BN408,'Early Retirement'!$BH$4:$CH$5,2,FALSE),0)","v":0},0,"COP","Yes",0,0,"kW/ton",0,"COP",0,0,"kW/ton",0,"COP"]
[null,null,null,null,null,null,null,null,null,null,null,null,null,null,null,null,null,null,null,null,null,null,null,null,156,{"$f":"IF(Inventory!$C165=\"\",\"a\",VLOOKUP(Inventory!$C165,$B$8:$C$11,2,FALSE))","v":"a"},{"$f":"IF(AND($Z409=\"b\",Inventory!$I165=\"\"),\"a\",IF(AND($Z409=\"b\",Inventory!$I165<>\"\"),VLOOKUP(Inventory!$I165,$E$3:$F$12,2,FALSE),IF(AND(OR($Z409=\"c\",$Z409=\"d\"),Inventory!$AB165=\"\"),\"a\",IF(AND(OR($Z409=\"c\",$Z409=\"d\"),Inventory!$AB165<>\"\"),VLOOKUP(Inventory!$AB165,$E$3:$F$12,2,FALSE),\"a\"))))","v":"a"},{"$f":"IF(OR(AND($AA409<>\"b\",$AA409<>\"c\"),$AF409=0,$AF409>=(65000/12000),Inventory!$AC165=\"\"),\"a\",VLOOKUP(Inventory!$AC165,$H$3:$I$5,2,FALSE))","v":"a"},null,{"$f":"IF(AND($AA409<>\"i\",$AA409<>\"j\"),\"a\",IF(AND($Z409=\"b\",Inventory!$L165=\"\"),\"a\",IF(AND($Z409=\"b\",Inventory!$L165<>\"\"),VLOOKUP(Inventory!$L165,$N$3:$O$6,2,FALSE),IF(AND(OR($Z409=\"c\",$Z409=\"d\"),Inventory!$AE165=\"\"),\"a\",IF(AND(OR($Z409=\"c\",$Z409=\"d\"),Inventory!$AE165<>\"\"),VLOOKUP(Inventory!$AE165,$N$3:$O$6,2,FALSE),\"a\")))))","v":"a"},{"$f":"IF(OR(AND($AA409<>\"e\",$AA409<>\"f\"),$AF409=0,Inventory!$AG165=\"\"),\"a\",VLOOKUP(Inventory!$AG165,$Q$3:$R$5,2,FALSE))","v":"a"},{"$f":"IF(OR(Inventory!C165=\"New Construction\",Inventory!C165=\"Replace-on-Burnout\",Inventory!C165=\"Early Retirement\"),Inventory!AT165,0)","v":0},"","","","","","","","","","","","",0,"aaaaa0","No","No",{"$f":"IF($Z409=\"a\",0,IF($Z409=\"b\",Inventory!$M165,Inventory!$AH165))","v":0},{"$f":"IF(OR($Z409=\"a\",AND($AU409=\"No\",$AV409=\"No\")),0,IF(AND($Z409=\"b\",Inventory!$O165=\"Btu/hr\"),Inventory!$N165,IF(AND($Z409=\"b\",Inventory!$O165=\"Tons\"),Inventory!$N165*12000,IF(AND(OR($Z409=\"c\",$Z409=\"d\"),Inventory!$AJ165=\"Btu/hr\"),Inventory!$AI165,IF(AND(OR($Z409=\"c\",$Z409=\"d\"),Inventory!$AJ165=\"Tons\"),Inventory!$AI165*12000,0)))))","v":0},0,0,"EER",0,"kW/ton",{"$f":"IF(OR($Z409=\"a\",$AV409=\"No\"),0,IF(AND($Z409=\"b\",Inventory!$Q165=\"Btu/hr\"),Inventory!$P165,IF(AND($Z409=\"b\",Inventory!$Q165=\"Tons\"),Inventory!$P165*12000,IF(AND(OR($Z409=\"c\",$Z409=\"d\"),Inventory!$AL165=\"Btu/hr\"),Inventory!$AK165,IF(AND(OR($Z409=\"c\",$Z409=\"d\"),Inventory!$AL165=\"Tons\"),Inventory!$AK165*12000,0)))))","v":0},0,0,"COP","No",{"$f":"IF(OR(Inventory!$J165=\"\",$BH409=\"No\"),\"-\",Inventory!$J165)","v":"-"},{"$f":"IFERROR(VLOOKUP($BI409,'Early Retirement'!$B$6:$C$32,2,FALSE),\"-\")","v":"-"},{"$f":"IF(OR($Z409<>\"b\",AND($AA409<>\"b\",$AA409<>\"c\")),\"n\",IF(AND($AS409<>1,$AS409<>2,$AS409<>7,$AS409<>8),\"n\",IF(Inventory!$K165=\"Split\",\"s\",IF(Inventory!$K165=\"Packaged\",\"p\",\"n\"))))","v":"n"},{"$f":"IF(AND($AA409<>\"i\",$AA409<>\"j\"),\"n\",IF(Inventory!$L165=\"Centrifugal\",\"c\",\"n\"))","v":"n"},"-","-",{"$f":"IFERROR(INDEX('Early Retirement'!$C$4:$AC$32,$BJ409,$BN409),0)","v":0},{"$f":"IFERROR(HLOOKUP($BN409,'Early Retirement'!$D$4:$AC$5,2,FALSE),0)","v":0},{"$f":"IFERROR(INDEX('Early Retirement'!$AE$4:$BE$32,$BJ409,$BN409),0)","v":0},{"$f":"IFERROR(HLOOKUP($BN409,'Early Retirement'!$AF$4:$BE$5,2,FALSE),0)","v":0},0,0,"kW/ton",{"$f":"IFERROR(INDEX('Early Retirement'!$BG$4:$CG$32,$BJ409,$BN409),0)","v":0},{"$f":"IFERROR(HLOOKUP($BN409,'Early Retirement'!$BH$4:$CH$5,2,FALSE),0)","v":0},0,"COP","Yes",0,0,"kW/ton",0,"COP",0,0,"kW/ton",0,"COP"]
[null,null,null,null,null,null,null,null,null,null,null,null,null,null,null,null,null,null,null,null,null,null,null,null,157,{"$f":"IF(Inventory!$C166=\"\",\"a\",VLOOKUP(Inventory!$C166,$B$8:$C$11,2,FALSE))","v":"a"},{"$f":"IF(AND($Z410=\"b\",Inventory!$I166=\"\"),\"a\",IF(AND($Z410=\"b\",Inventory!$I166<>\"\"),VLOOKUP(Inventory!$I166,$E$3:$F$12,2,FALSE),IF(AND(OR($Z410=\"c\",$Z410=\"d\"),Inventory!$AB166=\"\"),\"a\",IF(AND(OR($Z410=\"c\",$Z410=\"d\"),Inventory!$AB166<>\"\"),VLOOKUP(Inventory!$AB166,$E$3:$F$12,2,FALSE),\"a\"))))","v":"a"},{"$f":"IF(OR(AND($AA410<>\"b\",$AA410<>\"c\"),$AF410=0,$AF410>=(65000/12000),Inventory!$AC166=\"\"),\"a\",VLOOKUP(Inventory!$AC166,$H$3:$I$5,2,FALSE))","v":"a"},null,{"$f":"IF(AND($AA410<>\"i\",$AA410<>\"j\"),\"a\",IF(AND($Z410=\"b\",Inventory!$L166=\"\"),\"a\",IF(AND($Z410=\"b\",Inventory!$L166<>\"\"),VLOOKUP(Inventory!$L166,$N$3:$O$6,2,FALSE),IF(AND(OR($Z410=\"c\",$Z410=\"d\"),Inventory!$AE166=\"\"),\"a\",IF(AND(OR($Z410=\"c\",$Z410=\"d\"),Inventory!$AE166<>\"\"),VLOOKUP(Inventory!$AE166,$N$3:$O$6,2,FALSE),\"a\")))))","v":"a"},{"$f":"IF(OR(AND($AA410<>\"e\",$AA410<>\"f\"),$AF410=0,Inventory!$AG166=\"\"),\"a\",VLOOKUP(Inventory!$AG166,$Q$3:$R$5,2,FALSE))","v":"a"},{"$f":"IF(OR(Inventory!C166=\"New Construction\",Inventory!C166=\"Replace-on-Burnout\",Inventory!C166=\"Early Retirement\"),Inventory!AT166,0)","v":0},"","","","","","","","","","","","",0,"aaaaa0","No","No",{"$f":"IF($Z410=\"a\",0,IF($Z410=\"b\",Inventory!$M166,Inventory!$AH166))","v":0},{"$f":"IF(OR($Z410=\"a\",AND($AU410=\"No\",$AV410=\"No\")),0,IF(AND($Z410=\"b\",Inventory!$O166=\"Btu/hr\"),Inventory!$N166,IF(AND($Z410=\"b\",Inventory!$O166=\"Tons\"),Inventory!$N166*12000,IF(AND(OR($Z410=\"c\",$Z410=\"d\"),Inventory!$AJ166=\"Btu/hr\"),Inventory!$AI166,IF(AND(OR($Z410=\"c\",$Z410=\"d\"),Inventory!$AJ166=\"Tons\"),Inventory!$AI166*12000,0)))))","v":0},0,0,"EER",0,"kW/ton",{"$f":"IF(OR($Z410=\"a\",$AV410=\"No\"),0,IF(AND($Z410=\"b\",Inventory!$Q166=\"Btu/hr\"),Inventory!$P166,IF(AND($Z410=\"b\",Inventory!$Q166=\"Tons\"),Inventory!$P166*12000,IF(AND(OR($Z410=\"c\",$Z410=\"d\"),Inventory!$AL166=\"Btu/hr\"),Inventory!$AK166,IF(AND(OR($Z410=\"c\",$Z410=\"d\"),Inventory!$AL166=\"Tons\"),Inventory!$AK166*12000,0)))))","v":0},0,0,"COP","No",{"$f":"IF(OR(Inventory!$J166=\"\",$BH410=\"No\"),\"-\",Inventory!$J166)","v":"-"},{"$f":"IFERROR(VLOOKUP($BI410,'Early Retirement'!$B$6:$C$32,2,FALSE),\"-\")","v":"-"},{"$f":"IF(OR($Z410<>\"b\",AND($AA410<>\"b\",$AA410<>\"c\")),\"n\",IF(AND($AS410<>1,$AS410<>2,$AS410<>7,$AS410<>8),\"n\",IF(Inventory!$K166=\"Split\",\"s\",IF(Inventory!$K166=\"Packaged\",\"p\",\"n\"))))","v":"n"},{"$f":"IF(AND($AA410<>\"i\",$AA410<>\"j\"),\"n\",IF(Inventory!$L166=\"Centrifugal\",\"c\",\"n\"))","v":"n"},"-","-",{"$f":"IFERROR(INDEX('Early Retirement'!$C$4:$AC$32,$BJ410,$BN410),0)","v":0},{"$f":"IFERROR(HLOOKUP($BN410,'Early Retirement'!$D$4:$AC$5,2,FALSE),0)","v":0},{"$f":"IFERROR(INDEX('Early Retirement'!$AE$4:$BE$32,$BJ410,$BN410),0)","v":0},{"$f":"IFERROR(HLOOKUP($BN410,'Early Retirement'!$AF$4:$BE$5,2,FALSE),0)","v":0},0,0,"kW/ton",{"$f":"IFERROR(INDEX('Early Retirement'!$BG$4:$CG$32,$BJ410,$BN410),0)","v":0},{"$f":"IFERROR(HLOOKUP($BN410,'Early Retirement'!$BH$4:$CH$5,2,FALSE),0)","v":0},0,"COP","Yes",0,0,"kW/ton",0,"COP",0,0,"kW/ton",0,"COP"]
[null,null,null,null,null,null,null,null,null,null,null,null,null,null,null,null,null,null,null,null,null,null,null,null,158,{"$f":"IF(Inventory!$C167=\"\",\"a\",VLOOKUP(Inventory!$C167,$B$8:$C$11,2,FALSE))","v":"a"},{"$f":"IF(AND($Z411=\"b\",Inventory!$I167=\"\"),\"a\",IF(AND($Z411=\"b\",Inventory!$I167<>\"\"),VLOOKUP(Inventory!$I167,$E$3:$F$12,2,FALSE),IF(AND(OR($Z411=\"c\",$Z411=\"d\"),Inventory!$AB167=\"\"),\"a\",IF(AND(OR($Z411=\"c\",$Z411=\"d\"),Inventory!$AB167<>\"\"),VLOOKUP(Inventory!$AB167,$E$3:$F$12,2,FALSE),\"a\"))))","v":"a"},{"$f":"IF(OR(AND($AA411<>\"b\",$AA411<>\"c\"),$AF411=0,$AF411>=(65000/12000),Inventory!$AC167=\"\"),\"a\",VLOOKUP(Inventory!$AC167,$H$3:$I$5,2,FALSE))","v":"a"},null,{"$f":"IF(AND($AA411<>\"i\",$AA411<>\"j\"),\"a\",IF(AND($Z411=\"b\",Inventory!$L167=\"\"),\"a\",IF(AND($Z411=\"b\",Inventory!$L167<>\"\"),VLOOKUP(Inventory!$L167,$N$3:$O$6,2,FALSE),IF(AND(OR($Z411=\"c\",$Z411=\"d\"),Inventory!$AE167=\"\"),\"a\",IF(AND(OR($Z411=\"c\",$Z411=\"d\"),Inventory!$AE167<>\"\"),VLOOKUP(Inventory!$AE167,$N$3:$O$6,2,FALSE),\"a\")))))","v":"a"},{"$f":"IF(OR(AND($AA411<>\"e\",$AA411<>\"f\"),$AF411=0,Inventory!$AG167=\"\"),\"a\",VLOOKUP(Inventory!$AG167,$Q$3:$R$5,2,FALSE))","v":"a"},{"$f":"IF(OR(Inventory!C167=\"New Construction\",Inventory!C167=\"Replace-on-Burnout\",Inventory!C167=\"Early Retirement\"),Inventory!AT167,0)","v":0},"","","","","","","","","","","","",0,"aaaaa0","No","No",{"$f":"IF($Z411=\"a\",0,IF($Z411=\"b\",Inventory!$M167,Inventory!$AH167))","v":0},{"$f":"IF(OR($Z411=\"a\",AND($AU411=\"No\",$AV411=\"No\")),0,IF(AND($Z411=\"b\",Inventory!$O167=\"Btu/hr\"),Inventory!$N167,IF(AND($Z411=\"b\",Inventory!$O167=\"Tons\"),Inventory!$N167*12000,IF(AND(OR($Z411=\"c\",$Z411=\"d\"),Inventory!$AJ167=\"Btu/hr\"),Inventory!$AI167,IF(AND(OR($Z411=\"c\",$Z411=\"d\"),Inventory!$AJ167=\"Tons\"),Inventory!$AI167*12000,0)))))","v":0},0,0,"EER",0,"kW/ton",{"$f":"IF(OR($Z411=\"a\",$AV411=\"No\"),0,IF(AND($Z411=\"b\",Inventory!$Q167=\"Btu/hr\"),Inventory!$P167,IF(AND($Z411=\"b\",Inventory!$Q167=\"Tons\"),Inventory!$P167*12000,IF(AND(OR($Z411=\"c\",$Z411=\"d\"),Inventory!$AL167=\"Btu/hr\"),Inventory!$AK167,IF(AND(OR($Z411=\"c\",$Z411=\"d\"),Inventory!$AL167=\"Tons\"),Inventory!$AK167*12000,0)))))","v":0},0,0,"COP","No",{"$f":"IF(OR(Inventory!$J167=\"\",$BH411=\"No\"),\"-\",Inventory!$J167)","v":"-"},{"$f":"IFERROR(VLOOKUP($BI411,'Early Retirement'!$B$6:$C$32,2,FALSE),\"-\")","v":"-"},{"$f":"IF(OR($Z411<>\"b\",AND($AA411<>\"b\",$AA411<>\"c\")),\"n\",IF(AND($AS411<>1,$AS411<>2,$AS411<>7,$AS411<>8),\"n\",IF(Inventory!$K167=\"Split\",\"s\",IF(Inventory!$K167=\"Packaged\",\"p\",\"n\"))))","v":"n"},{"$f":"IF(AND($AA411<>\"i\",$AA411<>\"j\"),\"n\",IF(Inventory!$L167=\"Centrifugal\",\"c\",\"n\"))","v":"n"},"-","-",{"$f":"IFERROR(INDEX('Early Retirement'!$C$4:$AC$32,$BJ411,$BN411),0)","v":0},{"$f":"IFERROR(HLOOKUP($BN411,'Early Retirement'!$D$4:$AC$5,2,FALSE),0)","v":0},{"$f":"IFERROR(INDEX('Early Retirement'!$AE$4:$BE$32,$BJ411,$BN411),0)","v":0},{"$f":"IFERROR(HLOOKUP($BN411,'Early Retirement'!$AF$4:$BE$5,2,FALSE),0)","v":0},0,0,"kW/ton",{"$f":"IFERROR(INDEX('Early Retirement'!$BG$4:$CG$32,$BJ411,$BN411),0)","v":0},{"$f":"IFERROR(HLOOKUP($BN411,'Early Retirement'!$BH$4:$CH$5,2,FALSE),0)","v":0},0,"COP","Yes",0,0,"kW/ton",0,"COP",0,0,"kW/ton",0,"COP"]
[null,null,null,null,null,null,null,null,null,null,null,null,null,null,null,null,null,null,null,null,null,null,null,null,159,{"$f":"IF(Inventory!$C168=\"\",\"a\",VLOOKUP(Inventory!$C168,$B$8:$C$11,2,FALSE))","v":"a"},{"$f":"IF(AND($Z412=\"b\",Inventory!$I168=\"\"),\"a\",IF(AND($Z412=\"b\",Inventory!$I168<>\"\"),VLOOKUP(Inventory!$I168,$E$3:$F$12,2,FALSE),IF(AND(OR($Z412=\"c\",$Z412=\"d\"),Inventory!$AB168=\"\"),\"a\",IF(AND(OR($Z412=\"c\",$Z412=\"d\"),Inventory!$AB168<>\"\"),VLOOKUP(Inventory!$AB168,$E$3:$F$12,2,FALSE),\"a\"))))","v":"a"},{"$f":"IF(OR(AND($AA412<>\"b\",$AA412<>\"c\"),$AF412=0,$AF412>=(65000/12000),Inventory!$AC168=\"\"),\"a\",VLOOKUP(Inventory!$AC168,$H$3:$I$5,2,FALSE))","v":"a"},null,{"$f":"IF(AND($AA412<>\"i\",$AA412<>\"j\"),\"a\",IF(AND($Z412=\"b\",Inventory!$L168=\"\"),\"a\",IF(AND($Z412=\"b\",Inventory!$L168<>\"\"),VLOOKUP(Inventory!$L168,$N$3:$O$6,2,FALSE),IF(AND(OR($Z412=\"c\",$Z412=\"d\"),Inventory!$AE168=\"\"),\"a\",IF(AND(OR($Z412=\"c\",$Z412=\"d\"),Inventory!$AE168<>\"\"),VLOOKUP(Inventory!$AE168,$N$3:$O$6,2,FALSE),\"a\")))))","v":"a"},{"$f":"IF(OR(AND($AA412<>\"e\",$AA412<>\"f\"),$AF412=0,Inventory!$AG168=\"\"),\"a\",VLOOKUP(Inventory!$AG168,$Q$3:$R$5,2,FALSE))","v":"a"},{"$f":"IF(OR(Inventory!C168=\"New Construction\",Inventory!C168=\"Replace-on-Burnout\",Inventory!C168=\"Early Retirement\"),Inventory!AT168,0)","v":0},"","","","","","","","","","","","",0,"aaaaa0","No","No",{"$f":"IF($Z412=\"a\",0,IF($Z412=\"b\",Inventory!$M168,Inventory!$AH168))","v":0},{"$f":"IF(OR($Z412=\"a\",AND($AU412=\"No\",$AV412=\"No\")),0,IF(AND($Z412=\"b\",Inventory!$O168=\"Btu/hr\"),Inventory!$N168,IF(AND($Z412=\"b\",Inventory!$O168=\"Tons\"),Inventory!$N168*12000,IF(AND(OR($Z412=\"c\",$Z412=\"d\"),Inventory!$AJ168=\"Btu/hr\"),Inventory!$AI168,IF(AND(OR($Z412=\"c\",$Z412=\"d\"),Inventory!$AJ168=\"Tons\"),Inventory!$AI168*12000,0)))))","v":0},0,0,"EER",0,"kW/ton",{"$f":"IF(OR($Z412=\"a\",$AV412=\"No\"),0,IF(AND($Z412=\"b\",Inventory!$Q168=\"Btu/hr\"),Inventory!$P168,IF(AND($Z412=\"b\",Inventory!$Q168=\"Tons\"),Inventory!$P168*12000,IF(AND(OR($Z412=\"c\",$Z412=\"d\"),Inventory!$AL168=\"Btu/hr\"),Inventory!$AK168,IF(AND(OR($Z412=\"c\",$Z412=\"d\"),Inventory!$AL168=\"Tons\"),Inventory!$AK168*12000,0)))))","v":0},0,0,"COP","No",{"$f":"IF(OR(Inventory!$J168=\"\",$BH412=\"No\"),\"-\",Inventory!$J168)","v":"-"},{"$f":"IFERROR(VLOOKUP($BI412,'Early Retirement'!$B$6:$C$32,2,FALSE),\"-\")","v":"-"},{"$f":"IF(OR($Z412<>\"b\",AND($AA412<>\"b\",$AA412<>\"c\")),\"n\",IF(AND($AS412<>1,$AS412<>2,$AS412<>7,$AS412<>8),\"n\",IF(Inventory!$K168=\"Split\",\"s\",IF(Inventory!$K168=\"Packaged\",\"p\",\"n\"))))","v":"n"},{"$f":"IF(AND($AA412<>\"i\",$AA412<>\"j\"),\"n\",IF(Inventory!$L168=\"Centrifugal\",\"c\",\"n\"))","v":"n"},"-","-",{"$f":"IFERROR(INDEX('Early Retirement'!$C$4:$AC$32,$BJ412,$BN412),0)","v":0},{"$f":"IFERROR(HLOOKUP($BN412,'Early Retirement'!$D$4:$AC$5,2,FALSE),0)","v":0},{"$f":"IFERROR(INDEX('Early Retirement'!$AE$4:$BE$32,$BJ412,$BN412),0)","v":0},{"$f":"IFERROR(HLOOKUP($BN412,'Early Retirement'!$AF$4:$BE$5,2,FALSE),0)","v":0},0,0,"kW/ton",{"$f":"IFERROR(INDEX('Early Retirement'!$BG$4:$CG$32,$BJ412,$BN412),0)","v":0},{"$f":"IFERROR(HLOOKUP($BN412,'Early Retirement'!$BH$4:$CH$5,2,FALSE),0)","v":0},0,"COP","Yes",0,0,"kW/ton",0,"COP",0,0,"kW/ton",0,"COP"]
[null,null,null,null,null,null,null,null,null,null,null,null,null,null,null,null,null,null,null,null,null,null,null,null,160,{"$f":"IF(Inventory!$C169=\"\",\"a\",VLOOKUP(Inventory!$C169,$B$8:$C$11,2,FALSE))","v":"a"},{"$f":"IF(AND($Z413=\"b\",Inventory!$I169=\"\"),\"a\",IF(AND($Z413=\"b\",Inventory!$I169<>\"\"),VLOOKUP(Inventory!$I169,$E$3:$F$12,2,FALSE),IF(AND(OR($Z413=\"c\",$Z413=\"d\"),Inventory!$AB169=\"\"),\"a\",IF(AND(OR($Z413=\"c\",$Z413=\"d\"),Inventory!$AB169<>\"\"),VLOOKUP(Inventory!$AB169,$E$3:$F$12,2,FALSE),\"a\"))))","v":"a"},{"$f":"IF(OR(AND($AA413<>\"b\",$AA413<>\"c\"),$AF413=0,$AF413>=(65000/12000),Inventory!$AC169=\"\"),\"a\",VLOOKUP(Inventory!$AC169,$H$3:$I$5,2,FALSE))","v":"a"},null,{"$f":"IF(AND($AA413<>\"i\",$AA413<>\"j\"),\"a\",IF(AND($Z413=\"b\",Inventory!$L169=\"\"),\"a\",IF(AND($Z413=\"b\",Inventory!$L169<>\"\"),VLOOKUP(Inventory!$L169,$N$3:$O$6,2,FALSE),IF(AND(OR($Z413=\"c\",$Z413=\"d\"),Inventory!$AE169=\"\"),\"a\",IF(AND(OR($Z413=\"c\",$Z413=\"d\"),Inventory!$AE169<>\"\"),VLOOKUP(Inventory!$AE169,$N$3:$O$6,2,FALSE),\"a\")))))","v":"a"},{"$f":"IF(OR(AND($AA413<>\"e\",$AA413<>\"f\"),$AF413=0,Inventory!$AG169=\"\"),\"a\",VLOOKUP(Inventory!$AG169,$Q$3:$R$5,2,FALSE))","v":"a"},{"$f":"IF(OR(Inventory!C169=\"New Construction\",Inventory!C169=\"Replace-on-Burnout\",Inventory!C169=\"Early Retirement\"),Inventory!AT169,0)","v":0},"","","","","","","","","","","","",0,"aaaaa0","No","No",{"$f":"IF($Z413=\"a\",0,IF($Z413=\"b\",Inventory!$M169,Inventory!$AH169))","v":0},{"$f":"IF(OR($Z413=\"a\",AND($AU413=\"No\",$AV413=\"No\")),0,IF(AND($Z413=\"b\",Inventory!$O169=\"Btu/hr\"),Inventory!$N169,IF(AND($Z413=\"b\",Inventory!$O169=\"Tons\"),Inventory!$N169*12000,IF(AND(OR($Z413=\"c\",$Z413=\"d\"),Inventory!$AJ169=\"Btu/hr\"),Inventory!$AI169,IF(AND(OR($Z413=\"c\",$Z413=\"d\"),Inventory!$AJ169=\"Tons\"),Inventory!$AI169*12000,0)))))","v":0},0,0,"EER",0,"kW/ton",{"$f":"IF(OR($Z413=\"a\",$AV413=\"No\"),0,IF(AND($Z413=\"b\",Inventory!$Q169=\"Btu/hr\"),Inventory!$P169,IF(AND($Z413=\"b\",Inventory!$Q169=\"Tons\"),Inventory!$P169*12000,IF(AND(OR($Z413=\"c\",$Z413=\"d\"),Inventory!$AL169=\"Btu/hr\"),Inventory!$AK169,IF(AND(OR($Z413=\"c\",$Z413=\"d\"),Inventory!$AL169=\"Tons\"),Inventory!$AK169*12000,0)))))","v":0},0,0,"COP","No",{"$f":"IF(OR(Inventory!$J169=\"\",$BH413=\"No\"),\"-\",Inventory!$J169)","v":"-"},{"$f":"IFERROR(VLOOKUP($BI413,'Early Retirement'!$B$6:$C$32,2,FALSE),\"-\")","v":"-"},{"$f":"IF(OR($Z413<>\"b\",AND($AA413<>\"b\",$AA413<>\"c\")),\"n\",IF(AND($AS413<>1,$AS413<>2,$AS413<>7,$AS413<>8),\"n\",IF(Inventory!$K169=\"Split\",\"s\",IF(Inventory!$K169=\"Packaged\",\"p\",\"n\"))))","v":"n"},{"$f":"IF(AND($AA413<>\"i\",$AA413<>\"j\"),\"n\",IF(Inventory!$L169=\"Centrifugal\",\"c\",\"n\"))","v":"n"},"-","-",{"$f":"IFERROR(INDEX('Early Retirement'!$C$4:$AC$32,$BJ413,$BN413),0)","v":0},{"$f":"IFERROR(HLOOKUP($BN413,'Early Retirement'!$D$4:$AC$5,2,FALSE),0)","v":0},{"$f":"IFERROR(INDEX('Early Retirement'!$AE$4:$BE$32,$BJ413,$BN413),0)","v":0},{"$f":"IFERROR(HLOOKUP($BN413,'Early Retirement'!$AF$4:$BE$5,2,FALSE),0)","v":0},0,0,"kW/ton",{"$f":"IFERROR(INDEX('Early Retirement'!$BG$4:$CG$32,$BJ413,$BN413),0)","v":0},{"$f":"IFERROR(HLOOKUP($BN413,'Early Retirement'!$BH$4:$CH$5,2,FALSE),0)","v":0},0,"COP","Yes",0,0,"kW/ton",0,"COP",0,0,"kW/ton",0,"COP"]
[null,null,null,null,null,null,null,null,null,null,null,null,null,null,null,null,null,null,null,null,null,null,null,null,161,{"$f":"IF(Inventory!$C170=\"\",\"a\",VLOOKUP(Inventory!$C170,$B$8:$C$11,2,FALSE))","v":"a"},{"$f":"IF(AND($Z414=\"b\",Inventory!$I170=\"\"),\"a\",IF(AND($Z414=\"b\",Inventory!$I170<>\"\"),VLOOKUP(Inventory!$I170,$E$3:$F$12,2,FALSE),IF(AND(OR($Z414=\"c\",$Z414=\"d\"),Inventory!$AB170=\"\"),\"a\",IF(AND(OR($Z414=\"c\",$Z414=\"d\"),Inventory!$AB170<>\"\"),VLOOKUP(Inventory!$AB170,$E$3:$F$12,2,FALSE),\"a\"))))","v":"a"},{"$f":"IF(OR(AND($AA414<>\"b\",$AA414<>\"c\"),$AF414=0,$AF414>=(65000/12000),Inventory!$AC170=\"\"),\"a\",VLOOKUP(Inventory!$AC170,$H$3:$I$5,2,FALSE))","v":"a"},null,{"$f":"IF(AND($AA414<>\"i\",$AA414<>\"j\"),\"a\",IF(AND($Z414=\"b\",Inventory!$L170=\"\"),\"a\",IF(AND($Z414=\"b\",Inventory!$L170<>\"\"),VLOOKUP(Inventory!$L170,$N$3:$O$6,2,FALSE),IF(AND(OR($Z414=\"c\",$Z414=\"d\"),Inventory!$AE170=\"\"),\"a\",IF(AND(OR($Z414=\"c\",$Z414=\"d\"),Inventory!$AE170<>\"\"),VLOOKUP(Inventory!$AE170,$N$3:$O$6,2,FALSE),\"a\")))))","v":"a"},{"$f":"IF(OR(AND($AA414<>\"e\",$AA414<>\"f\"),$AF414=0,Inventory!$AG170=\"\"),\"a\",VLOOKUP(Inventory!$AG170,$Q$3:$R$5,2,FALSE))","v":"a"},{"$f":"IF(OR(Inventory!C170=\"New Construction\",Inventory!C170=\"Replace-on-Burnout\",Inventory!C170=\"Early Retirement\"),Inventory!AT170,0)","v":0},"","","","","","","","","","","","",0,"aaaaa0","No","No",{"$f":"IF($Z414=\"a\",0,IF($Z414=\"b\",Inventory!$M170,Inventory!$AH170))","v":0},{"$f":"IF(OR($Z414=\"a\",AND($AU414=\"No\",$AV414=\"No\")),0,IF(AND($Z414=\"b\",Inventory!$O170=\"Btu/hr\"),Inventory!$N170,IF(AND($Z414=\"b\",Inventory!$O170=\"Tons\"),Inventory!$N170*12000,IF(AND(OR($Z414=\"c\",$Z414=\"d\"),Inventory!$AJ170=\"Btu/hr\"),Inventory!$AI170,IF(AND(OR($Z414=\"c\",$Z414=\"d\"),Inventory!$AJ170=\"Tons\"),Inventory!$AI170*12000,0)))))","v":0},0,0,"EER",0,"kW/ton",{"$f":"IF(OR($Z414=\"a\",$AV414=\"No\"),0,IF(AND($Z414=\"b\",Inventory!$Q170=\"Btu/hr\"),Inventory!$P170,IF(AND($Z414=\"b\",Inventory!$Q170=\"Tons\"),Inventory!$P170*12000,IF(AND(OR($Z414=\"c\",$Z414=\"d\"),Inventory!$AL170=\"Btu/hr\"),Inventory!$AK170,IF(AND(OR($Z414=\"c\",$Z414=\"d\"),Inventory!$AL170=\"Tons\"),Inventory!$AK170*12000,0)))))","v":0},0,0,"COP",{"$f":"IF($Z414=\"b\",\"Yes\",\"No\")","v":"No"},{"$f":"IF(OR(Inventory!$J170=\"\",$BH414=\"No\"),\"-\",Inventory!$J170)","v":"-"},{"$f":"IFERROR(VLOOKUP($BI414,'Early Retirement'!$B$6:$C$32,2,FALSE),\"-\")","v":"-"},{"$f":"IF(OR($Z414<>\"b\",AND($AA414<>\"b\",$AA414<>\"c\")),\"n\",IF(AND($AS414<>1,$AS414<>2,$AS414<>7,$AS414<>8),\"n\",IF(Inventory!$K170=\"Split\",\"s\",IF(Inventory!$K170=\"Packaged\",\"p\",\"n\"))))","v":"n"},{"$f":"IF(AND($AA414<>\"i\",$AA414<>\"j\"),\"n\",IF(Inventory!$L170=\"Centrifugal\",\"c\",\"n\"))","v":"n"},"-","-",{"$f":"IFERROR(INDEX('Early Retirement'!$C$4:$AC$32,$BJ414,$BN414),0)","v":0},{"$f":"IFERROR(HLOOKUP($BN414,'Early Retirement'!$D$4:$AC$5,2,FALSE),0)","v":0},{"$f":"IFERROR(INDEX('Early Retirement'!$AE$4:$BE$32,$BJ414,$BN414),0)","v":0},{"$f":"IFERROR(HLOOKUP($BN414,'Early Retirement'!$AF$4:$BE$5,2,FALSE),0)","v":0},0,0,"kW/ton",{"$f":"IFERROR(INDEX('Early Retirement'!$BG$4:$CG$32,$BJ414,$BN414),0)","v":0},{"$f":"IFERROR(HLOOKUP($BN414,'Early Retirement'!$BH$4:$CH$5,2,FALSE),0)","v":0},0,"COP","Yes",0,0,"kW/ton",0,"COP",{"$f":"MAX($BB414,$BS414,$CA414)","v":0},0,"kW/ton",0,"COP"]
[null,null,null,null,null,null,null,null,null,null,null,null,null,null,null,null,null,null,null,null,null,null,null,null,162,{"$f":"IF(Inventory!$C171=\"\",\"a\",VLOOKUP(Inventory!$C171,$B$8:$C$11,2,FALSE))","v":"a"},{"$f":"IF(AND($Z415=\"b\",Inventory!$I171=\"\"),\"a\",IF(AND($Z415=\"b\",Inventory!$I171<>\"\"),VLOOKUP(Inventory!$I171,$E$3:$F$12,2,FALSE),IF(AND(OR($Z415=\"c\",$Z415=\"d\"),Inventory!$AB171=\"\"),\"a\",IF(AND(OR($Z415=\"c\",$Z415=\"d\"),Inventory!$AB171<>\"\"),VLOOKUP(Inventory!$AB171,$E$3:$F$12,2,FALSE),\"a\"))))","v":"a"},{"$f":"IF(OR(AND($AA415<>\"b\",$AA415<>\"c\"),$AF415=0,$AF415>=(65000/12000),Inventory!$AC171=\"\"),\"a\",VLOOKUP(Inventory!$AC171,$H$3:$I$5,2,FALSE))","v":"a"},null,{"$f":"IF(AND($AA415<>\"i\",$AA415<>\"j\"),\"a\",IF(AND($Z415=\"b\",Inventory!$L171=\"\"),\"a\",IF(AND($Z415=\"b\",Inventory!$L171<>\"\"),VLOOKUP(Inventory!$L171,$N$3:$O$6,2,FALSE),IF(AND(OR($Z415=\"c\",$Z415=\"d\"),Inventory!$AE171=\"\"),\"a\",IF(AND(OR($Z415=\"c\",$Z415=\"d\"),Inventory!$AE171<>\"\"),VLOOKUP(Inventory!$AE171,$N$3:$O$6,2,FALSE),\"a\")))))","v":"a"},{"$f":"IF(OR(AND($AA415<>\"e\",$AA415<>\"f\"),$AF415=0,Inventory!$AG171=\"\"),\"a\",VLOOKUP(Inventory!$AG171,$Q$3:$R$5,2,FALSE))","v":"a"},{"$f":"IF(OR(Inventory!C171=\"New Construction\",Inventory!C171=\"Replace-on-Burnout\",Inventory!C171=\"Early Retirement\"),Inventory!AT171,0)","v":0},"","","","","","","","","","","","",0,"aaaaa0","No","No",{"$f":"IF($Z415=\"a\",0,IF($Z415=\"b\",Inventory!$M171,Inventory!$AH171))","v":0},{"$f":"IF(OR($Z415=\"a\",AND($AU415=\"No\",$AV415=\"No\")),0,IF(AND($Z415=\"b\",Inventory!$O171=\"Btu/hr\"),Inventory!$N171,IF(AND($Z415=\"b\",Inventory!$O171=\"Tons\"),Inventory!$N171*12000,IF(AND(OR($Z415=\"c\",$Z415=\"d\"),Inventory!$AJ171=\"Btu/hr\"),Inventory!$AI171,IF(AND(OR($Z415=\"c\",$Z415=\"d\"),Inventory!$AJ171=\"Tons\"),Inventory!$AI171*12000,0)))))","v":0},0,0,"EER",0,"kW/ton",{"$f":"IF(OR($Z415=\"a\",$AV415=\"No\"),0,IF(AND($Z415=\"b\",Inventory!$Q171=\"Btu/hr\"),Inventory!$P171,IF(AND($Z415=\"b\",Inventory!$Q171=\"Tons\"),Inventory!$P171*12000,IF(AND(OR($Z415=\"c\",$Z415=\"d\"),Inventory!$AL171=\"Btu/hr\"),Inventory!$AK171,IF(AND(OR($Z415=\"c\",$Z415=\"d\"),Inventory!$AL171=\"Tons\"),Inventory!$AK171*12000,0)))))","v":0},0,0,"COP","No",{"$f":"IF(OR(Inventory!$J171=\"\",$BH415=\"No\"),\"-\",Inventory!$J171)","v":"-"},{"$f":"IFERROR(VLOOKUP($BI415,'Early Retirement'!$B$6:$C$32,2,FALSE),\"-\")","v":"-"},{"$f":"IF(OR($Z415<>\"b\",AND($AA415<>\"b\",$AA415<>\"c\")),\"n\",IF(AND($AS415<>1,$AS415<>2,$AS415<>7,$AS415<>8),\"n\",IF(Inventory!$K171=\"Split\",\"s\",IF(Inventory!$K171=\"Packaged\",\"p\",\"n\"))))","v":"n"},{"$f":"IF(AND($AA415<>\"i\",$AA415<>\"j\"),\"n\",IF(Inventory!$L171=\"Centrifugal\",\"c\",\"n\"))","v":"n"},"-","-",{"$f":"IFERROR(INDEX('Early Retirement'!$C$4:$AC$32,$BJ415,$BN415),0)","v":0},{"$f":"IFERROR(HLOOKUP($BN415,'Early Retirement'!$D$4:$AC$5,2,FALSE),0)","v":0},{"$f":"IFERROR(INDEX('Early Retirement'!$AE$4:$BE$32,$BJ415,$BN415),0)","v":0},{"$f":"IFERROR(HLOOKUP($BN415,'Early Retirement'!$AF$4:$BE$5,2,FALSE),0)","v":0},0,0,"kW/ton",{"$f":"IFERROR(INDEX('Early Retirement'!$BG$4:$CG$32,$BJ415,$BN415),0)","v":0},{"$f":"IFERROR(HLOOKUP($BN415,'Early Retirement'!$BH$4:$CH$5,2,FALSE),0)","v":0},0,"COP","Yes",0,0,"kW/ton",0,"COP",0,0,"kW/ton",0,"COP"]
[null,null,null,null,null,null,null,null,null,null,null,null,null,null,null,null,null,null,null,null,null,null,null,null,163,{"$f":"IF(Inventory!$C172=\"\",\"a\",VLOOKUP(Inventory!$C172,$B$8:$C$11,2,FALSE))","v":"a"},{"$f":"IF(AND($Z416=\"b\",Inventory!$I172=\"\"),\"a\",IF(AND($Z416=\"b\",Inventory!$I172<>\"\"),VLOOKUP(Inventory!$I172,$E$3:$F$12,2,FALSE),IF(AND(OR($Z416=\"c\",$Z416=\"d\"),Inventory!$AB172=\"\"),\"a\",IF(AND(OR($Z416=\"c\",$Z416=\"d\"),Inventory!$AB172<>\"\"),VLOOKUP(Inventory!$AB172,$E$3:$F$12,2,FALSE),\"a\"))))","v":"a"},{"$f":"IF(OR(AND($AA416<>\"b\",$AA416<>\"c\"),$AF416=0,$AF416>=(65000/12000),Inventory!$AC172=\"\"),\"a\",VLOOKUP(Inventory!$AC172,$H$3:$I$5,2,FALSE))","v":"a"},null,{"$f":"IF(AND($AA416<>\"i\",$AA416<>\"j\"),\"a\",IF(AND($Z416=\"b\",Inventory!$L172=\"\"),\"a\",IF(AND($Z416=\"b\",Inventory!$L172<>\"\"),VLOOKUP(Inventory!$L172,$N$3:$O$6,2,FALSE),IF(AND(OR($Z416=\"c\",$Z416=\"d\"),Inventory!$AE172=\"\"),\"a\",IF(AND(OR($Z416=\"c\",$Z416=\"d\"),Inventory!$AE172<>\"\"),VLOOKUP(Inventory!$AE172,$N$3:$O$6,2,FALSE),\"a\")))))","v":"a"},{"$f":"IF(OR(AND($AA416<>\"e\",$AA416<>\"f\"),$AF416=0,Inventory!$AG172=\"\"),\"a\",VLOOKUP(Inventory!$AG172,$Q$3:$R$5,2,FALSE))","v":"a"},{"$f":"IF(OR(Inventory!C172=\"New Construction\",Inventory!C172=\"Replace-on-Burnout\",Inventory!C172=\"Early Retirement\"),Inventory!AT172,0)","v":0},"","","","","","","","","","","","",0,"aaaaa0","No","No",{"$f":"IF($Z416=\"a\",0,IF($Z416=\"b\",Inventory!$M172,Inventory!$AH172))","v":0},{"$f":"IF(OR($Z416=\"a\",AND($AU416=\"No\",$AV416=\"No\")),0,IF(AND($Z416=\"b\",Inventory!$O172=\"Btu/hr\"),Inventory!$N172,IF(AND($Z416=\"b\",Inventory!$O172=\"Tons\"),Inventory!$N172*12000,IF(AND(OR($Z416=\"c\",$Z416=\"d\"),Inventory!$AJ172=\"Btu/hr\"),Inventory!$AI172,IF(AND(OR($Z416=\"c\",$Z416=\"d\"),Inventory!$AJ172=\"Tons\"),Inventory!$AI172*12000,0)))))","v":0},0,0,"EER",0,"kW/ton",{"$f":"IF(OR($Z416=\"a\",$AV416=\"No\"),0,IF(AND($Z416=\"b\",Inventory!$Q172=\"Btu/hr\"),Inventory!$P172,IF(AND($Z416=\"b\",Inventory!$Q172=\"Tons\"),Inventory!$P172*12000,IF(AND(OR($Z416=\"c\",$Z416=\"d\"),Inventory!$AL172=\"Btu/hr\"),Inventory!$AK172,IF(AND(OR($Z416=\"c\",$Z416=\"d\"),Inventory!$AL172=\"Tons\"),Inventory!$AK172*12000,0)))))","v":0},0,0,"COP","No",{"$f":"IF(OR(Inventory!$J172=\"\",$BH416=\"No\"),\"-\",Inventory!$J172)","v":"-"},{"$f":"IFERROR(VLOOKUP($BI416,'Early Retirement'!$B$6:$C$32,2,FALSE),\"-\")","v":"-"},{"$f":"IF(OR($Z416<>\"b\",AND($AA416<>\"b\",$AA416<>\"c\")),\"n\",IF(AND($AS416<>1,$AS416<>2,$AS416<>7,$AS416<>8),\"n\",IF(Inventory!$K172=\"Split\",\"s\",IF(Inventory!$K172=\"Packaged\",\"p\",\"n\"))))","v":"n"},{"$f":"IF(AND($AA416<>\"i\",$AA416<>\"j\"),\"n\",IF(Inventory!$L172=\"Centrifugal\",\"c\",\"n\"))","v":"n"},"-","-",{"$f":"IFERROR(INDEX('Early Retirement'!$C$4:$AC$32,$BJ416,$BN416),0)","v":0},{"$f":"IFERROR(HLOOKUP($BN416,'Early Retirement'!$D$4:$AC$5,2,FALSE),0)","v":0},{"$f":"IFERROR(INDEX('Early Retirement'!$AE$4:$BE$32,$BJ416,$BN416),0)","v":0},{"$f":"IFERROR(HLOOKUP($BN416,'Early Retirement'!$AF$4:$BE$5,2,FALSE),0)","v":0},0,0,"kW/ton",{"$f":"IFERROR(INDEX('Early Retirement'!$BG$4:$CG$32,$BJ416,$BN416),0)","v":0},{"$f":"IFERROR(HLOOKUP($BN416,'Early Retirement'!$BH$4:$CH$5,2,FALSE),0)","v":0},0,"COP","Yes",0,0,"kW/ton",0,"COP",0,0,"kW/ton",0,"COP"]
[null,null,null,null,null,null,null,null,null,null,null,null,null,null,null,null,null,null,null,null,null,null,null,null,164,{"$f":"IF(Inventory!$C173=\"\",\"a\",VLOOKUP(Inventory!$C173,$B$8:$C$11,2,FALSE))","v":"a"},{"$f":"IF(AND($Z417=\"b\",Inventory!$I173=\"\"),\"a\",IF(AND($Z417=\"b\",Inventory!$I173<>\"\"),VLOOKUP(Inventory!$I173,$E$3:$F$12,2,FALSE),IF(AND(OR($Z417=\"c\",$Z417=\"d\"),Inventory!$AB173=\"\"),\"a\",IF(AND(OR($Z417=\"c\",$Z417=\"d\"),Inventory!$AB173<>\"\"),VLOOKUP(Inventory!$AB173,$E$3:$F$12,2,FALSE),\"a\"))))","v":"a"},{"$f":"IF(OR(AND($AA417<>\"b\",$AA417<>\"c\"),$AF417=0,$AF417>=(65000/12000),Inventory!$AC173=\"\"),\"a\",VLOOKUP(Inventory!$AC173,$H$3:$I$5,2,FALSE))","v":"a"},null,{"$f":"IF(AND($AA417<>\"i\",$AA417<>\"j\"),\"a\",IF(AND($Z417=\"b\",Inventory!$L173=\"\"),\"a\",IF(AND($Z417=\"b\",Inventory!$L173<>\"\"),VLOOKUP(Inventory!$L173,$N$3:$O$6,2,FALSE),IF(AND(OR($Z417=\"c\",$Z417=\"d\"),Inventory!$AE173=\"\"),\"a\",IF(AND(OR($Z417=\"c\",$Z417=\"d\"),Inventory!$AE173<>\"\"),VLOOKUP(Inventory!$AE173,$N$3:$O$6,2,FALSE),\"a\")))))","v":"a"},{"$f":"IF(OR(AND($AA417<>\"e\",$AA417<>\"f\"),$AF417=0,Inventory!$AG173=\"\"),\"a\",VLOOKUP(Inventory!$AG173,$Q$3:$R$5,2,FALSE))","v":"a"},{"$f":"IF(OR(Inventory!C173=\"New Construction\",Inventory!C173=\"Replace-on-Burnout\",Inventory!C173=\"Early Retirement\"),Inventory!AT173,0)","v":0},"","","","","","","","","","","","",0,"aaaaa0","No","No",{"$f":"IF($Z417=\"a\",0,IF($Z417=\"b\",Inventory!$M173,Inventory!$AH173))","v":0},{"$f":"IF(OR($Z417=\"a\",AND($AU417=\"No\",$AV417=\"No\")),0,IF(AND($Z417=\"b\",Inventory!$O173=\"Btu/hr\"),Inventory!$N173,IF(AND($Z417=\"b\",Inventory!$O173=\"Tons\"),Inventory!$N173*12000,IF(AND(OR($Z417=\"c\",$Z417=\"d\"),Inventory!$AJ173=\"Btu/hr\"),Inventory!$AI173,IF(AND(OR($Z417=\"c\",$Z417=\"d\"),Inventory!$AJ173=\"Tons\"),Inventory!$AI173*12000,0)))))","v":0},0,0,"EER",0,"kW/ton",{"$f":"IF(OR($Z417=\"a\",$AV417=\"No\"),0,IF(AND($Z417=\"b\",Inventory!$Q173=\"Btu/hr\"),Inventory!$P173,IF(AND($Z417=\"b\",Inventory!$Q173=\"Tons\"),Inventory!$P173*12000,IF(AND(OR($Z417=\"c\",$Z417=\"d\"),Inventory!$AL173=\"Btu/hr\"),Inventory!$AK173,IF(AND(OR($Z417=\"c\",$Z417=\"d\"),Inventory!$AL173=\"Tons\"),Inventory!$AK173*12000,0)))))","v":0},0,0,"COP","No",{"$f":"IF(OR(Inventory!$J173=\"\",$BH417=\"No\"),\"-\",Inventory!$J173)","v":"-"},{"$f":"IFERROR(VLOOKUP($BI417,'Early Retirement'!$B$6:$C$32,2,FALSE),\"-\")","v":"-"},{"$f":"IF(OR($Z417<>\"b\",AND($AA417<>\"b\",$AA417<>\"c\")),\"n\",IF(AND($AS417<>1,$AS417<>2,$AS417<>7,$AS417<>8),\"n\",IF(Inventory!$K173=\"Split\",\"s\",IF(Inventory!$K173=\"Packaged\",\"p\",\"n\"))))","v":"n"},{"$f":"IF(AND($AA417<>\"i\",$AA417<>\"j\"),\"n\",IF(Inventory!$L173=\"Centrifugal\",\"c\",\"n\"))","v":"n"},"-","-",{"$f":"IFERROR(INDEX('Early Retirement'!$C$4:$AC$32,$BJ417,$BN417),0)","v":0},{"$f":"IFERROR(HLOOKUP($BN417,'Early Retirement'!$D$4:$AC$5,2,FALSE),0)","v":0},{"$f":"IFERROR(INDEX('Early Retirement'!$AE$4:$BE$32,$BJ417,$BN417),0)","v":0},{"$f":"IFERROR(HLOOKUP($BN417,'Early Retirement'!$AF$4:$BE$5,2,FALSE),0)","v":0},0,0,"kW/ton",{"$f":"IFERROR(INDEX('Early Retirement'!$BG$4:$CG$32,$BJ417,$BN417),0)","v":0},{"$f":"IFERROR(HLOOKUP($BN417,'Early Retirement'!$BH$4:$CH$5,2,FALSE),0)","v":0},0,"COP","Yes",0,0,"kW/ton",0,"COP",0,0,"kW/ton",0,"COP"]
[null,null,null,null,null,null,null,null,null,null,null,null,null,null,null,null,null,null,null,null,null,null,null,null,165,{"$f":"IF(Inventory!$C174=\"\",\"a\",VLOOKUP(Inventory!$C174,$B$8:$C$11,2,FALSE))","v":"a"},{"$f":"IF(AND($Z418=\"b\",Inventory!$I174=\"\"),\"a\",IF(AND($Z418=\"b\",Inventory!$I174<>\"\"),VLOOKUP(Inventory!$I174,$E$3:$F$12,2,FALSE),IF(AND(OR($Z418=\"c\",$Z418=\"d\"),Inventory!$AB174=\"\"),\"a\",IF(AND(OR($Z418=\"c\",$Z418=\"d\"),Inventory!$AB174<>\"\"),VLOOKUP(Inventory!$AB174,$E$3:$F$12,2,FALSE),\"a\"))))","v":"a"},{"$f":"IF(OR(AND($AA418<>\"b\",$AA418<>\"c\"),$AF418=0,$AF418>=(65000/12000),Inventory!$AC174=\"\"),\"a\",VLOOKUP(Inventory!$AC174,$H$3:$I$5,2,FALSE))","v":"a"},null,{"$f":"IF(AND($AA418<>\"i\",$AA418<>\"j\"),\"a\",IF(AND($Z418=\"b\",Inventory!$L174=\"\"),\"a\",IF(AND($Z418=\"b\",Inventory!$L174<>\"\"),VLOOKUP(Inventory!$L174,$N$3:$O$6,2,FALSE),IF(AND(OR($Z418=\"c\",$Z418=\"d\"),Inventory!$AE174=\"\"),\"a\",IF(AND(OR($Z418=\"c\",$Z418=\"d\"),Inventory!$AE174<>\"\"),VLOOKUP(Inventory!$AE174,$N$3:$O$6,2,FALSE),\"a\")))))","v":"a"},{"$f":"IF(OR(AND($AA418<>\"e\",$AA418<>\"f\"),$AF418=0,Inventory!$AG174=\"\"),\"a\",VLOOKUP(Inventory!$AG174,$Q$3:$R$5,2,FALSE))","v":"a"},{"$f":"IF(OR(Inventory!C174=\"New Construction\",Inventory!C174=\"Replace-on-Burnout\",Inventory!C174=\"Early Retirement\"),Inventory!AT174,0)","v":0},"","","","","","","","","","","","",0,"aaaaa0","No","No",{"$f":"IF($Z418=\"a\",0,IF($Z418=\"b\",Inventory!$M174,Inventory!$AH174))","v":0},{"$f":"IF(OR($Z418=\"a\",AND($AU418=\"No\",$AV418=\"No\")),0,IF(AND($Z418=\"b\",Inventory!$O174=\"Btu/hr\"),Inventory!$N174,IF(AND($Z418=\"b\",Inventory!$O174=\"Tons\"),Inventory!$N174*12000,IF(AND(OR($Z418=\"c\",$Z418=\"d\"),Inventory!$AJ174=\"Btu/hr\"),Inventory!$AI174,IF(AND(OR($Z418=\"c\",$Z418=\"d\"),Inventory!$AJ174=\"Tons\"),Inventory!$AI174*12000,0)))))","v":0},0,0,"EER",0,"kW/ton",{"$f":"IF(OR($Z418=\"a\",$AV418=\"No\"),0,IF(AND($Z418=\"b\",Inventory!$Q174=\"Btu/hr\"),Inventory!$P174,IF(AND($Z418=\"b\",Inventory!$Q174=\"Tons\"),Inventory!$P174*12000,IF(AND(OR($Z418=\"c\",$Z418=\"d\"),Inventory!$AL174=\"Btu/hr\"),Inventory!$AK174,IF(AND(OR($Z418=\"c\",$Z418=\"d\"),Inventory!$AL174=\"Tons\"),Inventory!$AK174*12000,0)))))","v":0},0,0,"COP","No",{"$f":"IF(OR(Inventory!$J174=\"\",$BH418=\"No\"),\"-\",Inventory!$J174)","v":"-"},{"$f":"IFERROR(VLOOKUP($BI418,'Early Retirement'!$B$6:$C$32,2,FALSE),\"-\")","v":"-"},{"$f":"IF(OR($Z418<>\"b\",AND($AA418<>\"b\",$AA418<>\"c\")),\"n\",IF(AND($AS418<>1,$AS418<>2,$AS418<>7,$AS418<>8),\"n\",IF(Inventory!$K174=\"Split\",\"s\",IF(Inventory!$K174=\"Packaged\",\"p\",\"n\"))))","v":"n"},{"$f":"IF(AND($AA418<>\"i\",$AA418<>\"j\"),\"n\",IF(Inventory!$L174=\"Centrifugal\",\"c\",\"n\"))","v":"n"},"-","-",{"$f":"IFERROR(INDEX('Early Retirement'!$C$4:$AC$32,$BJ418,$BN418),0)","v":0},{"$f":"IFERROR(HLOOKUP($BN418,'Early Retirement'!$D$4:$AC$5,2,FALSE),0)","v":0},{"$f":"IFERROR(INDEX('Early Retirement'!$AE$4:$BE$32,$BJ418,$BN418),0)","v":0},{"$f":"IFERROR(HLOOKUP($BN418,'Early Retirement'!$AF$4:$BE$5,2,FALSE),0)","v":0},0,0,"kW/ton",{"$f":"IFERROR(INDEX('Early Retirement'!$BG$4:$CG$32,$BJ418,$BN418),0)","v":0},{"$f":"IFERROR(HLOOKUP($BN418,'Early Retirement'!$BH$4:$CH$5,2,FALSE),0)","v":0},0,"COP","Yes",0,0,"kW/ton",0,"COP",0,0,"kW/ton",0,"COP"]
[null,null,null,null,null,null,null,null,null,null,null,null,null,null,null,null,null,null,null,null,null,null,null,null,166,{"$f":"IF(Inventory!$C175=\"\",\"a\",VLOOKUP(Inventory!$C175,$B$8:$C$11,2,FALSE))","v":"a"},{"$f":"IF(AND($Z419=\"b\",Inventory!$I175=\"\"),\"a\",IF(AND($Z419=\"b\",Inventory!$I175<>\"\"),VLOOKUP(Inventory!$I175,$E$3:$F$12,2,FALSE),IF(AND(OR($Z419=\"c\",$Z419=\"d\"),Inventory!$AB175=\"\"),\"a\",IF(AND(OR($Z419=\"c\",$Z419=\"d\"),Inventory!$AB175<>\"\"),VLOOKUP(Inventory!$AB175,$E$3:$F$12,2,FALSE),\"a\"))))","v":"a"},{"$f":"IF(OR(AND($AA419<>\"b\",$AA419<>\"c\"),$AF419=0,$AF419>=(65000/12000),Inventory!$AC175=\"\"),\"a\",VLOOKUP(Inventory!$AC175,$H$3:$I$5,2,FALSE))","v":"a"},null,{"$f":"IF(AND($AA419<>\"i\",$AA419<>\"j\"),\"a\",IF(AND($Z419=\"b\",Inventory!$L175=\"\"),\"a\",IF(AND($Z419=\"b\",Inventory!$L175<>\"\"),VLOOKUP(Inventory!$L175,$N$3:$O$6,2,FALSE),IF(AND(OR($Z419=\"c\",$Z419=\"d\"),Inventory!$AE175=\"\"),\"a\",IF(AND(OR($Z419=\"c\",$Z419=\"d\"),Inventory!$AE175<>\"\"),VLOOKUP(Inventory!$AE175,$N$3:$O$6,2,FALSE),\"a\")))))","v":"a"},{"$f":"IF(OR(AND($AA419<>\"e\",$AA419<>\"f\"),$AF419=0,Inventory!$AG175=\"\"),\"a\",VLOOKUP(Inventory!$AG175,$Q$3:$R$5,2,FALSE))","v":"a"},{"$f":"IF(OR(Inventory!C175=\"New Construction\",Inventory!C175=\"Replace-on-Burnout\",Inventory!C175=\"Early Retirement\"),Inventory!AT175,0)","v":0},"","","","","","","","","","","","",0,"aaaaa0","No","No",{"$f":"IF($Z419=\"a\",0,IF($Z419=\"b\",Inventory!$M175,Inventory!$AH175))","v":0},{"$f":"IF(OR($Z419=\"a\",AND($AU419=\"No\",$AV419=\"No\")),0,IF(AND($Z419=\"b\",Inventory!$O175=\"Btu/hr\"),Inventory!$N175,IF(AND($Z419=\"b\",Inventory!$O175=\"Tons\"),Inventory!$N175*12000,IF(AND(OR($Z419=\"c\",$Z419=\"d\"),Inventory!$AJ175=\"Btu/hr\"),Inventory!$AI175,IF(AND(OR($Z419=\"c\",$Z419=\"d\"),Inventory!$AJ175=\"Tons\"),Inventory!$AI175*12000,0)))))","v":0},0,0,"EER",0,"kW/ton",{"$f":"IF(OR($Z419=\"a\",$AV419=\"No\"),0,IF(AND($Z419=\"b\",Inventory!$Q175=\"Btu/hr\"),Inventory!$P175,IF(AND($Z419=\"b\",Inventory!$Q175=\"Tons\"),Inventory!$P175*12000,IF(AND(OR($Z419=\"c\",$Z419=\"d\"),Inventory!$AL175=\"Btu/hr\"),Inventory!$AK175,IF(AND(OR($Z419=\"c\",$Z419=\"d\"),Inventory!$AL175=\"Tons\"),Inventory!$AK175*12000,0)))))","v":0},0,0,"COP","No",{"$f":"IF(OR(Inventory!$J175=\"\",$BH419=\"No\"),\"-\",Inventory!$J175)","v":"-"},{"$f":"IFERROR(VLOOKUP($BI419,'Early Retirement'!$B$6:$C$32,2,FALSE),\"-\")","v":"-"},{"$f":"IF(OR($Z419<>\"b\",AND($AA419<>\"b\",$AA419<>\"c\")),\"n\",IF(AND($AS419<>1,$AS419<>2,$AS419<>7,$AS419<>8),\"n\",IF(Inventory!$K175=\"Split\",\"s\",IF(Inventory!$K175=\"Packaged\",\"p\",\"n\"))))","v":"n"},{"$f":"IF(AND($AA419<>\"i\",$AA419<>\"j\"),\"n\",IF(Inventory!$L175=\"Centrifugal\",\"c\",\"n\"))","v":"n"},"-","-",{"$f":"IFERROR(INDEX('Early Retirement'!$C$4:$AC$32,$BJ419,$BN419),0)","v":0},{"$f":"IFERROR(HLOOKUP($BN419,'Early Retirement'!$D$4:$AC$5,2,FALSE),0)","v":0},{"$f":"IFERROR(INDEX('Early Retirement'!$AE$4:$BE$32,$BJ419,$BN419),0)","v":0},{"$f":"IFERROR(HLOOKUP($BN419,'Early Retirement'!$AF$4:$BE$5,2,FALSE),0)","v":0},0,0,"kW/ton",{"$f":"IFERROR(INDEX('Early Retirement'!$BG$4:$CG$32,$BJ419,$BN419),0)","v":0},{"$f":"IFERROR(HLOOKUP($BN419,'Early Retirement'!$BH$4:$CH$5,2,FALSE),0)","v":0},0,"COP","Yes",0,0,"kW/ton",0,"COP",0,0,"kW/ton",0,"COP"]
[null,null,null,null,null,null,null,null,null,null,null,null,null,null,null,null,null,null,null,null,null,null,null,null,167,{"$f":"IF(Inventory!$C176=\"\",\"a\",VLOOKUP(Inventory!$C176,$B$8:$C$11,2,FALSE))","v":"a"},{"$f":"IF(AND($Z420=\"b\",Inventory!$I176=\"\"),\"a\",IF(AND($Z420=\"b\",Inventory!$I176<>\"\"),VLOOKUP(Inventory!$I176,$E$3:$F$12,2,FALSE),IF(AND(OR($Z420=\"c\",$Z420=\"d\"),Inventory!$AB176=\"\"),\"a\",IF(AND(OR($Z420=\"c\",$Z420=\"d\"),Inventory!$AB176<>\"\"),VLOOKUP(Inventory!$AB176,$E$3:$F$12,2,FALSE),\"a\"))))","v":"a"},{"$f":"IF(OR(AND($AA420<>\"b\",$AA420<>\"c\"),$AF420=0,$AF420>=(65000/12000),Inventory!$AC176=\"\"),\"a\",VLOOKUP(Inventory!$AC176,$H$3:$I$5,2,FALSE))","v":"a"},null,{"$f":"IF(AND($AA420<>\"i\",$AA420<>\"j\"),\"a\",IF(AND($Z420=\"b\",Inventory!$L176=\"\"),\"a\",IF(AND($Z420=\"b\",Inventory!$L176<>\"\"),VLOOKUP(Inventory!$L176,$N$3:$O$6,2,FALSE),IF(AND(OR($Z420=\"c\",$Z420=\"d\"),Inventory!$AE176=\"\"),\"a\",IF(AND(OR($Z420=\"c\",$Z420=\"d\"),Inventory!$AE176<>\"\"),VLOOKUP(Inventory!$AE176,$N$3:$O$6,2,FALSE),\"a\")))))","v":"a"},{"$f":"IF(OR(AND($AA420<>\"e\",$AA420<>\"f\"),$AF420=0,Inventory!$AG176=\"\"),\"a\",VLOOKUP(Inventory!$AG176,$Q$3:$R$5,2,FALSE))","v":"a"},{"$f":"IF(OR(Inventory!C176=\"New Construction\",Inventory!C176=\"Replace-on-Burnout\",Inventory!C176=\"Early Retirement\"),Inventory!AT176,0)","v":0},"","","","","","","","","","","","",0,"aaaaa0","No","No",{"$f":"IF($Z420=\"a\",0,IF($Z420=\"b\",Inventory!$M176,Inventory!$AH176))","v":0},{"$f":"IF(OR($Z420=\"a\",AND($AU420=\"No\",$AV420=\"No\")),0,IF(AND($Z420=\"b\",Inventory!$O176=\"Btu/hr\"),Inventory!$N176,IF(AND($Z420=\"b\",Inventory!$O176=\"Tons\"),Inventory!$N176*12000,IF(AND(OR($Z420=\"c\",$Z420=\"d\"),Inventory!$AJ176=\"Btu/hr\"),Inventory!$AI176,IF(AND(OR($Z420=\"c\",$Z420=\"d\"),Inventory!$AJ176=\"Tons\"),Inventory!$AI176*12000,0)))))","v":0},0,0,"EER",0,"kW/ton",{"$f":"IF(OR($Z420=\"a\",$AV420=\"No\"),0,IF(AND($Z420=\"b\",Inventory!$Q176=\"Btu/hr\"),Inventory!$P176,IF(AND($Z420=\"b\",Inventory!$Q176=\"Tons\"),Inventory!$P176*12000,IF(AND(OR($Z420=\"c\",$Z420=\"d\"),Inventory!$AL176=\"Btu/hr\"),Inventory!$AK176,IF(AND(OR($Z420=\"c\",$Z420=\"d\"),Inventory!$AL176=\"Tons\"),Inventory!$AK176*12000,0)))))","v":0},0,0,"COP","No",{"$f":"IF(OR(Inventory!$J176=\"\",$BH420=\"No\"),\"-\",Inventory!$J176)","v":"-"},{"$f":"IFERROR(VLOOKUP($BI420,'Early Retirement'!$B$6:$C$32,2,FALSE),\"-\")","v":"-"},{"$f":"IF(OR($Z420<>\"b\",AND($AA420<>\"b\",$AA420<>\"c\")),\"n\",IF(AND($AS420<>1,$AS420<>2,$AS420<>7,$AS420<>8),\"n\",IF(Inventory!$K176=\"Split\",\"s\",IF(Inventory!$K176=\"Packaged\",\"p\",\"n\"))))","v":"n"},{"$f":"IF(AND($AA420<>\"i\",$AA420<>\"j\"),\"n\",IF(Inventory!$L176=\"Centrifugal\",\"c\",\"n\"))","v":"n"},"-","-",{"$f":"IFERROR(INDEX('Early Retirement'!$C$4:$AC$32,$BJ420,$BN420),0)","v":0},{"$f":"IFERROR(HLOOKUP($BN420,'Early Retirement'!$D$4:$AC$5,2,FALSE),0)","v":0},{"$f":"IFERROR(INDEX('Early Retirement'!$AE$4:$BE$32,$BJ420,$BN420),0)","v":0},{"$f":"IFERROR(HLOOKUP($BN420,'Early Retirement'!$AF$4:$BE$5,2,FALSE),0)","v":0},0,0,"kW/ton",{"$f":"IFERROR(INDEX('Early Retirement'!$BG$4:$CG$32,$BJ420,$BN420),0)","v":0},{"$f":"IFERROR(HLOOKUP($BN420,'Early Retirement'!$BH$4:$CH$5,2,FALSE),0)","v":0},0,"COP","Yes",0,0,"kW/ton",0,"COP",0,0,"kW/ton",0,"COP"]
[null,null,null,null,null,null,null,null,null,null,null,null,null,null,null,null,null,null,null,null,null,null,null,null,168,{"$f":"IF(Inventory!$C177=\"\",\"a\",VLOOKUP(Inventory!$C177,$B$8:$C$11,2,FALSE))","v":"a"},{"$f":"IF(AND($Z421=\"b\",Inventory!$I177=\"\"),\"a\",IF(AND($Z421=\"b\",Inventory!$I177<>\"\"),VLOOKUP(Inventory!$I177,$E$3:$F$12,2,FALSE),IF(AND(OR($Z421=\"c\",$Z421=\"d\"),Inventory!$AB177=\"\"),\"a\",IF(AND(OR($Z421=\"c\",$Z421=\"d\"),Inventory!$AB177<>\"\"),VLOOKUP(Inventory!$AB177,$E$3:$F$12,2,FALSE),\"a\"))))","v":"a"},{"$f":"IF(OR(AND($AA421<>\"b\",$AA421<>\"c\"),$AF421=0,$AF421>=(65000/12000),Inventory!$AC177=\"\"),\"a\",VLOOKUP(Inventory!$AC177,$H$3:$I$5,2,FALSE))","v":"a"},null,{"$f":"IF(AND($AA421<>\"i\",$AA421<>\"j\"),\"a\",IF(AND($Z421=\"b\",Inventory!$L177=\"\"),\"a\",IF(AND($Z421=\"b\",Inventory!$L177<>\"\"),VLOOKUP(Inventory!$L177,$N$3:$O$6,2,FALSE),IF(AND(OR($Z421=\"c\",$Z421=\"d\"),Inventory!$AE177=\"\"),\"a\",IF(AND(OR($Z421=\"c\",$Z421=\"d\"),Inventory!$AE177<>\"\"),VLOOKUP(Inventory!$AE177,$N$3:$O$6,2,FALSE),\"a\")))))","v":"a"},{"$f":"IF(OR(AND($AA421<>\"e\",$AA421<>\"f\"),$AF421=0,Inventory!$AG177=\"\"),\"a\",VLOOKUP(Inventory!$AG177,$Q$3:$R$5,2,FALSE))","v":"a"},{"$f":"IF(OR(Inventory!C177=\"New Construction\",Inventory!C177=\"Replace-on-Burnout\",Inventory!C177=\"Early Retirement\"),Inventory!AT177,0)","v":0},"","","","","","","","","","","","",0,"aaaaa0","No","No",{"$f":"IF($Z421=\"a\",0,IF($Z421=\"b\",Inventory!$M177,Inventory!$AH177))","v":0},{"$f":"IF(OR($Z421=\"a\",AND($AU421=\"No\",$AV421=\"No\")),0,IF(AND($Z421=\"b\",Inventory!$O177=\"Btu/hr\"),Inventory!$N177,IF(AND($Z421=\"b\",Inventory!$O177=\"Tons\"),Inventory!$N177*12000,IF(AND(OR($Z421=\"c\",$Z421=\"d\"),Inventory!$AJ177=\"Btu/hr\"),Inventory!$AI177,IF(AND(OR($Z421=\"c\",$Z421=\"d\"),Inventory!$AJ177=\"Tons\"),Inventory!$AI177*12000,0)))))","v":0},0,0,"EER",0,"kW/ton",{"$f":"IF(OR($Z421=\"a\",$AV421=\"No\"),0,IF(AND($Z421=\"b\",Inventory!$Q177=\"Btu/hr\"),Inventory!$P177,IF(AND($Z421=\"b\",Inventory!$Q177=\"Tons\"),Inventory!$P177*12000,IF(AND(OR($Z421=\"c\",$Z421=\"d\"),Inventory!$AL177=\"Btu/hr\"),Inventory!$AK177,IF(AND(OR($Z421=\"c\",$Z421=\"d\"),Inventory!$AL177=\"Tons\"),Inventory!$AK177*12000,0)))))","v":0},0,0,"COP","No",{"$f":"IF(OR(Inventory!$J177=\"\",$BH421=\"No\"),\"-\",Inventory!$J177)","v":"-"},{"$f":"IFERROR(VLOOKUP($BI421,'Early Retirement'!$B$6:$C$32,2,FALSE),\"-\")","v":"-"},{"$f":"IF(OR($Z421<>\"b\",AND($AA421<>\"b\",$AA421<>\"c\")),\"n\",IF(AND($AS421<>1,$AS421<>2,$AS421<>7,$AS421<>8),\"n\",IF(Inventory!$K177=\"Split\",\"s\",IF(Inventory!$K177=\"Packaged\",\"p\",\"n\"))))","v":"n"},{"$f":"IF(AND($AA421<>\"i\",$AA421<>\"j\"),\"n\",IF(Inventory!$L177=\"Centrifugal\",\"c\",\"n\"))","v":"n"},"-","-",{"$f":"IFERROR(INDEX('Early Retirement'!$C$4:$AC$32,$BJ421,$BN421),0)","v":0},{"$f":"IFERROR(HLOOKUP($BN421,'Early Retirement'!$D$4:$AC$5,2,FALSE),0)","v":0},{"$f":"IFERROR(INDEX('Early Retirement'!$AE$4:$BE$32,$BJ421,$BN421),0)","v":0},{"$f":"IFERROR(HLOOKUP($BN421,'Early Retirement'!$AF$4:$BE$5,2,FALSE),0)","v":0},0,0,"kW/ton",{"$f":"IFERROR(INDEX('Early Retirement'!$BG$4:$CG$32,$BJ421,$BN421),0)","v":0},{"$f":"IFERROR(HLOOKUP($BN421,'Early Retirement'!$BH$4:$CH$5,2,FALSE),0)","v":0},0,"COP","Yes",0,0,"kW/ton",0,"COP",0,0,"kW/ton",0,"COP"]
[null,null,null,null,null,null,null,null,null,null,null,null,null,null,null,null,null,null,null,null,null,null,null,null,169,{"$f":"IF(Inventory!$C178=\"\",\"a\",VLOOKUP(Inventory!$C178,$B$8:$C$11,2,FALSE))","v":"a"},{"$f":"IF(AND($Z422=\"b\",Inventory!$I178=\"\"),\"a\",IF(AND($Z422=\"b\",Inventory!$I178<>\"\"),VLOOKUP(Inventory!$I178,$E$3:$F$12,2,FALSE),IF(AND(OR($Z422=\"c\",$Z422=\"d\"),Inventory!$AB178=\"\"),\"a\",IF(AND(OR($Z422=\"c\",$Z422=\"d\"),Inventory!$AB178<>\"\"),VLOOKUP(Inventory!$AB178,$E$3:$F$12,2,FALSE),\"a\"))))","v":"a"},{"$f":"IF(OR(AND($AA422<>\"b\",$AA422<>\"c\"),$AF422=0,$AF422>=(65000/12000),Inventory!$AC178=\"\"),\"a\",VLOOKUP(Inventory!$AC178,$H$3:$I$5,2,FALSE))","v":"a"},null,{"$f":"IF(AND($AA422<>\"i\",$AA422<>\"j\"),\"a\",IF(AND($Z422=\"b\",Inventory!$L178=\"\"),\"a\",IF(AND($Z422=\"b\",Inventory!$L178<>\"\"),VLOOKUP(Inventory!$L178,$N$3:$O$6,2,FALSE),IF(AND(OR($Z422=\"c\",$Z422=\"d\"),Inventory!$AE178=\"\"),\"a\",IF(AND(OR($Z422=\"c\",$Z422=\"d\"),Inventory!$AE178<>\"\"),VLOOKUP(Inventory!$AE178,$N$3:$O$6,2,FALSE),\"a\")))))","v":"a"},{"$f":"IF(OR(AND($AA422<>\"e\",$AA422<>\"f\"),$AF422=0,Inventory!$AG178=\"\"),\"a\",VLOOKUP(Inventory!$AG178,$Q$3:$R$5,2,FALSE))","v":"a"},{"$f":"IF(OR(Inventory!C178=\"New Construction\",Inventory!C178=\"Replace-on-Burnout\",Inventory!C178=\"Early Retirement\"),Inventory!AT178,0)","v":0},"","","","","","","","","","","","",0,"aaaaa0","No","No",{"$f":"IF($Z422=\"a\",0,IF($Z422=\"b\",Inventory!$M178,Inventory!$AH178))","v":0},{"$f":"IF(OR($Z422=\"a\",AND($AU422=\"No\",$AV422=\"No\")),0,IF(AND($Z422=\"b\",Inventory!$O178=\"Btu/hr\"),Inventory!$N178,IF(AND($Z422=\"b\",Inventory!$O178=\"Tons\"),Inventory!$N178*12000,IF(AND(OR($Z422=\"c\",$Z422=\"d\"),Inventory!$AJ178=\"Btu/hr\"),Inventory!$AI178,IF(AND(OR($Z422=\"c\",$Z422=\"d\"),Inventory!$AJ178=\"Tons\"),Inventory!$AI178*12000,0)))))","v":0},0,0,"EER",0,"kW/ton",{"$f":"IF(OR($Z422=\"a\",$AV422=\"No\"),0,IF(AND($Z422=\"b\",Inventory!$Q178=\"Btu/hr\"),Inventory!$P178,IF(AND($Z422=\"b\",Inventory!$Q178=\"Tons\"),Inventory!$P178*12000,IF(AND(OR($Z422=\"c\",$Z422=\"d\"),Inventory!$AL178=\"Btu/hr\"),Inventory!$AK178,IF(AND(OR($Z422=\"c\",$Z422=\"d\"),Inventory!$AL178=\"Tons\"),Inventory!$AK178*12000,0)))))","v":0},0,0,"COP","No",{"$f":"IF(OR(Inventory!$J178=\"\",$BH422=\"No\"),\"-\",Inventory!$J178)","v":"-"},{"$f":"IFERROR(VLOOKUP($BI422,'Early Retirement'!$B$6:$C$32,2,FALSE),\"-\")","v":"-"},{"$f":"IF(OR($Z422<>\"b\",AND($AA422<>\"b\",$AA422<>\"c\")),\"n\",IF(AND($AS422<>1,$AS422<>2,$AS422<>7,$AS422<>8),\"n\",IF(Inventory!$K178=\"Split\",\"s\",IF(Inventory!$K178=\"Packaged\",\"p\",\"n\"))))","v":"n"},{"$f":"IF(AND($AA422<>\"i\",$AA422<>\"j\"),\"n\",IF(Inventory!$L178=\"Centrifugal\",\"c\",\"n\"))","v":"n"},"-","-",{"$f":"IFERROR(INDEX('Early Retirement'!$C$4:$AC$32,$BJ422,$BN422),0)","v":0},{"$f":"IFERROR(HLOOKUP($BN422,'Early Retirement'!$D$4:$AC$5,2,FALSE),0)","v":0},{"$f":"IFERROR(INDEX('Early Retirement'!$AE$4:$BE$32,$BJ422,$BN422),0)","v":0},{"$f":"IFERROR(HLOOKUP($BN422,'Early Retirement'!$AF$4:$BE$5,2,FALSE),0)","v":0},0,0,"kW/ton",{"$f":"IFERROR(INDEX('Early Retirement'!$BG$4:$CG$32,$BJ422,$BN422),0)","v":0},{"$f":"IFERROR(HLOOKUP($BN422,'Early Retirement'!$BH$4:$CH$5,2,FALSE),0)","v":0},0,"COP","Yes",0,0,"kW/ton",0,"COP",0,0,"kW/ton",0,"COP"]
[null,null,null,null,null,null,null,null,null,null,null,null,null,null,null,null,null,null,null,null,null,null,null,null,170,{"$f":"IF(Inventory!$C179=\"\",\"a\",VLOOKUP(Inventory!$C179,$B$8:$C$11,2,FALSE))","v":"a"},{"$f":"IF(AND($Z423=\"b\",Inventory!$I179=\"\"),\"a\",IF(AND($Z423=\"b\",Inventory!$I179<>\"\"),VLOOKUP(Inventory!$I179,$E$3:$F$12,2,FALSE),IF(AND(OR($Z423=\"c\",$Z423=\"d\"),Inventory!$AB179=\"\"),\"a\",IF(AND(OR($Z423=\"c\",$Z423=\"d\"),Inventory!$AB179<>\"\"),VLOOKUP(Inventory!$AB179,$E$3:$F$12,2,FALSE),\"a\"))))","v":"a"},{"$f":"IF(OR(AND($AA423<>\"b\",$AA423<>\"c\"),$AF423=0,$AF423>=(65000/12000),Inventory!$AC179=\"\"),\"a\",VLOOKUP(Inventory!$AC179,$H$3:$I$5,2,FALSE))","v":"a"},null,{"$f":"IF(AND($AA423<>\"i\",$AA423<>\"j\"),\"a\",IF(AND($Z423=\"b\",Inventory!$L179=\"\"),\"a\",IF(AND($Z423=\"b\",Inventory!$L179<>\"\"),VLOOKUP(Inventory!$L179,$N$3:$O$6,2,FALSE),IF(AND(OR($Z423=\"c\",$Z423=\"d\"),Inventory!$AE179=\"\"),\"a\",IF(AND(OR($Z423=\"c\",$Z423=\"d\"),Inventory!$AE179<>\"\"),VLOOKUP(Inventory!$AE179,$N$3:$O$6,2,FALSE),\"a\")))))","v":"a"},{"$f":"IF(OR(AND($AA423<>\"e\",$AA423<>\"f\"),$AF423=0,Inventory!$AG179=\"\"),\"a\",VLOOKUP(Inventory!$AG179,$Q$3:$R$5,2,FALSE))","v":"a"},{"$f":"IF(OR(Inventory!C179=\"New Construction\",Inventory!C179=\"Replace-on-Burnout\",Inventory!C179=\"Early Retirement\"),Inventory!AT179,0)","v":0},"","","","","","","","","","","","",0,"aaaaa0","No","No",{"$f":"IF($Z423=\"a\",0,IF($Z423=\"b\",Inventory!$M179,Inventory!$AH179))","v":0},{"$f":"IF(OR($Z423=\"a\",AND($AU423=\"No\",$AV423=\"No\")),0,IF(AND($Z423=\"b\",Inventory!$O179=\"Btu/hr\"),Inventory!$N179,IF(AND($Z423=\"b\",Inventory!$O179=\"Tons\"),Inventory!$N179*12000,IF(AND(OR($Z423=\"c\",$Z423=\"d\"),Inventory!$AJ179=\"Btu/hr\"),Inventory!$AI179,IF(AND(OR($Z423=\"c\",$Z423=\"d\"),Inventory!$AJ179=\"Tons\"),Inventory!$AI179*12000,0)))))","v":0},0,0,"EER",0,"kW/ton",{"$f":"IF(OR($Z423=\"a\",$AV423=\"No\"),0,IF(AND($Z423=\"b\",Inventory!$Q179=\"Btu/hr\"),Inventory!$P179,IF(AND($Z423=\"b\",Inventory!$Q179=\"Tons\"),Inventory!$P179*12000,IF(AND(OR($Z423=\"c\",$Z423=\"d\"),Inventory!$AL179=\"Btu/hr\"),Inventory!$AK179,IF(AND(OR($Z423=\"c\",$Z423=\"d\"),Inventory!$AL179=\"Tons\"),Inventory!$AK179*12000,0)))))","v":0},0,0,"COP","No",{"$f":"IF(OR(Inventory!$J179=\"\",$BH423=\"No\"),\"-\",Inventory!$J179)","v":"-"},{"$f":"IFERROR(VLOOKUP($BI423,'Early Retirement'!$B$6:$C$32,2,FALSE),\"-\")","v":"-"},{"$f":"IF(OR($Z423<>\"b\",AND($AA423<>\"b\",$AA423<>\"c\")),\"n\",IF(AND($AS423<>1,$AS423<>2,$AS423<>7,$AS423<>8),\"n\",IF(Inventory!$K179=\"Split\",\"s\",IF(Inventory!$K179=\"Packaged\",\"p\",\"n\"))))","v":"n"},{"$f":"IF(AND($AA423<>\"i\",$AA423<>\"j\"),\"n\",IF(Inventory!$L179=\"Centrifugal\",\"c\",\"n\"))","v":"n"},"-","-",{"$f":"IFERROR(INDEX('Early Retirement'!$C$4:$AC$32,$BJ423,$BN423),0)","v":0},{"$f":"IFERROR(HLOOKUP($BN423,'Early Retirement'!$D$4:$AC$5,2,FALSE),0)","v":0},{"$f":"IFERROR(INDEX('Early Retirement'!$AE$4:$BE$32,$BJ423,$BN423),0)","v":0},{"$f":"IFERROR(HLOOKUP($BN423,'Early Retirement'!$AF$4:$BE$5,2,FALSE),0)","v":0},0,0,"kW/ton",{"$f":"IFERROR(INDEX('Early Retirement'!$BG$4:$CG$32,$BJ423,$BN423),0)","v":0},{"$f":"IFERROR(HLOOKUP($BN423,'Early Retirement'!$BH$4:$CH$5,2,FALSE),0)","v":0},0,"COP","Yes",0,0,"kW/ton",0,"COP",0,0,"kW/ton",0,"COP"]
[null,null,null,null,null,null,null,null,null,null,null,null,null,null,null,null,null,null,null,null,null,null,null,null,171,{"$f":"IF(Inventory!$C180=\"\",\"a\",VLOOKUP(Inventory!$C180,$B$8:$C$11,2,FALSE))","v":"a"},{"$f":"IF(AND($Z424=\"b\",Inventory!$I180=\"\"),\"a\",IF(AND($Z424=\"b\",Inventory!$I180<>\"\"),VLOOKUP(Inventory!$I180,$E$3:$F$12,2,FALSE),IF(AND(OR($Z424=\"c\",$Z424=\"d\"),Inventory!$AB180=\"\"),\"a\",IF(AND(OR($Z424=\"c\",$Z424=\"d\"),Inventory!$AB180<>\"\"),VLOOKUP(Inventory!$AB180,$E$3:$F$12,2,FALSE),\"a\"))))","v":"a"},{"$f":"IF(OR(AND($AA424<>\"b\",$AA424<>\"c\"),$AF424=0,$AF424>=(65000/12000),Inventory!$AC180=\"\"),\"a\",VLOOKUP(Inventory!$AC180,$H$3:$I$5,2,FALSE))","v":"a"},null,{"$f":"IF(AND($AA424<>\"i\",$AA424<>\"j\"),\"a\",IF(AND($Z424=\"b\",Inventory!$L180=\"\"),\"a\",IF(AND($Z424=\"b\",Inventory!$L180<>\"\"),VLOOKUP(Inventory!$L180,$N$3:$O$6,2,FALSE),IF(AND(OR($Z424=\"c\",$Z424=\"d\"),Inventory!$AE180=\"\"),\"a\",IF(AND(OR($Z424=\"c\",$Z424=\"d\"),Inventory!$AE180<>\"\"),VLOOKUP(Inventory!$AE180,$N$3:$O$6,2,FALSE),\"a\")))))","v":"a"},{"$f":"IF(OR(AND($AA424<>\"e\",$AA424<>\"f\"),$AF424=0,Inventory!$AG180=\"\"),\"a\",VLOOKUP(Inventory!$AG180,$Q$3:$R$5,2,FALSE))","v":"a"},{"$f":"IF(OR(Inventory!C180=\"New Construction\",Inventory!C180=\"Replace-on-Burnout\",Inventory!C180=\"Early Retirement\"),Inventory!AT180,0)","v":0},"","","","","","","","","","","","",0,"aaaaa0","No","No",{"$f":"IF($Z424=\"a\",0,IF($Z424=\"b\",Inventory!$M180,Inventory!$AH180))","v":0},{"$f":"IF(OR($Z424=\"a\",AND($AU424=\"No\",$AV424=\"No\")),0,IF(AND($Z424=\"b\",Inventory!$O180=\"Btu/hr\"),Inventory!$N180,IF(AND($Z424=\"b\",Inventory!$O180=\"Tons\"),Inventory!$N180*12000,IF(AND(OR($Z424=\"c\",$Z424=\"d\"),Inventory!$AJ180=\"Btu/hr\"),Inventory!$AI180,IF(AND(OR($Z424=\"c\",$Z424=\"d\"),Inventory!$AJ180=\"Tons\"),Inventory!$AI180*12000,0)))))","v":0},0,0,"EER",0,"kW/ton",{"$f":"IF(OR($Z424=\"a\",$AV424=\"No\"),0,IF(AND($Z424=\"b\",Inventory!$Q180=\"Btu/hr\"),Inventory!$P180,IF(AND($Z424=\"b\",Inventory!$Q180=\"Tons\"),Inventory!$P180*12000,IF(AND(OR($Z424=\"c\",$Z424=\"d\"),Inventory!$AL180=\"Btu/hr\"),Inventory!$AK180,IF(AND(OR($Z424=\"c\",$Z424=\"d\"),Inventory!$AL180=\"Tons\"),Inventory!$AK180*12000,0)))))","v":0},0,0,"COP","No",{"$f":"IF(OR(Inventory!$J180=\"\",$BH424=\"No\"),\"-\",Inventory!$J180)","v":"-"},{"$f":"IFERROR(VLOOKUP($BI424,'Early Retirement'!$B$6:$C$32,2,FALSE),\"-\")","v":"-"},{"$f":"IF(OR($Z424<>\"b\",AND($AA424<>\"b\",$AA424<>\"c\")),\"n\",IF(AND($AS424<>1,$AS424<>2,$AS424<>7,$AS424<>8),\"n\",IF(Inventory!$K180=\"Split\",\"s\",IF(Inventory!$K180=\"Packaged\",\"p\",\"n\"))))","v":"n"},{"$f":"IF(AND($AA424<>\"i\",$AA424<>\"j\"),\"n\",IF(Inventory!$L180=\"Centrifugal\",\"c\",\"n\"))","v":"n"},"-","-",{"$f":"IFERROR(INDEX('Early Retirement'!$C$4:$AC$32,$BJ424,$BN424),0)","v":0},{"$f":"IFERROR(HLOOKUP($BN424,'Early Retirement'!$D$4:$AC$5,2,FALSE),0)","v":0},{"$f":"IFERROR(INDEX('Early Retirement'!$AE$4:$BE$32,$BJ424,$BN424),0)","v":0},{"$f":"IFERROR(HLOOKUP($BN424,'Early Retirement'!$AF$4:$BE$5,2,FALSE),0)","v":0},0,0,"kW/ton",{"$f":"IFERROR(INDEX('Early Retirement'!$BG$4:$CG$32,$BJ424,$BN424),0)","v":0},{"$f":"IFERROR(HLOOKUP($BN424,'Early Retirement'!$BH$4:$CH$5,2,FALSE),0)","v":0},0,"COP","Yes",0,0,"kW/ton",0,"COP",0,0,"kW/ton",0,"COP"]
[null,null,null,null,null,null,null,null,null,null,null,null,null,null,null,null,null,null,null,null,null,null,null,null,172,{"$f":"IF(Inventory!$C181=\"\",\"a\",VLOOKUP(Inventory!$C181,$B$8:$C$11,2,FALSE))","v":"a"},{"$f":"IF(AND($Z425=\"b\",Inventory!$I181=\"\"),\"a\",IF(AND($Z425=\"b\",Inventory!$I181<>\"\"),VLOOKUP(Inventory!$I181,$E$3:$F$12,2,FALSE),IF(AND(OR($Z425=\"c\",$Z425=\"d\"),Inventory!$AB181=\"\"),\"a\",IF(AND(OR($Z425=\"c\",$Z425=\"d\"),Inventory!$AB181<>\"\"),VLOOKUP(Inventory!$AB181,$E$3:$F$12,2,FALSE),\"a\"))))","v":"a"},{"$f":"IF(OR(AND($AA425<>\"b\",$AA425<>\"c\"),$AF425=0,$AF425>=(65000/12000),Inventory!$AC181=\"\"),\"a\",VLOOKUP(Inventory!$AC181,$H$3:$I$5,2,FALSE))","v":"a"},null,{"$f":"IF(AND($AA425<>\"i\",$AA425<>\"j\"),\"a\",IF(AND($Z425=\"b\",Inventory!$L181=\"\"),\"a\",IF(AND($Z425=\"b\",Inventory!$L181<>\"\"),VLOOKUP(Inventory!$L181,$N$3:$O$6,2,FALSE),IF(AND(OR($Z425=\"c\",$Z425=\"d\"),Inventory!$AE181=\"\"),\"a\",IF(AND(OR($Z425=\"c\",$Z425=\"d\"),Inventory!$AE181<>\"\"),VLOOKUP(Inventory!$AE181,$N$3:$O$6,2,FALSE),\"a\")))))","v":"a"},{"$f":"IF(OR(AND($AA425<>\"e\",$AA425<>\"f\"),$AF425=0,Inventory!$AG181=\"\"),\"a\",VLOOKUP(Inventory!$AG181,$Q$3:$R$5,2,FALSE))","v":"a"},{"$f":"IF(OR(Inventory!C181=\"New Construction\",Inventory!C181=\"Replace-on-Burnout\",Inventory!C181=\"Early Retirement\"),Inventory!AT181,0)","v":0},"","","","","","","","","","","","",0,"aaaaa0","No","No",{"$f":"IF($Z425=\"a\",0,IF($Z425=\"b\",Inventory!$M181,Inventory!$AH181))","v":0},{"$f":"IF(OR($Z425=\"a\",AND($AU425=\"No\",$AV425=\"No\")),0,IF(AND($Z425=\"b\",Inventory!$O181=\"Btu/hr\"),Inventory!$N181,IF(AND($Z425=\"b\",Inventory!$O181=\"Tons\"),Inventory!$N181*12000,IF(AND(OR($Z425=\"c\",$Z425=\"d\"),Inventory!$AJ181=\"Btu/hr\"),Inventory!$AI181,IF(AND(OR($Z425=\"c\",$Z425=\"d\"),Inventory!$AJ181=\"Tons\"),Inventory!$AI181*12000,0)))))","v":0},0,0,"EER",0,"kW/ton",{"$f":"IF(OR($Z425=\"a\",$AV425=\"No\"),0,IF(AND($Z425=\"b\",Inventory!$Q181=\"Btu/hr\"),Inventory!$P181,IF(AND($Z425=\"b\",Inventory!$Q181=\"Tons\"),Inventory!$P181*12000,IF(AND(OR($Z425=\"c\",$Z425=\"d\"),Inventory!$AL181=\"Btu/hr\"),Inventory!$AK181,IF(AND(OR($Z425=\"c\",$Z425=\"d\"),Inventory!$AL181=\"Tons\"),Inventory!$AK181*12000,0)))))","v":0},0,0,"COP","No",{"$f":"IF(OR(Inventory!$J181=\"\",$BH425=\"No\"),\"-\",Inventory!$J181)","v":"-"},{"$f":"IFERROR(VLOOKUP($BI425,'Early Retirement'!$B$6:$C$32,2,FALSE),\"-\")","v":"-"},{"$f":"IF(OR($Z425<>\"b\",AND($AA425<>\"b\",$AA425<>\"c\")),\"n\",IF(AND($AS425<>1,$AS425<>2,$AS425<>7,$AS425<>8),\"n\",IF(Inventory!$K181=\"Split\",\"s\",IF(Inventory!$K181=\"Packaged\",\"p\",\"n\"))))","v":"n"},{"$f":"IF(AND($AA425<>\"i\",$AA425<>\"j\"),\"n\",IF(Inventory!$L181=\"Centrifugal\",\"c\",\"n\"))","v":"n"},"-","-",{"$f":"IFERROR(INDEX('Early Retirement'!$C$4:$AC$32,$BJ425,$BN425),0)","v":0},{"$f":"IFERROR(HLOOKUP($BN425,'Early Retirement'!$D$4:$AC$5,2,FALSE),0)","v":0},{"$f":"IFERROR(INDEX('Early Retirement'!$AE$4:$BE$32,$BJ425,$BN425),0)","v":0},{"$f":"IFERROR(HLOOKUP($BN425,'Early Retirement'!$AF$4:$BE$5,2,FALSE),0)","v":0},0,0,"kW/ton",{"$f":"IFERROR(INDEX('Early Retirement'!$BG$4:$CG$32,$BJ425,$BN425),0)","v":0},{"$f":"IFERROR(HLOOKUP($BN425,'Early Retirement'!$BH$4:$CH$5,2,FALSE),0)","v":0},0,"COP","Yes",0,0,"kW/ton",0,"COP",0,0,"kW/ton",0,"COP"]
[null,null,null,null,null,null,null,null,null,null,null,null,null,null,null,null,null,null,null,null,null,null,null,null,173,{"$f":"IF(Inventory!$C182=\"\",\"a\",VLOOKUP(Inventory!$C182,$B$8:$C$11,2,FALSE))","v":"a"},{"$f":"IF(AND($Z426=\"b\",Inventory!$I182=\"\"),\"a\",IF(AND($Z426=\"b\",Inventory!$I182<>\"\"),VLOOKUP(Inventory!$I182,$E$3:$F$12,2,FALSE),IF(AND(OR($Z426=\"c\",$Z426=\"d\"),Inventory!$AB182=\"\"),\"a\",IF(AND(OR($Z426=\"c\",$Z426=\"d\"),Inventory!$AB182<>\"\"),VLOOKUP(Inventory!$AB182,$E$3:$F$12,2,FALSE),\"a\"))))","v":"a"},{"$f":"IF(OR(AND($AA426<>\"b\",$AA426<>\"c\"),$AF426=0,$AF426>=(65000/12000),Inventory!$AC182=\"\"),\"a\",VLOOKUP(Inventory!$AC182,$H$3:$I$5,2,FALSE))","v":"a"},null,{"$f":"IF(AND($AA426<>\"i\",$AA426<>\"j\"),\"a\",IF(AND($Z426=\"b\",Inventory!$L182=\"\"),\"a\",IF(AND($Z426=\"b\",Inventory!$L182<>\"\"),VLOOKUP(Inventory!$L182,$N$3:$O$6,2,FALSE),IF(AND(OR($Z426=\"c\",$Z426=\"d\"),Inventory!$AE182=\"\"),\"a\",IF(AND(OR($Z426=\"c\",$Z426=\"d\"),Inventory!$AE182<>\"\"),VLOOKUP(Inventory!$AE182,$N$3:$O$6,2,FALSE),\"a\")))))","v":"a"},{"$f":"IF(OR(AND($AA426<>\"e\",$AA426<>\"f\"),$AF426=0,Inventory!$AG182=\"\"),\"a\",VLOOKUP(Inventory!$AG182,$Q$3:$R$5,2,FALSE))","v":"a"},{"$f":"IF(OR(Inventory!C182=\"New Construction\",Inventory!C182=\"Replace-on-Burnout\",Inventory!C182=\"Early Retirement\"),Inventory!AT182,0)","v":0},"","","","","","","","","","","","",0,"aaaaa0","No","No",{"$f":"IF($Z426=\"a\",0,IF($Z426=\"b\",Inventory!$M182,Inventory!$AH182))","v":0},{"$f":"IF(OR($Z426=\"a\",AND($AU426=\"No\",$AV426=\"No\")),0,IF(AND($Z426=\"b\",Inventory!$O182=\"Btu/hr\"),Inventory!$N182,IF(AND($Z426=\"b\",Inventory!$O182=\"Tons\"),Inventory!$N182*12000,IF(AND(OR($Z426=\"c\",$Z426=\"d\"),Inventory!$AJ182=\"Btu/hr\"),Inventory!$AI182,IF(AND(OR($Z426=\"c\",$Z426=\"d\"),Inventory!$AJ182=\"Tons\"),Inventory!$AI182*12000,0)))))","v":0},0,0,"EER",0,"kW/ton",{"$f":"IF(OR($Z426=\"a\",$AV426=\"No\"),0,IF(AND($Z426=\"b\",Inventory!$Q182=\"Btu/hr\"),Inventory!$P182,IF(AND($Z426=\"b\",Inventory!$Q182=\"Tons\"),Inventory!$P182*12000,IF(AND(OR($Z426=\"c\",$Z426=\"d\"),Inventory!$AL182=\"Btu/hr\"),Inventory!$AK182,IF(AND(OR($Z426=\"c\",$Z426=\"d\"),Inventory!$AL182=\"Tons\"),Inventory!$AK182*12000,0)))))","v":0},0,0,"COP","No",{"$f":"IF(OR(Inventory!$J182=\"\",$BH426=\"No\"),\"-\",Inventory!$J182)","v":"-"},{"$f":"IFERROR(VLOOKUP($BI426,'Early Retirement'!$B$6:$C$32,2,FALSE),\"-\")","v":"-"},{"$f":"IF(OR($Z426<>\"b\",AND($AA426<>\"b\",$AA426<>\"c\")),\"n\",IF(AND($AS426<>1,$AS426<>2,$AS426<>7,$AS426<>8),\"n\",IF(Inventory!$K182=\"Split\",\"s\",IF(Inventory!$K182=\"Packaged\",\"p\",\"n\"))))","v":"n"},{"$f":"IF(AND($AA426<>\"i\",$AA426<>\"j\"),\"n\",IF(Inventory!$L182=\"Centrifugal\",\"c\",\"n\"))","v":"n"},"-","-",{"$f":"IFERROR(INDEX('Early Retirement'!$C$4:$AC$32,$BJ426,$BN426),0)","v":0},{"$f":"IFERROR(HLOOKUP($BN426,'Early Retirement'!$D$4:$AC$5,2,FALSE),0)","v":0},{"$f":"IFERROR(INDEX('Early Retirement'!$AE$4:$BE$32,$BJ426,$BN426),0)","v":0},{"$f":"IFERROR(HLOOKUP($BN426,'Early Retirement'!$AF$4:$BE$5,2,FALSE),0)","v":0},0,0,"kW/ton",{"$f":"IFERROR(INDEX('Early Retirement'!$BG$4:$CG$32,$BJ426,$BN426),0)","v":0},{"$f":"IFERROR(HLOOKUP($BN426,'Early Retirement'!$BH$4:$CH$5,2,FALSE),0)","v":0},0,"COP","Yes",0,0,"kW/ton",0,"COP",0,0,"kW/ton",0,"COP"]
[null,null,null,null,null,null,null,null,null,null,null,null,null,null,null,null,null,null,null,null,null,null,null,null,174,{"$f":"IF(Inventory!$C183=\"\",\"a\",VLOOKUP(Inventory!$C183,$B$8:$C$11,2,FALSE))","v":"a"},{"$f":"IF(AND($Z427=\"b\",Inventory!$I183=\"\"),\"a\",IF(AND($Z427=\"b\",Inventory!$I183<>\"\"),VLOOKUP(Inventory!$I183,$E$3:$F$12,2,FALSE),IF(AND(OR($Z427=\"c\",$Z427=\"d\"),Inventory!$AB183=\"\"),\"a\",IF(AND(OR($Z427=\"c\",$Z427=\"d\"),Inventory!$AB183<>\"\"),VLOOKUP(Inventory!$AB183,$E$3:$F$12,2,FALSE),\"a\"))))","v":"a"},{"$f":"IF(OR(AND($AA427<>\"b\",$AA427<>\"c\"),$AF427=0,$AF427>=(65000/12000),Inventory!$AC183=\"\"),\"a\",VLOOKUP(Inventory!$AC183,$H$3:$I$5,2,FALSE))","v":"a"},null,{"$f":"IF(AND($AA427<>\"i\",$AA427<>\"j\"),\"a\",IF(AND($Z427=\"b\",Inventory!$L183=\"\"),\"a\",IF(AND($Z427=\"b\",Inventory!$L183<>\"\"),VLOOKUP(Inventory!$L183,$N$3:$O$6,2,FALSE),IF(AND(OR($Z427=\"c\",$Z427=\"d\"),Inventory!$AE183=\"\"),\"a\",IF(AND(OR($Z427=\"c\",$Z427=\"d\"),Inventory!$AE183<>\"\"),VLOOKUP(Inventory!$AE183,$N$3:$O$6,2,FALSE),\"a\")))))","v":"a"},{"$f":"IF(OR(AND($AA427<>\"e\",$AA427<>\"f\"),$AF427=0,Inventory!$AG183=\"\"),\"a\",VLOOKUP(Inventory!$AG183,$Q$3:$R$5,2,FALSE))","v":"a"},{"$f":"IF(OR(Inventory!C183=\"New Construction\",Inventory!C183=\"Replace-on-Burnout\",Inventory!C183=\"Early Retirement\"),Inventory!AT183,0)","v":0},"","","","","","","","","","","","",0,"aaaaa0","No","No",{"$f":"IF($Z427=\"a\",0,IF($Z427=\"b\",Inventory!$M183,Inventory!$AH183))","v":0},{"$f":"IF(OR($Z427=\"a\",AND($AU427=\"No\",$AV427=\"No\")),0,IF(AND($Z427=\"b\",Inventory!$O183=\"Btu/hr\"),Inventory!$N183,IF(AND($Z427=\"b\",Inventory!$O183=\"Tons\"),Inventory!$N183*12000,IF(AND(OR($Z427=\"c\",$Z427=\"d\"),Inventory!$AJ183=\"Btu/hr\"),Inventory!$AI183,IF(AND(OR($Z427=\"c\",$Z427=\"d\"),Inventory!$AJ183=\"Tons\"),Inventory!$AI183*12000,0)))))","v":0},0,0,"EER",0,"kW/ton",{"$f":"IF(OR($Z427=\"a\",$AV427=\"No\"),0,IF(AND($Z427=\"b\",Inventory!$Q183=\"Btu/hr\"),Inventory!$P183,IF(AND($Z427=\"b\",Inventory!$Q183=\"Tons\"),Inventory!$P183*12000,IF(AND(OR($Z427=\"c\",$Z427=\"d\"),Inventory!$AL183=\"Btu/hr\"),Inventory!$AK183,IF(AND(OR($Z427=\"c\",$Z427=\"d\"),Inventory!$AL183=\"Tons\"),Inventory!$AK183*12000,0)))))","v":0},0,0,"COP","No",{"$f":"IF(OR(Inventory!$J183=\"\",$BH427=\"No\"),\"-\",Inventory!$J183)","v":"-"},{"$f":"IFERROR(VLOOKUP($BI427,'Early Retirement'!$B$6:$C$32,2,FALSE),\"-\")","v":"-"},{"$f":"IF(OR($Z427<>\"b\",AND($AA427<>\"b\",$AA427<>\"c\")),\"n\",IF(AND($AS427<>1,$AS427<>2,$AS427<>7,$AS427<>8),\"n\",IF(Inventory!$K183=\"Split\",\"s\",IF(Inventory!$K183=\"Packaged\",\"p\",\"n\"))))","v":"n"},{"$f":"IF(AND($AA427<>\"i\",$AA427<>\"j\"),\"n\",IF(Inventory!$L183=\"Centrifugal\",\"c\",\"n\"))","v":"n"},"-","-",{"$f":"IFERROR(INDEX('Early Retirement'!$C$4:$AC$32,$BJ427,$BN427),0)","v":0},{"$f":"IFERROR(HLOOKUP($BN427,'Early Retirement'!$D$4:$AC$5,2,FALSE),0)","v":0},{"$f":"IFERROR(INDEX('Early Retirement'!$AE$4:$BE$32,$BJ427,$BN427),0)","v":0},{"$f":"IFERROR(HLOOKUP($BN427,'Early Retirement'!$AF$4:$BE$5,2,FALSE),0)","v":0},0,0,"kW/ton",{"$f":"IFERROR(INDEX('Early Retirement'!$BG$4:$CG$32,$BJ427,$BN427),0)","v":0},{"$f":"IFERROR(HLOOKUP($BN427,'Early Retirement'!$BH$4:$CH$5,2,FALSE),0)","v":0},0,"COP","Yes",0,0,"kW/ton",0,"COP",0,0,"kW/ton",0,"COP"]
[null,null,null,null,null,null,null,null,null,null,null,null,null,null,null,null,null,null,null,null,null,null,null,null,175,{"$f":"IF(Inventory!$C184=\"\",\"a\",VLOOKUP(Inventory!$C184,$B$8:$C$11,2,FALSE))","v":"a"},{"$f":"IF(AND($Z428=\"b\",Inventory!$I184=\"\"),\"a\",IF(AND($Z428=\"b\",Inventory!$I184<>\"\"),VLOOKUP(Inventory!$I184,$E$3:$F$12,2,FALSE),IF(AND(OR($Z428=\"c\",$Z428=\"d\"),Inventory!$AB184=\"\"),\"a\",IF(AND(OR($Z428=\"c\",$Z428=\"d\"),Inventory!$AB184<>\"\"),VLOOKUP(Inventory!$AB184,$E$3:$F$12,2,FALSE),\"a\"))))","v":"a"},{"$f":"IF(OR(AND($AA428<>\"b\",$AA428<>\"c\"),$AF428=0,$AF428>=(65000/12000),Inventory!$AC184=\"\"),\"a\",VLOOKUP(Inventory!$AC184,$H$3:$I$5,2,FALSE))","v":"a"},null,{"$f":"IF(AND($AA428<>\"i\",$AA428<>\"j\"),\"a\",IF(AND($Z428=\"b\",Inventory!$L184=\"\"),\"a\",IF(AND($Z428=\"b\",Inventory!$L184<>\"\"),VLOOKUP(Inventory!$L184,$N$3:$O$6,2,FALSE),IF(AND(OR($Z428=\"c\",$Z428=\"d\"),Inventory!$AE184=\"\"),\"a\",IF(AND(OR($Z428=\"c\",$Z428=\"d\"),Inventory!$AE184<>\"\"),VLOOKUP(Inventory!$AE184,$N$3:$O$6,2,FALSE),\"a\")))))","v":"a"},{"$f":"IF(OR(AND($AA428<>\"e\",$AA428<>\"f\"),$AF428=0,Inventory!$AG184=\"\"),\"a\",VLOOKUP(Inventory!$AG184,$Q$3:$R$5,2,FALSE))","v":"a"},{"$f":"IF(OR(Inventory!C184=\"New Construction\",Inventory!C184=\"Replace-on-Burnout\",Inventory!C184=\"Early Retirement\"),Inventory!AT184,0)","v":0},"","","","","","","","","","","","",0,"aaaaa0","No","No",{"$f":"IF($Z428=\"a\",0,IF($Z428=\"b\",Inventory!$M184,Inventory!$AH184))","v":0},{"$f":"IF(OR($Z428=\"a\",AND($AU428=\"No\",$AV428=\"No\")),0,IF(AND($Z428=\"b\",Inventory!$O184=\"Btu/hr\"),Inventory!$N184,IF(AND($Z428=\"b\",Inventory!$O184=\"Tons\"),Inventory!$N184*12000,IF(AND(OR($Z428=\"c\",$Z428=\"d\"),Inventory!$AJ184=\"Btu/hr\"),Inventory!$AI184,IF(AND(OR($Z428=\"c\",$Z428=\"d\"),Inventory!$AJ184=\"Tons\"),Inventory!$AI184*12000,0)))))","v":0},0,0,"EER",0,"kW/ton",{"$f":"IF(OR($Z428=\"a\",$AV428=\"No\"),0,IF(AND($Z428=\"b\",Inventory!$Q184=\"Btu/hr\"),Inventory!$P184,IF(AND($Z428=\"b\",Inventory!$Q184=\"Tons\"),Inventory!$P184*12000,IF(AND(OR($Z428=\"c\",$Z428=\"d\"),Inventory!$AL184=\"Btu/hr\"),Inventory!$AK184,IF(AND(OR($Z428=\"c\",$Z428=\"d\"),Inventory!$AL184=\"Tons\"),Inventory!$AK184*12000,0)))))","v":0},0,0,"COP","No",{"$f":"IF(OR(Inventory!$J184=\"\",$BH428=\"No\"),\"-\",Inventory!$J184)","v":"-"},{"$f":"IFERROR(VLOOKUP($BI428,'Early Retirement'!$B$6:$C$32,2,FALSE),\"-\")","v":"-"},{"$f":"IF(OR($Z428<>\"b\",AND($AA428<>\"b\",$AA428<>\"c\")),\"n\",IF(AND($AS428<>1,$AS428<>2,$AS428<>7,$AS428<>8),\"n\",IF(Inventory!$K184=\"Split\",\"s\",IF(Inventory!$K184=\"Packaged\",\"p\",\"n\"))))","v":"n"},{"$f":"IF(AND($AA428<>\"i\",$AA428<>\"j\"),\"n\",IF(Inventory!$L184=\"Centrifugal\",\"c\",\"n\"))","v":"n"},"-","-",{"$f":"IFERROR(INDEX('Early Retirement'!$C$4:$AC$32,$BJ428,$BN428),0)","v":0},{"$f":"IFERROR(HLOOKUP($BN428,'Early Retirement'!$D$4:$AC$5,2,FALSE),0)","v":0},{"$f":"IFERROR(INDEX('Early Retirement'!$AE$4:$BE$32,$BJ428,$BN428),0)","v":0},{"$f":"IFERROR(HLOOKUP($BN428,'Early Retirement'!$AF$4:$BE$5,2,FALSE),0)","v":0},0,0,"kW/ton",{"$f":"IFERROR(INDEX('Early Retirement'!$BG$4:$CG$32,$BJ428,$BN428),0)","v":0},{"$f":"IFERROR(HLOOKUP($BN428,'Early Retirement'!$BH$4:$CH$5,2,FALSE),0)","v":0},0,"COP","Yes",0,0,"kW/ton",0,"COP",0,0,"kW/ton",0,"COP"]
[null,null,null,null,null,null,null,null,null,null,null,null,null,null,null,null,null,null,null,null,null,null,null,null,176,{"$f":"IF(Inventory!$C185=\"\",\"a\",VLOOKUP(Inventory!$C185,$B$8:$C$11,2,FALSE))","v":"a"},{"$f":"IF(AND($Z429=\"b\",Inventory!$I185=\"\"),\"a\",IF(AND($Z429=\"b\",Inventory!$I185<>\"\"),VLOOKUP(Inventory!$I185,$E$3:$F$12,2,FALSE),IF(AND(OR($Z429=\"c\",$Z429=\"d\"),Inventory!$AB185=\"\"),\"a\",IF(AND(OR($Z429=\"c\",$Z429=\"d\"),Inventory!$AB185<>\"\"),VLOOKUP(Inventory!$AB185,$E$3:$F$12,2,FALSE),\"a\"))))","v":"a"},{"$f":"IF(OR(AND($AA429<>\"b\",$AA429<>\"c\"),$AF429=0,$AF429>=(65000/12000),Inventory!$AC185=\"\"),\"a\",VLOOKUP(Inventory!$AC185,$H$3:$I$5,2,FALSE))","v":"a"},null,{"$f":"IF(AND($AA429<>\"i\",$AA429<>\"j\"),\"a\",IF(AND($Z429=\"b\",Inventory!$L185=\"\"),\"a\",IF(AND($Z429=\"b\",Inventory!$L185<>\"\"),VLOOKUP(Inventory!$L185,$N$3:$O$6,2,FALSE),IF(AND(OR($Z429=\"c\",$Z429=\"d\"),Inventory!$AE185=\"\"),\"a\",IF(AND(OR($Z429=\"c\",$Z429=\"d\"),Inventory!$AE185<>\"\"),VLOOKUP(Inventory!$AE185,$N$3:$O$6,2,FALSE),\"a\")))))","v":"a"},{"$f":"IF(OR(AND($AA429<>\"e\",$AA429<>\"f\"),$AF429=0,Inventory!$AG185=\"\"),\"a\",VLOOKUP(Inventory!$AG185,$Q$3:$R$5,2,FALSE))","v":"a"},{"$f":"IF(OR(Inventory!C185=\"New Construction\",Inventory!C185=\"Replace-on-Burnout\",Inventory!C185=\"Early Retirement\"),Inventory!AT185,0)","v":0},"","","","","","","","","","","","",0,"aaaaa0","No","No",{"$f":"IF($Z429=\"a\",0,IF($Z429=\"b\",Inventory!$M185,Inventory!$AH185))","v":0},{"$f":"IF(OR($Z429=\"a\",AND($AU429=\"No\",$AV429=\"No\")),0,IF(AND($Z429=\"b\",Inventory!$O185=\"Btu/hr\"),Inventory!$N185,IF(AND($Z429=\"b\",Inventory!$O185=\"Tons\"),Inventory!$N185*12000,IF(AND(OR($Z429=\"c\",$Z429=\"d\"),Inventory!$AJ185=\"Btu/hr\"),Inventory!$AI185,IF(AND(OR($Z429=\"c\",$Z429=\"d\"),Inventory!$AJ185=\"Tons\"),Inventory!$AI185*12000,0)))))","v":0},0,0,"EER",0,"kW/ton",{"$f":"IF(OR($Z429=\"a\",$AV429=\"No\"),0,IF(AND($Z429=\"b\",Inventory!$Q185=\"Btu/hr\"),Inventory!$P185,IF(AND($Z429=\"b\",Inventory!$Q185=\"Tons\"),Inventory!$P185*12000,IF(AND(OR($Z429=\"c\",$Z429=\"d\"),Inventory!$AL185=\"Btu/hr\"),Inventory!$AK185,IF(AND(OR($Z429=\"c\",$Z429=\"d\"),Inventory!$AL185=\"Tons\"),Inventory!$AK185*12000,0)))))","v":0},0,0,"COP","No",{"$f":"IF(OR(Inventory!$J185=\"\",$BH429=\"No\"),\"-\",Inventory!$J185)","v":"-"},{"$f":"IFERROR(VLOOKUP($BI429,'Early Retirement'!$B$6:$C$32,2,FALSE),\"-\")","v":"-"},{"$f":"IF(OR($Z429<>\"b\",AND($AA429<>\"b\",$AA429<>\"c\")),\"n\",IF(AND($AS429<>1,$AS429<>2,$AS429<>7,$AS429<>8),\"n\",IF(Inventory!$K185=\"Split\",\"s\",IF(Inventory!$K185=\"Packaged\",\"p\",\"n\"))))","v":"n"},{"$f":"IF(AND($AA429<>\"i\",$AA429<>\"j\"),\"n\",IF(Inventory!$L185=\"Centrifugal\",\"c\",\"n\"))","v":"n"},"-","-",{"$f":"IFERROR(INDEX('Early Retirement'!$C$4:$AC$32,$BJ429,$BN429),0)","v":0},{"$f":"IFERROR(HLOOKUP($BN429,'Early Retirement'!$D$4:$AC$5,2,FALSE),0)","v":0},{"$f":"IFERROR(INDEX('Early Retirement'!$AE$4:$BE$32,$BJ429,$BN429),0)","v":0},{"$f":"IFERROR(HLOOKUP($BN429,'Early Retirement'!$AF$4:$BE$5,2,FALSE),0)","v":0},0,0,"kW/ton",{"$f":"IFERROR(INDEX('Early Retirement'!$BG$4:$CG$32,$BJ429,$BN429),0)","v":0},{"$f":"IFERROR(HLOOKUP($BN429,'Early Retirement'!$BH$4:$CH$5,2,FALSE),0)","v":0},0,"COP","Yes",0,0,"kW/ton",0,"COP",0,0,"kW/ton",0,"COP"]
[null,null,null,null,null,null,null,null,null,null,null,null,null,null,null,null,null,null,null,null,null,null,null,null,177,{"$f":"IF(Inventory!$C186=\"\",\"a\",VLOOKUP(Inventory!$C186,$B$8:$C$11,2,FALSE))","v":"a"},{"$f":"IF(AND($Z430=\"b\",Inventory!$I186=\"\"),\"a\",IF(AND($Z430=\"b\",Inventory!$I186<>\"\"),VLOOKUP(Inventory!$I186,$E$3:$F$12,2,FALSE),IF(AND(OR($Z430=\"c\",$Z430=\"d\"),Inventory!$AB186=\"\"),\"a\",IF(AND(OR($Z430=\"c\",$Z430=\"d\"),Inventory!$AB186<>\"\"),VLOOKUP(Inventory!$AB186,$E$3:$F$12,2,FALSE),\"a\"))))","v":"a"},{"$f":"IF(OR(AND($AA430<>\"b\",$AA430<>\"c\"),$AF430=0,$AF430>=(65000/12000),Inventory!$AC186=\"\"),\"a\",VLOOKUP(Inventory!$AC186,$H$3:$I$5,2,FALSE))","v":"a"},null,{"$f":"IF(AND($AA430<>\"i\",$AA430<>\"j\"),\"a\",IF(AND($Z430=\"b\",Inventory!$L186=\"\"),\"a\",IF(AND($Z430=\"b\",Inventory!$L186<>\"\"),VLOOKUP(Inventory!$L186,$N$3:$O$6,2,FALSE),IF(AND(OR($Z430=\"c\",$Z430=\"d\"),Inventory!$AE186=\"\"),\"a\",IF(AND(OR($Z430=\"c\",$Z430=\"d\"),Inventory!$AE186<>\"\"),VLOOKUP(Inventory!$AE186,$N$3:$O$6,2,FALSE),\"a\")))))","v":"a"},{"$f":"IF(OR(AND($AA430<>\"e\",$AA430<>\"f\"),$AF430=0,Inventory!$AG186=\"\"),\"a\",VLOOKUP(Inventory!$AG186,$Q$3:$R$5,2,FALSE))","v":"a"},{"$f":"IF(OR(Inventory!C186=\"New Construction\",Inventory!C186=\"Replace-on-Burnout\",Inventory!C186=\"Early Retirement\"),Inventory!AT186,0)","v":0},"","","","","","","","","","","","",0,"aaaaa0","No","No",{"$f":"IF($Z430=\"a\",0,IF($Z430=\"b\",Inventory!$M186,Inventory!$AH186))","v":0},{"$f":"IF(OR($Z430=\"a\",AND($AU430=\"No\",$AV430=\"No\")),0,IF(AND($Z430=\"b\",Inventory!$O186=\"Btu/hr\"),Inventory!$N186,IF(AND($Z430=\"b\",Inventory!$O186=\"Tons\"),Inventory!$N186*12000,IF(AND(OR($Z430=\"c\",$Z430=\"d\"),Inventory!$AJ186=\"Btu/hr\"),Inventory!$AI186,IF(AND(OR($Z430=\"c\",$Z430=\"d\"),Inventory!$AJ186=\"Tons\"),Inventory!$AI186*12000,0)))))","v":0},0,0,"EER",0,"kW/ton",{"$f":"IF(OR($Z430=\"a\",$AV430=\"No\"),0,IF(AND($Z430=\"b\",Inventory!$Q186=\"Btu/hr\"),Inventory!$P186,IF(AND($Z430=\"b\",Inventory!$Q186=\"Tons\"),Inventory!$P186*12000,IF(AND(OR($Z430=\"c\",$Z430=\"d\"),Inventory!$AL186=\"Btu/hr\"),Inventory!$AK186,IF(AND(OR($Z430=\"c\",$Z430=\"d\"),Inventory!$AL186=\"Tons\"),Inventory!$AK186*12000,0)))))","v":0},0,0,"COP","No",{"$f":"IF(OR(Inventory!$J186=\"\",$BH430=\"No\"),\"-\",Inventory!$J186)","v":"-"},{"$f":"IFERROR(VLOOKUP($BI430,'Early Retirement'!$B$6:$C$32,2,FALSE),\"-\")","v":"-"},{"$f":"IF(OR($Z430<>\"b\",AND($AA430<>\"b\",$AA430<>\"c\")),\"n\",IF(AND($AS430<>1,$AS430<>2,$AS430<>7,$AS430<>8),\"n\",IF(Inventory!$K186=\"Split\",\"s\",IF(Inventory!$K186=\"Packaged\",\"p\",\"n\"))))","v":"n"},{"$f":"IF(AND($AA430<>\"i\",$AA430<>\"j\"),\"n\",IF(Inventory!$L186=\"Centrifugal\",\"c\",\"n\"))","v":"n"},"-","-",{"$f":"IFERROR(INDEX('Early Retirement'!$C$4:$AC$32,$BJ430,$BN430),0)","v":0},{"$f":"IFERROR(HLOOKUP($BN430,'Early Retirement'!$D$4:$AC$5,2,FALSE),0)","v":0},{"$f":"IFERROR(INDEX('Early Retirement'!$AE$4:$BE$32,$BJ430,$BN430),0)","v":0},{"$f":"IFERROR(HLOOKUP($BN430,'Early Retirement'!$AF$4:$BE$5,2,FALSE),0)","v":0},0,0,"kW/ton",{"$f":"IFERROR(INDEX('Early Retirement'!$BG$4:$CG$32,$BJ430,$BN430),0)","v":0},{"$f":"IFERROR(HLOOKUP($BN430,'Early Retirement'!$BH$4:$CH$5,2,FALSE),0)","v":0},0,"COP","Yes",0,0,"kW/ton",0,"COP",0,0,"kW/ton",0,"COP"]
[null,null,null,null,null,null,null,null,null,null,null,null,null,null,null,null,null,null,null,null,null,null,null,null,178,{"$f":"IF(Inventory!$C187=\"\",\"a\",VLOOKUP(Inventory!$C187,$B$8:$C$11,2,FALSE))","v":"a"},{"$f":"IF(AND($Z431=\"b\",Inventory!$I187=\"\"),\"a\",IF(AND($Z431=\"b\",Inventory!$I187<>\"\"),VLOOKUP(Inventory!$I187,$E$3:$F$12,2,FALSE),IF(AND(OR($Z431=\"c\",$Z431=\"d\"),Inventory!$AB187=\"\"),\"a\",IF(AND(OR($Z431=\"c\",$Z431=\"d\"),Inventory!$AB187<>\"\"),VLOOKUP(Inventory!$AB187,$E$3:$F$12,2,FALSE),\"a\"))))","v":"a"},{"$f":"IF(OR(AND($AA431<>\"b\",$AA431<>\"c\"),$AF431=0,$AF431>=(65000/12000),Inventory!$AC187=\"\"),\"a\",VLOOKUP(Inventory!$AC187,$H$3:$I$5,2,FALSE))","v":"a"},null,{"$f":"IF(AND($AA431<>\"i\",$AA431<>\"j\"),\"a\",IF(AND($Z431=\"b\",Inventory!$L187=\"\"),\"a\",IF(AND($Z431=\"b\",Inventory!$L187<>\"\"),VLOOKUP(Inventory!$L187,$N$3:$O$6,2,FALSE),IF(AND(OR($Z431=\"c\",$Z431=\"d\"),Inventory!$AE187=\"\"),\"a\",IF(AND(OR($Z431=\"c\",$Z431=\"d\"),Inventory!$AE187<>\"\"),VLOOKUP(Inventory!$AE187,$N$3:$O$6,2,FALSE),\"a\")))))","v":"a"},{"$f":"IF(OR(AND($AA431<>\"e\",$AA431<>\"f\"),$AF431=0,Inventory!$AG187=\"\"),\"a\",VLOOKUP(Inventory!$AG187,$Q$3:$R$5,2,FALSE))","v":"a"},{"$f":"IF(OR(Inventory!C187=\"New Construction\",Inventory!C187=\"Replace-on-Burnout\",Inventory!C187=\"Early Retirement\"),Inventory!AT187,0)","v":0},"","","","","","","","","","","","",0,"aaaaa0","No","No",{"$f":"IF($Z431=\"a\",0,IF($Z431=\"b\",Inventory!$M187,Inventory!$AH187))","v":0},{"$f":"IF(OR($Z431=\"a\",AND($AU431=\"No\",$AV431=\"No\")),0,IF(AND($Z431=\"b\",Inventory!$O187=\"Btu/hr\"),Inventory!$N187,IF(AND($Z431=\"b\",Inventory!$O187=\"Tons\"),Inventory!$N187*12000,IF(AND(OR($Z431=\"c\",$Z431=\"d\"),Inventory!$AJ187=\"Btu/hr\"),Inventory!$AI187,IF(AND(OR($Z431=\"c\",$Z431=\"d\"),Inventory!$AJ187=\"Tons\"),Inventory!$AI187*12000,0)))))","v":0},0,0,"EER",0,"kW/ton",{"$f":"IF(OR($Z431=\"a\",$AV431=\"No\"),0,IF(AND($Z431=\"b\",Inventory!$Q187=\"Btu/hr\"),Inventory!$P187,IF(AND($Z431=\"b\",Inventory!$Q187=\"Tons\"),Inventory!$P187*12000,IF(AND(OR($Z431=\"c\",$Z431=\"d\"),Inventory!$AL187=\"Btu/hr\"),Inventory!$AK187,IF(AND(OR($Z431=\"c\",$Z431=\"d\"),Inventory!$AL187=\"Tons\"),Inventory!$AK187*12000,0)))))","v":0},0,0,"COP","No",{"$f":"IF(OR(Inventory!$J187=\"\",$BH431=\"No\"),\"-\",Inventory!$J187)","v":"-"},{"$f":"IFERROR(VLOOKUP($BI431,'Early Retirement'!$B$6:$C$32,2,FALSE),\"-\")","v":"-"},{"$f":"IF(OR($Z431<>\"b\",AND($AA431<>\"b\",$AA431<>\"c\")),\"n\",IF(AND($AS431<>1,$AS431<>2,$AS431<>7,$AS431<>8),\"n\",IF(Inventory!$K187=\"Split\",\"s\",IF(Inventory!$K187=\"Packaged\",\"p\",\"n\"))))","v":"n"},{"$f":"IF(AND($AA431<>\"i\",$AA431<>\"j\"),\"n\",IF(Inventory!$L187=\"Centrifugal\",\"c\",\"n\"))","v":"n"},"-","-",{"$f":"IFERROR(INDEX('Early Retirement'!$C$4:$AC$32,$BJ431,$BN431),0)","v":0},{"$f":"IFERROR(HLOOKUP($BN431,'Early Retirement'!$D$4:$AC$5,2,FALSE),0)","v":0},{"$f":"IFERROR(INDEX('Early Retirement'!$AE$4:$BE$32,$BJ431,$BN431),0)","v":0},{"$f":"IFERROR(HLOOKUP($BN431,'Early Retirement'!$AF$4:$BE$5,2,FALSE),0)","v":0},0,0,"kW/ton",{"$f":"IFERROR(INDEX('Early Retirement'!$BG$4:$CG$32,$BJ431,$BN431),0)","v":0},{"$f":"IFERROR(HLOOKUP($BN431,'Early Retirement'!$BH$4:$CH$5,2,FALSE),0)","v":0},0,"COP","Yes",0,0,"kW/ton",0,"COP",0,0,"kW/ton",0,"COP"]
[null,null,null,null,null,null,null,null,null,null,null,null,null,null,null,null,null,null,null,null,null,null,null,null,179,{"$f":"IF(Inventory!$C188=\"\",\"a\",VLOOKUP(Inventory!$C188,$B$8:$C$11,2,FALSE))","v":"a"},{"$f":"IF(AND($Z432=\"b\",Inventory!$I188=\"\"),\"a\",IF(AND($Z432=\"b\",Inventory!$I188<>\"\"),VLOOKUP(Inventory!$I188,$E$3:$F$12,2,FALSE),IF(AND(OR($Z432=\"c\",$Z432=\"d\"),Inventory!$AB188=\"\"),\"a\",IF(AND(OR($Z432=\"c\",$Z432=\"d\"),Inventory!$AB188<>\"\"),VLOOKUP(Inventory!$AB188,$E$3:$F$12,2,FALSE),\"a\"))))","v":"a"},{"$f":"IF(OR(AND($AA432<>\"b\",$AA432<>\"c\"),$AF432=0,$AF432>=(65000/12000),Inventory!$AC188=\"\"),\"a\",VLOOKUP(Inventory!$AC188,$H$3:$I$5,2,FALSE))","v":"a"},null,{"$f":"IF(AND($AA432<>\"i\",$AA432<>\"j\"),\"a\",IF(AND($Z432=\"b\",Inventory!$L188=\"\"),\"a\",IF(AND($Z432=\"b\",Inventory!$L188<>\"\"),VLOOKUP(Inventory!$L188,$N$3:$O$6,2,FALSE),IF(AND(OR($Z432=\"c\",$Z432=\"d\"),Inventory!$AE188=\"\"),\"a\",IF(AND(OR($Z432=\"c\",$Z432=\"d\"),Inventory!$AE188<>\"\"),VLOOKUP(Inventory!$AE188,$N$3:$O$6,2,FALSE),\"a\")))))","v":"a"},{"$f":"IF(OR(AND($AA432<>\"e\",$AA432<>\"f\"),$AF432=0,Inventory!$AG188=\"\"),\"a\",VLOOKUP(Inventory!$AG188,$Q$3:$R$5,2,FALSE))","v":"a"},{"$f":"IF(OR(Inventory!C188=\"New Construction\",Inventory!C188=\"Replace-on-Burnout\",Inventory!C188=\"Early Retirement\"),Inventory!AT188,0)","v":0},"","","","","","","","","","","","",0,"aaaaa0","No","No",{"$f":"IF($Z432=\"a\",0,IF($Z432=\"b\",Inventory!$M188,Inventory!$AH188))","v":0},{"$f":"IF(OR($Z432=\"a\",AND($AU432=\"No\",$AV432=\"No\")),0,IF(AND($Z432=\"b\",Inventory!$O188=\"Btu/hr\"),Inventory!$N188,IF(AND($Z432=\"b\",Inventory!$O188=\"Tons\"),Inventory!$N188*12000,IF(AND(OR($Z432=\"c\",$Z432=\"d\"),Inventory!$AJ188=\"Btu/hr\"),Inventory!$AI188,IF(AND(OR($Z432=\"c\",$Z432=\"d\"),Inventory!$AJ188=\"Tons\"),Inventory!$AI188*12000,0)))))","v":0},0,0,"EER",0,"kW/ton",{"$f":"IF(OR($Z432=\"a\",$AV432=\"No\"),0,IF(AND($Z432=\"b\",Inventory!$Q188=\"Btu/hr\"),Inventory!$P188,IF(AND($Z432=\"b\",Inventory!$Q188=\"Tons\"),Inventory!$P188*12000,IF(AND(OR($Z432=\"c\",$Z432=\"d\"),Inventory!$AL188=\"Btu/hr\"),Inventory!$AK188,IF(AND(OR($Z432=\"c\",$Z432=\"d\"),Inventory!$AL188=\"Tons\"),Inventory!$AK188*12000,0)))))","v":0},0,0,"COP","No",{"$f":"IF(OR(Inventory!$J188=\"\",$BH432=\"No\"),\"-\",Inventory!$J188)","v":"-"},{"$f":"IFERROR(VLOOKUP($BI432,'Early Retirement'!$B$6:$C$32,2,FALSE),\"-\")","v":"-"},{"$f":"IF(OR($Z432<>\"b\",AND($AA432<>\"b\",$AA432<>\"c\")),\"n\",IF(AND($AS432<>1,$AS432<>2,$AS432<>7,$AS432<>8),\"n\",IF(Inventory!$K188=\"Split\",\"s\",IF(Inventory!$K188=\"Packaged\",\"p\",\"n\"))))","v":"n"},{"$f":"IF(AND($AA432<>\"i\",$AA432<>\"j\"),\"n\",IF(Inventory!$L188=\"Centrifugal\",\"c\",\"n\"))","v":"n"},"-","-",{"$f":"IFERROR(INDEX('Early Retirement'!$C$4:$AC$32,$BJ432,$BN432),0)","v":0},{"$f":"IFERROR(HLOOKUP($BN432,'Early Retirement'!$D$4:$AC$5,2,FALSE),0)","v":0},{"$f":"IFERROR(INDEX('Early Retirement'!$AE$4:$BE$32,$BJ432,$BN432),0)","v":0},{"$f":"IFERROR(HLOOKUP($BN432,'Early Retirement'!$AF$4:$BE$5,2,FALSE),0)","v":0},0,0,"kW/ton",{"$f":"IFERROR(INDEX('Early Retirement'!$BG$4:$CG$32,$BJ432,$BN432),0)","v":0},{"$f":"IFERROR(HLOOKUP($BN432,'Early Retirement'!$BH$4:$CH$5,2,FALSE),0)","v":0},0,"COP","Yes",0,0,"kW/ton",0,"COP",0,0,"kW/ton",0,"COP"]
[null,null,null,null,null,null,null,null,null,null,null,null,null,null,null,null,null,null,null,null,null,null,null,null,180,{"$f":"IF(Inventory!$C189=\"\",\"a\",VLOOKUP(Inventory!$C189,$B$8:$C$11,2,FALSE))","v":"a"},{"$f":"IF(AND($Z433=\"b\",Inventory!$I189=\"\"),\"a\",IF(AND($Z433=\"b\",Inventory!$I189<>\"\"),VLOOKUP(Inventory!$I189,$E$3:$F$12,2,FALSE),IF(AND(OR($Z433=\"c\",$Z433=\"d\"),Inventory!$AB189=\"\"),\"a\",IF(AND(OR($Z433=\"c\",$Z433=\"d\"),Inventory!$AB189<>\"\"),VLOOKUP(Inventory!$AB189,$E$3:$F$12,2,FALSE),\"a\"))))","v":"a"},{"$f":"IF(OR(AND($AA433<>\"b\",$AA433<>\"c\"),$AF433=0,$AF433>=(65000/12000),Inventory!$AC189=\"\"),\"a\",VLOOKUP(Inventory!$AC189,$H$3:$I$5,2,FALSE))","v":"a"},null,{"$f":"IF(AND($AA433<>\"i\",$AA433<>\"j\"),\"a\",IF(AND($Z433=\"b\",Inventory!$L189=\"\"),\"a\",IF(AND($Z433=\"b\",Inventory!$L189<>\"\"),VLOOKUP(Inventory!$L189,$N$3:$O$6,2,FALSE),IF(AND(OR($Z433=\"c\",$Z433=\"d\"),Inventory!$AE189=\"\"),\"a\",IF(AND(OR($Z433=\"c\",$Z433=\"d\"),Inventory!$AE189<>\"\"),VLOOKUP(Inventory!$AE189,$N$3:$O$6,2,FALSE),\"a\")))))","v":"a"},{"$f":"IF(OR(AND($AA433<>\"e\",$AA433<>\"f\"),$AF433=0,Inventory!$AG189=\"\"),\"a\",VLOOKUP(Inventory!$AG189,$Q$3:$R$5,2,FALSE))","v":"a"},{"$f":"IF(OR(Inventory!C189=\"New Construction\",Inventory!C189=\"Replace-on-Burnout\",Inventory!C189=\"Early Retirement\"),Inventory!AT189,0)","v":0},"","","","","","","","","","","","",0,"aaaaa0","No","No",{"$f":"IF($Z433=\"a\",0,IF($Z433=\"b\",Inventory!$M189,Inventory!$AH189))","v":0},{"$f":"IF(OR($Z433=\"a\",AND($AU433=\"No\",$AV433=\"No\")),0,IF(AND($Z433=\"b\",Inventory!$O189=\"Btu/hr\"),Inventory!$N189,IF(AND($Z433=\"b\",Inventory!$O189=\"Tons\"),Inventory!$N189*12000,IF(AND(OR($Z433=\"c\",$Z433=\"d\"),Inventory!$AJ189=\"Btu/hr\"),Inventory!$AI189,IF(AND(OR($Z433=\"c\",$Z433=\"d\"),Inventory!$AJ189=\"Tons\"),Inventory!$AI189*12000,0)))))","v":0},0,0,"EER",0,"kW/ton",{"$f":"IF(OR($Z433=\"a\",$AV433=\"No\"),0,IF(AND($Z433=\"b\",Inventory!$Q189=\"Btu/hr\"),Inventory!$P189,IF(AND($Z433=\"b\",Inventory!$Q189=\"Tons\"),Inventory!$P189*12000,IF(AND(OR($Z433=\"c\",$Z433=\"d\"),Inventory!$AL189=\"Btu/hr\"),Inventory!$AK189,IF(AND(OR($Z433=\"c\",$Z433=\"d\"),Inventory!$AL189=\"Tons\"),Inventory!$AK189*12000,0)))))","v":0},0,0,"COP","No",{"$f":"IF(OR(Inventory!$J189=\"\",$BH433=\"No\"),\"-\",Inventory!$J189)","v":"-"},{"$f":"IFERROR(VLOOKUP($BI433,'Early Retirement'!$B$6:$C$32,2,FALSE),\"-\")","v":"-"},{"$f":"IF(OR($Z433<>\"b\",AND($AA433<>\"b\",$AA433<>\"c\")),\"n\",IF(AND($AS433<>1,$AS433<>2,$AS433<>7,$AS433<>8),\"n\",IF(Inventory!$K189=\"Split\",\"s\",IF(Inventory!$K189=\"Packaged\",\"p\",\"n\"))))","v":"n"},{"$f":"IF(AND($AA433<>\"i\",$AA433<>\"j\"),\"n\",IF(Inventory!$L189=\"Centrifugal\",\"c\",\"n\"))","v":"n"},"-","-",{"$f":"IFERROR(INDEX('Early Retirement'!$C$4:$AC$32,$BJ433,$BN433),0)","v":0},{"$f":"IFERROR(HLOOKUP($BN433,'Early Retirement'!$D$4:$AC$5,2,FALSE),0)","v":0},{"$f":"IFERROR(INDEX('Early Retirement'!$AE$4:$BE$32,$BJ433,$BN433),0)","v":0},{"$f":"IFERROR(HLOOKUP($BN433,'Early Retirement'!$AF$4:$BE$5,2,FALSE),0)","v":0},0,0,"kW/ton",{"$f":"IFERROR(INDEX('Early Retirement'!$BG$4:$CG$32,$BJ433,$BN433),0)","v":0},{"$f":"IFERROR(HLOOKUP($BN433,'Early Retirement'!$BH$4:$CH$5,2,FALSE),0)","v":0},0,"COP","Yes",0,0,"kW/ton",0,"COP",0,0,"kW/ton",0,"COP"]
[null,null,null,null,null,null,null,null,null,null,null,null,null,null,null,null,null,null,null,null,null,null,null,null,181,{"$f":"IF(Inventory!$C190=\"\",\"a\",VLOOKUP(Inventory!$C190,$B$8:$C$11,2,FALSE))","v":"a"},{"$f":"IF(AND($Z434=\"b\",Inventory!$I190=\"\"),\"a\",IF(AND($Z434=\"b\",Inventory!$I190<>\"\"),VLOOKUP(Inventory!$I190,$E$3:$F$12,2,FALSE),IF(AND(OR($Z434=\"c\",$Z434=\"d\"),Inventory!$AB190=\"\"),\"a\",IF(AND(OR($Z434=\"c\",$Z434=\"d\"),Inventory!$AB190<>\"\"),VLOOKUP(Inventory!$AB190,$E$3:$F$12,2,FALSE),\"a\"))))","v":"a"},{"$f":"IF(OR(AND($AA434<>\"b\",$AA434<>\"c\"),$AF434=0,$AF434>=(65000/12000),Inventory!$AC190=\"\"),\"a\",VLOOKUP(Inventory!$AC190,$H$3:$I$5,2,FALSE))","v":"a"},null,{"$f":"IF(AND($AA434<>\"i\",$AA434<>\"j\"),\"a\",IF(AND($Z434=\"b\",Inventory!$L190=\"\"),\"a\",IF(AND($Z434=\"b\",Inventory!$L190<>\"\"),VLOOKUP(Inventory!$L190,$N$3:$O$6,2,FALSE),IF(AND(OR($Z434=\"c\",$Z434=\"d\"),Inventory!$AE190=\"\"),\"a\",IF(AND(OR($Z434=\"c\",$Z434=\"d\"),Inventory!$AE190<>\"\"),VLOOKUP(Inventory!$AE190,$N$3:$O$6,2,FALSE),\"a\")))))","v":"a"},{"$f":"IF(OR(AND($AA434<>\"e\",$AA434<>\"f\"),$AF434=0,Inventory!$AG190=\"\"),\"a\",VLOOKUP(Inventory!$AG190,$Q$3:$R$5,2,FALSE))","v":"a"},{"$f":"IF(OR(Inventory!C190=\"New Construction\",Inventory!C190=\"Replace-on-Burnout\",Inventory!C190=\"Early Retirement\"),Inventory!AT190,0)","v":0},"","","","","","","","","","","","",0,"aaaaa0","No","No",{"$f":"IF($Z434=\"a\",0,IF($Z434=\"b\",Inventory!$M190,Inventory!$AH190))","v":0},{"$f":"IF(OR($Z434=\"a\",AND($AU434=\"No\",$AV434=\"No\")),0,IF(AND($Z434=\"b\",Inventory!$O190=\"Btu/hr\"),Inventory!$N190,IF(AND($Z434=\"b\",Inventory!$O190=\"Tons\"),Inventory!$N190*12000,IF(AND(OR($Z434=\"c\",$Z434=\"d\"),Inventory!$AJ190=\"Btu/hr\"),Inventory!$AI190,IF(AND(OR($Z434=\"c\",$Z434=\"d\"),Inventory!$AJ190=\"Tons\"),Inventory!$AI190*12000,0)))))","v":0},0,0,"EER",0,"kW/ton",{"$f":"IF(OR($Z434=\"a\",$AV434=\"No\"),0,IF(AND($Z434=\"b\",Inventory!$Q190=\"Btu/hr\"),Inventory!$P190,IF(AND($Z434=\"b\",Inventory!$Q190=\"Tons\"),Inventory!$P190*12000,IF(AND(OR($Z434=\"c\",$Z434=\"d\"),Inventory!$AL190=\"Btu/hr\"),Inventory!$AK190,IF(AND(OR($Z434=\"c\",$Z434=\"d\"),Inventory!$AL190=\"Tons\"),Inventory!$AK190*12000,0)))))","v":0},0,0,"COP","No",{"$f":"IF(OR(Inventory!$J190=\"\",$BH434=\"No\"),\"-\",Inventory!$J190)","v":"-"},{"$f":"IFERROR(VLOOKUP($BI434,'Early Retirement'!$B$6:$C$32,2,FALSE),\"-\")","v":"-"},{"$f":"IF(OR($Z434<>\"b\",AND($AA434<>\"b\",$AA434<>\"c\")),\"n\",IF(AND($AS434<>1,$AS434<>2,$AS434<>7,$AS434<>8),\"n\",IF(Inventory!$K190=\"Split\",\"s\",IF(Inventory!$K190=\"Packaged\",\"p\",\"n\"))))","v":"n"},{"$f":"IF(AND($AA434<>\"i\",$AA434<>\"j\"),\"n\",IF(Inventory!$L190=\"Centrifugal\",\"c\",\"n\"))","v":"n"},"-","-",{"$f":"IFERROR(INDEX('Early Retirement'!$C$4:$AC$32,$BJ434,$BN434),0)","v":0},{"$f":"IFERROR(HLOOKUP($BN434,'Early Retirement'!$D$4:$AC$5,2,FALSE),0)","v":0},{"$f":"IFERROR(INDEX('Early Retirement'!$AE$4:$BE$32,$BJ434,$BN434),0)","v":0},{"$f":"IFERROR(HLOOKUP($BN434,'Early Retirement'!$AF$4:$BE$5,2,FALSE),0)","v":0},0,0,"kW/ton",{"$f":"IFERROR(INDEX('Early Retirement'!$BG$4:$CG$32,$BJ434,$BN434),0)","v":0},{"$f":"IFERROR(HLOOKUP($BN434,'Early Retirement'!$BH$4:$CH$5,2,FALSE),0)","v":0},0,"COP","Yes",0,0,"kW/ton",0,"COP",0,0,"kW/ton",0,"COP"]
[null,null,null,null,null,null,null,null,null,null,null,null,null,null,null,null,null,null,null,null,null,null,null,null,182,{"$f":"IF(Inventory!$C191=\"\",\"a\",VLOOKUP(Inventory!$C191,$B$8:$C$11,2,FALSE))","v":"a"},{"$f":"IF(AND($Z435=\"b\",Inventory!$I191=\"\"),\"a\",IF(AND($Z435=\"b\",Inventory!$I191<>\"\"),VLOOKUP(Inventory!$I191,$E$3:$F$12,2,FALSE),IF(AND(OR($Z435=\"c\",$Z435=\"d\"),Inventory!$AB191=\"\"),\"a\",IF(AND(OR($Z435=\"c\",$Z435=\"d\"),Inventory!$AB191<>\"\"),VLOOKUP(Inventory!$AB191,$E$3:$F$12,2,FALSE),\"a\"))))","v":"a"},{"$f":"IF(OR(AND($AA435<>\"b\",$AA435<>\"c\"),$AF435=0,$AF435>=(65000/12000),Inventory!$AC191=\"\"),\"a\",VLOOKUP(Inventory!$AC191,$H$3:$I$5,2,FALSE))","v":"a"},null,{"$f":"IF(AND($AA435<>\"i\",$AA435<>\"j\"),\"a\",IF(AND($Z435=\"b\",Inventory!$L191=\"\"),\"a\",IF(AND($Z435=\"b\",Inventory!$L191<>\"\"),VLOOKUP(Inventory!$L191,$N$3:$O$6,2,FALSE),IF(AND(OR($Z435=\"c\",$Z435=\"d\"),Inventory!$AE191=\"\"),\"a\",IF(AND(OR($Z435=\"c\",$Z435=\"d\"),Inventory!$AE191<>\"\"),VLOOKUP(Inventory!$AE191,$N$3:$O$6,2,FALSE),\"a\")))))","v":"a"},{"$f":"IF(OR(AND($AA435<>\"e\",$AA435<>\"f\"),$AF435=0,Inventory!$AG191=\"\"),\"a\",VLOOKUP(Inventory!$AG191,$Q$3:$R$5,2,FALSE))","v":"a"},{"$f":"IF(OR(Inventory!C191=\"New Construction\",Inventory!C191=\"Replace-on-Burnout\",Inventory!C191=\"Early Retirement\"),Inventory!AT191,0)","v":0},"","","","","","","","","","","","",0,"aaaaa0","No","No",{"$f":"IF($Z435=\"a\",0,IF($Z435=\"b\",Inventory!$M191,Inventory!$AH191))","v":0},{"$f":"IF(OR($Z435=\"a\",AND($AU435=\"No\",$AV435=\"No\")),0,IF(AND($Z435=\"b\",Inventory!$O191=\"Btu/hr\"),Inventory!$N191,IF(AND($Z435=\"b\",Inventory!$O191=\"Tons\"),Inventory!$N191*12000,IF(AND(OR($Z435=\"c\",$Z435=\"d\"),Inventory!$AJ191=\"Btu/hr\"),Inventory!$AI191,IF(AND(OR($Z435=\"c\",$Z435=\"d\"),Inventory!$AJ191=\"Tons\"),Inventory!$AI191*12000,0)))))","v":0},0,0,"EER",0,"kW/ton",{"$f":"IF(OR($Z435=\"a\",$AV435=\"No\"),0,IF(AND($Z435=\"b\",Inventory!$Q191=\"Btu/hr\"),Inventory!$P191,IF(AND($Z435=\"b\",Inventory!$Q191=\"Tons\"),Inventory!$P191*12000,IF(AND(OR($Z435=\"c\",$Z435=\"d\"),Inventory!$AL191=\"Btu/hr\"),Inventory!$AK191,IF(AND(OR($Z435=\"c\",$Z435=\"d\"),Inventory!$AL191=\"Tons\"),Inventory!$AK191*12000,0)))))","v":0},0,0,"COP","No",{"$f":"IF(OR(Inventory!$J191=\"\",$BH435=\"No\"),\"-\",Inventory!$J191)","v":"-"},{"$f":"IFERROR(VLOOKUP($BI435,'Early Retirement'!$B$6:$C$32,2,FALSE),\"-\")","v":"-"},{"$f":"IF(OR($Z435<>\"b\",AND($AA435<>\"b\",$AA435<>\"c\")),\"n\",IF(AND($AS435<>1,$AS435<>2,$AS435<>7,$AS435<>8),\"n\",IF(Inventory!$K191=\"Split\",\"s\",IF(Inventory!$K191=\"Packaged\",\"p\",\"n\"))))","v":"n"},{"$f":"IF(AND($AA435<>\"i\",$AA435<>\"j\"),\"n\",IF(Inventory!$L191=\"Centrifugal\",\"c\",\"n\"))","v":"n"},"-","-",{"$f":"IFERROR(INDEX('Early Retirement'!$C$4:$AC$32,$BJ435,$BN435),0)","v":0},{"$f":"IFERROR(HLOOKUP($BN435,'Early Retirement'!$D$4:$AC$5,2,FALSE),0)","v":0},{"$f":"IFERROR(INDEX('Early Retirement'!$AE$4:$BE$32,$BJ435,$BN435),0)","v":0},{"$f":"IFERROR(HLOOKUP($BN435,'Early Retirement'!$AF$4:$BE$5,2,FALSE),0)","v":0},0,0,"kW/ton",{"$f":"IFERROR(INDEX('Early Retirement'!$BG$4:$CG$32,$BJ435,$BN435),0)","v":0},{"$f":"IFERROR(HLOOKUP($BN435,'Early Retirement'!$BH$4:$CH$5,2,FALSE),0)","v":0},0,"COP","Yes",0,0,"kW/ton",0,"COP",0,0,"kW/ton",0,"COP"]
[null,null,null,null,null,null,null,null,null,null,null,null,null,null,null,null,null,null,null,null,null,null,null,null,183,{"$f":"IF(Inventory!$C192=\"\",\"a\",VLOOKUP(Inventory!$C192,$B$8:$C$11,2,FALSE))","v":"a"},{"$f":"IF(AND($Z436=\"b\",Inventory!$I192=\"\"),\"a\",IF(AND($Z436=\"b\",Inventory!$I192<>\"\"),VLOOKUP(Inventory!$I192,$E$3:$F$12,2,FALSE),IF(AND(OR($Z436=\"c\",$Z436=\"d\"),Inventory!$AB192=\"\"),\"a\",IF(AND(OR($Z436=\"c\",$Z436=\"d\"),Inventory!$AB192<>\"\"),VLOOKUP(Inventory!$AB192,$E$3:$F$12,2,FALSE),\"a\"))))","v":"a"},{"$f":"IF(OR(AND($AA436<>\"b\",$AA436<>\"c\"),$AF436=0,$AF436>=(65000/12000),Inventory!$AC192=\"\"),\"a\",VLOOKUP(Inventory!$AC192,$H$3:$I$5,2,FALSE))","v":"a"},null,{"$f":"IF(AND($AA436<>\"i\",$AA436<>\"j\"),\"a\",IF(AND($Z436=\"b\",Inventory!$L192=\"\"),\"a\",IF(AND($Z436=\"b\",Inventory!$L192<>\"\"),VLOOKUP(Inventory!$L192,$N$3:$O$6,2,FALSE),IF(AND(OR($Z436=\"c\",$Z436=\"d\"),Inventory!$AE192=\"\"),\"a\",IF(AND(OR($Z436=\"c\",$Z436=\"d\"),Inventory!$AE192<>\"\"),VLOOKUP(Inventory!$AE192,$N$3:$O$6,2,FALSE),\"a\")))))","v":"a"},{"$f":"IF(OR(AND($AA436<>\"e\",$AA436<>\"f\"),$AF436=0,Inventory!$AG192=\"\"),\"a\",VLOOKUP(Inventory!$AG192,$Q$3:$R$5,2,FALSE))","v":"a"},{"$f":"IF(OR(Inventory!C192=\"New Construction\",Inventory!C192=\"Replace-on-Burnout\",Inventory!C192=\"Early Retirement\"),Inventory!AT192,0)","v":0},"","","","","","","","","","","","",0,"aaaaa0","No","No",{"$f":"IF($Z436=\"a\",0,IF($Z436=\"b\",Inventory!$M192,Inventory!$AH192))","v":0},{"$f":"IF(OR($Z436=\"a\",AND($AU436=\"No\",$AV436=\"No\")),0,IF(AND($Z436=\"b\",Inventory!$O192=\"Btu/hr\"),Inventory!$N192,IF(AND($Z436=\"b\",Inventory!$O192=\"Tons\"),Inventory!$N192*12000,IF(AND(OR($Z436=\"c\",$Z436=\"d\"),Inventory!$AJ192=\"Btu/hr\"),Inventory!$AI192,IF(AND(OR($Z436=\"c\",$Z436=\"d\"),Inventory!$AJ192=\"Tons\"),Inventory!$AI192*12000,0)))))","v":0},0,0,"EER",0,"kW/ton",{"$f":"IF(OR($Z436=\"a\",$AV436=\"No\"),0,IF(AND($Z436=\"b\",Inventory!$Q192=\"Btu/hr\"),Inventory!$P192,IF(AND($Z436=\"b\",Inventory!$Q192=\"Tons\"),Inventory!$P192*12000,IF(AND(OR($Z436=\"c\",$Z436=\"d\"),Inventory!$AL192=\"Btu/hr\"),Inventory!$AK192,IF(AND(OR($Z436=\"c\",$Z436=\"d\"),Inventory!$AL192=\"Tons\"),Inventory!$AK192*12000,0)))))","v":0},0,0,"COP","No",{"$f":"IF(OR(Inventory!$J192=\"\",$BH436=\"No\"),\"-\",Inventory!$J192)","v":"-"},{"$f":"IFERROR(VLOOKUP($BI436,'Early Retirement'!$B$6:$C$32,2,FALSE),\"-\")","v":"-"},{"$f":"IF(OR($Z436<>\"b\",AND($AA436<>\"b\",$AA436<>\"c\")),\"n\",IF(AND($AS436<>1,$AS436<>2,$AS436<>7,$AS436<>8),\"n\",IF(Inventory!$K192=\"Split\",\"s\",IF(Inventory!$K192=\"Packaged\",\"p\",\"n\"))))","v":"n"},{"$f":"IF(AND($AA436<>\"i\",$AA436<>\"j\"),\"n\",IF(Inventory!$L192=\"Centrifugal\",\"c\",\"n\"))","v":"n"},"-","-",{"$f":"IFERROR(INDEX('Early Retirement'!$C$4:$AC$32,$BJ436,$BN436),0)","v":0},{"$f":"IFERROR(HLOOKUP($BN436,'Early Retirement'!$D$4:$AC$5,2,FALSE),0)","v":0},{"$f":"IFERROR(INDEX('Early Retirement'!$AE$4:$BE$32,$BJ436,$BN436),0)","v":0},{"$f":"IFERROR(HLOOKUP($BN436,'Early Retirement'!$AF$4:$BE$5,2,FALSE),0)","v":0},0,0,"kW/ton",{"$f":"IFERROR(INDEX('Early Retirement'!$BG$4:$CG$32,$BJ436,$BN436),0)","v":0},{"$f":"IFERROR(HLOOKUP($BN436,'Early Retirement'!$BH$4:$CH$5,2,FALSE),0)","v":0},0,"COP","Yes",0,0,"kW/ton",0,"COP",0,0,"kW/ton",0,"COP"]
[null,null,null,null,null,null,null,null,null,null,null,null,null,null,null,null,null,null,null,null,null,null,null,null,184,{"$f":"IF(Inventory!$C193=\"\",\"a\",VLOOKUP(Inventory!$C193,$B$8:$C$11,2,FALSE))","v":"a"},{"$f":"IF(AND($Z437=\"b\",Inventory!$I193=\"\"),\"a\",IF(AND($Z437=\"b\",Inventory!$I193<>\"\"),VLOOKUP(Inventory!$I193,$E$3:$F$12,2,FALSE),IF(AND(OR($Z437=\"c\",$Z437=\"d\"),Inventory!$AB193=\"\"),\"a\",IF(AND(OR($Z437=\"c\",$Z437=\"d\"),Inventory!$AB193<>\"\"),VLOOKUP(Inventory!$AB193,$E$3:$F$12,2,FALSE),\"a\"))))","v":"a"},{"$f":"IF(OR(AND($AA437<>\"b\",$AA437<>\"c\"),$AF437=0,$AF437>=(65000/12000),Inventory!$AC193=\"\"),\"a\",VLOOKUP(Inventory!$AC193,$H$3:$I$5,2,FALSE))","v":"a"},null,{"$f":"IF(AND($AA437<>\"i\",$AA437<>\"j\"),\"a\",IF(AND($Z437=\"b\",Inventory!$L193=\"\"),\"a\",IF(AND($Z437=\"b\",Inventory!$L193<>\"\"),VLOOKUP(Inventory!$L193,$N$3:$O$6,2,FALSE),IF(AND(OR($Z437=\"c\",$Z437=\"d\"),Inventory!$AE193=\"\"),\"a\",IF(AND(OR($Z437=\"c\",$Z437=\"d\"),Inventory!$AE193<>\"\"),VLOOKUP(Inventory!$AE193,$N$3:$O$6,2,FALSE),\"a\")))))","v":"a"},{"$f":"IF(OR(AND($AA437<>\"e\",$AA437<>\"f\"),$AF437=0,Inventory!$AG193=\"\"),\"a\",VLOOKUP(Inventory!$AG193,$Q$3:$R$5,2,FALSE))","v":"a"},{"$f":"IF(OR(Inventory!C193=\"New Construction\",Inventory!C193=\"Replace-on-Burnout\",Inventory!C193=\"Early Retirement\"),Inventory!AT193,0)","v":0},"","","","","","","","","","","","",0,"aaaaa0","No","No",{"$f":"IF($Z437=\"a\",0,IF($Z437=\"b\",Inventory!$M193,Inventory!$AH193))","v":0},{"$f":"IF(OR($Z437=\"a\",AND($AU437=\"No\",$AV437=\"No\")),0,IF(AND($Z437=\"b\",Inventory!$O193=\"Btu/hr\"),Inventory!$N193,IF(AND($Z437=\"b\",Inventory!$O193=\"Tons\"),Inventory!$N193*12000,IF(AND(OR($Z437=\"c\",$Z437=\"d\"),Inventory!$AJ193=\"Btu/hr\"),Inventory!$AI193,IF(AND(OR($Z437=\"c\",$Z437=\"d\"),Inventory!$AJ193=\"Tons\"),Inventory!$AI193*12000,0)))))","v":0},0,0,"EER",0,"kW/ton",{"$f":"IF(OR($Z437=\"a\",$AV437=\"No\"),0,IF(AND($Z437=\"b\",Inventory!$Q193=\"Btu/hr\"),Inventory!$P193,IF(AND($Z437=\"b\",Inventory!$Q193=\"Tons\"),Inventory!$P193*12000,IF(AND(OR($Z437=\"c\",$Z437=\"d\"),Inventory!$AL193=\"Btu/hr\"),Inventory!$AK193,IF(AND(OR($Z437=\"c\",$Z437=\"d\"),Inventory!$AL193=\"Tons\"),Inventory!$AK193*12000,0)))))","v":0},0,0,"COP","No",{"$f":"IF(OR(Inventory!$J193=\"\",$BH437=\"No\"),\"-\",Inventory!$J193)","v":"-"},{"$f":"IFERROR(VLOOKUP($BI437,'Early Retirement'!$B$6:$C$32,2,FALSE),\"-\")","v":"-"},{"$f":"IF(OR($Z437<>\"b\",AND($AA437<>\"b\",$AA437<>\"c\")),\"n\",IF(AND($AS437<>1,$AS437<>2,$AS437<>7,$AS437<>8),\"n\",IF(Inventory!$K193=\"Split\",\"s\",IF(Inventory!$K193=\"Packaged\",\"p\",\"n\"))))","v":"n"},{"$f":"IF(AND($AA437<>\"i\",$AA437<>\"j\"),\"n\",IF(Inventory!$L193=\"Centrifugal\",\"c\",\"n\"))","v":"n"},"-","-",{"$f":"IFERROR(INDEX('Early Retirement'!$C$4:$AC$32,$BJ437,$BN437),0)","v":0},{"$f":"IFERROR(HLOOKUP($BN437,'Early Retirement'!$D$4:$AC$5,2,FALSE),0)","v":0},{"$f":"IFERROR(INDEX('Early Retirement'!$AE$4:$BE$32,$BJ437,$BN437),0)","v":0},{"$f":"IFERROR(HLOOKUP($BN437,'Early Retirement'!$AF$4:$BE$5,2,FALSE),0)","v":0},0,0,"kW/ton",{"$f":"IFERROR(INDEX('Early Retirement'!$BG$4:$CG$32,$BJ437,$BN437),0)","v":0},{"$f":"IFERROR(HLOOKUP($BN437,'Early Retirement'!$BH$4:$CH$5,2,FALSE),0)","v":0},0,"COP","Yes",0,0,"kW/ton",0,"COP",0,0,"kW/ton",0,"COP"]
[null,null,null,null,null,null,null,null,null,null,null,null,null,null,null,null,null,null,null,null,null,null,null,null,185,{"$f":"IF(Inventory!$C194=\"\",\"a\",VLOOKUP(Inventory!$C194,$B$8:$C$11,2,FALSE))","v":"a"},{"$f":"IF(AND($Z438=\"b\",Inventory!$I194=\"\"),\"a\",IF(AND($Z438=\"b\",Inventory!$I194<>\"\"),VLOOKUP(Inventory!$I194,$E$3:$F$12,2,FALSE),IF(AND(OR($Z438=\"c\",$Z438=\"d\"),Inventory!$AB194=\"\"),\"a\",IF(AND(OR($Z438=\"c\",$Z438=\"d\"),Inventory!$AB194<>\"\"),VLOOKUP(Inventory!$AB194,$E$3:$F$12,2,FALSE),\"a\"))))","v":"a"},{"$f":"IF(OR(AND($AA438<>\"b\",$AA438<>\"c\"),$AF438=0,$AF438>=(65000/12000),Inventory!$AC194=\"\"),\"a\",VLOOKUP(Inventory!$AC194,$H$3:$I$5,2,FALSE))","v":"a"},null,{"$f":"IF(AND($AA438<>\"i\",$AA438<>\"j\"),\"a\",IF(AND($Z438=\"b\",Inventory!$L194=\"\"),\"a\",IF(AND($Z438=\"b\",Inventory!$L194<>\"\"),VLOOKUP(Inventory!$L194,$N$3:$O$6,2,FALSE),IF(AND(OR($Z438=\"c\",$Z438=\"d\"),Inventory!$AE194=\"\"),\"a\",IF(AND(OR($Z438=\"c\",$Z438=\"d\"),Inventory!$AE194<>\"\"),VLOOKUP(Inventory!$AE194,$N$3:$O$6,2,FALSE),\"a\")))))","v":"a"},{"$f":"IF(OR(AND($AA438<>\"e\",$AA438<>\"f\"),$AF438=0,Inventory!$AG194=\"\"),\"a\",VLOOKUP(Inventory!$AG194,$Q$3:$R$5,2,FALSE))","v":"a"},{"$f":"IF(OR(Inventory!C194=\"New Construction\",Inventory!C194=\"Replace-on-Burnout\",Inventory!C194=\"Early Retirement\"),Inventory!AT194,0)","v":0},"","","","","","","","","","","","",0,"aaaaa0","No","No",{"$f":"IF($Z438=\"a\",0,IF($Z438=\"b\",Inventory!$M194,Inventory!$AH194))","v":0},{"$f":"IF(OR($Z438=\"a\",AND($AU438=\"No\",$AV438=\"No\")),0,IF(AND($Z438=\"b\",Inventory!$O194=\"Btu/hr\"),Inventory!$N194,IF(AND($Z438=\"b\",Inventory!$O194=\"Tons\"),Inventory!$N194*12000,IF(AND(OR($Z438=\"c\",$Z438=\"d\"),Inventory!$AJ194=\"Btu/hr\"),Inventory!$AI194,IF(AND(OR($Z438=\"c\",$Z438=\"d\"),Inventory!$AJ194=\"Tons\"),Inventory!$AI194*12000,0)))))","v":0},0,0,"EER",0,"kW/ton",{"$f":"IF(OR($Z438=\"a\",$AV438=\"No\"),0,IF(AND($Z438=\"b\",Inventory!$Q194=\"Btu/hr\"),Inventory!$P194,IF(AND($Z438=\"b\",Inventory!$Q194=\"Tons\"),Inventory!$P194*12000,IF(AND(OR($Z438=\"c\",$Z438=\"d\"),Inventory!$AL194=\"Btu/hr\"),Inventory!$AK194,IF(AND(OR($Z438=\"c\",$Z438=\"d\"),Inventory!$AL194=\"Tons\"),Inventory!$AK194*12000,0)))))","v":0},0,0,"COP","No",{"$f":"IF(OR(Inventory!$J194=\"\",$BH438=\"No\"),\"-\",Inventory!$J194)","v":"-"},{"$f":"IFERROR(VLOOKUP($BI438,'Early Retirement'!$B$6:$C$32,2,FALSE),\"-\")","v":"-"},{"$f":"IF(OR($Z438<>\"b\",AND($AA438<>\"b\",$AA438<>\"c\")),\"n\",IF(AND($AS438<>1,$AS438<>2,$AS438<>7,$AS438<>8),\"n\",IF(Inventory!$K194=\"Split\",\"s\",IF(Inventory!$K194=\"Packaged\",\"p\",\"n\"))))","v":"n"},{"$f":"IF(AND($AA438<>\"i\",$AA438<>\"j\"),\"n\",IF(Inventory!$L194=\"Centrifugal\",\"c\",\"n\"))","v":"n"},"-","-",{"$f":"IFERROR(INDEX('Early Retirement'!$C$4:$AC$32,$BJ438,$BN438),0)","v":0},{"$f":"IFERROR(HLOOKUP($BN438,'Early Retirement'!$D$4:$AC$5,2,FALSE),0)","v":0},{"$f":"IFERROR(INDEX('Early Retirement'!$AE$4:$BE$32,$BJ438,$BN438),0)","v":0},{"$f":"IFERROR(HLOOKUP($BN438,'Early Retirement'!$AF$4:$BE$5,2,FALSE),0)","v":0},0,0,"kW/ton",{"$f":"IFERROR(INDEX('Early Retirement'!$BG$4:$CG$32,$BJ438,$BN438),0)","v":0},{"$f":"IFERROR(HLOOKUP($BN438,'Early Retirement'!$BH$4:$CH$5,2,FALSE),0)","v":0},0,"COP","Yes",0,0,"kW/ton",0,"COP",0,0,"kW/ton",0,"COP"]
[null,null,null,null,null,null,null,null,null,null,null,null,null,null,null,null,null,null,null,null,null,null,null,null,186,{"$f":"IF(Inventory!$C195=\"\",\"a\",VLOOKUP(Inventory!$C195,$B$8:$C$11,2,FALSE))","v":"a"},{"$f":"IF(AND($Z439=\"b\",Inventory!$I195=\"\"),\"a\",IF(AND($Z439=\"b\",Inventory!$I195<>\"\"),VLOOKUP(Inventory!$I195,$E$3:$F$12,2,FALSE),IF(AND(OR($Z439=\"c\",$Z439=\"d\"),Inventory!$AB195=\"\"),\"a\",IF(AND(OR($Z439=\"c\",$Z439=\"d\"),Inventory!$AB195<>\"\"),VLOOKUP(Inventory!$AB195,$E$3:$F$12,2,FALSE),\"a\"))))","v":"a"},{"$f":"IF(OR(AND($AA439<>\"b\",$AA439<>\"c\"),$AF439=0,$AF439>=(65000/12000),Inventory!$AC195=\"\"),\"a\",VLOOKUP(Inventory!$AC195,$H$3:$I$5,2,FALSE))","v":"a"},null,{"$f":"IF(AND($AA439<>\"i\",$AA439<>\"j\"),\"a\",IF(AND($Z439=\"b\",Inventory!$L195=\"\"),\"a\",IF(AND($Z439=\"b\",Inventory!$L195<>\"\"),VLOOKUP(Inventory!$L195,$N$3:$O$6,2,FALSE),IF(AND(OR($Z439=\"c\",$Z439=\"d\"),Inventory!$AE195=\"\"),\"a\",IF(AND(OR($Z439=\"c\",$Z439=\"d\"),Inventory!$AE195<>\"\"),VLOOKUP(Inventory!$AE195,$N$3:$O$6,2,FALSE),\"a\")))))","v":"a"},{"$f":"IF(OR(AND($AA439<>\"e\",$AA439<>\"f\"),$AF439=0,Inventory!$AG195=\"\"),\"a\",VLOOKUP(Inventory!$AG195,$Q$3:$R$5,2,FALSE))","v":"a"},{"$f":"IF(OR(Inventory!C195=\"New Construction\",Inventory!C195=\"Replace-on-Burnout\",Inventory!C195=\"Early Retirement\"),Inventory!AT195,0)","v":0},"","","","","","","","","","","","",0,"aaaaa0","No","No",{"$f":"IF($Z439=\"a\",0,IF($Z439=\"b\",Inventory!$M195,Inventory!$AH195))","v":0},{"$f":"IF(OR($Z439=\"a\",AND($AU439=\"No\",$AV439=\"No\")),0,IF(AND($Z439=\"b\",Inventory!$O195=\"Btu/hr\"),Inventory!$N195,IF(AND($Z439=\"b\",Inventory!$O195=\"Tons\"),Inventory!$N195*12000,IF(AND(OR($Z439=\"c\",$Z439=\"d\"),Inventory!$AJ195=\"Btu/hr\"),Inventory!$AI195,IF(AND(OR($Z439=\"c\",$Z439=\"d\"),Inventory!$AJ195=\"Tons\"),Inventory!$AI195*12000,0)))))","v":0},0,0,"EER",0,"kW/ton",{"$f":"IF(OR($Z439=\"a\",$AV439=\"No\"),0,IF(AND($Z439=\"b\",Inventory!$Q195=\"Btu/hr\"),Inventory!$P195,IF(AND($Z439=\"b\",Inventory!$Q195=\"Tons\"),Inventory!$P195*12000,IF(AND(OR($Z439=\"c\",$Z439=\"d\"),Inventory!$AL195=\"Btu/hr\"),Inventory!$AK195,IF(AND(OR($Z439=\"c\",$Z439=\"d\"),Inventory!$AL195=\"Tons\"),Inventory!$AK195*12000,0)))))","v":0},0,0,"COP","No",{"$f":"IF(OR(Inventory!$J195=\"\",$BH439=\"No\"),\"-\",Inventory!$J195)","v":"-"},{"$f":"IFERROR(VLOOKUP($BI439,'Early Retirement'!$B$6:$C$32,2,FALSE),\"-\")","v":"-"},{"$f":"IF(OR($Z439<>\"b\",AND($AA439<>\"b\",$AA439<>\"c\")),\"n\",IF(AND($AS439<>1,$AS439<>2,$AS439<>7,$AS439<>8),\"n\",IF(Inventory!$K195=\"Split\",\"s\",IF(Inventory!$K195=\"Packaged\",\"p\",\"n\"))))","v":"n"},{"$f":"IF(AND($AA439<>\"i\",$AA439<>\"j\"),\"n\",IF(Inventory!$L195=\"Centrifugal\",\"c\",\"n\"))","v":"n"},"-","-",{"$f":"IFERROR(INDEX('Early Retirement'!$C$4:$AC$32,$BJ439,$BN439),0)","v":0},{"$f":"IFERROR(HLOOKUP($BN439,'Early Retirement'!$D$4:$AC$5,2,FALSE),0)","v":0},{"$f":"IFERROR(INDEX('Early Retirement'!$AE$4:$BE$32,$BJ439,$BN439),0)","v":0},{"$f":"IFERROR(HLOOKUP($BN439,'Early Retirement'!$AF$4:$BE$5,2,FALSE),0)","v":0},0,0,"kW/ton",{"$f":"IFERROR(INDEX('Early Retirement'!$BG$4:$CG$32,$BJ439,$BN439),0)","v":0},{"$f":"IFERROR(HLOOKUP($BN439,'Early Retirement'!$BH$4:$CH$5,2,FALSE),0)","v":0},0,"COP","Yes",0,0,"kW/ton",0,"COP",0,0,"kW/ton",0,"COP"]
[null,null,null,null,null,null,null,null,null,null,null,null,null,null,null,null,null,null,null,null,null,null,null,null,187,{"$f":"IF(Inventory!$C196=\"\",\"a\",VLOOKUP(Inventory!$C196,$B$8:$C$11,2,FALSE))","v":"a"},{"$f":"IF(AND($Z440=\"b\",Inventory!$I196=\"\"),\"a\",IF(AND($Z440=\"b\",Inventory!$I196<>\"\"),VLOOKUP(Inventory!$I196,$E$3:$F$12,2,FALSE),IF(AND(OR($Z440=\"c\",$Z440=\"d\"),Inventory!$AB196=\"\"),\"a\",IF(AND(OR($Z440=\"c\",$Z440=\"d\"),Inventory!$AB196<>\"\"),VLOOKUP(Inventory!$AB196,$E$3:$F$12,2,FALSE),\"a\"))))","v":"a"},{"$f":"IF(OR(AND($AA440<>\"b\",$AA440<>\"c\"),$AF440=0,$AF440>=(65000/12000),Inventory!$AC196=\"\"),\"a\",VLOOKUP(Inventory!$AC196,$H$3:$I$5,2,FALSE))","v":"a"},null,{"$f":"IF(AND($AA440<>\"i\",$AA440<>\"j\"),\"a\",IF(AND($Z440=\"b\",Inventory!$L196=\"\"),\"a\",IF(AND($Z440=\"b\",Inventory!$L196<>\"\"),VLOOKUP(Inventory!$L196,$N$3:$O$6,2,FALSE),IF(AND(OR($Z440=\"c\",$Z440=\"d\"),Inventory!$AE196=\"\"),\"a\",IF(AND(OR($Z440=\"c\",$Z440=\"d\"),Inventory!$AE196<>\"\"),VLOOKUP(Inventory!$AE196,$N$3:$O$6,2,FALSE),\"a\")))))","v":"a"},{"$f":"IF(OR(AND($AA440<>\"e\",$AA440<>\"f\"),$AF440=0,Inventory!$AG196=\"\"),\"a\",VLOOKUP(Inventory!$AG196,$Q$3:$R$5,2,FALSE))","v":"a"},{"$f":"IF(OR(Inventory!C196=\"New Construction\",Inventory!C196=\"Replace-on-Burnout\",Inventory!C196=\"Early Retirement\"),Inventory!AT196,0)","v":0},"","","","","","","","","","","","",0,"aaaaa0","No","No",{"$f":"IF($Z440=\"a\",0,IF($Z440=\"b\",Inventory!$M196,Inventory!$AH196))","v":0},{"$f":"IF(OR($Z440=\"a\",AND($AU440=\"No\",$AV440=\"No\")),0,IF(AND($Z440=\"b\",Inventory!$O196=\"Btu/hr\"),Inventory!$N196,IF(AND($Z440=\"b\",Inventory!$O196=\"Tons\"),Inventory!$N196*12000,IF(AND(OR($Z440=\"c\",$Z440=\"d\"),Inventory!$AJ196=\"Btu/hr\"),Inventory!$AI196,IF(AND(OR($Z440=\"c\",$Z440=\"d\"),Inventory!$AJ196=\"Tons\"),Inventory!$AI196*12000,0)))))","v":0},0,0,"EER",0,"kW/ton",{"$f":"IF(OR($Z440=\"a\",$AV440=\"No\"),0,IF(AND($Z440=\"b\",Inventory!$Q196=\"Btu/hr\"),Inventory!$P196,IF(AND($Z440=\"b\",Inventory!$Q196=\"Tons\"),Inventory!$P196*12000,IF(AND(OR($Z440=\"c\",$Z440=\"d\"),Inventory!$AL196=\"Btu/hr\"),Inventory!$AK196,IF(AND(OR($Z440=\"c\",$Z440=\"d\"),Inventory!$AL196=\"Tons\"),Inventory!$AK196*12000,0)))))","v":0},0,0,"COP","No",{"$f":"IF(OR(Inventory!$J196=\"\",$BH440=\"No\"),\"-\",Inventory!$J196)","v":"-"},{"$f":"IFERROR(VLOOKUP($BI440,'Early Retirement'!$B$6:$C$32,2,FALSE),\"-\")","v":"-"},{"$f":"IF(OR($Z440<>\"b\",AND($AA440<>\"b\",$AA440<>\"c\")),\"n\",IF(AND($AS440<>1,$AS440<>2,$AS440<>7,$AS440<>8),\"n\",IF(Inventory!$K196=\"Split\",\"s\",IF(Inventory!$K196=\"Packaged\",\"p\",\"n\"))))","v":"n"},{"$f":"IF(AND($AA440<>\"i\",$AA440<>\"j\"),\"n\",IF(Inventory!$L196=\"Centrifugal\",\"c\",\"n\"))","v":"n"},"-","-",{"$f":"IFERROR(INDEX('Early Retirement'!$C$4:$AC$32,$BJ440,$BN440),0)","v":0},{"$f":"IFERROR(HLOOKUP($BN440,'Early Retirement'!$D$4:$AC$5,2,FALSE),0)","v":0},{"$f":"IFERROR(INDEX('Early Retirement'!$AE$4:$BE$32,$BJ440,$BN440),0)","v":0},{"$f":"IFERROR(HLOOKUP($BN440,'Early Retirement'!$AF$4:$BE$5,2,FALSE),0)","v":0},0,0,"kW/ton",{"$f":"IFERROR(INDEX('Early Retirement'!$BG$4:$CG$32,$BJ440,$BN440),0)","v":0},{"$f":"IFERROR(HLOOKUP($BN440,'Early Retirement'!$BH$4:$CH$5,2,FALSE),0)","v":0},0,"COP","Yes",0,0,"kW/ton",0,"COP",0,0,"kW/ton",0,"COP"]
[null,null,null,null,null,null,null,null,null,null,null,null,null,null,null,null,null,null,null,null,null,null,null,null,188,{"$f":"IF(Inventory!$C197=\"\",\"a\",VLOOKUP(Inventory!$C197,$B$8:$C$11,2,FALSE))","v":"a"},{"$f":"IF(AND($Z441=\"b\",Inventory!$I197=\"\"),\"a\",IF(AND($Z441=\"b\",Inventory!$I197<>\"\"),VLOOKUP(Inventory!$I197,$E$3:$F$12,2,FALSE),IF(AND(OR($Z441=\"c\",$Z441=\"d\"),Inventory!$AB197=\"\"),\"a\",IF(AND(OR($Z441=\"c\",$Z441=\"d\"),Inventory!$AB197<>\"\"),VLOOKUP(Inventory!$AB197,$E$3:$F$12,2,FALSE),\"a\"))))","v":"a"},{"$f":"IF(OR(AND($AA441<>\"b\",$AA441<>\"c\"),$AF441=0,$AF441>=(65000/12000),Inventory!$AC197=\"\"),\"a\",VLOOKUP(Inventory!$AC197,$H$3:$I$5,2,FALSE))","v":"a"},null,{"$f":"IF(AND($AA441<>\"i\",$AA441<>\"j\"),\"a\",IF(AND($Z441=\"b\",Inventory!$L197=\"\"),\"a\",IF(AND($Z441=\"b\",Inventory!$L197<>\"\"),VLOOKUP(Inventory!$L197,$N$3:$O$6,2,FALSE),IF(AND(OR($Z441=\"c\",$Z441=\"d\"),Inventory!$AE197=\"\"),\"a\",IF(AND(OR($Z441=\"c\",$Z441=\"d\"),Inventory!$AE197<>\"\"),VLOOKUP(Inventory!$AE197,$N$3:$O$6,2,FALSE),\"a\")))))","v":"a"},{"$f":"IF(OR(AND($AA441<>\"e\",$AA441<>\"f\"),$AF441=0,Inventory!$AG197=\"\"),\"a\",VLOOKUP(Inventory!$AG197,$Q$3:$R$5,2,FALSE))","v":"a"},{"$f":"IF(OR(Inventory!C197=\"New Construction\",Inventory!C197=\"Replace-on-Burnout\",Inventory!C197=\"Early Retirement\"),Inventory!AT197,0)","v":0},"","","","","","","","","","","","",0,"aaaaa0","No","No",{"$f":"IF($Z441=\"a\",0,IF($Z441=\"b\",Inventory!$M197,Inventory!$AH197))","v":0},{"$f":"IF(OR($Z441=\"a\",AND($AU441=\"No\",$AV441=\"No\")),0,IF(AND($Z441=\"b\",Inventory!$O197=\"Btu/hr\"),Inventory!$N197,IF(AND($Z441=\"b\",Inventory!$O197=\"Tons\"),Inventory!$N197*12000,IF(AND(OR($Z441=\"c\",$Z441=\"d\"),Inventory!$AJ197=\"Btu/hr\"),Inventory!$AI197,IF(AND(OR($Z441=\"c\",$Z441=\"d\"),Inventory!$AJ197=\"Tons\"),Inventory!$AI197*12000,0)))))","v":0},0,0,"EER",0,"kW/ton",{"$f":"IF(OR($Z441=\"a\",$AV441=\"No\"),0,IF(AND($Z441=\"b\",Inventory!$Q197=\"Btu/hr\"),Inventory!$P197,IF(AND($Z441=\"b\",Inventory!$Q197=\"Tons\"),Inventory!$P197*12000,IF(AND(OR($Z441=\"c\",$Z441=\"d\"),Inventory!$AL197=\"Btu/hr\"),Inventory!$AK197,IF(AND(OR($Z441=\"c\",$Z441=\"d\"),Inventory!$AL197=\"Tons\"),Inventory!$AK197*12000,0)))))","v":0},0,0,"COP","No",{"$f":"IF(OR(Inventory!$J197=\"\",$BH441=\"No\"),\"-\",Inventory!$J197)","v":"-"},{"$f":"IFERROR(VLOOKUP($BI441,'Early Retirement'!$B$6:$C$32,2,FALSE),\"-\")","v":"-"},{"$f":"IF(OR($Z441<>\"b\",AND($AA441<>\"b\",$AA441<>\"c\")),\"n\",IF(AND($AS441<>1,$AS441<>2,$AS441<>7,$AS441<>8),\"n\",IF(Inventory!$K197=\"Split\",\"s\",IF(Inventory!$K197=\"Packaged\",\"p\",\"n\"))))","v":"n"},{"$f":"IF(AND($AA441<>\"i\",$AA441<>\"j\"),\"n\",IF(Inventory!$L197=\"Centrifugal\",\"c\",\"n\"))","v":"n"},"-","-",{"$f":"IFERROR(INDEX('Early Retirement'!$C$4:$AC$32,$BJ441,$BN441),0)","v":0},{"$f":"IFERROR(HLOOKUP($BN441,'Early Retirement'!$D$4:$AC$5,2,FALSE),0)","v":0},{"$f":"IFERROR(INDEX('Early Retirement'!$AE$4:$BE$32,$BJ441,$BN441),0)","v":0},{"$f":"IFERROR(HLOOKUP($BN441,'Early Retirement'!$AF$4:$BE$5,2,FALSE),0)","v":0},0,0,"kW/ton",{"$f":"IFERROR(INDEX('Early Retirement'!$BG$4:$CG$32,$BJ441,$BN441),0)","v":0},{"$f":"IFERROR(HLOOKUP($BN441,'Early Retirement'!$BH$4:$CH$5,2,FALSE),0)","v":0},0,"COP","Yes",0,0,"kW/ton",0,"COP",0,0,"kW/ton",0,"COP"]
[null,null,null,null,null,null,null,null,null,null,null,null,null,null,null,null,null,null,null,null,null,null,null,null,189,{"$f":"IF(Inventory!$C198=\"\",\"a\",VLOOKUP(Inventory!$C198,$B$8:$C$11,2,FALSE))","v":"a"},{"$f":"IF(AND($Z442=\"b\",Inventory!$I198=\"\"),\"a\",IF(AND($Z442=\"b\",Inventory!$I198<>\"\"),VLOOKUP(Inventory!$I198,$E$3:$F$12,2,FALSE),IF(AND(OR($Z442=\"c\",$Z442=\"d\"),Inventory!$AB198=\"\"),\"a\",IF(AND(OR($Z442=\"c\",$Z442=\"d\"),Inventory!$AB198<>\"\"),VLOOKUP(Inventory!$AB198,$E$3:$F$12,2,FALSE),\"a\"))))","v":"a"},{"$f":"IF(OR(AND($AA442<>\"b\",$AA442<>\"c\"),$AF442=0,$AF442>=(65000/12000),Inventory!$AC198=\"\"),\"a\",VLOOKUP(Inventory!$AC198,$H$3:$I$5,2,FALSE))","v":"a"},null,{"$f":"IF(AND($AA442<>\"i\",$AA442<>\"j\"),\"a\",IF(AND($Z442=\"b\",Inventory!$L198=\"\"),\"a\",IF(AND($Z442=\"b\",Inventory!$L198<>\"\"),VLOOKUP(Inventory!$L198,$N$3:$O$6,2,FALSE),IF(AND(OR($Z442=\"c\",$Z442=\"d\"),Inventory!$AE198=\"\"),\"a\",IF(AND(OR($Z442=\"c\",$Z442=\"d\"),Inventory!$AE198<>\"\"),VLOOKUP(Inventory!$AE198,$N$3:$O$6,2,FALSE),\"a\")))))","v":"a"},{"$f":"IF(OR(AND($AA442<>\"e\",$AA442<>\"f\"),$AF442=0,Inventory!$AG198=\"\"),\"a\",VLOOKUP(Inventory!$AG198,$Q$3:$R$5,2,FALSE))","v":"a"},{"$f":"IF(OR(Inventory!C198=\"New Construction\",Inventory!C198=\"Replace-on-Burnout\",Inventory!C198=\"Early Retirement\"),Inventory!AT198,0)","v":0},"","","","","","","","","","","","",0,"aaaaa0","No","No",{"$f":"IF($Z442=\"a\",0,IF($Z442=\"b\",Inventory!$M198,Inventory!$AH198))","v":0},{"$f":"IF(OR($Z442=\"a\",AND($AU442=\"No\",$AV442=\"No\")),0,IF(AND($Z442=\"b\",Inventory!$O198=\"Btu/hr\"),Inventory!$N198,IF(AND($Z442=\"b\",Inventory!$O198=\"Tons\"),Inventory!$N198*12000,IF(AND(OR($Z442=\"c\",$Z442=\"d\"),Inventory!$AJ198=\"Btu/hr\"),Inventory!$AI198,IF(AND(OR($Z442=\"c\",$Z442=\"d\"),Inventory!$AJ198=\"Tons\"),Inventory!$AI198*12000,0)))))","v":0},0,0,"EER",0,"kW/ton",{"$f":"IF(OR($Z442=\"a\",$AV442=\"No\"),0,IF(AND($Z442=\"b\",Inventory!$Q198=\"Btu/hr\"),Inventory!$P198,IF(AND($Z442=\"b\",Inventory!$Q198=\"Tons\"),Inventory!$P198*12000,IF(AND(OR($Z442=\"c\",$Z442=\"d\"),Inventory!$AL198=\"Btu/hr\"),Inventory!$AK198,IF(AND(OR($Z442=\"c\",$Z442=\"d\"),Inventory!$AL198=\"Tons\"),Inventory!$AK198*12000,0)))))","v":0},0,0,"COP","No",{"$f":"IF(OR(Inventory!$J198=\"\",$BH442=\"No\"),\"-\",Inventory!$J198)","v":"-"},{"$f":"IFERROR(VLOOKUP($BI442,'Early Retirement'!$B$6:$C$32,2,FALSE),\"-\")","v":"-"},{"$f":"IF(OR($Z442<>\"b\",AND($AA442<>\"b\",$AA442<>\"c\")),\"n\",IF(AND($AS442<>1,$AS442<>2,$AS442<>7,$AS442<>8),\"n\",IF(Inventory!$K198=\"Split\",\"s\",IF(Inventory!$K198=\"Packaged\",\"p\",\"n\"))))","v":"n"},{"$f":"IF(AND($AA442<>\"i\",$AA442<>\"j\"),\"n\",IF(Inventory!$L198=\"Centrifugal\",\"c\",\"n\"))","v":"n"},"-","-",{"$f":"IFERROR(INDEX('Early Retirement'!$C$4:$AC$32,$BJ442,$BN442),0)","v":0},{"$f":"IFERROR(HLOOKUP($BN442,'Early Retirement'!$D$4:$AC$5,2,FALSE),0)","v":0},{"$f":"IFERROR(INDEX('Early Retirement'!$AE$4:$BE$32,$BJ442,$BN442),0)","v":0},{"$f":"IFERROR(HLOOKUP($BN442,'Early Retirement'!$AF$4:$BE$5,2,FALSE),0)","v":0},0,0,"kW/ton",{"$f":"IFERROR(INDEX('Early Retirement'!$BG$4:$CG$32,$BJ442,$BN442),0)","v":0},{"$f":"IFERROR(HLOOKUP($BN442,'Early Retirement'!$BH$4:$CH$5,2,FALSE),0)","v":0},0,"COP","Yes",0,0,"kW/ton",0,"COP",0,0,"kW/ton",0,"COP"]
[null,null,null,null,null,null,null,null,null,null,null,null,null,null,null,null,null,null,null,null,null,null,null,null,190,{"$f":"IF(Inventory!$C199=\"\",\"a\",VLOOKUP(Inventory!$C199,$B$8:$C$11,2,FALSE))","v":"a"},{"$f":"IF(AND($Z443=\"b\",Inventory!$I199=\"\"),\"a\",IF(AND($Z443=\"b\",Inventory!$I199<>\"\"),VLOOKUP(Inventory!$I199,$E$3:$F$12,2,FALSE),IF(AND(OR($Z443=\"c\",$Z443=\"d\"),Inventory!$AB199=\"\"),\"a\",IF(AND(OR($Z443=\"c\",$Z443=\"d\"),Inventory!$AB199<>\"\"),VLOOKUP(Inventory!$AB199,$E$3:$F$12,2,FALSE),\"a\"))))","v":"a"},{"$f":"IF(OR(AND($AA443<>\"b\",$AA443<>\"c\"),$AF443=0,$AF443>=(65000/12000),Inventory!$AC199=\"\"),\"a\",VLOOKUP(Inventory!$AC199,$H$3:$I$5,2,FALSE))","v":"a"},null,{"$f":"IF(AND($AA443<>\"i\",$AA443<>\"j\"),\"a\",IF(AND($Z443=\"b\",Inventory!$L199=\"\"),\"a\",IF(AND($Z443=\"b\",Inventory!$L199<>\"\"),VLOOKUP(Inventory!$L199,$N$3:$O$6,2,FALSE),IF(AND(OR($Z443=\"c\",$Z443=\"d\"),Inventory!$AE199=\"\"),\"a\",IF(AND(OR($Z443=\"c\",$Z443=\"d\"),Inventory!$AE199<>\"\"),VLOOKUP(Inventory!$AE199,$N$3:$O$6,2,FALSE),\"a\")))))","v":"a"},{"$f":"IF(OR(AND($AA443<>\"e\",$AA443<>\"f\"),$AF443=0,Inventory!$AG199=\"\"),\"a\",VLOOKUP(Inventory!$AG199,$Q$3:$R$5,2,FALSE))","v":"a"},{"$f":"IF(OR(Inventory!C199=\"New Construction\",Inventory!C199=\"Replace-on-Burnout\",Inventory!C199=\"Early Retirement\"),Inventory!AT199,0)","v":0},"","","","","","","","","","","","",0,"aaaaa0","No","No",{"$f":"IF($Z443=\"a\",0,IF($Z443=\"b\",Inventory!$M199,Inventory!$AH199))","v":0},{"$f":"IF(OR($Z443=\"a\",AND($AU443=\"No\",$AV443=\"No\")),0,IF(AND($Z443=\"b\",Inventory!$O199=\"Btu/hr\"),Inventory!$N199,IF(AND($Z443=\"b\",Inventory!$O199=\"Tons\"),Inventory!$N199*12000,IF(AND(OR($Z443=\"c\",$Z443=\"d\"),Inventory!$AJ199=\"Btu/hr\"),Inventory!$AI199,IF(AND(OR($Z443=\"c\",$Z443=\"d\"),Inventory!$AJ199=\"Tons\"),Inventory!$AI199*12000,0)))))","v":0},0,0,"EER",0,"kW/ton",{"$f":"IF(OR($Z443=\"a\",$AV443=\"No\"),0,IF(AND($Z443=\"b\",Inventory!$Q199=\"Btu/hr\"),Inventory!$P199,IF(AND($Z443=\"b\",Inventory!$Q199=\"Tons\"),Inventory!$P199*12000,IF(AND(OR($Z443=\"c\",$Z443=\"d\"),Inventory!$AL199=\"Btu/hr\"),Inventory!$AK199,IF(AND(OR($Z443=\"c\",$Z443=\"d\"),Inventory!$AL199=\"Tons\"),Inventory!$AK199*12000,0)))))","v":0},0,0,"COP","No",{"$f":"IF(OR(Inventory!$J199=\"\",$BH443=\"No\"),\"-\",Inventory!$J199)","v":"-"},{"$f":"IFERROR(VLOOKUP($BI443,'Early Retirement'!$B$6:$C$32,2,FALSE),\"-\")","v":"-"},{"$f":"IF(OR($Z443<>\"b\",AND($AA443<>\"b\",$AA443<>\"c\")),\"n\",IF(AND($AS443<>1,$AS443<>2,$AS443<>7,$AS443<>8),\"n\",IF(Inventory!$K199=\"Split\",\"s\",IF(Inventory!$K199=\"Packaged\",\"p\",\"n\"))))","v":"n"},{"$f":"IF(AND($AA443<>\"i\",$AA443<>\"j\"),\"n\",IF(Inventory!$L199=\"Centrifugal\",\"c\",\"n\"))","v":"n"},"-","-",{"$f":"IFERROR(INDEX('Early Retirement'!$C$4:$AC$32,$BJ443,$BN443),0)","v":0},{"$f":"IFERROR(HLOOKUP($BN443,'Early Retirement'!$D$4:$AC$5,2,FALSE),0)","v":0},{"$f":"IFERROR(INDEX('Early Retirement'!$AE$4:$BE$32,$BJ443,$BN443),0)","v":0},{"$f":"IFERROR(HLOOKUP($BN443,'Early Retirement'!$AF$4:$BE$5,2,FALSE),0)","v":0},0,0,"kW/ton",{"$f":"IFERROR(INDEX('Early Retirement'!$BG$4:$CG$32,$BJ443,$BN443),0)","v":0},{"$f":"IFERROR(HLOOKUP($BN443,'Early Retirement'!$BH$4:$CH$5,2,FALSE),0)","v":0},0,"COP","Yes",0,0,"kW/ton",0,"COP",0,0,"kW/ton",0,"COP"]
[null,null,null,null,null,null,null,null,null,null,null,null,null,null,null,null,null,null,null,null,null,null,null,null,191,{"$f":"IF(Inventory!$C200=\"\",\"a\",VLOOKUP(Inventory!$C200,$B$8:$C$11,2,FALSE))","v":"a"},{"$f":"IF(AND($Z444=\"b\",Inventory!$I200=\"\"),\"a\",IF(AND($Z444=\"b\",Inventory!$I200<>\"\"),VLOOKUP(Inventory!$I200,$E$3:$F$12,2,FALSE),IF(AND(OR($Z444=\"c\",$Z444=\"d\"),Inventory!$AB200=\"\"),\"a\",IF(AND(OR($Z444=\"c\",$Z444=\"d\"),Inventory!$AB200<>\"\"),VLOOKUP(Inventory!$AB200,$E$3:$F$12,2,FALSE),\"a\"))))","v":"a"},{"$f":"IF(OR(AND($AA444<>\"b\",$AA444<>\"c\"),$AF444=0,$AF444>=(65000/12000),Inventory!$AC200=\"\"),\"a\",VLOOKUP(Inventory!$AC200,$H$3:$I$5,2,FALSE))","v":"a"},null,{"$f":"IF(AND($AA444<>\"i\",$AA444<>\"j\"),\"a\",IF(AND($Z444=\"b\",Inventory!$L200=\"\"),\"a\",IF(AND($Z444=\"b\",Inventory!$L200<>\"\"),VLOOKUP(Inventory!$L200,$N$3:$O$6,2,FALSE),IF(AND(OR($Z444=\"c\",$Z444=\"d\"),Inventory!$AE200=\"\"),\"a\",IF(AND(OR($Z444=\"c\",$Z444=\"d\"),Inventory!$AE200<>\"\"),VLOOKUP(Inventory!$AE200,$N$3:$O$6,2,FALSE),\"a\")))))","v":"a"},{"$f":"IF(OR(AND($AA444<>\"e\",$AA444<>\"f\"),$AF444=0,Inventory!$AG200=\"\"),\"a\",VLOOKUP(Inventory!$AG200,$Q$3:$R$5,2,FALSE))","v":"a"},{"$f":"IF(OR(Inventory!C200=\"New Construction\",Inventory!C200=\"Replace-on-Burnout\",Inventory!C200=\"Early Retirement\"),Inventory!AT200,0)","v":0},"","","","","","","","","","","","",0,"aaaaa0","No","No",{"$f":"IF($Z444=\"a\",0,IF($Z444=\"b\",Inventory!$M200,Inventory!$AH200))","v":0},{"$f":"IF(OR($Z444=\"a\",AND($AU444=\"No\",$AV444=\"No\")),0,IF(AND($Z444=\"b\",Inventory!$O200=\"Btu/hr\"),Inventory!$N200,IF(AND($Z444=\"b\",Inventory!$O200=\"Tons\"),Inventory!$N200*12000,IF(AND(OR($Z444=\"c\",$Z444=\"d\"),Inventory!$AJ200=\"Btu/hr\"),Inventory!$AI200,IF(AND(OR($Z444=\"c\",$Z444=\"d\"),Inventory!$AJ200=\"Tons\"),Inventory!$AI200*12000,0)))))","v":0},0,0,"EER",0,"kW/ton",{"$f":"IF(OR($Z444=\"a\",$AV444=\"No\"),0,IF(AND($Z444=\"b\",Inventory!$Q200=\"Btu/hr\"),Inventory!$P200,IF(AND($Z444=\"b\",Inventory!$Q200=\"Tons\"),Inventory!$P200*12000,IF(AND(OR($Z444=\"c\",$Z444=\"d\"),Inventory!$AL200=\"Btu/hr\"),Inventory!$AK200,IF(AND(OR($Z444=\"c\",$Z444=\"d\"),Inventory!$AL200=\"Tons\"),Inventory!$AK200*12000,0)))))","v":0},0,0,"COP","No",{"$f":"IF(OR(Inventory!$J200=\"\",$BH444=\"No\"),\"-\",Inventory!$J200)","v":"-"},{"$f":"IFERROR(VLOOKUP($BI444,'Early Retirement'!$B$6:$C$32,2,FALSE),\"-\")","v":"-"},{"$f":"IF(OR($Z444<>\"b\",AND($AA444<>\"b\",$AA444<>\"c\")),\"n\",IF(AND($AS444<>1,$AS444<>2,$AS444<>7,$AS444<>8),\"n\",IF(Inventory!$K200=\"Split\",\"s\",IF(Inventory!$K200=\"Packaged\",\"p\",\"n\"))))","v":"n"},{"$f":"IF(AND($AA444<>\"i\",$AA444<>\"j\"),\"n\",IF(Inventory!$L200=\"Centrifugal\",\"c\",\"n\"))","v":"n"},"-","-",{"$f":"IFERROR(INDEX('Early Retirement'!$C$4:$AC$32,$BJ444,$BN444),0)","v":0},{"$f":"IFERROR(HLOOKUP($BN444,'Early Retirement'!$D$4:$AC$5,2,FALSE),0)","v":0},{"$f":"IFERROR(INDEX('Early Retirement'!$AE$4:$BE$32,$BJ444,$BN444),0)","v":0},{"$f":"IFERROR(HLOOKUP($BN444,'Early Retirement'!$AF$4:$BE$5,2,FALSE),0)","v":0},0,0,"kW/ton",{"$f":"IFERROR(INDEX('Early Retirement'!$BG$4:$CG$32,$BJ444,$BN444),0)","v":0},{"$f":"IFERROR(HLOOKUP($BN444,'Early Retirement'!$BH$4:$CH$5,2,FALSE),0)","v":0},0,"COP","Yes",0,0,"kW/ton",0,"COP",0,0,"kW/ton",0,"COP"]
[null,null,null,null,null,null,null,null,null,null,null,null,null,null,null,null,null,null,null,null,null,null,null,null,192,{"$f":"IF(Inventory!$C201=\"\",\"a\",VLOOKUP(Inventory!$C201,$B$8:$C$11,2,FALSE))","v":"a"},{"$f":"IF(AND($Z445=\"b\",Inventory!$I201=\"\"),\"a\",IF(AND($Z445=\"b\",Inventory!$I201<>\"\"),VLOOKUP(Inventory!$I201,$E$3:$F$12,2,FALSE),IF(AND(OR($Z445=\"c\",$Z445=\"d\"),Inventory!$AB201=\"\"),\"a\",IF(AND(OR($Z445=\"c\",$Z445=\"d\"),Inventory!$AB201<>\"\"),VLOOKUP(Inventory!$AB201,$E$3:$F$12,2,FALSE),\"a\"))))","v":"a"},{"$f":"IF(OR(AND($AA445<>\"b\",$AA445<>\"c\"),$AF445=0,$AF445>=(65000/12000),Inventory!$AC201=\"\"),\"a\",VLOOKUP(Inventory!$AC201,$H$3:$I$5,2,FALSE))","v":"a"},null,{"$f":"IF(AND($AA445<>\"i\",$AA445<>\"j\"),\"a\",IF(AND($Z445=\"b\",Inventory!$L201=\"\"),\"a\",IF(AND($Z445=\"b\",Inventory!$L201<>\"\"),VLOOKUP(Inventory!$L201,$N$3:$O$6,2,FALSE),IF(AND(OR($Z445=\"c\",$Z445=\"d\"),Inventory!$AE201=\"\"),\"a\",IF(AND(OR($Z445=\"c\",$Z445=\"d\"),Inventory!$AE201<>\"\"),VLOOKUP(Inventory!$AE201,$N$3:$O$6,2,FALSE),\"a\")))))","v":"a"},{"$f":"IF(OR(AND($AA445<>\"e\",$AA445<>\"f\"),$AF445=0,Inventory!$AG201=\"\"),\"a\",VLOOKUP(Inventory!$AG201,$Q$3:$R$5,2,FALSE))","v":"a"},{"$f":"IF(OR(Inventory!C201=\"New Construction\",Inventory!C201=\"Replace-on-Burnout\",Inventory!C201=\"Early Retirement\"),Inventory!AT201,0)","v":0},"","","","","","","","","","","","",0,"aaaaa0","No","No",{"$f":"IF($Z445=\"a\",0,IF($Z445=\"b\",Inventory!$M201,Inventory!$AH201))","v":0},{"$f":"IF(OR($Z445=\"a\",AND($AU445=\"No\",$AV445=\"No\")),0,IF(AND($Z445=\"b\",Inventory!$O201=\"Btu/hr\"),Inventory!$N201,IF(AND($Z445=\"b\",Inventory!$O201=\"Tons\"),Inventory!$N201*12000,IF(AND(OR($Z445=\"c\",$Z445=\"d\"),Inventory!$AJ201=\"Btu/hr\"),Inventory!$AI201,IF(AND(OR($Z445=\"c\",$Z445=\"d\"),Inventory!$AJ201=\"Tons\"),Inventory!$AI201*12000,0)))))","v":0},0,0,"EER",0,"kW/ton",{"$f":"IF(OR($Z445=\"a\",$AV445=\"No\"),0,IF(AND($Z445=\"b\",Inventory!$Q201=\"Btu/hr\"),Inventory!$P201,IF(AND($Z445=\"b\",Inventory!$Q201=\"Tons\"),Inventory!$P201*12000,IF(AND(OR($Z445=\"c\",$Z445=\"d\"),Inventory!$AL201=\"Btu/hr\"),Inventory!$AK201,IF(AND(OR($Z445=\"c\",$Z445=\"d\"),Inventory!$AL201=\"Tons\"),Inventory!$AK201*12000,0)))))","v":0},0,0,"COP","No",{"$f":"IF(OR(Inventory!$J201=\"\",$BH445=\"No\"),\"-\",Inventory!$J201)","v":"-"},{"$f":"IFERROR(VLOOKUP($BI445,'Early Retirement'!$B$6:$C$32,2,FALSE),\"-\")","v":"-"},{"$f":"IF(OR($Z445<>\"b\",AND($AA445<>\"b\",$AA445<>\"c\")),\"n\",IF(AND($AS445<>1,$AS445<>2,$AS445<>7,$AS445<>8),\"n\",IF(Inventory!$K201=\"Split\",\"s\",IF(Inventory!$K201=\"Packaged\",\"p\",\"n\"))))","v":"n"},{"$f":"IF(AND($AA445<>\"i\",$AA445<>\"j\"),\"n\",IF(Inventory!$L201=\"Centrifugal\",\"c\",\"n\"))","v":"n"},"-","-",{"$f":"IFERROR(INDEX('Early Retirement'!$C$4:$AC$32,$BJ445,$BN445),0)","v":0},{"$f":"IFERROR(HLOOKUP($BN445,'Early Retirement'!$D$4:$AC$5,2,FALSE),0)","v":0},{"$f":"IFERROR(INDEX('Early Retirement'!$AE$4:$BE$32,$BJ445,$BN445),0)","v":0},{"$f":"IFERROR(HLOOKUP($BN445,'Early Retirement'!$AF$4:$BE$5,2,FALSE),0)","v":0},0,0,"kW/ton",{"$f":"IFERROR(INDEX('Early Retirement'!$BG$4:$CG$32,$BJ445,$BN445),0)","v":0},{"$f":"IFERROR(HLOOKUP($BN445,'Early Retirement'!$BH$4:$CH$5,2,FALSE),0)","v":0},0,"COP","Yes",0,0,"kW/ton",0,"COP",0,0,"kW/ton",0,"COP"]
[null,null,null,null,null,null,null,null,null,null,null,null,null,null,null,null,null,null,null,null,null,null,null,null,193,{"$f":"IF(Inventory!$C202=\"\",\"a\",VLOOKUP(Inventory!$C202,$B$8:$C$11,2,FALSE))","v":"a"},{"$f":"IF(AND($Z446=\"b\",Inventory!$I202=\"\"),\"a\",IF(AND($Z446=\"b\",Inventory!$I202<>\"\"),VLOOKUP(Inventory!$I202,$E$3:$F$12,2,FALSE),IF(AND(OR($Z446=\"c\",$Z446=\"d\"),Inventory!$AB202=\"\"),\"a\",IF(AND(OR($Z446=\"c\",$Z446=\"d\"),Inventory!$AB202<>\"\"),VLOOKUP(Inventory!$AB202,$E$3:$F$12,2,FALSE),\"a\"))))","v":"a"},{"$f":"IF(OR(AND($AA446<>\"b\",$AA446<>\"c\"),$AF446=0,$AF446>=(65000/12000),Inventory!$AC202=\"\"),\"a\",VLOOKUP(Inventory!$AC202,$H$3:$I$5,2,FALSE))","v":"a"},null,{"$f":"IF(AND($AA446<>\"i\",$AA446<>\"j\"),\"a\",IF(AND($Z446=\"b\",Inventory!$L202=\"\"),\"a\",IF(AND($Z446=\"b\",Inventory!$L202<>\"\"),VLOOKUP(Inventory!$L202,$N$3:$O$6,2,FALSE),IF(AND(OR($Z446=\"c\",$Z446=\"d\"),Inventory!$AE202=\"\"),\"a\",IF(AND(OR($Z446=\"c\",$Z446=\"d\"),Inventory!$AE202<>\"\"),VLOOKUP(Inventory!$AE202,$N$3:$O$6,2,FALSE),\"a\")))))","v":"a"},{"$f":"IF(OR(AND($AA446<>\"e\",$AA446<>\"f\"),$AF446=0,Inventory!$AG202=\"\"),\"a\",VLOOKUP(Inventory!$AG202,$Q$3:$R$5,2,FALSE))","v":"a"},{"$f":"IF(OR(Inventory!C202=\"New Construction\",Inventory!C202=\"Replace-on-Burnout\",Inventory!C202=\"Early Retirement\"),Inventory!AT202,0)","v":0},"","","","","","","","","","","","",0,{"$f":"CONCATENATE($Z446,$AA446,$AB446,$AD446,$AE446,$AS446)","v":"aaaaa0"},"No","No",{"$f":"IF($Z446=\"a\",0,IF($Z446=\"b\",Inventory!$M202,Inventory!$AH202))","v":0},{"$f":"IF(OR($Z446=\"a\",AND($AU446=\"No\",$AV446=\"No\")),0,IF(AND($Z446=\"b\",Inventory!$O202=\"Btu/hr\"),Inventory!$N202,IF(AND($Z446=\"b\",Inventory!$O202=\"Tons\"),Inventory!$N202*12000,IF(AND(OR($Z446=\"c\",$Z446=\"d\"),Inventory!$AJ202=\"Btu/hr\"),Inventory!$AI202,IF(AND(OR($Z446=\"c\",$Z446=\"d\"),Inventory!$AJ202=\"Tons\"),Inventory!$AI202*12000,0)))))","v":0},0,0,"EER",{"$f":"IFERROR(12/$AZ446,0)","v":0},"kW/ton",{"$f":"IF(OR($Z446=\"a\",$AV446=\"No\"),0,IF(AND($Z446=\"b\",Inventory!$Q202=\"Btu/hr\"),Inventory!$P202,IF(AND($Z446=\"b\",Inventory!$Q202=\"Tons\"),Inventory!$P202*12000,IF(AND(OR($Z446=\"c\",$Z446=\"d\"),Inventory!$AL202=\"Btu/hr\"),Inventory!$AK202,IF(AND(OR($Z446=\"c\",$Z446=\"d\"),Inventory!$AL202=\"Tons\"),Inventory!$AK202*12000,0)))))","v":0},0,0,"COP","No",{"$f":"IF(OR(Inventory!$J202=\"\",$BH446=\"No\"),\"-\",Inventory!$J202)","v":"-"},{"$f":"IFERROR(VLOOKUP($BI446,'Early Retirement'!$B$6:$C$32,2,FALSE),\"-\")","v":"-"},{"$f":"IF(OR($Z446<>\"b\",AND($AA446<>\"b\",$AA446<>\"c\")),\"n\",IF(AND($AS446<>1,$AS446<>2,$AS446<>7,$AS446<>8),\"n\",IF(Inventory!$K202=\"Split\",\"s\",IF(Inventory!$K202=\"Packaged\",\"p\",\"n\"))))","v":"n"},{"$f":"IF(AND($AA446<>\"i\",$AA446<>\"j\"),\"n\",IF(Inventory!$L202=\"Centrifugal\",\"c\",\"n\"))","v":"n"},{"$f":"IF(OR($BH446=\"No\",$AA446=\"a\"),\"-\",CONCATENATE($AS446,$BK446,$BL446))","v":"-"},{"$f":"IFERROR(VLOOKUP($BM446,$BM$506:$BN$541,2,FALSE),\"-\")","v":"-"},{"$f":"IFERROR(INDEX('Early Retirement'!$C$4:$AC$32,$BJ446,$BN446),0)","v":0},{"$f":"IFERROR(HLOOKUP($BN446,'Early Retirement'!$D$4:$AC$5,2,FALSE),0)","v":0},{"$f":"IFERROR(INDEX('Early Retirement'!$AE$4:$BE$32,$BJ446,$BN446),0)","v":0},{"$f":"IFERROR(HLOOKUP($BN446,'Early Retirement'!$AF$4:$BE$5,2,FALSE),0)","v":0},0,0,"kW/ton",{"$f":"IFERROR(INDEX('Early Retirement'!$BG$4:$CG$32,$BJ446,$BN446),0)","v":0},{"$f":"IFERROR(HLOOKUP($BN446,'Early Retirement'!$BH$4:$CH$5,2,FALSE),0)","v":0},0,"COP",{"$f":"IF(AND($AU446=\"No\",$AV446=\"No\",$BH446=\"No\"),\"Yes\",\"No\")","v":"Yes"},{"$f":"IF($BZ446=\"Yes\",IFERROR(VLOOKUP($AT446,$CL:$CS,6,FALSE),0),0)","v":0},{"$f":"IF($BZ446=\"Yes\",IFERROR(VLOOKUP($AT446,$CL:$CS,7,FALSE),0),0)","v":0},"kW/ton",{"$f":"IF($BZ446=\"Yes\",IFERROR(VLOOKUP($AT446,$CL:$CW,11,FALSE),0),0)","v":0},"COP",0,{"$f":"MAX($BB446,$BT446,$CB446)","v":0},"kW/ton",{"$f":"MAX($BF446,$BX446,$CD446)","v":0},"COP"]
[null,null,null,null,null,null,null,null,null,null,null,null,null,null,null,null,null,null,null,null,null,null,null,null,194,{"$f":"IF(Inventory!$C203=\"\",\"a\",VLOOKUP(Inventory!$C203,$B$8:$C$11,2,FALSE))","v":"a"},{"$f":"IF(AND($Z447=\"b\",Inventory!$I203=\"\"),\"a\",IF(AND($Z447=\"b\",Inventory!$I203<>\"\"),VLOOKUP(Inventory!$I203,$E$3:$F$12,2,FALSE),IF(AND(OR($Z447=\"c\",$Z447=\"d\"),Inventory!$AB203=\"\"),\"a\",IF(AND(OR($Z447=\"c\",$Z447=\"d\"),Inventory!$AB203<>\"\"),VLOOKUP(Inventory!$AB203,$E$3:$F$12,2,FALSE),\"a\"))))","v":"a"},{"$f":"IF(OR(AND($AA447<>\"b\",$AA447<>\"c\"),$AF447=0,$AF447>=(65000/12000),Inventory!$AC203=\"\"),\"a\",VLOOKUP(Inventory!$AC203,$H$3:$I$5,2,FALSE))","v":"a"},null,{"$f":"IF(AND($AA447<>\"i\",$AA447<>\"j\"),\"a\",IF(AND($Z447=\"b\",Inventory!$L203=\"\"),\"a\",IF(AND($Z447=\"b\",Inventory!$L203<>\"\"),VLOOKUP(Inventory!$L203,$N$3:$O$6,2,FALSE),IF(AND(OR($Z447=\"c\",$Z447=\"d\"),Inventory!$AE203=\"\"),\"a\",IF(AND(OR($Z447=\"c\",$Z447=\"d\"),Inventory!$AE203<>\"\"),VLOOKUP(Inventory!$AE203,$N$3:$O$6,2,FALSE),\"a\")))))","v":"a"},{"$f":"IF(OR(AND($AA447<>\"e\",$AA447<>\"f\"),$AF447=0,Inventory!$AG203=\"\"),\"a\",VLOOKUP(Inventory!$AG203,$Q$3:$R$5,2,FALSE))","v":"a"},{"$f":"IF(OR(Inventory!C203=\"New Construction\",Inventory!C203=\"Replace-on-Burnout\",Inventory!C203=\"Early Retirement\"),Inventory!AT203,0)","v":0},{"$f":"IF(AND($AA447<>\"b\",$AA447<>\"c\",$AA447<>\"d\",$AA447<>\"e\",$AA447<>\"f\"),\"\",IF(AND($AF447>=$AG$2,$AA447=\"b\"),6,IF(AND($AF447>=$AG$2,$AA447=\"c\"),12,IF(AND($AF447>=$AG$2,$AA447=\"d\"),18,IF(AND($AF447>=$AG$2,$AA447=\"e\"),24,IF(AND($AF447>=$AG$2,$AA447=\"f\"),30,0))))))","v":""},{"$f":"IF(OR(AND($AA447<>\"b\",$AA447<>\"c\",$AA447<>\"d\",$AA447<>\"e\",$AA447<>\"f\"),$AG447<>0),\"\",IF(AND($AF447>=$AH$2,$AA447=\"b\"),5,IF(AND($AF447>=$AH$2,$AA447=\"c\"),11,IF(AND($AF447>=$AH$2,$AA447=\"d\"),17,IF(AND($AF447>=$AH$2,$AA447=\"e\"),23,IF(AND($AF447>=$AH$2,$AA447=\"f\"),29,0))))))","v":""},{"$f":"IF(OR(AND($AA447<>\"b\",$AA447<>\"c\",$AA447<>\"d\",$AA447<>\"e\",$AA447<>\"f\"),$AH447<>0),\"\",IF(AND($AF447>=$AI$2,$AA447=\"b\"),4,IF(AND($AF447>=$AI$2,$AA447=\"c\"),10,IF(AND($AF447>=$AI$2,$AA447=\"d\"),16,IF(AND($AF447>=$AI$2,$AA447=\"e\"),22,IF(AND($AF447>=$AI$2,$AA447=\"f\"),28,0))))))","v":""},{"$f":"IF(OR(AND($AA447<>\"b\",$AA447<>\"c\",$AA447<>\"d\",$AA447<>\"e\",$AA447<>\"f\"),$AI447<>0),\"\",IF(AND($AF447>=$AJ$2,$AA447=\"b\"),3,IF(AND($AF447>=$AJ$2,$AA447=\"c\"),9,IF(AND($AF447>=$AJ$2,$AA447=\"d\"),15,IF(AND($AF447>=$AJ$2,$AA447=\"e\"),21,IF(AND($AF447>=$AJ$2,$AA447=\"f\"),27,0))))))","v":""},{"$f":"IF(OR(AND($AA447<>\"b\",$AA447<>\"c\",$AA447<>\"d\",$AA447<>\"e\",$AA447<>\"f\"),$AJ447<>0),\"\",IF(AND($AF447>=$AK$2,$AA447=\"b\"),2,IF(AND($AF447>=$AK$2,$AA447=\"c\"),8,IF(AND($AF447>=$AK$2,$AA447=\"d\"),14,IF(AND($AF447>=$AK$2,$AA447=\"e\"),20,IF(AND($AF447>=$AK$2,$AA447=\"f\"),26,0))))))","v":""},{"$f":"IF(OR(AND($AA447<>\"b\",$AA447<>\"c\",$AA447<>\"d\",$AA447<>\"e\",$AA447<>\"f\"),$AK447<>0),\"\",IF(AND($AF447>=$AL$2,$AA447=\"b\"),1,IF(AND($AF447>=$AL$2,$AA447=\"c\"),7,IF(AND($AF447>=$AL$2,$AA447=\"d\"),13,IF(AND($AF447>=$AL$2,$AA447=\"e\"),19,IF(AND($AF447>=$AL$2,$AA447=\"f\"),25,0))))))","v":""},{"$f":"IF(AND($AA447<>\"i\",$AA447<>\"j\"),\"\",IF(AND($AF447>=$AM$2,$AA447=\"i\"),39,IF(AND($AF447>=$AM$2,$AA447=\"j\",$AD447=\"b\"),44,IF(AND($AF447>=$AM$2,$AA447=\"j\",$AD447<>\"b\"),49,0))))","v":""},{"$f":"IF(OR(AND($AA447<>\"i\",$AA447<>\"j\"),$AM447<>0),\"\",IF(AND($AF447>=$AN$2,$AA447=\"i\"),38,IF(AND($AF447>=$AN$2,$AA447=\"j\",$AD447=\"b\"),43,IF(AND($AF447>=$AN$2,$AA447=\"j\",$AD447<>\"b\"),48,0))))","v":""},{"$f":"IF(OR(AND($AA447<>\"i\",$AA447<>\"j\"),$AN447<>0),\"\",IF(AND($AF447>=$AO$2,$AA447=\"i\"),37,IF(AND($AF447>=$AO$2,$AA447=\"j\",$AD447=\"b\"),42,IF(AND($AF447>=$AO$2,$AA447=\"j\",$AD447<>\"b\"),47,0))))","v":""},{"$f":"IF(OR(AND($AA447<>\"i\",$AA447<>\"j\"),$AO447<>0),\"\",IF(AND($AF447>=$AP$2,$AA447=\"i\"),36,IF(AND($AF447>=$AP$2,$AA447=\"j\",$AD447=\"b\"),41,IF(AND($AF447>=$AP$2,$AA447=\"j\",$AD447<>\"b\"),46,0))))","v":""},{"$f":"IF(OR(AND($AA447<>\"i\",$AA447<>\"j\"),$AP447<>0),\"\",IF(AND($AF447>=$AQ$2,$AA447=\"i\"),35,IF(AND($AF447>=$AQ$2,$AA447=\"j\",$AD447=\"b\"),40,IF(AND($AF447>=$AQ$2,$AA447=\"j\",$AD447<>\"b\"),45,0))))","v":""},{"$f":"IF(AND($AA447<>\"g\",$AA447<>\"h\"),\"\",IF(AND($Z447=\"d\",$AA447=\"g\"),31,IF(AND($Z447=\"c\",$AA447=\"g\"),32,IF(AND($Z447=\"d\",$AA447=\"h\"),33,IF(AND($Z447=\"c\",$AA447=\"h\"),34,\"\")))))","v":""},0,"aaaaa0",{"$f":"IF($AA447=\"g\",\"Yes\",\"No\")","v":"No"},{"$f":"IF($AA447=\"h\",\"Yes\",\"No\")","v":"No"},{"$f":"IF($Z447=\"a\",0,IF($Z447=\"b\",Inventory!$M203,Inventory!$AH203))","v":0},{"$f":"IF(OR($Z447=\"a\",AND($AU447=\"No\",$AV447=\"No\")),0,IF(AND($Z447=\"b\",Inventory!$O203=\"Btu/hr\"),Inventory!$N203,IF(AND($Z447=\"b\",Inventory!$O203=\"Tons\"),Inventory!$N203*12000,IF(AND(OR($Z447=\"c\",$Z447=\"d\"),Inventory!$AJ203=\"Btu/hr\"),Inventory!$AI203,IF(AND(OR($Z447=\"c\",$Z447=\"d\"),Inventory!$AJ203=\"Tons\"),Inventory!$AI203*12000,0)))))","v":0},{"$f":"IF(AX447=0,0,IF($AX447<7000,7000,IF($AX447>15000,15000,$AX447)))","v":0},{"$f":"IF(OR($Z447=\"a\",AND($AU447=\"No\",$AV447=\"No\"),$AX447=0),0,IF(AND($Z447<>\"b\",$AU447=\"Yes\",$AW447=\"Yes\"),13.8-(0.3*$AY447/1000),IF(AND($Z447<>\"b\",$AU447=\"Yes\",$AW447=\"No\"),10.9-(0.213*$AY447/1000),IF(AND($Z447=\"b\",$AU447=\"Yes\"),10.9-(0.213*$AY447/1000),IF(AND($Z447<>\"b\",$AV447=\"Yes\",$AW447=\"Yes\"),14-(0.3*$AY447/1000),IF(AND($Z447<>\"b\",$AV447=\"Yes\",$AW447=\"No\"),10.8-(0.213*$AY447/1000),IF(AND($Z447=\"b\",$AV447=\"Yes\"),10.8-(0.213*$AY447/1000),0)))))))","v":0},"EER",0,"kW/ton",{"$f":"IF(OR($Z447=\"a\",$AV447=\"No\"),0,IF(AND($Z447=\"b\",Inventory!$Q203=\"Btu/hr\"),Inventory!$P203,IF(AND($Z447=\"b\",Inventory!$Q203=\"Tons\"),Inventory!$P203*12000,IF(AND(OR($Z447=\"c\",$Z447=\"d\"),Inventory!$AL203=\"Btu/hr\"),Inventory!$AK203,IF(AND(OR($Z447=\"c\",$Z447=\"d\"),Inventory!$AL203=\"Tons\"),Inventory!$AK203*12000,0)))))","v":0},{"$f":"IF(BD447=0,0,IF($BD447<7000,7000,IF($BD447>15000,15000,$BD447)))","v":0},{"$f":"IF(OR($Z447=\"a\",$AV447=\"No\",$BD447=0),0,IF(AND($Z447<>\"b\",$AV447=\"Yes\",$AW447=\"Yes\"),3.7-(0.052*$BE447/1000),IF(AND($Z447<>\"b\",$AV447=\"Yes\",$AW447=\"No\"),2.9-(0.026*$BE447/1000),IF(AND($Z447=\"b\",$AV447=\"Yes\"),2.9-(0.026*$BE447/1000),0))))","v":0},"COP","No",{"$f":"IF(OR(Inventory!$J203=\"\",$BH447=\"No\"),\"-\",Inventory!$J203)","v":"-"},{"$f":"IFERROR(VLOOKUP($BI447,'Early Retirement'!$B$6:$C$32,2,FALSE),\"-\")","v":"-"},{"$f":"IF(OR($Z447<>\"b\",AND($AA447<>\"b\",$AA447<>\"c\")),\"n\",IF(AND($AS447<>1,$AS447<>2,$AS447<>7,$AS447<>8),\"n\",IF(Inventory!$K203=\"Split\",\"s\",IF(Inventory!$K203=\"Packaged\",\"p\",\"n\"))))","v":"n"},{"$f":"IF(AND($AA447<>\"i\",$AA447<>\"j\"),\"n\",IF(Inventory!$L203=\"Centrifugal\",\"c\",\"n\"))","v":"n"},"-","-",{"$f":"IFERROR(INDEX('Early Retirement'!$C$4:$AC$32,$BJ447,$BN447),0)","v":0},{"$f":"IFERROR(HLOOKUP($BN447,'Early Retirement'!$D$4:$AC$5,2,FALSE),0)","v":0},{"$f":"IFERROR(INDEX('Early Retirement'!$AE$4:$BE$32,$BJ447,$BN447),0)","v":0},{"$f":"IFERROR(HLOOKUP($BN447,'Early Retirement'!$AF$4:$BE$5,2,FALSE),0)","v":0},{"$f":"IF(LEFT($BP447,3)=\"EER\",12/$BO447,IF($BP447=\"kW/ton\",$BO447,0))","v":0},{"$f":"IF(OR(LEFT($BR447,4)=\"SEER\",$BR447=\"IEER\",$BR447=\"IPLV (EER)\"),12/$BQ447,IF($BR447=\"IPLV (kW/ton)\",$BQ447,0))","v":0},"kW/ton",{"$f":"IFERROR(INDEX('Early Retirement'!$BG$4:$CG$32,$BJ447,$BN447),0)","v":0},{"$f":"IFERROR(HLOOKUP($BN447,'Early Retirement'!$BH$4:$CH$5,2,FALSE),0)","v":0},{"$f":"IF(LEFT($BW447,4)=\"HSPF\",$BV447/3.412,IF($BW447=\"COP\",$BV447,0))","v":0},"COP","Yes",0,0,"kW/ton",0,"COP",0,0,"kW/ton",0,"COP"]
[null,null,null,null,null,null,null,null,null,null,null,null,null,null,null,null,null,null,null,null,null,null,null,null,195,{"$f":"IF(Inventory!$C204=\"\",\"a\",VLOOKUP(Inventory!$C204,$B$8:$C$11,2,FALSE))","v":"a"},{"$f":"IF(AND($Z448=\"b\",Inventory!$I204=\"\"),\"a\",IF(AND($Z448=\"b\",Inventory!$I204<>\"\"),VLOOKUP(Inventory!$I204,$E$3:$F$12,2,FALSE),IF(AND(OR($Z448=\"c\",$Z448=\"d\"),Inventory!$AB204=\"\"),\"a\",IF(AND(OR($Z448=\"c\",$Z448=\"d\"),Inventory!$AB204<>\"\"),VLOOKUP(Inventory!$AB204,$E$3:$F$12,2,FALSE),\"a\"))))","v":"a"},{"$f":"IF(OR(AND($AA448<>\"b\",$AA448<>\"c\"),$AF448=0,$AF448>=(65000/12000),Inventory!$AC204=\"\"),\"a\",VLOOKUP(Inventory!$AC204,$H$3:$I$5,2,FALSE))","v":"a"},null,{"$f":"IF(AND($AA448<>\"i\",$AA448<>\"j\"),\"a\",IF(AND($Z448=\"b\",Inventory!$L204=\"\"),\"a\",IF(AND($Z448=\"b\",Inventory!$L204<>\"\"),VLOOKUP(Inventory!$L204,$N$3:$O$6,2,FALSE),IF(AND(OR($Z448=\"c\",$Z448=\"d\"),Inventory!$AE204=\"\"),\"a\",IF(AND(OR($Z448=\"c\",$Z448=\"d\"),Inventory!$AE204<>\"\"),VLOOKUP(Inventory!$AE204,$N$3:$O$6,2,FALSE),\"a\")))))","v":"a"},{"$f":"IF(OR(AND($AA448<>\"e\",$AA448<>\"f\"),$AF448=0,Inventory!$AG204=\"\"),\"a\",VLOOKUP(Inventory!$AG204,$Q$3:$R$5,2,FALSE))","v":"a"},{"$f":"IF(OR(Inventory!C204=\"New Construction\",Inventory!C204=\"Replace-on-Burnout\",Inventory!C204=\"Early Retirement\"),Inventory!AT204,0)","v":0},"","","","","","","","","","","","",0,"aaaaa0","No","No",{"$f":"IF($Z448=\"a\",0,IF($Z448=\"b\",Inventory!$M204,Inventory!$AH204))","v":0},{"$f":"IF(OR($Z448=\"a\",AND($AU448=\"No\",$AV448=\"No\")),0,IF(AND($Z448=\"b\",Inventory!$O204=\"Btu/hr\"),Inventory!$N204,IF(AND($Z448=\"b\",Inventory!$O204=\"Tons\"),Inventory!$N204*12000,IF(AND(OR($Z448=\"c\",$Z448=\"d\"),Inventory!$AJ204=\"Btu/hr\"),Inventory!$AI204,IF(AND(OR($Z448=\"c\",$Z448=\"d\"),Inventory!$AJ204=\"Tons\"),Inventory!$AI204*12000,0)))))","v":0},0,0,"EER",0,"kW/ton",{"$f":"IF(OR($Z448=\"a\",$AV448=\"No\"),0,IF(AND($Z448=\"b\",Inventory!$Q204=\"Btu/hr\"),Inventory!$P204,IF(AND($Z448=\"b\",Inventory!$Q204=\"Tons\"),Inventory!$P204*12000,IF(AND(OR($Z448=\"c\",$Z448=\"d\"),Inventory!$AL204=\"Btu/hr\"),Inventory!$AK204,IF(AND(OR($Z448=\"c\",$Z448=\"d\"),Inventory!$AL204=\"Tons\"),Inventory!$AK204*12000,0)))))","v":0},0,0,"COP","No",{"$f":"IF(OR(Inventory!$J204=\"\",$BH448=\"No\"),\"-\",Inventory!$J204)","v":"-"},{"$f":"IFERROR(VLOOKUP($BI448,'Early Retirement'!$B$6:$C$32,2,FALSE),\"-\")","v":"-"},{"$f":"IF(OR($Z448<>\"b\",AND($AA448<>\"b\",$AA448<>\"c\")),\"n\",IF(AND($AS448<>1,$AS448<>2,$AS448<>7,$AS448<>8),\"n\",IF(Inventory!$K204=\"Split\",\"s\",IF(Inventory!$K204=\"Packaged\",\"p\",\"n\"))))","v":"n"},{"$f":"IF(AND($AA448<>\"i\",$AA448<>\"j\"),\"n\",IF(Inventory!$L204=\"Centrifugal\",\"c\",\"n\"))","v":"n"},"-","-",{"$f":"IFERROR(INDEX('Early Retirement'!$C$4:$AC$32,$BJ448,$BN448),0)","v":0},{"$f":"IFERROR(HLOOKUP($BN448,'Early Retirement'!$D$4:$AC$5,2,FALSE),0)","v":0},{"$f":"IFERROR(INDEX('Early Retirement'!$AE$4:$BE$32,$BJ448,$BN448),0)","v":0},{"$f":"IFERROR(HLOOKUP($BN448,'Early Retirement'!$AF$4:$BE$5,2,FALSE),0)","v":0},0,0,"kW/ton",{"$f":"IFERROR(INDEX('Early Retirement'!$BG$4:$CG$32,$BJ448,$BN448),0)","v":0},{"$f":"IFERROR(HLOOKUP($BN448,'Early Retirement'!$BH$4:$CH$5,2,FALSE),0)","v":0},0,"COP","Yes",0,0,"kW/ton",0,"COP",0,0,"kW/ton",0,"COP"]
[null,null,null,null,null,null,null,null,null,null,null,null,null,null,null,null,null,null,null,null,null,null,null,null,196,{"$f":"IF(Inventory!$C205=\"\",\"a\",VLOOKUP(Inventory!$C205,$B$8:$C$11,2,FALSE))","v":"a"},{"$f":"IF(AND($Z449=\"b\",Inventory!$I205=\"\"),\"a\",IF(AND($Z449=\"b\",Inventory!$I205<>\"\"),VLOOKUP(Inventory!$I205,$E$3:$F$12,2,FALSE),IF(AND(OR($Z449=\"c\",$Z449=\"d\"),Inventory!$AB205=\"\"),\"a\",IF(AND(OR($Z449=\"c\",$Z449=\"d\"),Inventory!$AB205<>\"\"),VLOOKUP(Inventory!$AB205,$E$3:$F$12,2,FALSE),\"a\"))))","v":"a"},{"$f":"IF(OR(AND($AA449<>\"b\",$AA449<>\"c\"),$AF449=0,$AF449>=(65000/12000),Inventory!$AC205=\"\"),\"a\",VLOOKUP(Inventory!$AC205,$H$3:$I$5,2,FALSE))","v":"a"},null,{"$f":"IF(AND($AA449<>\"i\",$AA449<>\"j\"),\"a\",IF(AND($Z449=\"b\",Inventory!$L205=\"\"),\"a\",IF(AND($Z449=\"b\",Inventory!$L205<>\"\"),VLOOKUP(Inventory!$L205,$N$3:$O$6,2,FALSE),IF(AND(OR($Z449=\"c\",$Z449=\"d\"),Inventory!$AE205=\"\"),\"a\",IF(AND(OR($Z449=\"c\",$Z449=\"d\"),Inventory!$AE205<>\"\"),VLOOKUP(Inventory!$AE205,$N$3:$O$6,2,FALSE),\"a\")))))","v":"a"},{"$f":"IF(OR(AND($AA449<>\"e\",$AA449<>\"f\"),$AF449=0,Inventory!$AG205=\"\"),\"a\",VLOOKUP(Inventory!$AG205,$Q$3:$R$5,2,FALSE))","v":"a"},{"$f":"IF(OR(Inventory!C205=\"New Construction\",Inventory!C205=\"Replace-on-Burnout\",Inventory!C205=\"Early Retirement\"),Inventory!AT205,0)","v":0},"","","","","","","","","","","","",0,"aaaaa0","No","No",{"$f":"IF($Z449=\"a\",0,IF($Z449=\"b\",Inventory!$M205,Inventory!$AH205))","v":0},{"$f":"IF(OR($Z449=\"a\",AND($AU449=\"No\",$AV449=\"No\")),0,IF(AND($Z449=\"b\",Inventory!$O205=\"Btu/hr\"),Inventory!$N205,IF(AND($Z449=\"b\",Inventory!$O205=\"Tons\"),Inventory!$N205*12000,IF(AND(OR($Z449=\"c\",$Z449=\"d\"),Inventory!$AJ205=\"Btu/hr\"),Inventory!$AI205,IF(AND(OR($Z449=\"c\",$Z449=\"d\"),Inventory!$AJ205=\"Tons\"),Inventory!$AI205*12000,0)))))","v":0},0,0,"EER",0,"kW/ton",{"$f":"IF(OR($Z449=\"a\",$AV449=\"No\"),0,IF(AND($Z449=\"b\",Inventory!$Q205=\"Btu/hr\"),Inventory!$P205,IF(AND($Z449=\"b\",Inventory!$Q205=\"Tons\"),Inventory!$P205*12000,IF(AND(OR($Z449=\"c\",$Z449=\"d\"),Inventory!$AL205=\"Btu/hr\"),Inventory!$AK205,IF(AND(OR($Z449=\"c\",$Z449=\"d\"),Inventory!$AL205=\"Tons\"),Inventory!$AK205*12000,0)))))","v":0},0,0,"COP","No",{"$f":"IF(OR(Inventory!$J205=\"\",$BH449=\"No\"),\"-\",Inventory!$J205)","v":"-"},{"$f":"IFERROR(VLOOKUP($BI449,'Early Retirement'!$B$6:$C$32,2,FALSE),\"-\")","v":"-"},{"$f":"IF(OR($Z449<>\"b\",AND($AA449<>\"b\",$AA449<>\"c\")),\"n\",IF(AND($AS449<>1,$AS449<>2,$AS449<>7,$AS449<>8),\"n\",IF(Inventory!$K205=\"Split\",\"s\",IF(Inventory!$K205=\"Packaged\",\"p\",\"n\"))))","v":"n"},{"$f":"IF(AND($AA449<>\"i\",$AA449<>\"j\"),\"n\",IF(Inventory!$L205=\"Centrifugal\",\"c\",\"n\"))","v":"n"},"-","-",{"$f":"IFERROR(INDEX('Early Retirement'!$C$4:$AC$32,$BJ449,$BN449),0)","v":0},{"$f":"IFERROR(HLOOKUP($BN449,'Early Retirement'!$D$4:$AC$5,2,FALSE),0)","v":0},{"$f":"IFERROR(INDEX('Early Retirement'!$AE$4:$BE$32,$BJ449,$BN449),0)","v":0},{"$f":"IFERROR(HLOOKUP($BN449,'Early Retirement'!$AF$4:$BE$5,2,FALSE),0)","v":0},0,0,"kW/ton",{"$f":"IFERROR(INDEX('Early Retirement'!$BG$4:$CG$32,$BJ449,$BN449),0)","v":0},{"$f":"IFERROR(HLOOKUP($BN449,'Early Retirement'!$BH$4:$CH$5,2,FALSE),0)","v":0},0,"COP","Yes",0,0,"kW/ton",0,"COP",0,0,"kW/ton",0,"COP"]
[null,null,null,null,null,null,null,null,null,null,null,null,null,null,null,null,null,null,null,null,null,null,null,null,197,{"$f":"IF(Inventory!$C206=\"\",\"a\",VLOOKUP(Inventory!$C206,$B$8:$C$11,2,FALSE))","v":"a"},{"$f":"IF(AND($Z450=\"b\",Inventory!$I206=\"\"),\"a\",IF(AND($Z450=\"b\",Inventory!$I206<>\"\"),VLOOKUP(Inventory!$I206,$E$3:$F$12,2,FALSE),IF(AND(OR($Z450=\"c\",$Z450=\"d\"),Inventory!$AB206=\"\"),\"a\",IF(AND(OR($Z450=\"c\",$Z450=\"d\"),Inventory!$AB206<>\"\"),VLOOKUP(Inventory!$AB206,$E$3:$F$12,2,FALSE),\"a\"))))","v":"a"},{"$f":"IF(OR(AND($AA450<>\"b\",$AA450<>\"c\"),$AF450=0,$AF450>=(65000/12000),Inventory!$AC206=\"\"),\"a\",VLOOKUP(Inventory!$AC206,$H$3:$I$5,2,FALSE))","v":"a"},null,{"$f":"IF(AND($AA450<>\"i\",$AA450<>\"j\"),\"a\",IF(AND($Z450=\"b\",Inventory!$L206=\"\"),\"a\",IF(AND($Z450=\"b\",Inventory!$L206<>\"\"),VLOOKUP(Inventory!$L206,$N$3:$O$6,2,FALSE),IF(AND(OR($Z450=\"c\",$Z450=\"d\"),Inventory!$AE206=\"\"),\"a\",IF(AND(OR($Z450=\"c\",$Z450=\"d\"),Inventory!$AE206<>\"\"),VLOOKUP(Inventory!$AE206,$N$3:$O$6,2,FALSE),\"a\")))))","v":"a"},{"$f":"IF(OR(AND($AA450<>\"e\",$AA450<>\"f\"),$AF450=0,Inventory!$AG206=\"\"),\"a\",VLOOKUP(Inventory!$AG206,$Q$3:$R$5,2,FALSE))","v":"a"},{"$f":"IF(OR(Inventory!C206=\"New Construction\",Inventory!C206=\"Replace-on-Burnout\",Inventory!C206=\"Early Retirement\"),Inventory!AT206,0)","v":0},"","","","","","","","","","","","",0,"aaaaa0","No","No",{"$f":"IF($Z450=\"a\",0,IF($Z450=\"b\",Inventory!$M206,Inventory!$AH206))","v":0},{"$f":"IF(OR($Z450=\"a\",AND($AU450=\"No\",$AV450=\"No\")),0,IF(AND($Z450=\"b\",Inventory!$O206=\"Btu/hr\"),Inventory!$N206,IF(AND($Z450=\"b\",Inventory!$O206=\"Tons\"),Inventory!$N206*12000,IF(AND(OR($Z450=\"c\",$Z450=\"d\"),Inventory!$AJ206=\"Btu/hr\"),Inventory!$AI206,IF(AND(OR($Z450=\"c\",$Z450=\"d\"),Inventory!$AJ206=\"Tons\"),Inventory!$AI206*12000,0)))))","v":0},0,0,"EER",0,"kW/ton",{"$f":"IF(OR($Z450=\"a\",$AV450=\"No\"),0,IF(AND($Z450=\"b\",Inventory!$Q206=\"Btu/hr\"),Inventory!$P206,IF(AND($Z450=\"b\",Inventory!$Q206=\"Tons\"),Inventory!$P206*12000,IF(AND(OR($Z450=\"c\",$Z450=\"d\"),Inventory!$AL206=\"Btu/hr\"),Inventory!$AK206,IF(AND(OR($Z450=\"c\",$Z450=\"d\"),Inventory!$AL206=\"Tons\"),Inventory!$AK206*12000,0)))))","v":0},0,0,"COP","No",{"$f":"IF(OR(Inventory!$J206=\"\",$BH450=\"No\"),\"-\",Inventory!$J206)","v":"-"},{"$f":"IFERROR(VLOOKUP($BI450,'Early Retirement'!$B$6:$C$32,2,FALSE),\"-\")","v":"-"},{"$f":"IF(OR($Z450<>\"b\",AND($AA450<>\"b\",$AA450<>\"c\")),\"n\",IF(AND($AS450<>1,$AS450<>2,$AS450<>7,$AS450<>8),\"n\",IF(Inventory!$K206=\"Split\",\"s\",IF(Inventory!$K206=\"Packaged\",\"p\",\"n\"))))","v":"n"},{"$f":"IF(AND($AA450<>\"i\",$AA450<>\"j\"),\"n\",IF(Inventory!$L206=\"Centrifugal\",\"c\",\"n\"))","v":"n"},"-","-",{"$f":"IFERROR(INDEX('Early Retirement'!$C$4:$AC$32,$BJ450,$BN450),0)","v":0},{"$f":"IFERROR(HLOOKUP($BN450,'Early Retirement'!$D$4:$AC$5,2,FALSE),0)","v":0},{"$f":"IFERROR(INDEX('Early Retirement'!$AE$4:$BE$32,$BJ450,$BN450),0)","v":0},{"$f":"IFERROR(HLOOKUP($BN450,'Early Retirement'!$AF$4:$BE$5,2,FALSE),0)","v":0},0,0,"kW/ton",{"$f":"IFERROR(INDEX('Early Retirement'!$BG$4:$CG$32,$BJ450,$BN450),0)","v":0},{"$f":"IFERROR(HLOOKUP($BN450,'Early Retirement'!$BH$4:$CH$5,2,FALSE),0)","v":0},0,"COP","Yes",0,0,"kW/ton",0,"COP",0,0,"kW/ton",0,"COP"]
[null,null,null,null,null,null,null,null,null,null,null,null,null,null,null,null,null,null,null,null,null,null,null,null,198,{"$f":"IF(Inventory!$C207=\"\",\"a\",VLOOKUP(Inventory!$C207,$B$8:$C$11,2,FALSE))","v":"a"},{"$f":"IF(AND($Z451=\"b\",Inventory!$I207=\"\"),\"a\",IF(AND($Z451=\"b\",Inventory!$I207<>\"\"),VLOOKUP(Inventory!$I207,$E$3:$F$12,2,FALSE),IF(AND(OR($Z451=\"c\",$Z451=\"d\"),Inventory!$AB207=\"\"),\"a\",IF(AND(OR($Z451=\"c\",$Z451=\"d\"),Inventory!$AB207<>\"\"),VLOOKUP(Inventory!$AB207,$E$3:$F$12,2,FALSE),\"a\"))))","v":"a"},{"$f":"IF(OR(AND($AA451<>\"b\",$AA451<>\"c\"),$AF451=0,$AF451>=(65000/12000),Inventory!$AC207=\"\"),\"a\",VLOOKUP(Inventory!$AC207,$H$3:$I$5,2,FALSE))","v":"a"},null,{"$f":"IF(AND($AA451<>\"i\",$AA451<>\"j\"),\"a\",IF(AND($Z451=\"b\",Inventory!$L207=\"\"),\"a\",IF(AND($Z451=\"b\",Inventory!$L207<>\"\"),VLOOKUP(Inventory!$L207,$N$3:$O$6,2,FALSE),IF(AND(OR($Z451=\"c\",$Z451=\"d\"),Inventory!$AE207=\"\"),\"a\",IF(AND(OR($Z451=\"c\",$Z451=\"d\"),Inventory!$AE207<>\"\"),VLOOKUP(Inventory!$AE207,$N$3:$O$6,2,FALSE),\"a\")))))","v":"a"},{"$f":"IF(OR(AND($AA451<>\"e\",$AA451<>\"f\"),$AF451=0,Inventory!$AG207=\"\"),\"a\",VLOOKUP(Inventory!$AG207,$Q$3:$R$5,2,FALSE))","v":"a"},{"$f":"IF(OR(Inventory!C207=\"New Construction\",Inventory!C207=\"Replace-on-Burnout\",Inventory!C207=\"Early Retirement\"),Inventory!AT207,0)","v":0},"","","","","","","","","","","","",0,"aaaaa0","No","No",{"$f":"IF($Z451=\"a\",0,IF($Z451=\"b\",Inventory!$M207,Inventory!$AH207))","v":0},{"$f":"IF(OR($Z451=\"a\",AND($AU451=\"No\",$AV451=\"No\")),0,IF(AND($Z451=\"b\",Inventory!$O207=\"Btu/hr\"),Inventory!$N207,IF(AND($Z451=\"b\",Inventory!$O207=\"Tons\"),Inventory!$N207*12000,IF(AND(OR($Z451=\"c\",$Z451=\"d\"),Inventory!$AJ207=\"Btu/hr\"),Inventory!$AI207,IF(AND(OR($Z451=\"c\",$Z451=\"d\"),Inventory!$AJ207=\"Tons\"),Inventory!$AI207*12000,0)))))","v":0},0,0,"EER",0,"kW/ton",{"$f":"IF(OR($Z451=\"a\",$AV451=\"No\"),0,IF(AND($Z451=\"b\",Inventory!$Q207=\"Btu/hr\"),Inventory!$P207,IF(AND($Z451=\"b\",Inventory!$Q207=\"Tons\"),Inventory!$P207*12000,IF(AND(OR($Z451=\"c\",$Z451=\"d\"),Inventory!$AL207=\"Btu/hr\"),Inventory!$AK207,IF(AND(OR($Z451=\"c\",$Z451=\"d\"),Inventory!$AL207=\"Tons\"),Inventory!$AK207*12000,0)))))","v":0},0,0,"COP","No",{"$f":"IF(OR(Inventory!$J207=\"\",$BH451=\"No\"),\"-\",Inventory!$J207)","v":"-"},{"$f":"IFERROR(VLOOKUP($BI451,'Early Retirement'!$B$6:$C$32,2,FALSE),\"-\")","v":"-"},{"$f":"IF(OR($Z451<>\"b\",AND($AA451<>\"b\",$AA451<>\"c\")),\"n\",IF(AND($AS451<>1,$AS451<>2,$AS451<>7,$AS451<>8),\"n\",IF(Inventory!$K207=\"Split\",\"s\",IF(Inventory!$K207=\"Packaged\",\"p\",\"n\"))))","v":"n"},{"$f":"IF(AND($AA451<>\"i\",$AA451<>\"j\"),\"n\",IF(Inventory!$L207=\"Centrifugal\",\"c\",\"n\"))","v":"n"},"-","-",{"$f":"IFERROR(INDEX('Early Retirement'!$C$4:$AC$32,$BJ451,$BN451),0)","v":0},{"$f":"IFERROR(HLOOKUP($BN451,'Early Retirement'!$D$4:$AC$5,2,FALSE),0)","v":0},{"$f":"IFERROR(INDEX('Early Retirement'!$AE$4:$BE$32,$BJ451,$BN451),0)","v":0},{"$f":"IFERROR(HLOOKUP($BN451,'Early Retirement'!$AF$4:$BE$5,2,FALSE),0)","v":0},0,0,"kW/ton",{"$f":"IFERROR(INDEX('Early Retirement'!$BG$4:$CG$32,$BJ451,$BN451),0)","v":0},{"$f":"IFERROR(HLOOKUP($BN451,'Early Retirement'!$BH$4:$CH$5,2,FALSE),0)","v":0},0,"COP","Yes",0,0,"kW/ton",0,"COP",0,0,"kW/ton",0,"COP"]
[null,null,null,null,null,null,null,null,null,null,null,null,null,null,null,null,null,null,null,null,null,null,null,null,199,{"$f":"IF(Inventory!$C208=\"\",\"a\",VLOOKUP(Inventory!$C208,$B$8:$C$11,2,FALSE))","v":"a"},{"$f":"IF(AND($Z452=\"b\",Inventory!$I208=\"\"),\"a\",IF(AND($Z452=\"b\",Inventory!$I208<>\"\"),VLOOKUP(Inventory!$I208,$E$3:$F$12,2,FALSE),IF(AND(OR($Z452=\"c\",$Z452=\"d\"),Inventory!$AB208=\"\"),\"a\",IF(AND(OR($Z452=\"c\",$Z452=\"d\"),Inventory!$AB208<>\"\"),VLOOKUP(Inventory!$AB208,$E$3:$F$12,2,FALSE),\"a\"))))","v":"a"},{"$f":"IF(OR(AND($AA452<>\"b\",$AA452<>\"c\"),$AF452=0,$AF452>=(65000/12000),Inventory!$AC208=\"\"),\"a\",VLOOKUP(Inventory!$AC208,$H$3:$I$5,2,FALSE))","v":"a"},null,{"$f":"IF(AND($AA452<>\"i\",$AA452<>\"j\"),\"a\",IF(AND($Z452=\"b\",Inventory!$L208=\"\"),\"a\",IF(AND($Z452=\"b\",Inventory!$L208<>\"\"),VLOOKUP(Inventory!$L208,$N$3:$O$6,2,FALSE),IF(AND(OR($Z452=\"c\",$Z452=\"d\"),Inventory!$AE208=\"\"),\"a\",IF(AND(OR($Z452=\"c\",$Z452=\"d\"),Inventory!$AE208<>\"\"),VLOOKUP(Inventory!$AE208,$N$3:$O$6,2,FALSE),\"a\")))))","v":"a"},{"$f":"IF(OR(AND($AA452<>\"e\",$AA452<>\"f\"),$AF452=0,Inventory!$AG208=\"\"),\"a\",VLOOKUP(Inventory!$AG208,$Q$3:$R$5,2,FALSE))","v":"a"},{"$f":"IF(OR(Inventory!C208=\"New Construction\",Inventory!C208=\"Replace-on-Burnout\",Inventory!C208=\"Early Retirement\"),Inventory!AT208,0)","v":0},"","","","","","","","","","","","",{"$f":"SUM($AG452:$AR452)","v":0},"aaaaa0","No","No",{"$f":"IF($Z452=\"a\",0,IF($Z452=\"b\",Inventory!$M208,Inventory!$AH208))","v":0},{"$f":"IF(OR($Z452=\"a\",AND($AU452=\"No\",$AV452=\"No\")),0,IF(AND($Z452=\"b\",Inventory!$O208=\"Btu/hr\"),Inventory!$N208,IF(AND($Z452=\"b\",Inventory!$O208=\"Tons\"),Inventory!$N208*12000,IF(AND(OR($Z452=\"c\",$Z452=\"d\"),Inventory!$AJ208=\"Btu/hr\"),Inventory!$AI208,IF(AND(OR($Z452=\"c\",$Z452=\"d\"),Inventory!$AJ208=\"Tons\"),Inventory!$AI208*12000,0)))))","v":0},0,0,"EER",0,"kW/ton",{"$f":"IF(OR($Z452=\"a\",$AV452=\"No\"),0,IF(AND($Z452=\"b\",Inventory!$Q208=\"Btu/hr\"),Inventory!$P208,IF(AND($Z452=\"b\",Inventory!$Q208=\"Tons\"),Inventory!$P208*12000,IF(AND(OR($Z452=\"c\",$Z452=\"d\"),Inventory!$AL208=\"Btu/hr\"),Inventory!$AK208,IF(AND(OR($Z452=\"c\",$Z452=\"d\"),Inventory!$AL208=\"Tons\"),Inventory!$AK208*12000,0)))))","v":0},0,0,"COP","No",{"$f":"IF(OR(Inventory!$J208=\"\",$BH452=\"No\"),\"-\",Inventory!$J208)","v":"-"},{"$f":"IFERROR(VLOOKUP($BI452,'Early Retirement'!$B$6:$C$32,2,FALSE),\"-\")","v":"-"},{"$f":"IF(OR($Z452<>\"b\",AND($AA452<>\"b\",$AA452<>\"c\")),\"n\",IF(AND($AS452<>1,$AS452<>2,$AS452<>7,$AS452<>8),\"n\",IF(Inventory!$K208=\"Split\",\"s\",IF(Inventory!$K208=\"Packaged\",\"p\",\"n\"))))","v":"n"},{"$f":"IF(AND($AA452<>\"i\",$AA452<>\"j\"),\"n\",IF(Inventory!$L208=\"Centrifugal\",\"c\",\"n\"))","v":"n"},"-","-",{"$f":"IFERROR(INDEX('Early Retirement'!$C$4:$AC$32,$BJ452,$BN452),0)","v":0},{"$f":"IFERROR(HLOOKUP($BN452,'Early Retirement'!$D$4:$AC$5,2,FALSE),0)","v":0},{"$f":"IFERROR(INDEX('Early Retirement'!$AE$4:$BE$32,$BJ452,$BN452),0)","v":0},{"$f":"IFERROR(HLOOKUP($BN452,'Early Retirement'!$AF$4:$BE$5,2,FALSE),0)","v":0},0,0,"kW/ton",{"$f":"IFERROR(INDEX('Early Retirement'!$BG$4:$CG$32,$BJ452,$BN452),0)","v":0},{"$f":"IFERROR(HLOOKUP($BN452,'Early Retirement'!$BH$4:$CH$5,2,FALSE),0)","v":0},0,"COP","Yes",0,0,"kW/ton",0,"COP",0,0,"kW/ton",0,"COP"]
[null,null,null,null,null,null,null,null,null,null,null,null,null,null,null,null,null,null,null,null,null,null,null,null,200,{"$f":"IF(Inventory!$C209=\"\",\"a\",VLOOKUP(Inventory!$C209,$B$8:$C$11,2,FALSE))","v":"a"},{"$f":"IF(AND($Z453=\"b\",Inventory!$I209=\"\"),\"a\",IF(AND($Z453=\"b\",Inventory!$I209<>\"\"),VLOOKUP(Inventory!$I209,$E$3:$F$12,2,FALSE),IF(AND(OR($Z453=\"c\",$Z453=\"d\"),Inventory!$AB209=\"\"),\"a\",IF(AND(OR($Z453=\"c\",$Z453=\"d\"),Inventory!$AB209<>\"\"),VLOOKUP(Inventory!$AB209,$E$3:$F$12,2,FALSE),\"a\"))))","v":"a"},{"$f":"IF(OR(AND($AA453<>\"b\",$AA453<>\"c\"),$AF453=0,$AF453>=(65000/12000),Inventory!$AC209=\"\"),\"a\",VLOOKUP(Inventory!$AC209,$H$3:$I$5,2,FALSE))","v":"a"},null,{"$f":"IF(AND($AA453<>\"i\",$AA453<>\"j\"),\"a\",IF(AND($Z453=\"b\",Inventory!$L209=\"\"),\"a\",IF(AND($Z453=\"b\",Inventory!$L209<>\"\"),VLOOKUP(Inventory!$L209,$N$3:$O$6,2,FALSE),IF(AND(OR($Z453=\"c\",$Z453=\"d\"),Inventory!$AE209=\"\"),\"a\",IF(AND(OR($Z453=\"c\",$Z453=\"d\"),Inventory!$AE209<>\"\"),VLOOKUP(Inventory!$AE209,$N$3:$O$6,2,FALSE),\"a\")))))","v":"a"},{"$f":"IF(OR(AND($AA453<>\"e\",$AA453<>\"f\"),$AF453=0,Inventory!$AG209=\"\"),\"a\",VLOOKUP(Inventory!$AG209,$Q$3:$R$5,2,FALSE))","v":"a"},{"$f":"IF(OR(Inventory!C209=\"New Construction\",Inventory!C209=\"Replace-on-Burnout\",Inventory!C209=\"Early Retirement\"),Inventory!AT209,0)","v":0},"","","","","","","","","","","","",0,"aaaaa0","No","No",{"$f":"IF($Z453=\"a\",0,IF($Z453=\"b\",Inventory!$M209,Inventory!$AH209))","v":0},{"$f":"IF(OR($Z453=\"a\",AND($AU453=\"No\",$AV453=\"No\")),0,IF(AND($Z453=\"b\",Inventory!$O209=\"Btu/hr\"),Inventory!$N209,IF(AND($Z453=\"b\",Inventory!$O209=\"Tons\"),Inventory!$N209*12000,IF(AND(OR($Z453=\"c\",$Z453=\"d\"),Inventory!$AJ209=\"Btu/hr\"),Inventory!$AI209,IF(AND(OR($Z453=\"c\",$Z453=\"d\"),Inventory!$AJ209=\"Tons\"),Inventory!$AI209*12000,0)))))","v":0},0,0,"EER",0,"kW/ton",{"$f":"IF(OR($Z453=\"a\",$AV453=\"No\"),0,IF(AND($Z453=\"b\",Inventory!$Q209=\"Btu/hr\"),Inventory!$P209,IF(AND($Z453=\"b\",Inventory!$Q209=\"Tons\"),Inventory!$P209*12000,IF(AND(OR($Z453=\"c\",$Z453=\"d\"),Inventory!$AL209=\"Btu/hr\"),Inventory!$AK209,IF(AND(OR($Z453=\"c\",$Z453=\"d\"),Inventory!$AL209=\"Tons\"),Inventory!$AK209*12000,0)))))","v":0},0,0,"COP","No",{"$f":"IF(OR(Inventory!$J209=\"\",$BH453=\"No\"),\"-\",Inventory!$J209)","v":"-"},{"$f":"IFERROR(VLOOKUP($BI453,'Early Retirement'!$B$6:$C$32,2,FALSE),\"-\")","v":"-"},{"$f":"IF(OR($Z453<>\"b\",AND($AA453<>\"b\",$AA453<>\"c\")),\"n\",IF(AND($AS453<>1,$AS453<>2,$AS453<>7,$AS453<>8),\"n\",IF(Inventory!$K209=\"Split\",\"s\",IF(Inventory!$K209=\"Packaged\",\"p\",\"n\"))))","v":"n"},{"$f":"IF(AND($AA453<>\"i\",$AA453<>\"j\"),\"n\",IF(Inventory!$L209=\"Centrifugal\",\"c\",\"n\"))","v":"n"},"-","-",{"$f":"IFERROR(INDEX('Early Retirement'!$C$4:$AC$32,$BJ453,$BN453),0)","v":0},{"$f":"IFERROR(HLOOKUP($BN453,'Early Retirement'!$D$4:$AC$5,2,FALSE),0)","v":0},{"$f":"IFERROR(INDEX('Early Retirement'!$AE$4:$BE$32,$BJ453,$BN453),0)","v":0},{"$f":"IFERROR(HLOOKUP($BN453,'Early Retirement'!$AF$4:$BE$5,2,FALSE),0)","v":0},0,0,"kW/ton",{"$f":"IFERROR(INDEX('Early Retirement'!$BG$4:$CG$32,$BJ453,$BN453),0)","v":0},{"$f":"IFERROR(HLOOKUP($BN453,'Early Retirement'!$BH$4:$CH$5,2,FALSE),0)","v":0},0,"COP","Yes",0,0,"kW/ton",0,"COP",0,0,"kW/ton",0,"COP"]
[null,null,null,null,null,null,null,null,null,null,null,null,null,null,null,null,null,null,null,null,null,null,null,null,201,{"$f":"IF(Inventory!$C210=\"\",\"a\",VLOOKUP(Inventory!$C210,$B$8:$C$11,2,FALSE))","v":"a"},{"$f":"IF(AND($Z454=\"b\",Inventory!$I210=\"\"),\"a\",IF(AND($Z454=\"b\",Inventory!$I210<>\"\"),VLOOKUP(Inventory!$I210,$E$3:$F$12,2,FALSE),IF(AND(OR($Z454=\"c\",$Z454=\"d\"),Inventory!$AB210=\"\"),\"a\",IF(AND(OR($Z454=\"c\",$Z454=\"d\"),Inventory!$AB210<>\"\"),VLOOKUP(Inventory!$AB210,$E$3:$F$12,2,FALSE),\"a\"))))","v":"a"},{"$f":"IF(OR(AND($AA454<>\"b\",$AA454<>\"c\"),$AF454=0,$AF454>=(65000/12000),Inventory!$AC210=\"\"),\"a\",VLOOKUP(Inventory!$AC210,$H$3:$I$5,2,FALSE))","v":"a"},null,{"$f":"IF(AND($AA454<>\"i\",$AA454<>\"j\"),\"a\",IF(AND($Z454=\"b\",Inventory!$L210=\"\"),\"a\",IF(AND($Z454=\"b\",Inventory!$L210<>\"\"),VLOOKUP(Inventory!$L210,$N$3:$O$6,2,FALSE),IF(AND(OR($Z454=\"c\",$Z454=\"d\"),Inventory!$AE210=\"\"),\"a\",IF(AND(OR($Z454=\"c\",$Z454=\"d\"),Inventory!$AE210<>\"\"),VLOOKUP(Inventory!$AE210,$N$3:$O$6,2,FALSE),\"a\")))))","v":"a"},{"$f":"IF(OR(AND($AA454<>\"e\",$AA454<>\"f\"),$AF454=0,Inventory!$AG210=\"\"),\"a\",VLOOKUP(Inventory!$AG210,$Q$3:$R$5,2,FALSE))","v":"a"},{"$f":"IF(OR(Inventory!C210=\"New Construction\",Inventory!C210=\"Replace-on-Burnout\",Inventory!C210=\"Early Retirement\"),Inventory!AT210,0)","v":0},"","","","","","","","","","","","",0,"aaaaa0","No","No",{"$f":"IF($Z454=\"a\",0,IF($Z454=\"b\",Inventory!$M210,Inventory!$AH210))","v":0},{"$f":"IF(OR($Z454=\"a\",AND($AU454=\"No\",$AV454=\"No\")),0,IF(AND($Z454=\"b\",Inventory!$O210=\"Btu/hr\"),Inventory!$N210,IF(AND($Z454=\"b\",Inventory!$O210=\"Tons\"),Inventory!$N210*12000,IF(AND(OR($Z454=\"c\",$Z454=\"d\"),Inventory!$AJ210=\"Btu/hr\"),Inventory!$AI210,IF(AND(OR($Z454=\"c\",$Z454=\"d\"),Inventory!$AJ210=\"Tons\"),Inventory!$AI210*12000,0)))))","v":0},0,0,"EER",0,"kW/ton",{"$f":"IF(OR($Z454=\"a\",$AV454=\"No\"),0,IF(AND($Z454=\"b\",Inventory!$Q210=\"Btu/hr\"),Inventory!$P210,IF(AND($Z454=\"b\",Inventory!$Q210=\"Tons\"),Inventory!$P210*12000,IF(AND(OR($Z454=\"c\",$Z454=\"d\"),Inventory!$AL210=\"Btu/hr\"),Inventory!$AK210,IF(AND(OR($Z454=\"c\",$Z454=\"d\"),Inventory!$AL210=\"Tons\"),Inventory!$AK210*12000,0)))))","v":0},0,0,"COP","No",{"$f":"IF(OR(Inventory!$J210=\"\",$BH454=\"No\"),\"-\",Inventory!$J210)","v":"-"},{"$f":"IFERROR(VLOOKUP($BI454,'Early Retirement'!$B$6:$C$32,2,FALSE),\"-\")","v":"-"},{"$f":"IF(OR($Z454<>\"b\",AND($AA454<>\"b\",$AA454<>\"c\")),\"n\",IF(AND($AS454<>1,$AS454<>2,$AS454<>7,$AS454<>8),\"n\",IF(Inventory!$K210=\"Split\",\"s\",IF(Inventory!$K210=\"Packaged\",\"p\",\"n\"))))","v":"n"},{"$f":"IF(AND($AA454<>\"i\",$AA454<>\"j\"),\"n\",IF(Inventory!$L210=\"Centrifugal\",\"c\",\"n\"))","v":"n"},"-","-",{"$f":"IFERROR(INDEX('Early Retirement'!$C$4:$AC$32,$BJ454,$BN454),0)","v":0},{"$f":"IFERROR(HLOOKUP($BN454,'Early Retirement'!$D$4:$AC$5,2,FALSE),0)","v":0},{"$f":"IFERROR(INDEX('Early Retirement'!$AE$4:$BE$32,$BJ454,$BN454),0)","v":0},{"$f":"IFERROR(HLOOKUP($BN454,'Early Retirement'!$AF$4:$BE$5,2,FALSE),0)","v":0},0,0,"kW/ton",{"$f":"IFERROR(INDEX('Early Retirement'!$BG$4:$CG$32,$BJ454,$BN454),0)","v":0},{"$f":"IFERROR(HLOOKUP($BN454,'Early Retirement'!$BH$4:$CH$5,2,FALSE),0)","v":0},0,"COP","Yes",0,0,"kW/ton",0,"COP",0,0,"kW/ton",0,"COP"]
[null,null,null,null,null,null,null,null,null,null,null,null,null,null,null,null,null,null,null,null,null,null,null,null,202,{"$f":"IF(Inventory!$C211=\"\",\"a\",VLOOKUP(Inventory!$C211,$B$8:$C$11,2,FALSE))","v":"a"},{"$f":"IF(AND($Z455=\"b\",Inventory!$I211=\"\"),\"a\",IF(AND($Z455=\"b\",Inventory!$I211<>\"\"),VLOOKUP(Inventory!$I211,$E$3:$F$12,2,FALSE),IF(AND(OR($Z455=\"c\",$Z455=\"d\"),Inventory!$AB211=\"\"),\"a\",IF(AND(OR($Z455=\"c\",$Z455=\"d\"),Inventory!$AB211<>\"\"),VLOOKUP(Inventory!$AB211,$E$3:$F$12,2,FALSE),\"a\"))))","v":"a"},{"$f":"IF(OR(AND($AA455<>\"b\",$AA455<>\"c\"),$AF455=0,$AF455>=(65000/12000),Inventory!$AC211=\"\"),\"a\",VLOOKUP(Inventory!$AC211,$H$3:$I$5,2,FALSE))","v":"a"},null,{"$f":"IF(AND($AA455<>\"i\",$AA455<>\"j\"),\"a\",IF(AND($Z455=\"b\",Inventory!$L211=\"\"),\"a\",IF(AND($Z455=\"b\",Inventory!$L211<>\"\"),VLOOKUP(Inventory!$L211,$N$3:$O$6,2,FALSE),IF(AND(OR($Z455=\"c\",$Z455=\"d\"),Inventory!$AE211=\"\"),\"a\",IF(AND(OR($Z455=\"c\",$Z455=\"d\"),Inventory!$AE211<>\"\"),VLOOKUP(Inventory!$AE211,$N$3:$O$6,2,FALSE),\"a\")))))","v":"a"},{"$f":"IF(OR(AND($AA455<>\"e\",$AA455<>\"f\"),$AF455=0,Inventory!$AG211=\"\"),\"a\",VLOOKUP(Inventory!$AG211,$Q$3:$R$5,2,FALSE))","v":"a"},{"$f":"IF(OR(Inventory!C211=\"New Construction\",Inventory!C211=\"Replace-on-Burnout\",Inventory!C211=\"Early Retirement\"),Inventory!AT211,0)","v":0},"","","","","","","","","","","","",0,"aaaaa0","No","No",{"$f":"IF($Z455=\"a\",0,IF($Z455=\"b\",Inventory!$M211,Inventory!$AH211))","v":0},{"$f":"IF(OR($Z455=\"a\",AND($AU455=\"No\",$AV455=\"No\")),0,IF(AND($Z455=\"b\",Inventory!$O211=\"Btu/hr\"),Inventory!$N211,IF(AND($Z455=\"b\",Inventory!$O211=\"Tons\"),Inventory!$N211*12000,IF(AND(OR($Z455=\"c\",$Z455=\"d\"),Inventory!$AJ211=\"Btu/hr\"),Inventory!$AI211,IF(AND(OR($Z455=\"c\",$Z455=\"d\"),Inventory!$AJ211=\"Tons\"),Inventory!$AI211*12000,0)))))","v":0},0,0,"EER",0,"kW/ton",{"$f":"IF(OR($Z455=\"a\",$AV455=\"No\"),0,IF(AND($Z455=\"b\",Inventory!$Q211=\"Btu/hr\"),Inventory!$P211,IF(AND($Z455=\"b\",Inventory!$Q211=\"Tons\"),Inventory!$P211*12000,IF(AND(OR($Z455=\"c\",$Z455=\"d\"),Inventory!$AL211=\"Btu/hr\"),Inventory!$AK211,IF(AND(OR($Z455=\"c\",$Z455=\"d\"),Inventory!$AL211=\"Tons\"),Inventory!$AK211*12000,0)))))","v":0},0,0,"COP","No",{"$f":"IF(OR(Inventory!$J211=\"\",$BH455=\"No\"),\"-\",Inventory!$J211)","v":"-"},{"$f":"IFERROR(VLOOKUP($BI455,'Early Retirement'!$B$6:$C$32,2,FALSE),\"-\")","v":"-"},{"$f":"IF(OR($Z455<>\"b\",AND($AA455<>\"b\",$AA455<>\"c\")),\"n\",IF(AND($AS455<>1,$AS455<>2,$AS455<>7,$AS455<>8),\"n\",IF(Inventory!$K211=\"Split\",\"s\",IF(Inventory!$K211=\"Packaged\",\"p\",\"n\"))))","v":"n"},{"$f":"IF(AND($AA455<>\"i\",$AA455<>\"j\"),\"n\",IF(Inventory!$L211=\"Centrifugal\",\"c\",\"n\"))","v":"n"},"-","-",{"$f":"IFERROR(INDEX('Early Retirement'!$C$4:$AC$32,$BJ455,$BN455),0)","v":0},{"$f":"IFERROR(HLOOKUP($BN455,'Early Retirement'!$D$4:$AC$5,2,FALSE),0)","v":0},{"$f":"IFERROR(INDEX('Early Retirement'!$AE$4:$BE$32,$BJ455,$BN455),0)","v":0},{"$f":"IFERROR(HLOOKUP($BN455,'Early Retirement'!$AF$4:$BE$5,2,FALSE),0)","v":0},0,0,"kW/ton",{"$f":"IFERROR(INDEX('Early Retirement'!$BG$4:$CG$32,$BJ455,$BN455),0)","v":0},{"$f":"IFERROR(HLOOKUP($BN455,'Early Retirement'!$BH$4:$CH$5,2,FALSE),0)","v":0},0,"COP","Yes",0,0,"kW/ton",0,"COP",0,0,"kW/ton",0,"COP"]
[null,null,null,null,null,null,null,null,null,null,null,null,null,null,null,null,null,null,null,null,null,null,null,null,203,{"$f":"IF(Inventory!$C212=\"\",\"a\",VLOOKUP(Inventory!$C212,$B$8:$C$11,2,FALSE))","v":"a"},{"$f":"IF(AND($Z456=\"b\",Inventory!$I212=\"\"),\"a\",IF(AND($Z456=\"b\",Inventory!$I212<>\"\"),VLOOKUP(Inventory!$I212,$E$3:$F$12,2,FALSE),IF(AND(OR($Z456=\"c\",$Z456=\"d\"),Inventory!$AB212=\"\"),\"a\",IF(AND(OR($Z456=\"c\",$Z456=\"d\"),Inventory!$AB212<>\"\"),VLOOKUP(Inventory!$AB212,$E$3:$F$12,2,FALSE),\"a\"))))","v":"a"},{"$f":"IF(OR(AND($AA456<>\"b\",$AA456<>\"c\"),$AF456=0,$AF456>=(65000/12000),Inventory!$AC212=\"\"),\"a\",VLOOKUP(Inventory!$AC212,$H$3:$I$5,2,FALSE))","v":"a"},null,{"$f":"IF(AND($AA456<>\"i\",$AA456<>\"j\"),\"a\",IF(AND($Z456=\"b\",Inventory!$L212=\"\"),\"a\",IF(AND($Z456=\"b\",Inventory!$L212<>\"\"),VLOOKUP(Inventory!$L212,$N$3:$O$6,2,FALSE),IF(AND(OR($Z456=\"c\",$Z456=\"d\"),Inventory!$AE212=\"\"),\"a\",IF(AND(OR($Z456=\"c\",$Z456=\"d\"),Inventory!$AE212<>\"\"),VLOOKUP(Inventory!$AE212,$N$3:$O$6,2,FALSE),\"a\")))))","v":"a"},{"$f":"IF(OR(AND($AA456<>\"e\",$AA456<>\"f\"),$AF456=0,Inventory!$AG212=\"\"),\"a\",VLOOKUP(Inventory!$AG212,$Q$3:$R$5,2,FALSE))","v":"a"},{"$f":"IF(OR(Inventory!C212=\"New Construction\",Inventory!C212=\"Replace-on-Burnout\",Inventory!C212=\"Early Retirement\"),Inventory!AT212,0)","v":0},"","","","","","","","","","","","",0,"aaaaa0","No","No",{"$f":"IF($Z456=\"a\",0,IF($Z456=\"b\",Inventory!$M212,Inventory!$AH212))","v":0},{"$f":"IF(OR($Z456=\"a\",AND($AU456=\"No\",$AV456=\"No\")),0,IF(AND($Z456=\"b\",Inventory!$O212=\"Btu/hr\"),Inventory!$N212,IF(AND($Z456=\"b\",Inventory!$O212=\"Tons\"),Inventory!$N212*12000,IF(AND(OR($Z456=\"c\",$Z456=\"d\"),Inventory!$AJ212=\"Btu/hr\"),Inventory!$AI212,IF(AND(OR($Z456=\"c\",$Z456=\"d\"),Inventory!$AJ212=\"Tons\"),Inventory!$AI212*12000,0)))))","v":0},0,0,"EER",0,"kW/ton",{"$f":"IF(OR($Z456=\"a\",$AV456=\"No\"),0,IF(AND($Z456=\"b\",Inventory!$Q212=\"Btu/hr\"),Inventory!$P212,IF(AND($Z456=\"b\",Inventory!$Q212=\"Tons\"),Inventory!$P212*12000,IF(AND(OR($Z456=\"c\",$Z456=\"d\"),Inventory!$AL212=\"Btu/hr\"),Inventory!$AK212,IF(AND(OR($Z456=\"c\",$Z456=\"d\"),Inventory!$AL212=\"Tons\"),Inventory!$AK212*12000,0)))))","v":0},0,0,"COP","No",{"$f":"IF(OR(Inventory!$J212=\"\",$BH456=\"No\"),\"-\",Inventory!$J212)","v":"-"},{"$f":"IFERROR(VLOOKUP($BI456,'Early Retirement'!$B$6:$C$32,2,FALSE),\"-\")","v":"-"},{"$f":"IF(OR($Z456<>\"b\",AND($AA456<>\"b\",$AA456<>\"c\")),\"n\",IF(AND($AS456<>1,$AS456<>2,$AS456<>7,$AS456<>8),\"n\",IF(Inventory!$K212=\"Split\",\"s\",IF(Inventory!$K212=\"Packaged\",\"p\",\"n\"))))","v":"n"},{"$f":"IF(AND($AA456<>\"i\",$AA456<>\"j\"),\"n\",IF(Inventory!$L212=\"Centrifugal\",\"c\",\"n\"))","v":"n"},"-","-",{"$f":"IFERROR(INDEX('Early Retirement'!$C$4:$AC$32,$BJ456,$BN456),0)","v":0},{"$f":"IFERROR(HLOOKUP($BN456,'Early Retirement'!$D$4:$AC$5,2,FALSE),0)","v":0},{"$f":"IFERROR(INDEX('Early Retirement'!$AE$4:$BE$32,$BJ456,$BN456),0)","v":0},{"$f":"IFERROR(HLOOKUP($BN456,'Early Retirement'!$AF$4:$BE$5,2,FALSE),0)","v":0},0,0,"kW/ton",{"$f":"IFERROR(INDEX('Early Retirement'!$BG$4:$CG$32,$BJ456,$BN456),0)","v":0},{"$f":"IFERROR(HLOOKUP($BN456,'Early Retirement'!$BH$4:$CH$5,2,FALSE),0)","v":0},0,"COP","Yes",0,0,"kW/ton",0,"COP",0,0,"kW/ton",0,"COP"]
[null,null,null,null,null,null,null,null,null,null,null,null,null,null,null,null,null,null,null,null,null,null,null,null,204,{"$f":"IF(Inventory!$C213=\"\",\"a\",VLOOKUP(Inventory!$C213,$B$8:$C$11,2,FALSE))","v":"a"},{"$f":"IF(AND($Z457=\"b\",Inventory!$I213=\"\"),\"a\",IF(AND($Z457=\"b\",Inventory!$I213<>\"\"),VLOOKUP(Inventory!$I213,$E$3:$F$12,2,FALSE),IF(AND(OR($Z457=\"c\",$Z457=\"d\"),Inventory!$AB213=\"\"),\"a\",IF(AND(OR($Z457=\"c\",$Z457=\"d\"),Inventory!$AB213<>\"\"),VLOOKUP(Inventory!$AB213,$E$3:$F$12,2,FALSE),\"a\"))))","v":"a"},{"$f":"IF(OR(AND($AA457<>\"b\",$AA457<>\"c\"),$AF457=0,$AF457>=(65000/12000),Inventory!$AC213=\"\"),\"a\",VLOOKUP(Inventory!$AC213,$H$3:$I$5,2,FALSE))","v":"a"},null,{"$f":"IF(AND($AA457<>\"i\",$AA457<>\"j\"),\"a\",IF(AND($Z457=\"b\",Inventory!$L213=\"\"),\"a\",IF(AND($Z457=\"b\",Inventory!$L213<>\"\"),VLOOKUP(Inventory!$L213,$N$3:$O$6,2,FALSE),IF(AND(OR($Z457=\"c\",$Z457=\"d\"),Inventory!$AE213=\"\"),\"a\",IF(AND(OR($Z457=\"c\",$Z457=\"d\"),Inventory!$AE213<>\"\"),VLOOKUP(Inventory!$AE213,$N$3:$O$6,2,FALSE),\"a\")))))","v":"a"},{"$f":"IF(OR(AND($AA457<>\"e\",$AA457<>\"f\"),$AF457=0,Inventory!$AG213=\"\"),\"a\",VLOOKUP(Inventory!$AG213,$Q$3:$R$5,2,FALSE))","v":"a"},{"$f":"IF(OR(Inventory!C213=\"New Construction\",Inventory!C213=\"Replace-on-Burnout\",Inventory!C213=\"Early Retirement\"),Inventory!AT213,0)","v":0},"","","","","","","","","","","","",0,"aaaaa0","No","No",{"$f":"IF($Z457=\"a\",0,IF($Z457=\"b\",Inventory!$M213,Inventory!$AH213))","v":0},{"$f":"IF(OR($Z457=\"a\",AND($AU457=\"No\",$AV457=\"No\")),0,IF(AND($Z457=\"b\",Inventory!$O213=\"Btu/hr\"),Inventory!$N213,IF(AND($Z457=\"b\",Inventory!$O213=\"Tons\"),Inventory!$N213*12000,IF(AND(OR($Z457=\"c\",$Z457=\"d\"),Inventory!$AJ213=\"Btu/hr\"),Inventory!$AI213,IF(AND(OR($Z457=\"c\",$Z457=\"d\"),Inventory!$AJ213=\"Tons\"),Inventory!$AI213*12000,0)))))","v":0},0,0,"EER",0,"kW/ton",{"$f":"IF(OR($Z457=\"a\",$AV457=\"No\"),0,IF(AND($Z457=\"b\",Inventory!$Q213=\"Btu/hr\"),Inventory!$P213,IF(AND($Z457=\"b\",Inventory!$Q213=\"Tons\"),Inventory!$P213*12000,IF(AND(OR($Z457=\"c\",$Z457=\"d\"),Inventory!$AL213=\"Btu/hr\"),Inventory!$AK213,IF(AND(OR($Z457=\"c\",$Z457=\"d\"),Inventory!$AL213=\"Tons\"),Inventory!$AK213*12000,0)))))","v":0},0,0,"COP","No",{"$f":"IF(OR(Inventory!$J213=\"\",$BH457=\"No\"),\"-\",Inventory!$J213)","v":"-"},{"$f":"IFERROR(VLOOKUP($BI457,'Early Retirement'!$B$6:$C$32,2,FALSE),\"-\")","v":"-"},{"$f":"IF(OR($Z457<>\"b\",AND($AA457<>\"b\",$AA457<>\"c\")),\"n\",IF(AND($AS457<>1,$AS457<>2,$AS457<>7,$AS457<>8),\"n\",IF(Inventory!$K213=\"Split\",\"s\",IF(Inventory!$K213=\"Packaged\",\"p\",\"n\"))))","v":"n"},{"$f":"IF(AND($AA457<>\"i\",$AA457<>\"j\"),\"n\",IF(Inventory!$L213=\"Centrifugal\",\"c\",\"n\"))","v":"n"},"-","-",{"$f":"IFERROR(INDEX('Early Retirement'!$C$4:$AC$32,$BJ457,$BN457),0)","v":0},{"$f":"IFERROR(HLOOKUP($BN457,'Early Retirement'!$D$4:$AC$5,2,FALSE),0)","v":0},{"$f":"IFERROR(INDEX('Early Retirement'!$AE$4:$BE$32,$BJ457,$BN457),0)","v":0},{"$f":"IFERROR(HLOOKUP($BN457,'Early Retirement'!$AF$4:$BE$5,2,FALSE),0)","v":0},0,0,"kW/ton",{"$f":"IFERROR(INDEX('Early Retirement'!$BG$4:$CG$32,$BJ457,$BN457),0)","v":0},{"$f":"IFERROR(HLOOKUP($BN457,'Early Retirement'!$BH$4:$CH$5,2,FALSE),0)","v":0},0,"COP","Yes",0,0,"kW/ton",0,"COP",0,0,"kW/ton",0,"COP"]
[null,null,null,null,null,null,null,null,null,null,null,null,null,null,null,null,null,null,null,null,null,null,null,null,205,{"$f":"IF(Inventory!$C214=\"\",\"a\",VLOOKUP(Inventory!$C214,$B$8:$C$11,2,FALSE))","v":"a"},{"$f":"IF(AND($Z458=\"b\",Inventory!$I214=\"\"),\"a\",IF(AND($Z458=\"b\",Inventory!$I214<>\"\"),VLOOKUP(Inventory!$I214,$E$3:$F$12,2,FALSE),IF(AND(OR($Z458=\"c\",$Z458=\"d\"),Inventory!$AB214=\"\"),\"a\",IF(AND(OR($Z458=\"c\",$Z458=\"d\"),Inventory!$AB214<>\"\"),VLOOKUP(Inventory!$AB214,$E$3:$F$12,2,FALSE),\"a\"))))","v":"a"},{"$f":"IF(OR(AND($AA458<>\"b\",$AA458<>\"c\"),$AF458=0,$AF458>=(65000/12000),Inventory!$AC214=\"\"),\"a\",VLOOKUP(Inventory!$AC214,$H$3:$I$5,2,FALSE))","v":"a"},null,{"$f":"IF(AND($AA458<>\"i\",$AA458<>\"j\"),\"a\",IF(AND($Z458=\"b\",Inventory!$L214=\"\"),\"a\",IF(AND($Z458=\"b\",Inventory!$L214<>\"\"),VLOOKUP(Inventory!$L214,$N$3:$O$6,2,FALSE),IF(AND(OR($Z458=\"c\",$Z458=\"d\"),Inventory!$AE214=\"\"),\"a\",IF(AND(OR($Z458=\"c\",$Z458=\"d\"),Inventory!$AE214<>\"\"),VLOOKUP(Inventory!$AE214,$N$3:$O$6,2,FALSE),\"a\")))))","v":"a"},{"$f":"IF(OR(AND($AA458<>\"e\",$AA458<>\"f\"),$AF458=0,Inventory!$AG214=\"\"),\"a\",VLOOKUP(Inventory!$AG214,$Q$3:$R$5,2,FALSE))","v":"a"},{"$f":"IF(OR(Inventory!C214=\"New Construction\",Inventory!C214=\"Replace-on-Burnout\",Inventory!C214=\"Early Retirement\"),Inventory!AT214,0)","v":0},"","","","","","","","","","","","",0,"aaaaa0","No","No",{"$f":"IF($Z458=\"a\",0,IF($Z458=\"b\",Inventory!$M214,Inventory!$AH214))","v":0},{"$f":"IF(OR($Z458=\"a\",AND($AU458=\"No\",$AV458=\"No\")),0,IF(AND($Z458=\"b\",Inventory!$O214=\"Btu/hr\"),Inventory!$N214,IF(AND($Z458=\"b\",Inventory!$O214=\"Tons\"),Inventory!$N214*12000,IF(AND(OR($Z458=\"c\",$Z458=\"d\"),Inventory!$AJ214=\"Btu/hr\"),Inventory!$AI214,IF(AND(OR($Z458=\"c\",$Z458=\"d\"),Inventory!$AJ214=\"Tons\"),Inventory!$AI214*12000,0)))))","v":0},0,0,"EER",0,"kW/ton",{"$f":"IF(OR($Z458=\"a\",$AV458=\"No\"),0,IF(AND($Z458=\"b\",Inventory!$Q214=\"Btu/hr\"),Inventory!$P214,IF(AND($Z458=\"b\",Inventory!$Q214=\"Tons\"),Inventory!$P214*12000,IF(AND(OR($Z458=\"c\",$Z458=\"d\"),Inventory!$AL214=\"Btu/hr\"),Inventory!$AK214,IF(AND(OR($Z458=\"c\",$Z458=\"d\"),Inventory!$AL214=\"Tons\"),Inventory!$AK214*12000,0)))))","v":0},0,0,"COP","No",{"$f":"IF(OR(Inventory!$J214=\"\",$BH458=\"No\"),\"-\",Inventory!$J214)","v":"-"},{"$f":"IFERROR(VLOOKUP($BI458,'Early Retirement'!$B$6:$C$32,2,FALSE),\"-\")","v":"-"},{"$f":"IF(OR($Z458<>\"b\",AND($AA458<>\"b\",$AA458<>\"c\")),\"n\",IF(AND($AS458<>1,$AS458<>2,$AS458<>7,$AS458<>8),\"n\",IF(Inventory!$K214=\"Split\",\"s\",IF(Inventory!$K214=\"Packaged\",\"p\",\"n\"))))","v":"n"},{"$f":"IF(AND($AA458<>\"i\",$AA458<>\"j\"),\"n\",IF(Inventory!$L214=\"Centrifugal\",\"c\",\"n\"))","v":"n"},"-","-",{"$f":"IFERROR(INDEX('Early Retirement'!$C$4:$AC$32,$BJ458,$BN458),0)","v":0},{"$f":"IFERROR(HLOOKUP($BN458,'Early Retirement'!$D$4:$AC$5,2,FALSE),0)","v":0},{"$f":"IFERROR(INDEX('Early Retirement'!$AE$4:$BE$32,$BJ458,$BN458),0)","v":0},{"$f":"IFERROR(HLOOKUP($BN458,'Early Retirement'!$AF$4:$BE$5,2,FALSE),0)","v":0},0,0,"kW/ton",{"$f":"IFERROR(INDEX('Early Retirement'!$BG$4:$CG$32,$BJ458,$BN458),0)","v":0},{"$f":"IFERROR(HLOOKUP($BN458,'Early Retirement'!$BH$4:$CH$5,2,FALSE),0)","v":0},0,"COP","Yes",0,0,"kW/ton",0,"COP",0,0,"kW/ton",0,"COP"]
[null,null,null,null,null,null,null,null,null,null,null,null,null,null,null,null,null,null,null,null,null,null,null,null,206,{"$f":"IF(Inventory!$C215=\"\",\"a\",VLOOKUP(Inventory!$C215,$B$8:$C$11,2,FALSE))","v":"a"},{"$f":"IF(AND($Z459=\"b\",Inventory!$I215=\"\"),\"a\",IF(AND($Z459=\"b\",Inventory!$I215<>\"\"),VLOOKUP(Inventory!$I215,$E$3:$F$12,2,FALSE),IF(AND(OR($Z459=\"c\",$Z459=\"d\"),Inventory!$AB215=\"\"),\"a\",IF(AND(OR($Z459=\"c\",$Z459=\"d\"),Inventory!$AB215<>\"\"),VLOOKUP(Inventory!$AB215,$E$3:$F$12,2,FALSE),\"a\"))))","v":"a"},{"$f":"IF(OR(AND($AA459<>\"b\",$AA459<>\"c\"),$AF459=0,$AF459>=(65000/12000),Inventory!$AC215=\"\"),\"a\",VLOOKUP(Inventory!$AC215,$H$3:$I$5,2,FALSE))","v":"a"},null,{"$f":"IF(AND($AA459<>\"i\",$AA459<>\"j\"),\"a\",IF(AND($Z459=\"b\",Inventory!$L215=\"\"),\"a\",IF(AND($Z459=\"b\",Inventory!$L215<>\"\"),VLOOKUP(Inventory!$L215,$N$3:$O$6,2,FALSE),IF(AND(OR($Z459=\"c\",$Z459=\"d\"),Inventory!$AE215=\"\"),\"a\",IF(AND(OR($Z459=\"c\",$Z459=\"d\"),Inventory!$AE215<>\"\"),VLOOKUP(Inventory!$AE215,$N$3:$O$6,2,FALSE),\"a\")))))","v":"a"},{"$f":"IF(OR(AND($AA459<>\"e\",$AA459<>\"f\"),$AF459=0,Inventory!$AG215=\"\"),\"a\",VLOOKUP(Inventory!$AG215,$Q$3:$R$5,2,FALSE))","v":"a"},{"$f":"IF(OR(Inventory!C215=\"New Construction\",Inventory!C215=\"Replace-on-Burnout\",Inventory!C215=\"Early Retirement\"),Inventory!AT215,0)","v":0},"","","","","","","","","","","","",0,"aaaaa0","No","No",{"$f":"IF($Z459=\"a\",0,IF($Z459=\"b\",Inventory!$M215,Inventory!$AH215))","v":0},{"$f":"IF(OR($Z459=\"a\",AND($AU459=\"No\",$AV459=\"No\")),0,IF(AND($Z459=\"b\",Inventory!$O215=\"Btu/hr\"),Inventory!$N215,IF(AND($Z459=\"b\",Inventory!$O215=\"Tons\"),Inventory!$N215*12000,IF(AND(OR($Z459=\"c\",$Z459=\"d\"),Inventory!$AJ215=\"Btu/hr\"),Inventory!$AI215,IF(AND(OR($Z459=\"c\",$Z459=\"d\"),Inventory!$AJ215=\"Tons\"),Inventory!$AI215*12000,0)))))","v":0},0,0,"EER",0,"kW/ton",{"$f":"IF(OR($Z459=\"a\",$AV459=\"No\"),0,IF(AND($Z459=\"b\",Inventory!$Q215=\"Btu/hr\"),Inventory!$P215,IF(AND($Z459=\"b\",Inventory!$Q215=\"Tons\"),Inventory!$P215*12000,IF(AND(OR($Z459=\"c\",$Z459=\"d\"),Inventory!$AL215=\"Btu/hr\"),Inventory!$AK215,IF(AND(OR($Z459=\"c\",$Z459=\"d\"),Inventory!$AL215=\"Tons\"),Inventory!$AK215*12000,0)))))","v":0},0,0,"COP","No",{"$f":"IF(OR(Inventory!$J215=\"\",$BH459=\"No\"),\"-\",Inventory!$J215)","v":"-"},{"$f":"IFERROR(VLOOKUP($BI459,'Early Retirement'!$B$6:$C$32,2,FALSE),\"-\")","v":"-"},{"$f":"IF(OR($Z459<>\"b\",AND($AA459<>\"b\",$AA459<>\"c\")),\"n\",IF(AND($AS459<>1,$AS459<>2,$AS459<>7,$AS459<>8),\"n\",IF(Inventory!$K215=\"Split\",\"s\",IF(Inventory!$K215=\"Packaged\",\"p\",\"n\"))))","v":"n"},{"$f":"IF(AND($AA459<>\"i\",$AA459<>\"j\"),\"n\",IF(Inventory!$L215=\"Centrifugal\",\"c\",\"n\"))","v":"n"},"-","-",{"$f":"IFERROR(INDEX('Early Retirement'!$C$4:$AC$32,$BJ459,$BN459),0)","v":0},{"$f":"IFERROR(HLOOKUP($BN459,'Early Retirement'!$D$4:$AC$5,2,FALSE),0)","v":0},{"$f":"IFERROR(INDEX('Early Retirement'!$AE$4:$BE$32,$BJ459,$BN459),0)","v":0},{"$f":"IFERROR(HLOOKUP($BN459,'Early Retirement'!$AF$4:$BE$5,2,FALSE),0)","v":0},0,0,"kW/ton",{"$f":"IFERROR(INDEX('Early Retirement'!$BG$4:$CG$32,$BJ459,$BN459),0)","v":0},{"$f":"IFERROR(HLOOKUP($BN459,'Early Retirement'!$BH$4:$CH$5,2,FALSE),0)","v":0},0,"COP","Yes",0,0,"kW/ton",0,"COP",0,0,"kW/ton",0,"COP"]
[null,null,null,null,null,null,null,null,null,null,null,null,null,null,null,null,null,null,null,null,null,null,null,null,207,{"$f":"IF(Inventory!$C216=\"\",\"a\",VLOOKUP(Inventory!$C216,$B$8:$C$11,2,FALSE))","v":"a"},{"$f":"IF(AND($Z460=\"b\",Inventory!$I216=\"\"),\"a\",IF(AND($Z460=\"b\",Inventory!$I216<>\"\"),VLOOKUP(Inventory!$I216,$E$3:$F$12,2,FALSE),IF(AND(OR($Z460=\"c\",$Z460=\"d\"),Inventory!$AB216=\"\"),\"a\",IF(AND(OR($Z460=\"c\",$Z460=\"d\"),Inventory!$AB216<>\"\"),VLOOKUP(Inventory!$AB216,$E$3:$F$12,2,FALSE),\"a\"))))","v":"a"},{"$f":"IF(OR(AND($AA460<>\"b\",$AA460<>\"c\"),$AF460=0,$AF460>=(65000/12000),Inventory!$AC216=\"\"),\"a\",VLOOKUP(Inventory!$AC216,$H$3:$I$5,2,FALSE))","v":"a"},null,{"$f":"IF(AND($AA460<>\"i\",$AA460<>\"j\"),\"a\",IF(AND($Z460=\"b\",Inventory!$L216=\"\"),\"a\",IF(AND($Z460=\"b\",Inventory!$L216<>\"\"),VLOOKUP(Inventory!$L216,$N$3:$O$6,2,FALSE),IF(AND(OR($Z460=\"c\",$Z460=\"d\"),Inventory!$AE216=\"\"),\"a\",IF(AND(OR($Z460=\"c\",$Z460=\"d\"),Inventory!$AE216<>\"\"),VLOOKUP(Inventory!$AE216,$N$3:$O$6,2,FALSE),\"a\")))))","v":"a"},{"$f":"IF(OR(AND($AA460<>\"e\",$AA460<>\"f\"),$AF460=0,Inventory!$AG216=\"\"),\"a\",VLOOKUP(Inventory!$AG216,$Q$3:$R$5,2,FALSE))","v":"a"},{"$f":"IF(OR(Inventory!C216=\"New Construction\",Inventory!C216=\"Replace-on-Burnout\",Inventory!C216=\"Early Retirement\"),Inventory!AT216,0)","v":0},"","","","","","","","","","","","",0,"aaaaa0","No","No",{"$f":"IF($Z460=\"a\",0,IF($Z460=\"b\",Inventory!$M216,Inventory!$AH216))","v":0},{"$f":"IF(OR($Z460=\"a\",AND($AU460=\"No\",$AV460=\"No\")),0,IF(AND($Z460=\"b\",Inventory!$O216=\"Btu/hr\"),Inventory!$N216,IF(AND($Z460=\"b\",Inventory!$O216=\"Tons\"),Inventory!$N216*12000,IF(AND(OR($Z460=\"c\",$Z460=\"d\"),Inventory!$AJ216=\"Btu/hr\"),Inventory!$AI216,IF(AND(OR($Z460=\"c\",$Z460=\"d\"),Inventory!$AJ216=\"Tons\"),Inventory!$AI216*12000,0)))))","v":0},0,0,"EER",0,"kW/ton",{"$f":"IF(OR($Z460=\"a\",$AV460=\"No\"),0,IF(AND($Z460=\"b\",Inventory!$Q216=\"Btu/hr\"),Inventory!$P216,IF(AND($Z460=\"b\",Inventory!$Q216=\"Tons\"),Inventory!$P216*12000,IF(AND(OR($Z460=\"c\",$Z460=\"d\"),Inventory!$AL216=\"Btu/hr\"),Inventory!$AK216,IF(AND(OR($Z460=\"c\",$Z460=\"d\"),Inventory!$AL216=\"Tons\"),Inventory!$AK216*12000,0)))))","v":0},0,0,"COP","No",{"$f":"IF(OR(Inventory!$J216=\"\",$BH460=\"No\"),\"-\",Inventory!$J216)","v":"-"},{"$f":"IFERROR(VLOOKUP($BI460,'Early Retirement'!$B$6:$C$32,2,FALSE),\"-\")","v":"-"},{"$f":"IF(OR($Z460<>\"b\",AND($AA460<>\"b\",$AA460<>\"c\")),\"n\",IF(AND($AS460<>1,$AS460<>2,$AS460<>7,$AS460<>8),\"n\",IF(Inventory!$K216=\"Split\",\"s\",IF(Inventory!$K216=\"Packaged\",\"p\",\"n\"))))","v":"n"},{"$f":"IF(AND($AA460<>\"i\",$AA460<>\"j\"),\"n\",IF(Inventory!$L216=\"Centrifugal\",\"c\",\"n\"))","v":"n"},"-","-",{"$f":"IFERROR(INDEX('Early Retirement'!$C$4:$AC$32,$BJ460,$BN460),0)","v":0},{"$f":"IFERROR(HLOOKUP($BN460,'Early Retirement'!$D$4:$AC$5,2,FALSE),0)","v":0},{"$f":"IFERROR(INDEX('Early Retirement'!$AE$4:$BE$32,$BJ460,$BN460),0)","v":0},{"$f":"IFERROR(HLOOKUP($BN460,'Early Retirement'!$AF$4:$BE$5,2,FALSE),0)","v":0},0,0,"kW/ton",{"$f":"IFERROR(INDEX('Early Retirement'!$BG$4:$CG$32,$BJ460,$BN460),0)","v":0},{"$f":"IFERROR(HLOOKUP($BN460,'Early Retirement'!$BH$4:$CH$5,2,FALSE),0)","v":0},0,"COP","Yes",0,0,"kW/ton",0,"COP",0,0,"kW/ton",0,"COP"]
[null,null,null,null,null,null,null,null,null,null,null,null,null,null,null,null,null,null,null,null,null,null,null,null,208,{"$f":"IF(Inventory!$C217=\"\",\"a\",VLOOKUP(Inventory!$C217,$B$8:$C$11,2,FALSE))","v":"a"},{"$f":"IF(AND($Z461=\"b\",Inventory!$I217=\"\"),\"a\",IF(AND($Z461=\"b\",Inventory!$I217<>\"\"),VLOOKUP(Inventory!$I217,$E$3:$F$12,2,FALSE),IF(AND(OR($Z461=\"c\",$Z461=\"d\"),Inventory!$AB217=\"\"),\"a\",IF(AND(OR($Z461=\"c\",$Z461=\"d\"),Inventory!$AB217<>\"\"),VLOOKUP(Inventory!$AB217,$E$3:$F$12,2,FALSE),\"a\"))))","v":"a"},{"$f":"IF(OR(AND($AA461<>\"b\",$AA461<>\"c\"),$AF461=0,$AF461>=(65000/12000),Inventory!$AC217=\"\"),\"a\",VLOOKUP(Inventory!$AC217,$H$3:$I$5,2,FALSE))","v":"a"},null,{"$f":"IF(AND($AA461<>\"i\",$AA461<>\"j\"),\"a\",IF(AND($Z461=\"b\",Inventory!$L217=\"\"),\"a\",IF(AND($Z461=\"b\",Inventory!$L217<>\"\"),VLOOKUP(Inventory!$L217,$N$3:$O$6,2,FALSE),IF(AND(OR($Z461=\"c\",$Z461=\"d\"),Inventory!$AE217=\"\"),\"a\",IF(AND(OR($Z461=\"c\",$Z461=\"d\"),Inventory!$AE217<>\"\"),VLOOKUP(Inventory!$AE217,$N$3:$O$6,2,FALSE),\"a\")))))","v":"a"},{"$f":"IF(OR(AND($AA461<>\"e\",$AA461<>\"f\"),$AF461=0,Inventory!$AG217=\"\"),\"a\",VLOOKUP(Inventory!$AG217,$Q$3:$R$5,2,FALSE))","v":"a"},{"$f":"IF(OR(Inventory!C217=\"New Construction\",Inventory!C217=\"Replace-on-Burnout\",Inventory!C217=\"Early Retirement\"),Inventory!AT217,0)","v":0},"","","","","","","","","","","","",0,"aaaaa0","No","No",{"$f":"IF($Z461=\"a\",0,IF($Z461=\"b\",Inventory!$M217,Inventory!$AH217))","v":0},{"$f":"IF(OR($Z461=\"a\",AND($AU461=\"No\",$AV461=\"No\")),0,IF(AND($Z461=\"b\",Inventory!$O217=\"Btu/hr\"),Inventory!$N217,IF(AND($Z461=\"b\",Inventory!$O217=\"Tons\"),Inventory!$N217*12000,IF(AND(OR($Z461=\"c\",$Z461=\"d\"),Inventory!$AJ217=\"Btu/hr\"),Inventory!$AI217,IF(AND(OR($Z461=\"c\",$Z461=\"d\"),Inventory!$AJ217=\"Tons\"),Inventory!$AI217*12000,0)))))","v":0},0,0,"EER",0,"kW/ton",{"$f":"IF(OR($Z461=\"a\",$AV461=\"No\"),0,IF(AND($Z461=\"b\",Inventory!$Q217=\"Btu/hr\"),Inventory!$P217,IF(AND($Z461=\"b\",Inventory!$Q217=\"Tons\"),Inventory!$P217*12000,IF(AND(OR($Z461=\"c\",$Z461=\"d\"),Inventory!$AL217=\"Btu/hr\"),Inventory!$AK217,IF(AND(OR($Z461=\"c\",$Z461=\"d\"),Inventory!$AL217=\"Tons\"),Inventory!$AK217*12000,0)))))","v":0},0,0,"COP","No",{"$f":"IF(OR(Inventory!$J217=\"\",$BH461=\"No\"),\"-\",Inventory!$J217)","v":"-"},{"$f":"IFERROR(VLOOKUP($BI461,'Early Retirement'!$B$6:$C$32,2,FALSE),\"-\")","v":"-"},{"$f":"IF(OR($Z461<>\"b\",AND($AA461<>\"b\",$AA461<>\"c\")),\"n\",IF(AND($AS461<>1,$AS461<>2,$AS461<>7,$AS461<>8),\"n\",IF(Inventory!$K217=\"Split\",\"s\",IF(Inventory!$K217=\"Packaged\",\"p\",\"n\"))))","v":"n"},{"$f":"IF(AND($AA461<>\"i\",$AA461<>\"j\"),\"n\",IF(Inventory!$L217=\"Centrifugal\",\"c\",\"n\"))","v":"n"},"-","-",{"$f":"IFERROR(INDEX('Early Retirement'!$C$4:$AC$32,$BJ461,$BN461),0)","v":0},{"$f":"IFERROR(HLOOKUP($BN461,'Early Retirement'!$D$4:$AC$5,2,FALSE),0)","v":0},{"$f":"IFERROR(INDEX('Early Retirement'!$AE$4:$BE$32,$BJ461,$BN461),0)","v":0},{"$f":"IFERROR(HLOOKUP($BN461,'Early Retirement'!$AF$4:$BE$5,2,FALSE),0)","v":0},0,0,"kW/ton",{"$f":"IFERROR(INDEX('Early Retirement'!$BG$4:$CG$32,$BJ461,$BN461),0)","v":0},{"$f":"IFERROR(HLOOKUP($BN461,'Early Retirement'!$BH$4:$CH$5,2,FALSE),0)","v":0},0,"COP","Yes",0,0,"kW/ton",0,"COP",0,0,"kW/ton",0,"COP"]
[null,null,null,null,null,null,null,null,null,null,null,null,null,null,null,null,null,null,null,null,null,null,null,null,209,{"$f":"IF(Inventory!$C218=\"\",\"a\",VLOOKUP(Inventory!$C218,$B$8:$C$11,2,FALSE))","v":"a"},{"$f":"IF(AND($Z462=\"b\",Inventory!$I218=\"\"),\"a\",IF(AND($Z462=\"b\",Inventory!$I218<>\"\"),VLOOKUP(Inventory!$I218,$E$3:$F$12,2,FALSE),IF(AND(OR($Z462=\"c\",$Z462=\"d\"),Inventory!$AB218=\"\"),\"a\",IF(AND(OR($Z462=\"c\",$Z462=\"d\"),Inventory!$AB218<>\"\"),VLOOKUP(Inventory!$AB218,$E$3:$F$12,2,FALSE),\"a\"))))","v":"a"},{"$f":"IF(OR(AND($AA462<>\"b\",$AA462<>\"c\"),$AF462=0,$AF462>=(65000/12000),Inventory!$AC218=\"\"),\"a\",VLOOKUP(Inventory!$AC218,$H$3:$I$5,2,FALSE))","v":"a"},null,{"$f":"IF(AND($AA462<>\"i\",$AA462<>\"j\"),\"a\",IF(AND($Z462=\"b\",Inventory!$L218=\"\"),\"a\",IF(AND($Z462=\"b\",Inventory!$L218<>\"\"),VLOOKUP(Inventory!$L218,$N$3:$O$6,2,FALSE),IF(AND(OR($Z462=\"c\",$Z462=\"d\"),Inventory!$AE218=\"\"),\"a\",IF(AND(OR($Z462=\"c\",$Z462=\"d\"),Inventory!$AE218<>\"\"),VLOOKUP(Inventory!$AE218,$N$3:$O$6,2,FALSE),\"a\")))))","v":"a"},{"$f":"IF(OR(AND($AA462<>\"e\",$AA462<>\"f\"),$AF462=0,Inventory!$AG218=\"\"),\"a\",VLOOKUP(Inventory!$AG218,$Q$3:$R$5,2,FALSE))","v":"a"},{"$f":"IF(OR(Inventory!C218=\"New Construction\",Inventory!C218=\"Replace-on-Burnout\",Inventory!C218=\"Early Retirement\"),Inventory!AT218,0)","v":0},"","","","","","","","","","","","",0,"aaaaa0","No","No",{"$f":"IF($Z462=\"a\",0,IF($Z462=\"b\",Inventory!$M218,Inventory!$AH218))","v":0},{"$f":"IF(OR($Z462=\"a\",AND($AU462=\"No\",$AV462=\"No\")),0,IF(AND($Z462=\"b\",Inventory!$O218=\"Btu/hr\"),Inventory!$N218,IF(AND($Z462=\"b\",Inventory!$O218=\"Tons\"),Inventory!$N218*12000,IF(AND(OR($Z462=\"c\",$Z462=\"d\"),Inventory!$AJ218=\"Btu/hr\"),Inventory!$AI218,IF(AND(OR($Z462=\"c\",$Z462=\"d\"),Inventory!$AJ218=\"Tons\"),Inventory!$AI218*12000,0)))))","v":0},0,0,"EER",0,"kW/ton",{"$f":"IF(OR($Z462=\"a\",$AV462=\"No\"),0,IF(AND($Z462=\"b\",Inventory!$Q218=\"Btu/hr\"),Inventory!$P218,IF(AND($Z462=\"b\",Inventory!$Q218=\"Tons\"),Inventory!$P218*12000,IF(AND(OR($Z462=\"c\",$Z462=\"d\"),Inventory!$AL218=\"Btu/hr\"),Inventory!$AK218,IF(AND(OR($Z462=\"c\",$Z462=\"d\"),Inventory!$AL218=\"Tons\"),Inventory!$AK218*12000,0)))))","v":0},0,0,"COP","No",{"$f":"IF(OR(Inventory!$J218=\"\",$BH462=\"No\"),\"-\",Inventory!$J218)","v":"-"},{"$f":"IFERROR(VLOOKUP($BI462,'Early Retirement'!$B$6:$C$32,2,FALSE),\"-\")","v":"-"},{"$f":"IF(OR($Z462<>\"b\",AND($AA462<>\"b\",$AA462<>\"c\")),\"n\",IF(AND($AS462<>1,$AS462<>2,$AS462<>7,$AS462<>8),\"n\",IF(Inventory!$K218=\"Split\",\"s\",IF(Inventory!$K218=\"Packaged\",\"p\",\"n\"))))","v":"n"},{"$f":"IF(AND($AA462<>\"i\",$AA462<>\"j\"),\"n\",IF(Inventory!$L218=\"Centrifugal\",\"c\",\"n\"))","v":"n"},"-","-",{"$f":"IFERROR(INDEX('Early Retirement'!$C$4:$AC$32,$BJ462,$BN462),0)","v":0},{"$f":"IFERROR(HLOOKUP($BN462,'Early Retirement'!$D$4:$AC$5,2,FALSE),0)","v":0},{"$f":"IFERROR(INDEX('Early Retirement'!$AE$4:$BE$32,$BJ462,$BN462),0)","v":0},{"$f":"IFERROR(HLOOKUP($BN462,'Early Retirement'!$AF$4:$BE$5,2,FALSE),0)","v":0},0,0,"kW/ton",{"$f":"IFERROR(INDEX('Early Retirement'!$BG$4:$CG$32,$BJ462,$BN462),0)","v":0},{"$f":"IFERROR(HLOOKUP($BN462,'Early Retirement'!$BH$4:$CH$5,2,FALSE),0)","v":0},0,"COP","Yes",0,0,"kW/ton",0,"COP",0,0,"kW/ton",0,"COP"]
[null,null,null,null,null,null,null,null,null,null,null,null,null,null,null,null,null,null,null,null,null,null,null,null,210,{"$f":"IF(Inventory!$C219=\"\",\"a\",VLOOKUP(Inventory!$C219,$B$8:$C$11,2,FALSE))","v":"a"},{"$f":"IF(AND($Z463=\"b\",Inventory!$I219=\"\"),\"a\",IF(AND($Z463=\"b\",Inventory!$I219<>\"\"),VLOOKUP(Inventory!$I219,$E$3:$F$12,2,FALSE),IF(AND(OR($Z463=\"c\",$Z463=\"d\"),Inventory!$AB219=\"\"),\"a\",IF(AND(OR($Z463=\"c\",$Z463=\"d\"),Inventory!$AB219<>\"\"),VLOOKUP(Inventory!$AB219,$E$3:$F$12,2,FALSE),\"a\"))))","v":"a"},{"$f":"IF(OR(AND($AA463<>\"b\",$AA463<>\"c\"),$AF463=0,$AF463>=(65000/12000),Inventory!$AC219=\"\"),\"a\",VLOOKUP(Inventory!$AC219,$H$3:$I$5,2,FALSE))","v":"a"},null,{"$f":"IF(AND($AA463<>\"i\",$AA463<>\"j\"),\"a\",IF(AND($Z463=\"b\",Inventory!$L219=\"\"),\"a\",IF(AND($Z463=\"b\",Inventory!$L219<>\"\"),VLOOKUP(Inventory!$L219,$N$3:$O$6,2,FALSE),IF(AND(OR($Z463=\"c\",$Z463=\"d\"),Inventory!$AE219=\"\"),\"a\",IF(AND(OR($Z463=\"c\",$Z463=\"d\"),Inventory!$AE219<>\"\"),VLOOKUP(Inventory!$AE219,$N$3:$O$6,2,FALSE),\"a\")))))","v":"a"},{"$f":"IF(OR(AND($AA463<>\"e\",$AA463<>\"f\"),$AF463=0,Inventory!$AG219=\"\"),\"a\",VLOOKUP(Inventory!$AG219,$Q$3:$R$5,2,FALSE))","v":"a"},{"$f":"IF(OR(Inventory!C219=\"New Construction\",Inventory!C219=\"Replace-on-Burnout\",Inventory!C219=\"Early Retirement\"),Inventory!AT219,0)","v":0},"","","","","","","","","","","","",0,"aaaaa0","No","No",{"$f":"IF($Z463=\"a\",0,IF($Z463=\"b\",Inventory!$M219,Inventory!$AH219))","v":0},{"$f":"IF(OR($Z463=\"a\",AND($AU463=\"No\",$AV463=\"No\")),0,IF(AND($Z463=\"b\",Inventory!$O219=\"Btu/hr\"),Inventory!$N219,IF(AND($Z463=\"b\",Inventory!$O219=\"Tons\"),Inventory!$N219*12000,IF(AND(OR($Z463=\"c\",$Z463=\"d\"),Inventory!$AJ219=\"Btu/hr\"),Inventory!$AI219,IF(AND(OR($Z463=\"c\",$Z463=\"d\"),Inventory!$AJ219=\"Tons\"),Inventory!$AI219*12000,0)))))","v":0},0,0,"EER",0,"kW/ton",{"$f":"IF(OR($Z463=\"a\",$AV463=\"No\"),0,IF(AND($Z463=\"b\",Inventory!$Q219=\"Btu/hr\"),Inventory!$P219,IF(AND($Z463=\"b\",Inventory!$Q219=\"Tons\"),Inventory!$P219*12000,IF(AND(OR($Z463=\"c\",$Z463=\"d\"),Inventory!$AL219=\"Btu/hr\"),Inventory!$AK219,IF(AND(OR($Z463=\"c\",$Z463=\"d\"),Inventory!$AL219=\"Tons\"),Inventory!$AK219*12000,0)))))","v":0},0,0,"COP","No",{"$f":"IF(OR(Inventory!$J219=\"\",$BH463=\"No\"),\"-\",Inventory!$J219)","v":"-"},{"$f":"IFERROR(VLOOKUP($BI463,'Early Retirement'!$B$6:$C$32,2,FALSE),\"-\")","v":"-"},{"$f":"IF(OR($Z463<>\"b\",AND($AA463<>\"b\",$AA463<>\"c\")),\"n\",IF(AND($AS463<>1,$AS463<>2,$AS463<>7,$AS463<>8),\"n\",IF(Inventory!$K219=\"Split\",\"s\",IF(Inventory!$K219=\"Packaged\",\"p\",\"n\"))))","v":"n"},{"$f":"IF(AND($AA463<>\"i\",$AA463<>\"j\"),\"n\",IF(Inventory!$L219=\"Centrifugal\",\"c\",\"n\"))","v":"n"},"-","-",{"$f":"IFERROR(INDEX('Early Retirement'!$C$4:$AC$32,$BJ463,$BN463),0)","v":0},{"$f":"IFERROR(HLOOKUP($BN463,'Early Retirement'!$D$4:$AC$5,2,FALSE),0)","v":0},{"$f":"IFERROR(INDEX('Early Retirement'!$AE$4:$BE$32,$BJ463,$BN463),0)","v":0},{"$f":"IFERROR(HLOOKUP($BN463,'Early Retirement'!$AF$4:$BE$5,2,FALSE),0)","v":0},0,0,"kW/ton",{"$f":"IFERROR(INDEX('Early Retirement'!$BG$4:$CG$32,$BJ463,$BN463),0)","v":0},{"$f":"IFERROR(HLOOKUP($BN463,'Early Retirement'!$BH$4:$CH$5,2,FALSE),0)","v":0},0,"COP","Yes",0,0,"kW/ton",0,"COP",0,0,"kW/ton",0,"COP"]
[null,null,null,null,null,null,null,null,null,null,null,null,null,null,null,null,null,null,null,null,null,null,null,null,211,{"$f":"IF(Inventory!$C220=\"\",\"a\",VLOOKUP(Inventory!$C220,$B$8:$C$11,2,FALSE))","v":"a"},{"$f":"IF(AND($Z464=\"b\",Inventory!$I220=\"\"),\"a\",IF(AND($Z464=\"b\",Inventory!$I220<>\"\"),VLOOKUP(Inventory!$I220,$E$3:$F$12,2,FALSE),IF(AND(OR($Z464=\"c\",$Z464=\"d\"),Inventory!$AB220=\"\"),\"a\",IF(AND(OR($Z464=\"c\",$Z464=\"d\"),Inventory!$AB220<>\"\"),VLOOKUP(Inventory!$AB220,$E$3:$F$12,2,FALSE),\"a\"))))","v":"a"},{"$f":"IF(OR(AND($AA464<>\"b\",$AA464<>\"c\"),$AF464=0,$AF464>=(65000/12000),Inventory!$AC220=\"\"),\"a\",VLOOKUP(Inventory!$AC220,$H$3:$I$5,2,FALSE))","v":"a"},null,{"$f":"IF(AND($AA464<>\"i\",$AA464<>\"j\"),\"a\",IF(AND($Z464=\"b\",Inventory!$L220=\"\"),\"a\",IF(AND($Z464=\"b\",Inventory!$L220<>\"\"),VLOOKUP(Inventory!$L220,$N$3:$O$6,2,FALSE),IF(AND(OR($Z464=\"c\",$Z464=\"d\"),Inventory!$AE220=\"\"),\"a\",IF(AND(OR($Z464=\"c\",$Z464=\"d\"),Inventory!$AE220<>\"\"),VLOOKUP(Inventory!$AE220,$N$3:$O$6,2,FALSE),\"a\")))))","v":"a"},{"$f":"IF(OR(AND($AA464<>\"e\",$AA464<>\"f\"),$AF464=0,Inventory!$AG220=\"\"),\"a\",VLOOKUP(Inventory!$AG220,$Q$3:$R$5,2,FALSE))","v":"a"},{"$f":"IF(OR(Inventory!C220=\"New Construction\",Inventory!C220=\"Replace-on-Burnout\",Inventory!C220=\"Early Retirement\"),Inventory!AT220,0)","v":0},"","","","","","","","","","","","",0,"aaaaa0","No","No",{"$f":"IF($Z464=\"a\",0,IF($Z464=\"b\",Inventory!$M220,Inventory!$AH220))","v":0},{"$f":"IF(OR($Z464=\"a\",AND($AU464=\"No\",$AV464=\"No\")),0,IF(AND($Z464=\"b\",Inventory!$O220=\"Btu/hr\"),Inventory!$N220,IF(AND($Z464=\"b\",Inventory!$O220=\"Tons\"),Inventory!$N220*12000,IF(AND(OR($Z464=\"c\",$Z464=\"d\"),Inventory!$AJ220=\"Btu/hr\"),Inventory!$AI220,IF(AND(OR($Z464=\"c\",$Z464=\"d\"),Inventory!$AJ220=\"Tons\"),Inventory!$AI220*12000,0)))))","v":0},0,0,"EER",0,"kW/ton",{"$f":"IF(OR($Z464=\"a\",$AV464=\"No\"),0,IF(AND($Z464=\"b\",Inventory!$Q220=\"Btu/hr\"),Inventory!$P220,IF(AND($Z464=\"b\",Inventory!$Q220=\"Tons\"),Inventory!$P220*12000,IF(AND(OR($Z464=\"c\",$Z464=\"d\"),Inventory!$AL220=\"Btu/hr\"),Inventory!$AK220,IF(AND(OR($Z464=\"c\",$Z464=\"d\"),Inventory!$AL220=\"Tons\"),Inventory!$AK220*12000,0)))))","v":0},0,0,"COP","No",{"$f":"IF(OR(Inventory!$J220=\"\",$BH464=\"No\"),\"-\",Inventory!$J220)","v":"-"},{"$f":"IFERROR(VLOOKUP($BI464,'Early Retirement'!$B$6:$C$32,2,FALSE),\"-\")","v":"-"},{"$f":"IF(OR($Z464<>\"b\",AND($AA464<>\"b\",$AA464<>\"c\")),\"n\",IF(AND($AS464<>1,$AS464<>2,$AS464<>7,$AS464<>8),\"n\",IF(Inventory!$K220=\"Split\",\"s\",IF(Inventory!$K220=\"Packaged\",\"p\",\"n\"))))","v":"n"},{"$f":"IF(AND($AA464<>\"i\",$AA464<>\"j\"),\"n\",IF(Inventory!$L220=\"Centrifugal\",\"c\",\"n\"))","v":"n"},"-","-",{"$f":"IFERROR(INDEX('Early Retirement'!$C$4:$AC$32,$BJ464,$BN464),0)","v":0},{"$f":"IFERROR(HLOOKUP($BN464,'Early Retirement'!$D$4:$AC$5,2,FALSE),0)","v":0},{"$f":"IFERROR(INDEX('Early Retirement'!$AE$4:$BE$32,$BJ464,$BN464),0)","v":0},{"$f":"IFERROR(HLOOKUP($BN464,'Early Retirement'!$AF$4:$BE$5,2,FALSE),0)","v":0},0,0,"kW/ton",{"$f":"IFERROR(INDEX('Early Retirement'!$BG$4:$CG$32,$BJ464,$BN464),0)","v":0},{"$f":"IFERROR(HLOOKUP($BN464,'Early Retirement'!$BH$4:$CH$5,2,FALSE),0)","v":0},0,"COP","Yes",0,0,"kW/ton",0,"COP",0,0,"kW/ton",0,"COP"]
[null,null,null,null,null,null,null,null,null,null,null,null,null,null,null,null,null,null,null,null,null,null,null,null,212,{"$f":"IF(Inventory!$C221=\"\",\"a\",VLOOKUP(Inventory!$C221,$B$8:$C$11,2,FALSE))","v":"a"},{"$f":"IF(AND($Z465=\"b\",Inventory!$I221=\"\"),\"a\",IF(AND($Z465=\"b\",Inventory!$I221<>\"\"),VLOOKUP(Inventory!$I221,$E$3:$F$12,2,FALSE),IF(AND(OR($Z465=\"c\",$Z465=\"d\"),Inventory!$AB221=\"\"),\"a\",IF(AND(OR($Z465=\"c\",$Z465=\"d\"),Inventory!$AB221<>\"\"),VLOOKUP(Inventory!$AB221,$E$3:$F$12,2,FALSE),\"a\"))))","v":"a"},{"$f":"IF(OR(AND($AA465<>\"b\",$AA465<>\"c\"),$AF465=0,$AF465>=(65000/12000),Inventory!$AC221=\"\"),\"a\",VLOOKUP(Inventory!$AC221,$H$3:$I$5,2,FALSE))","v":"a"},null,{"$f":"IF(AND($AA465<>\"i\",$AA465<>\"j\"),\"a\",IF(AND($Z465=\"b\",Inventory!$L221=\"\"),\"a\",IF(AND($Z465=\"b\",Inventory!$L221<>\"\"),VLOOKUP(Inventory!$L221,$N$3:$O$6,2,FALSE),IF(AND(OR($Z465=\"c\",$Z465=\"d\"),Inventory!$AE221=\"\"),\"a\",IF(AND(OR($Z465=\"c\",$Z465=\"d\"),Inventory!$AE221<>\"\"),VLOOKUP(Inventory!$AE221,$N$3:$O$6,2,FALSE),\"a\")))))","v":"a"},{"$f":"IF(OR(AND($AA465<>\"e\",$AA465<>\"f\"),$AF465=0,Inventory!$AG221=\"\"),\"a\",VLOOKUP(Inventory!$AG221,$Q$3:$R$5,2,FALSE))","v":"a"},{"$f":"IF(OR(Inventory!C221=\"New Construction\",Inventory!C221=\"Replace-on-Burnout\",Inventory!C221=\"Early Retirement\"),Inventory!AT221,0)","v":0},"","","","","","","","","","","","",0,"aaaaa0","No","No",{"$f":"IF($Z465=\"a\",0,IF($Z465=\"b\",Inventory!$M221,Inventory!$AH221))","v":0},{"$f":"IF(OR($Z465=\"a\",AND($AU465=\"No\",$AV465=\"No\")),0,IF(AND($Z465=\"b\",Inventory!$O221=\"Btu/hr\"),Inventory!$N221,IF(AND($Z465=\"b\",Inventory!$O221=\"Tons\"),Inventory!$N221*12000,IF(AND(OR($Z465=\"c\",$Z465=\"d\"),Inventory!$AJ221=\"Btu/hr\"),Inventory!$AI221,IF(AND(OR($Z465=\"c\",$Z465=\"d\"),Inventory!$AJ221=\"Tons\"),Inventory!$AI221*12000,0)))))","v":0},0,0,"EER",0,"kW/ton",{"$f":"IF(OR($Z465=\"a\",$AV465=\"No\"),0,IF(AND($Z465=\"b\",Inventory!$Q221=\"Btu/hr\"),Inventory!$P221,IF(AND($Z465=\"b\",Inventory!$Q221=\"Tons\"),Inventory!$P221*12000,IF(AND(OR($Z465=\"c\",$Z465=\"d\"),Inventory!$AL221=\"Btu/hr\"),Inventory!$AK221,IF(AND(OR($Z465=\"c\",$Z465=\"d\"),Inventory!$AL221=\"Tons\"),Inventory!$AK221*12000,0)))))","v":0},0,0,"COP","No",{"$f":"IF(OR(Inventory!$J221=\"\",$BH465=\"No\"),\"-\",Inventory!$J221)","v":"-"},{"$f":"IFERROR(VLOOKUP($BI465,'Early Retirement'!$B$6:$C$32,2,FALSE),\"-\")","v":"-"},{"$f":"IF(OR($Z465<>\"b\",AND($AA465<>\"b\",$AA465<>\"c\")),\"n\",IF(AND($AS465<>1,$AS465<>2,$AS465<>7,$AS465<>8),\"n\",IF(Inventory!$K221=\"Split\",\"s\",IF(Inventory!$K221=\"Packaged\",\"p\",\"n\"))))","v":"n"},{"$f":"IF(AND($AA465<>\"i\",$AA465<>\"j\"),\"n\",IF(Inventory!$L221=\"Centrifugal\",\"c\",\"n\"))","v":"n"},"-","-",{"$f":"IFERROR(INDEX('Early Retirement'!$C$4:$AC$32,$BJ465,$BN465),0)","v":0},{"$f":"IFERROR(HLOOKUP($BN465,'Early Retirement'!$D$4:$AC$5,2,FALSE),0)","v":0},{"$f":"IFERROR(INDEX('Early Retirement'!$AE$4:$BE$32,$BJ465,$BN465),0)","v":0},{"$f":"IFERROR(HLOOKUP($BN465,'Early Retirement'!$AF$4:$BE$5,2,FALSE),0)","v":0},0,0,"kW/ton",{"$f":"IFERROR(INDEX('Early Retirement'!$BG$4:$CG$32,$BJ465,$BN465),0)","v":0},{"$f":"IFERROR(HLOOKUP($BN465,'Early Retirement'!$BH$4:$CH$5,2,FALSE),0)","v":0},0,"COP","Yes",0,0,"kW/ton",0,"COP",0,0,"kW/ton",0,"COP"]
[null,null,null,null,null,null,null,null,null,null,null,null,null,null,null,null,null,null,null,null,null,null,null,null,213,{"$f":"IF(Inventory!$C222=\"\",\"a\",VLOOKUP(Inventory!$C222,$B$8:$C$11,2,FALSE))","v":"a"},{"$f":"IF(AND($Z466=\"b\",Inventory!$I222=\"\"),\"a\",IF(AND($Z466=\"b\",Inventory!$I222<>\"\"),VLOOKUP(Inventory!$I222,$E$3:$F$12,2,FALSE),IF(AND(OR($Z466=\"c\",$Z466=\"d\"),Inventory!$AB222=\"\"),\"a\",IF(AND(OR($Z466=\"c\",$Z466=\"d\"),Inventory!$AB222<>\"\"),VLOOKUP(Inventory!$AB222,$E$3:$F$12,2,FALSE),\"a\"))))","v":"a"},{"$f":"IF(OR(AND($AA466<>\"b\",$AA466<>\"c\"),$AF466=0,$AF466>=(65000/12000),Inventory!$AC222=\"\"),\"a\",VLOOKUP(Inventory!$AC222,$H$3:$I$5,2,FALSE))","v":"a"},null,{"$f":"IF(AND($AA466<>\"i\",$AA466<>\"j\"),\"a\",IF(AND($Z466=\"b\",Inventory!$L222=\"\"),\"a\",IF(AND($Z466=\"b\",Inventory!$L222<>\"\"),VLOOKUP(Inventory!$L222,$N$3:$O$6,2,FALSE),IF(AND(OR($Z466=\"c\",$Z466=\"d\"),Inventory!$AE222=\"\"),\"a\",IF(AND(OR($Z466=\"c\",$Z466=\"d\"),Inventory!$AE222<>\"\"),VLOOKUP(Inventory!$AE222,$N$3:$O$6,2,FALSE),\"a\")))))","v":"a"},{"$f":"IF(OR(AND($AA466<>\"e\",$AA466<>\"f\"),$AF466=0,Inventory!$AG222=\"\"),\"a\",VLOOKUP(Inventory!$AG222,$Q$3:$R$5,2,FALSE))","v":"a"},{"$f":"IF(OR(Inventory!C222=\"New Construction\",Inventory!C222=\"Replace-on-Burnout\",Inventory!C222=\"Early Retirement\"),Inventory!AT222,0)","v":0},"","","","","","","","","","","","",0,"aaaaa0","No","No",{"$f":"IF($Z466=\"a\",0,IF($Z466=\"b\",Inventory!$M222,Inventory!$AH222))","v":0},{"$f":"IF(OR($Z466=\"a\",AND($AU466=\"No\",$AV466=\"No\")),0,IF(AND($Z466=\"b\",Inventory!$O222=\"Btu/hr\"),Inventory!$N222,IF(AND($Z466=\"b\",Inventory!$O222=\"Tons\"),Inventory!$N222*12000,IF(AND(OR($Z466=\"c\",$Z466=\"d\"),Inventory!$AJ222=\"Btu/hr\"),Inventory!$AI222,IF(AND(OR($Z466=\"c\",$Z466=\"d\"),Inventory!$AJ222=\"Tons\"),Inventory!$AI222*12000,0)))))","v":0},0,0,"EER",0,"kW/ton",{"$f":"IF(OR($Z466=\"a\",$AV466=\"No\"),0,IF(AND($Z466=\"b\",Inventory!$Q222=\"Btu/hr\"),Inventory!$P222,IF(AND($Z466=\"b\",Inventory!$Q222=\"Tons\"),Inventory!$P222*12000,IF(AND(OR($Z466=\"c\",$Z466=\"d\"),Inventory!$AL222=\"Btu/hr\"),Inventory!$AK222,IF(AND(OR($Z466=\"c\",$Z466=\"d\"),Inventory!$AL222=\"Tons\"),Inventory!$AK222*12000,0)))))","v":0},0,0,"COP","No",{"$f":"IF(OR(Inventory!$J222=\"\",$BH466=\"No\"),\"-\",Inventory!$J222)","v":"-"},{"$f":"IFERROR(VLOOKUP($BI466,'Early Retirement'!$B$6:$C$32,2,FALSE),\"-\")","v":"-"},{"$f":"IF(OR($Z466<>\"b\",AND($AA466<>\"b\",$AA466<>\"c\")),\"n\",IF(AND($AS466<>1,$AS466<>2,$AS466<>7,$AS466<>8),\"n\",IF(Inventory!$K222=\"Split\",\"s\",IF(Inventory!$K222=\"Packaged\",\"p\",\"n\"))))","v":"n"},{"$f":"IF(AND($AA466<>\"i\",$AA466<>\"j\"),\"n\",IF(Inventory!$L222=\"Centrifugal\",\"c\",\"n\"))","v":"n"},"-","-",{"$f":"IFERROR(INDEX('Early Retirement'!$C$4:$AC$32,$BJ466,$BN466),0)","v":0},{"$f":"IFERROR(HLOOKUP($BN466,'Early Retirement'!$D$4:$AC$5,2,FALSE),0)","v":0},{"$f":"IFERROR(INDEX('Early Retirement'!$AE$4:$BE$32,$BJ466,$BN466),0)","v":0},{"$f":"IFERROR(HLOOKUP($BN466,'Early Retirement'!$AF$4:$BE$5,2,FALSE),0)","v":0},0,0,"kW/ton",{"$f":"IFERROR(INDEX('Early Retirement'!$BG$4:$CG$32,$BJ466,$BN466),0)","v":0},{"$f":"IFERROR(HLOOKUP($BN466,'Early Retirement'!$BH$4:$CH$5,2,FALSE),0)","v":0},0,"COP","Yes",0,0,"kW/ton",0,"COP",0,0,"kW/ton",0,"COP"]
[null,null,null,null,null,null,null,null,null,null,null,null,null,null,null,null,null,null,null,null,null,null,null,null,214,{"$f":"IF(Inventory!$C223=\"\",\"a\",VLOOKUP(Inventory!$C223,$B$8:$C$11,2,FALSE))","v":"a"},{"$f":"IF(AND($Z467=\"b\",Inventory!$I223=\"\"),\"a\",IF(AND($Z467=\"b\",Inventory!$I223<>\"\"),VLOOKUP(Inventory!$I223,$E$3:$F$12,2,FALSE),IF(AND(OR($Z467=\"c\",$Z467=\"d\"),Inventory!$AB223=\"\"),\"a\",IF(AND(OR($Z467=\"c\",$Z467=\"d\"),Inventory!$AB223<>\"\"),VLOOKUP(Inventory!$AB223,$E$3:$F$12,2,FALSE),\"a\"))))","v":"a"},{"$f":"IF(OR(AND($AA467<>\"b\",$AA467<>\"c\"),$AF467=0,$AF467>=(65000/12000),Inventory!$AC223=\"\"),\"a\",VLOOKUP(Inventory!$AC223,$H$3:$I$5,2,FALSE))","v":"a"},null,{"$f":"IF(AND($AA467<>\"i\",$AA467<>\"j\"),\"a\",IF(AND($Z467=\"b\",Inventory!$L223=\"\"),\"a\",IF(AND($Z467=\"b\",Inventory!$L223<>\"\"),VLOOKUP(Inventory!$L223,$N$3:$O$6,2,FALSE),IF(AND(OR($Z467=\"c\",$Z467=\"d\"),Inventory!$AE223=\"\"),\"a\",IF(AND(OR($Z467=\"c\",$Z467=\"d\"),Inventory!$AE223<>\"\"),VLOOKUP(Inventory!$AE223,$N$3:$O$6,2,FALSE),\"a\")))))","v":"a"},{"$f":"IF(OR(AND($AA467<>\"e\",$AA467<>\"f\"),$AF467=0,Inventory!$AG223=\"\"),\"a\",VLOOKUP(Inventory!$AG223,$Q$3:$R$5,2,FALSE))","v":"a"},{"$f":"IF(OR(Inventory!C223=\"New Construction\",Inventory!C223=\"Replace-on-Burnout\",Inventory!C223=\"Early Retirement\"),Inventory!AT223,0)","v":0},"","","","","","","","","","","","",0,"aaaaa0","No","No",{"$f":"IF($Z467=\"a\",0,IF($Z467=\"b\",Inventory!$M223,Inventory!$AH223))","v":0},{"$f":"IF(OR($Z467=\"a\",AND($AU467=\"No\",$AV467=\"No\")),0,IF(AND($Z467=\"b\",Inventory!$O223=\"Btu/hr\"),Inventory!$N223,IF(AND($Z467=\"b\",Inventory!$O223=\"Tons\"),Inventory!$N223*12000,IF(AND(OR($Z467=\"c\",$Z467=\"d\"),Inventory!$AJ223=\"Btu/hr\"),Inventory!$AI223,IF(AND(OR($Z467=\"c\",$Z467=\"d\"),Inventory!$AJ223=\"Tons\"),Inventory!$AI223*12000,0)))))","v":0},0,0,"EER",0,"kW/ton",{"$f":"IF(OR($Z467=\"a\",$AV467=\"No\"),0,IF(AND($Z467=\"b\",Inventory!$Q223=\"Btu/hr\"),Inventory!$P223,IF(AND($Z467=\"b\",Inventory!$Q223=\"Tons\"),Inventory!$P223*12000,IF(AND(OR($Z467=\"c\",$Z467=\"d\"),Inventory!$AL223=\"Btu/hr\"),Inventory!$AK223,IF(AND(OR($Z467=\"c\",$Z467=\"d\"),Inventory!$AL223=\"Tons\"),Inventory!$AK223*12000,0)))))","v":0},0,0,"COP","No",{"$f":"IF(OR(Inventory!$J223=\"\",$BH467=\"No\"),\"-\",Inventory!$J223)","v":"-"},{"$f":"IFERROR(VLOOKUP($BI467,'Early Retirement'!$B$6:$C$32,2,FALSE),\"-\")","v":"-"},{"$f":"IF(OR($Z467<>\"b\",AND($AA467<>\"b\",$AA467<>\"c\")),\"n\",IF(AND($AS467<>1,$AS467<>2,$AS467<>7,$AS467<>8),\"n\",IF(Inventory!$K223=\"Split\",\"s\",IF(Inventory!$K223=\"Packaged\",\"p\",\"n\"))))","v":"n"},{"$f":"IF(AND($AA467<>\"i\",$AA467<>\"j\"),\"n\",IF(Inventory!$L223=\"Centrifugal\",\"c\",\"n\"))","v":"n"},"-","-",{"$f":"IFERROR(INDEX('Early Retirement'!$C$4:$AC$32,$BJ467,$BN467),0)","v":0},{"$f":"IFERROR(HLOOKUP($BN467,'Early Retirement'!$D$4:$AC$5,2,FALSE),0)","v":0},{"$f":"IFERROR(INDEX('Early Retirement'!$AE$4:$BE$32,$BJ467,$BN467),0)","v":0},{"$f":"IFERROR(HLOOKUP($BN467,'Early Retirement'!$AF$4:$BE$5,2,FALSE),0)","v":0},0,0,"kW/ton",{"$f":"IFERROR(INDEX('Early Retirement'!$BG$4:$CG$32,$BJ467,$BN467),0)","v":0},{"$f":"IFERROR(HLOOKUP($BN467,'Early Retirement'!$BH$4:$CH$5,2,FALSE),0)","v":0},0,"COP","Yes",0,0,"kW/ton",0,"COP",0,0,"kW/ton",0,"COP"]
[null,null,null,null,null,null,null,null,null,null,null,null,null,null,null,null,null,null,null,null,null,null,null,null,215,{"$f":"IF(Inventory!$C224=\"\",\"a\",VLOOKUP(Inventory!$C224,$B$8:$C$11,2,FALSE))","v":"a"},{"$f":"IF(AND($Z468=\"b\",Inventory!$I224=\"\"),\"a\",IF(AND($Z468=\"b\",Inventory!$I224<>\"\"),VLOOKUP(Inventory!$I224,$E$3:$F$12,2,FALSE),IF(AND(OR($Z468=\"c\",$Z468=\"d\"),Inventory!$AB224=\"\"),\"a\",IF(AND(OR($Z468=\"c\",$Z468=\"d\"),Inventory!$AB224<>\"\"),VLOOKUP(Inventory!$AB224,$E$3:$F$12,2,FALSE),\"a\"))))","v":"a"},{"$f":"IF(OR(AND($AA468<>\"b\",$AA468<>\"c\"),$AF468=0,$AF468>=(65000/12000),Inventory!$AC224=\"\"),\"a\",VLOOKUP(Inventory!$AC224,$H$3:$I$5,2,FALSE))","v":"a"},null,{"$f":"IF(AND($AA468<>\"i\",$AA468<>\"j\"),\"a\",IF(AND($Z468=\"b\",Inventory!$L224=\"\"),\"a\",IF(AND($Z468=\"b\",Inventory!$L224<>\"\"),VLOOKUP(Inventory!$L224,$N$3:$O$6,2,FALSE),IF(AND(OR($Z468=\"c\",$Z468=\"d\"),Inventory!$AE224=\"\"),\"a\",IF(AND(OR($Z468=\"c\",$Z468=\"d\"),Inventory!$AE224<>\"\"),VLOOKUP(Inventory!$AE224,$N$3:$O$6,2,FALSE),\"a\")))))","v":"a"},{"$f":"IF(OR(AND($AA468<>\"e\",$AA468<>\"f\"),$AF468=0,Inventory!$AG224=\"\"),\"a\",VLOOKUP(Inventory!$AG224,$Q$3:$R$5,2,FALSE))","v":"a"},{"$f":"IF(OR(Inventory!C224=\"New Construction\",Inventory!C224=\"Replace-on-Burnout\",Inventory!C224=\"Early Retirement\"),Inventory!AT224,0)","v":0},"","","","","","","","","","","","",0,"aaaaa0","No","No",{"$f":"IF($Z468=\"a\",0,IF($Z468=\"b\",Inventory!$M224,Inventory!$AH224))","v":0},{"$f":"IF(OR($Z468=\"a\",AND($AU468=\"No\",$AV468=\"No\")),0,IF(AND($Z468=\"b\",Inventory!$O224=\"Btu/hr\"),Inventory!$N224,IF(AND($Z468=\"b\",Inventory!$O224=\"Tons\"),Inventory!$N224*12000,IF(AND(OR($Z468=\"c\",$Z468=\"d\"),Inventory!$AJ224=\"Btu/hr\"),Inventory!$AI224,IF(AND(OR($Z468=\"c\",$Z468=\"d\"),Inventory!$AJ224=\"Tons\"),Inventory!$AI224*12000,0)))))","v":0},0,0,"EER",0,"kW/ton",{"$f":"IF(OR($Z468=\"a\",$AV468=\"No\"),0,IF(AND($Z468=\"b\",Inventory!$Q224=\"Btu/hr\"),Inventory!$P224,IF(AND($Z468=\"b\",Inventory!$Q224=\"Tons\"),Inventory!$P224*12000,IF(AND(OR($Z468=\"c\",$Z468=\"d\"),Inventory!$AL224=\"Btu/hr\"),Inventory!$AK224,IF(AND(OR($Z468=\"c\",$Z468=\"d\"),Inventory!$AL224=\"Tons\"),Inventory!$AK224*12000,0)))))","v":0},0,0,"COP","No",{"$f":"IF(OR(Inventory!$J224=\"\",$BH468=\"No\"),\"-\",Inventory!$J224)","v":"-"},{"$f":"IFERROR(VLOOKUP($BI468,'Early Retirement'!$B$6:$C$32,2,FALSE),\"-\")","v":"-"},{"$f":"IF(OR($Z468<>\"b\",AND($AA468<>\"b\",$AA468<>\"c\")),\"n\",IF(AND($AS468<>1,$AS468<>2,$AS468<>7,$AS468<>8),\"n\",IF(Inventory!$K224=\"Split\",\"s\",IF(Inventory!$K224=\"Packaged\",\"p\",\"n\"))))","v":"n"},{"$f":"IF(AND($AA468<>\"i\",$AA468<>\"j\"),\"n\",IF(Inventory!$L224=\"Centrifugal\",\"c\",\"n\"))","v":"n"},"-","-",{"$f":"IFERROR(INDEX('Early Retirement'!$C$4:$AC$32,$BJ468,$BN468),0)","v":0},{"$f":"IFERROR(HLOOKUP($BN468,'Early Retirement'!$D$4:$AC$5,2,FALSE),0)","v":0},{"$f":"IFERROR(INDEX('Early Retirement'!$AE$4:$BE$32,$BJ468,$BN468),0)","v":0},{"$f":"IFERROR(HLOOKUP($BN468,'Early Retirement'!$AF$4:$BE$5,2,FALSE),0)","v":0},0,0,"kW/ton",{"$f":"IFERROR(INDEX('Early Retirement'!$BG$4:$CG$32,$BJ468,$BN468),0)","v":0},{"$f":"IFERROR(HLOOKUP($BN468,'Early Retirement'!$BH$4:$CH$5,2,FALSE),0)","v":0},0,"COP","Yes",0,0,"kW/ton",0,"COP",0,0,"kW/ton",0,"COP"]
[null,null,null,null,null,null,null,null,null,null,null,null,null,null,null,null,null,null,null,null,null,null,null,null,216,{"$f":"IF(Inventory!$C225=\"\",\"a\",VLOOKUP(Inventory!$C225,$B$8:$C$11,2,FALSE))","v":"a"},{"$f":"IF(AND($Z469=\"b\",Inventory!$I225=\"\"),\"a\",IF(AND($Z469=\"b\",Inventory!$I225<>\"\"),VLOOKUP(Inventory!$I225,$E$3:$F$12,2,FALSE),IF(AND(OR($Z469=\"c\",$Z469=\"d\"),Inventory!$AB225=\"\"),\"a\",IF(AND(OR($Z469=\"c\",$Z469=\"d\"),Inventory!$AB225<>\"\"),VLOOKUP(Inventory!$AB225,$E$3:$F$12,2,FALSE),\"a\"))))","v":"a"},{"$f":"IF(OR(AND($AA469<>\"b\",$AA469<>\"c\"),$AF469=0,$AF469>=(65000/12000),Inventory!$AC225=\"\"),\"a\",VLOOKUP(Inventory!$AC225,$H$3:$I$5,2,FALSE))","v":"a"},null,{"$f":"IF(AND($AA469<>\"i\",$AA469<>\"j\"),\"a\",IF(AND($Z469=\"b\",Inventory!$L225=\"\"),\"a\",IF(AND($Z469=\"b\",Inventory!$L225<>\"\"),VLOOKUP(Inventory!$L225,$N$3:$O$6,2,FALSE),IF(AND(OR($Z469=\"c\",$Z469=\"d\"),Inventory!$AE225=\"\"),\"a\",IF(AND(OR($Z469=\"c\",$Z469=\"d\"),Inventory!$AE225<>\"\"),VLOOKUP(Inventory!$AE225,$N$3:$O$6,2,FALSE),\"a\")))))","v":"a"},{"$f":"IF(OR(AND($AA469<>\"e\",$AA469<>\"f\"),$AF469=0,Inventory!$AG225=\"\"),\"a\",VLOOKUP(Inventory!$AG225,$Q$3:$R$5,2,FALSE))","v":"a"},{"$f":"IF(OR(Inventory!C225=\"New Construction\",Inventory!C225=\"Replace-on-Burnout\",Inventory!C225=\"Early Retirement\"),Inventory!AT225,0)","v":0},"","","","","","","","","","","","",0,"aaaaa0","No","No",{"$f":"IF($Z469=\"a\",0,IF($Z469=\"b\",Inventory!$M225,Inventory!$AH225))","v":0},{"$f":"IF(OR($Z469=\"a\",AND($AU469=\"No\",$AV469=\"No\")),0,IF(AND($Z469=\"b\",Inventory!$O225=\"Btu/hr\"),Inventory!$N225,IF(AND($Z469=\"b\",Inventory!$O225=\"Tons\"),Inventory!$N225*12000,IF(AND(OR($Z469=\"c\",$Z469=\"d\"),Inventory!$AJ225=\"Btu/hr\"),Inventory!$AI225,IF(AND(OR($Z469=\"c\",$Z469=\"d\"),Inventory!$AJ225=\"Tons\"),Inventory!$AI225*12000,0)))))","v":0},0,0,"EER",0,"kW/ton",{"$f":"IF(OR($Z469=\"a\",$AV469=\"No\"),0,IF(AND($Z469=\"b\",Inventory!$Q225=\"Btu/hr\"),Inventory!$P225,IF(AND($Z469=\"b\",Inventory!$Q225=\"Tons\"),Inventory!$P225*12000,IF(AND(OR($Z469=\"c\",$Z469=\"d\"),Inventory!$AL225=\"Btu/hr\"),Inventory!$AK225,IF(AND(OR($Z469=\"c\",$Z469=\"d\"),Inventory!$AL225=\"Tons\"),Inventory!$AK225*12000,0)))))","v":0},0,0,"COP","No",{"$f":"IF(OR(Inventory!$J225=\"\",$BH469=\"No\"),\"-\",Inventory!$J225)","v":"-"},{"$f":"IFERROR(VLOOKUP($BI469,'Early Retirement'!$B$6:$C$32,2,FALSE),\"-\")","v":"-"},{"$f":"IF(OR($Z469<>\"b\",AND($AA469<>\"b\",$AA469<>\"c\")),\"n\",IF(AND($AS469<>1,$AS469<>2,$AS469<>7,$AS469<>8),\"n\",IF(Inventory!$K225=\"Split\",\"s\",IF(Inventory!$K225=\"Packaged\",\"p\",\"n\"))))","v":"n"},{"$f":"IF(AND($AA469<>\"i\",$AA469<>\"j\"),\"n\",IF(Inventory!$L225=\"Centrifugal\",\"c\",\"n\"))","v":"n"},"-","-",{"$f":"IFERROR(INDEX('Early Retirement'!$C$4:$AC$32,$BJ469,$BN469),0)","v":0},{"$f":"IFERROR(HLOOKUP($BN469,'Early Retirement'!$D$4:$AC$5,2,FALSE),0)","v":0},{"$f":"IFERROR(INDEX('Early Retirement'!$AE$4:$BE$32,$BJ469,$BN469),0)","v":0},{"$f":"IFERROR(HLOOKUP($BN469,'Early Retirement'!$AF$4:$BE$5,2,FALSE),0)","v":0},0,0,"kW/ton",{"$f":"IFERROR(INDEX('Early Retirement'!$BG$4:$CG$32,$BJ469,$BN469),0)","v":0},{"$f":"IFERROR(HLOOKUP($BN469,'Early Retirement'!$BH$4:$CH$5,2,FALSE),0)","v":0},0,"COP","Yes",0,0,"kW/ton",0,"COP",0,0,"kW/ton",0,"COP"]
[null,null,null,null,null,null,null,null,null,null,null,null,null,null,null,null,null,null,null,null,null,null,null,null,217,{"$f":"IF(Inventory!$C226=\"\",\"a\",VLOOKUP(Inventory!$C226,$B$8:$C$11,2,FALSE))","v":"a"},{"$f":"IF(AND($Z470=\"b\",Inventory!$I226=\"\"),\"a\",IF(AND($Z470=\"b\",Inventory!$I226<>\"\"),VLOOKUP(Inventory!$I226,$E$3:$F$12,2,FALSE),IF(AND(OR($Z470=\"c\",$Z470=\"d\"),Inventory!$AB226=\"\"),\"a\",IF(AND(OR($Z470=\"c\",$Z470=\"d\"),Inventory!$AB226<>\"\"),VLOOKUP(Inventory!$AB226,$E$3:$F$12,2,FALSE),\"a\"))))","v":"a"},{"$f":"IF(OR(AND($AA470<>\"b\",$AA470<>\"c\"),$AF470=0,$AF470>=(65000/12000),Inventory!$AC226=\"\"),\"a\",VLOOKUP(Inventory!$AC226,$H$3:$I$5,2,FALSE))","v":"a"},null,{"$f":"IF(AND($AA470<>\"i\",$AA470<>\"j\"),\"a\",IF(AND($Z470=\"b\",Inventory!$L226=\"\"),\"a\",IF(AND($Z470=\"b\",Inventory!$L226<>\"\"),VLOOKUP(Inventory!$L226,$N$3:$O$6,2,FALSE),IF(AND(OR($Z470=\"c\",$Z470=\"d\"),Inventory!$AE226=\"\"),\"a\",IF(AND(OR($Z470=\"c\",$Z470=\"d\"),Inventory!$AE226<>\"\"),VLOOKUP(Inventory!$AE226,$N$3:$O$6,2,FALSE),\"a\")))))","v":"a"},{"$f":"IF(OR(AND($AA470<>\"e\",$AA470<>\"f\"),$AF470=0,Inventory!$AG226=\"\"),\"a\",VLOOKUP(Inventory!$AG226,$Q$3:$R$5,2,FALSE))","v":"a"},{"$f":"IF(OR(Inventory!C226=\"New Construction\",Inventory!C226=\"Replace-on-Burnout\",Inventory!C226=\"Early Retirement\"),Inventory!AT226,0)","v":0},"","","","","","","","","","","","",0,"aaaaa0","No","No",{"$f":"IF($Z470=\"a\",0,IF($Z470=\"b\",Inventory!$M226,Inventory!$AH226))","v":0},{"$f":"IF(OR($Z470=\"a\",AND($AU470=\"No\",$AV470=\"No\")),0,IF(AND($Z470=\"b\",Inventory!$O226=\"Btu/hr\"),Inventory!$N226,IF(AND($Z470=\"b\",Inventory!$O226=\"Tons\"),Inventory!$N226*12000,IF(AND(OR($Z470=\"c\",$Z470=\"d\"),Inventory!$AJ226=\"Btu/hr\"),Inventory!$AI226,IF(AND(OR($Z470=\"c\",$Z470=\"d\"),Inventory!$AJ226=\"Tons\"),Inventory!$AI226*12000,0)))))","v":0},0,0,"EER",0,"kW/ton",{"$f":"IF(OR($Z470=\"a\",$AV470=\"No\"),0,IF(AND($Z470=\"b\",Inventory!$Q226=\"Btu/hr\"),Inventory!$P226,IF(AND($Z470=\"b\",Inventory!$Q226=\"Tons\"),Inventory!$P226*12000,IF(AND(OR($Z470=\"c\",$Z470=\"d\"),Inventory!$AL226=\"Btu/hr\"),Inventory!$AK226,IF(AND(OR($Z470=\"c\",$Z470=\"d\"),Inventory!$AL226=\"Tons\"),Inventory!$AK226*12000,0)))))","v":0},0,0,"COP","No",{"$f":"IF(OR(Inventory!$J226=\"\",$BH470=\"No\"),\"-\",Inventory!$J226)","v":"-"},{"$f":"IFERROR(VLOOKUP($BI470,'Early Retirement'!$B$6:$C$32,2,FALSE),\"-\")","v":"-"},{"$f":"IF(OR($Z470<>\"b\",AND($AA470<>\"b\",$AA470<>\"c\")),\"n\",IF(AND($AS470<>1,$AS470<>2,$AS470<>7,$AS470<>8),\"n\",IF(Inventory!$K226=\"Split\",\"s\",IF(Inventory!$K226=\"Packaged\",\"p\",\"n\"))))","v":"n"},{"$f":"IF(AND($AA470<>\"i\",$AA470<>\"j\"),\"n\",IF(Inventory!$L226=\"Centrifugal\",\"c\",\"n\"))","v":"n"},"-","-",{"$f":"IFERROR(INDEX('Early Retirement'!$C$4:$AC$32,$BJ470,$BN470),0)","v":0},{"$f":"IFERROR(HLOOKUP($BN470,'Early Retirement'!$D$4:$AC$5,2,FALSE),0)","v":0},{"$f":"IFERROR(INDEX('Early Retirement'!$AE$4:$BE$32,$BJ470,$BN470),0)","v":0},{"$f":"IFERROR(HLOOKUP($BN470,'Early Retirement'!$AF$4:$BE$5,2,FALSE),0)","v":0},0,0,"kW/ton",{"$f":"IFERROR(INDEX('Early Retirement'!$BG$4:$CG$32,$BJ470,$BN470),0)","v":0},{"$f":"IFERROR(HLOOKUP($BN470,'Early Retirement'!$BH$4:$CH$5,2,FALSE),0)","v":0},0,"COP","Yes",0,0,"kW/ton",0,"COP",0,0,"kW/ton",0,"COP"]
[null,null,null,null,null,null,null,null,null,null,null,null,null,null,null,null,null,null,null,null,null,null,null,null,218,{"$f":"IF(Inventory!$C227=\"\",\"a\",VLOOKUP(Inventory!$C227,$B$8:$C$11,2,FALSE))","v":"a"},{"$f":"IF(AND($Z471=\"b\",Inventory!$I227=\"\"),\"a\",IF(AND($Z471=\"b\",Inventory!$I227<>\"\"),VLOOKUP(Inventory!$I227,$E$3:$F$12,2,FALSE),IF(AND(OR($Z471=\"c\",$Z471=\"d\"),Inventory!$AB227=\"\"),\"a\",IF(AND(OR($Z471=\"c\",$Z471=\"d\"),Inventory!$AB227<>\"\"),VLOOKUP(Inventory!$AB227,$E$3:$F$12,2,FALSE),\"a\"))))","v":"a"},{"$f":"IF(OR(AND($AA471<>\"b\",$AA471<>\"c\"),$AF471=0,$AF471>=(65000/12000),Inventory!$AC227=\"\"),\"a\",VLOOKUP(Inventory!$AC227,$H$3:$I$5,2,FALSE))","v":"a"},null,{"$f":"IF(AND($AA471<>\"i\",$AA471<>\"j\"),\"a\",IF(AND($Z471=\"b\",Inventory!$L227=\"\"),\"a\",IF(AND($Z471=\"b\",Inventory!$L227<>\"\"),VLOOKUP(Inventory!$L227,$N$3:$O$6,2,FALSE),IF(AND(OR($Z471=\"c\",$Z471=\"d\"),Inventory!$AE227=\"\"),\"a\",IF(AND(OR($Z471=\"c\",$Z471=\"d\"),Inventory!$AE227<>\"\"),VLOOKUP(Inventory!$AE227,$N$3:$O$6,2,FALSE),\"a\")))))","v":"a"},{"$f":"IF(OR(AND($AA471<>\"e\",$AA471<>\"f\"),$AF471=0,Inventory!$AG227=\"\"),\"a\",VLOOKUP(Inventory!$AG227,$Q$3:$R$5,2,FALSE))","v":"a"},{"$f":"IF(OR(Inventory!C227=\"New Construction\",Inventory!C227=\"Replace-on-Burnout\",Inventory!C227=\"Early Retirement\"),Inventory!AT227,0)","v":0},"","","","","","","","","","","","",0,"aaaaa0","No","No",{"$f":"IF($Z471=\"a\",0,IF($Z471=\"b\",Inventory!$M227,Inventory!$AH227))","v":0},{"$f":"IF(OR($Z471=\"a\",AND($AU471=\"No\",$AV471=\"No\")),0,IF(AND($Z471=\"b\",Inventory!$O227=\"Btu/hr\"),Inventory!$N227,IF(AND($Z471=\"b\",Inventory!$O227=\"Tons\"),Inventory!$N227*12000,IF(AND(OR($Z471=\"c\",$Z471=\"d\"),Inventory!$AJ227=\"Btu/hr\"),Inventory!$AI227,IF(AND(OR($Z471=\"c\",$Z471=\"d\"),Inventory!$AJ227=\"Tons\"),Inventory!$AI227*12000,0)))))","v":0},0,0,"EER",0,"kW/ton",{"$f":"IF(OR($Z471=\"a\",$AV471=\"No\"),0,IF(AND($Z471=\"b\",Inventory!$Q227=\"Btu/hr\"),Inventory!$P227,IF(AND($Z471=\"b\",Inventory!$Q227=\"Tons\"),Inventory!$P227*12000,IF(AND(OR($Z471=\"c\",$Z471=\"d\"),Inventory!$AL227=\"Btu/hr\"),Inventory!$AK227,IF(AND(OR($Z471=\"c\",$Z471=\"d\"),Inventory!$AL227=\"Tons\"),Inventory!$AK227*12000,0)))))","v":0},0,0,"COP","No",{"$f":"IF(OR(Inventory!$J227=\"\",$BH471=\"No\"),\"-\",Inventory!$J227)","v":"-"},{"$f":"IFERROR(VLOOKUP($BI471,'Early Retirement'!$B$6:$C$32,2,FALSE),\"-\")","v":"-"},{"$f":"IF(OR($Z471<>\"b\",AND($AA471<>\"b\",$AA471<>\"c\")),\"n\",IF(AND($AS471<>1,$AS471<>2,$AS471<>7,$AS471<>8),\"n\",IF(Inventory!$K227=\"Split\",\"s\",IF(Inventory!$K227=\"Packaged\",\"p\",\"n\"))))","v":"n"},{"$f":"IF(AND($AA471<>\"i\",$AA471<>\"j\"),\"n\",IF(Inventory!$L227=\"Centrifugal\",\"c\",\"n\"))","v":"n"},"-","-",{"$f":"IFERROR(INDEX('Early Retirement'!$C$4:$AC$32,$BJ471,$BN471),0)","v":0},{"$f":"IFERROR(HLOOKUP($BN471,'Early Retirement'!$D$4:$AC$5,2,FALSE),0)","v":0},{"$f":"IFERROR(INDEX('Early Retirement'!$AE$4:$BE$32,$BJ471,$BN471),0)","v":0},{"$f":"IFERROR(HLOOKUP($BN471,'Early Retirement'!$AF$4:$BE$5,2,FALSE),0)","v":0},0,0,"kW/ton",{"$f":"IFERROR(INDEX('Early Retirement'!$BG$4:$CG$32,$BJ471,$BN471),0)","v":0},{"$f":"IFERROR(HLOOKUP($BN471,'Early Retirement'!$BH$4:$CH$5,2,FALSE),0)","v":0},0,"COP","Yes",0,0,"kW/ton",0,"COP",0,0,"kW/ton",0,"COP"]
[null,null,null,null,null,null,null,null,null,null,null,null,null,null,null,null,null,null,null,null,null,null,null,null,219,{"$f":"IF(Inventory!$C228=\"\",\"a\",VLOOKUP(Inventory!$C228,$B$8:$C$11,2,FALSE))","v":"a"},{"$f":"IF(AND($Z472=\"b\",Inventory!$I228=\"\"),\"a\",IF(AND($Z472=\"b\",Inventory!$I228<>\"\"),VLOOKUP(Inventory!$I228,$E$3:$F$12,2,FALSE),IF(AND(OR($Z472=\"c\",$Z472=\"d\"),Inventory!$AB228=\"\"),\"a\",IF(AND(OR($Z472=\"c\",$Z472=\"d\"),Inventory!$AB228<>\"\"),VLOOKUP(Inventory!$AB228,$E$3:$F$12,2,FALSE),\"a\"))))","v":"a"},{"$f":"IF(OR(AND($AA472<>\"b\",$AA472<>\"c\"),$AF472=0,$AF472>=(65000/12000),Inventory!$AC228=\"\"),\"a\",VLOOKUP(Inventory!$AC228,$H$3:$I$5,2,FALSE))","v":"a"},null,{"$f":"IF(AND($AA472<>\"i\",$AA472<>\"j\"),\"a\",IF(AND($Z472=\"b\",Inventory!$L228=\"\"),\"a\",IF(AND($Z472=\"b\",Inventory!$L228<>\"\"),VLOOKUP(Inventory!$L228,$N$3:$O$6,2,FALSE),IF(AND(OR($Z472=\"c\",$Z472=\"d\"),Inventory!$AE228=\"\"),\"a\",IF(AND(OR($Z472=\"c\",$Z472=\"d\"),Inventory!$AE228<>\"\"),VLOOKUP(Inventory!$AE228,$N$3:$O$6,2,FALSE),\"a\")))))","v":"a"},{"$f":"IF(OR(AND($AA472<>\"e\",$AA472<>\"f\"),$AF472=0,Inventory!$AG228=\"\"),\"a\",VLOOKUP(Inventory!$AG228,$Q$3:$R$5,2,FALSE))","v":"a"},{"$f":"IF(OR(Inventory!C228=\"New Construction\",Inventory!C228=\"Replace-on-Burnout\",Inventory!C228=\"Early Retirement\"),Inventory!AT228,0)","v":0},"","","","","","","","","","","","",0,"aaaaa0","No","No",{"$f":"IF($Z472=\"a\",0,IF($Z472=\"b\",Inventory!$M228,Inventory!$AH228))","v":0},{"$f":"IF(OR($Z472=\"a\",AND($AU472=\"No\",$AV472=\"No\")),0,IF(AND($Z472=\"b\",Inventory!$O228=\"Btu/hr\"),Inventory!$N228,IF(AND($Z472=\"b\",Inventory!$O228=\"Tons\"),Inventory!$N228*12000,IF(AND(OR($Z472=\"c\",$Z472=\"d\"),Inventory!$AJ228=\"Btu/hr\"),Inventory!$AI228,IF(AND(OR($Z472=\"c\",$Z472=\"d\"),Inventory!$AJ228=\"Tons\"),Inventory!$AI228*12000,0)))))","v":0},0,0,"EER",0,"kW/ton",{"$f":"IF(OR($Z472=\"a\",$AV472=\"No\"),0,IF(AND($Z472=\"b\",Inventory!$Q228=\"Btu/hr\"),Inventory!$P228,IF(AND($Z472=\"b\",Inventory!$Q228=\"Tons\"),Inventory!$P228*12000,IF(AND(OR($Z472=\"c\",$Z472=\"d\"),Inventory!$AL228=\"Btu/hr\"),Inventory!$AK228,IF(AND(OR($Z472=\"c\",$Z472=\"d\"),Inventory!$AL228=\"Tons\"),Inventory!$AK228*12000,0)))))","v":0},0,0,"COP","No",{"$f":"IF(OR(Inventory!$J228=\"\",$BH472=\"No\"),\"-\",Inventory!$J228)","v":"-"},{"$f":"IFERROR(VLOOKUP($BI472,'Early Retirement'!$B$6:$C$32,2,FALSE),\"-\")","v":"-"},{"$f":"IF(OR($Z472<>\"b\",AND($AA472<>\"b\",$AA472<>\"c\")),\"n\",IF(AND($AS472<>1,$AS472<>2,$AS472<>7,$AS472<>8),\"n\",IF(Inventory!$K228=\"Split\",\"s\",IF(Inventory!$K228=\"Packaged\",\"p\",\"n\"))))","v":"n"},{"$f":"IF(AND($AA472<>\"i\",$AA472<>\"j\"),\"n\",IF(Inventory!$L228=\"Centrifugal\",\"c\",\"n\"))","v":"n"},"-","-",{"$f":"IFERROR(INDEX('Early Retirement'!$C$4:$AC$32,$BJ472,$BN472),0)","v":0},{"$f":"IFERROR(HLOOKUP($BN472,'Early Retirement'!$D$4:$AC$5,2,FALSE),0)","v":0},{"$f":"IFERROR(INDEX('Early Retirement'!$AE$4:$BE$32,$BJ472,$BN472),0)","v":0},{"$f":"IFERROR(HLOOKUP($BN472,'Early Retirement'!$AF$4:$BE$5,2,FALSE),0)","v":0},0,0,"kW/ton",{"$f":"IFERROR(INDEX('Early Retirement'!$BG$4:$CG$32,$BJ472,$BN472),0)","v":0},{"$f":"IFERROR(HLOOKUP($BN472,'Early Retirement'!$BH$4:$CH$5,2,FALSE),0)","v":0},0,"COP","Yes",0,0,"kW/ton",0,"COP",0,0,"kW/ton",0,"COP"]
[null,null,null,null,null,null,null,null,null,null,null,null,null,null,null,null,null,null,null,null,null,null,null,null,220,{"$f":"IF(Inventory!$C229=\"\",\"a\",VLOOKUP(Inventory!$C229,$B$8:$C$11,2,FALSE))","v":"a"},{"$f":"IF(AND($Z473=\"b\",Inventory!$I229=\"\"),\"a\",IF(AND($Z473=\"b\",Inventory!$I229<>\"\"),VLOOKUP(Inventory!$I229,$E$3:$F$12,2,FALSE),IF(AND(OR($Z473=\"c\",$Z473=\"d\"),Inventory!$AB229=\"\"),\"a\",IF(AND(OR($Z473=\"c\",$Z473=\"d\"),Inventory!$AB229<>\"\"),VLOOKUP(Inventory!$AB229,$E$3:$F$12,2,FALSE),\"a\"))))","v":"a"},{"$f":"IF(OR(AND($AA473<>\"b\",$AA473<>\"c\"),$AF473=0,$AF473>=(65000/12000),Inventory!$AC229=\"\"),\"a\",VLOOKUP(Inventory!$AC229,$H$3:$I$5,2,FALSE))","v":"a"},null,{"$f":"IF(AND($AA473<>\"i\",$AA473<>\"j\"),\"a\",IF(AND($Z473=\"b\",Inventory!$L229=\"\"),\"a\",IF(AND($Z473=\"b\",Inventory!$L229<>\"\"),VLOOKUP(Inventory!$L229,$N$3:$O$6,2,FALSE),IF(AND(OR($Z473=\"c\",$Z473=\"d\"),Inventory!$AE229=\"\"),\"a\",IF(AND(OR($Z473=\"c\",$Z473=\"d\"),Inventory!$AE229<>\"\"),VLOOKUP(Inventory!$AE229,$N$3:$O$6,2,FALSE),\"a\")))))","v":"a"},{"$f":"IF(OR(AND($AA473<>\"e\",$AA473<>\"f\"),$AF473=0,Inventory!$AG229=\"\"),\"a\",VLOOKUP(Inventory!$AG229,$Q$3:$R$5,2,FALSE))","v":"a"},{"$f":"IF(OR(Inventory!C229=\"New Construction\",Inventory!C229=\"Replace-on-Burnout\",Inventory!C229=\"Early Retirement\"),Inventory!AT229,0)","v":0},"","","","","","","","","","","","",0,"aaaaa0","No","No",{"$f":"IF($Z473=\"a\",0,IF($Z473=\"b\",Inventory!$M229,Inventory!$AH229))","v":0},{"$f":"IF(OR($Z473=\"a\",AND($AU473=\"No\",$AV473=\"No\")),0,IF(AND($Z473=\"b\",Inventory!$O229=\"Btu/hr\"),Inventory!$N229,IF(AND($Z473=\"b\",Inventory!$O229=\"Tons\"),Inventory!$N229*12000,IF(AND(OR($Z473=\"c\",$Z473=\"d\"),Inventory!$AJ229=\"Btu/hr\"),Inventory!$AI229,IF(AND(OR($Z473=\"c\",$Z473=\"d\"),Inventory!$AJ229=\"Tons\"),Inventory!$AI229*12000,0)))))","v":0},0,0,"EER",0,"kW/ton",{"$f":"IF(OR($Z473=\"a\",$AV473=\"No\"),0,IF(AND($Z473=\"b\",Inventory!$Q229=\"Btu/hr\"),Inventory!$P229,IF(AND($Z473=\"b\",Inventory!$Q229=\"Tons\"),Inventory!$P229*12000,IF(AND(OR($Z473=\"c\",$Z473=\"d\"),Inventory!$AL229=\"Btu/hr\"),Inventory!$AK229,IF(AND(OR($Z473=\"c\",$Z473=\"d\"),Inventory!$AL229=\"Tons\"),Inventory!$AK229*12000,0)))))","v":0},0,0,"COP","No",{"$f":"IF(OR(Inventory!$J229=\"\",$BH473=\"No\"),\"-\",Inventory!$J229)","v":"-"},{"$f":"IFERROR(VLOOKUP($BI473,'Early Retirement'!$B$6:$C$32,2,FALSE),\"-\")","v":"-"},{"$f":"IF(OR($Z473<>\"b\",AND($AA473<>\"b\",$AA473<>\"c\")),\"n\",IF(AND($AS473<>1,$AS473<>2,$AS473<>7,$AS473<>8),\"n\",IF(Inventory!$K229=\"Split\",\"s\",IF(Inventory!$K229=\"Packaged\",\"p\",\"n\"))))","v":"n"},{"$f":"IF(AND($AA473<>\"i\",$AA473<>\"j\"),\"n\",IF(Inventory!$L229=\"Centrifugal\",\"c\",\"n\"))","v":"n"},"-","-",{"$f":"IFERROR(INDEX('Early Retirement'!$C$4:$AC$32,$BJ473,$BN473),0)","v":0},{"$f":"IFERROR(HLOOKUP($BN473,'Early Retirement'!$D$4:$AC$5,2,FALSE),0)","v":0},{"$f":"IFERROR(INDEX('Early Retirement'!$AE$4:$BE$32,$BJ473,$BN473),0)","v":0},{"$f":"IFERROR(HLOOKUP($BN473,'Early Retirement'!$AF$4:$BE$5,2,FALSE),0)","v":0},0,0,"kW/ton",{"$f":"IFERROR(INDEX('Early Retirement'!$BG$4:$CG$32,$BJ473,$BN473),0)","v":0},{"$f":"IFERROR(HLOOKUP($BN473,'Early Retirement'!$BH$4:$CH$5,2,FALSE),0)","v":0},0,"COP","Yes",0,0,"kW/ton",0,"COP",0,0,"kW/ton",0,"COP"]
[null,null,null,null,null,null,null,null,null,null,null,null,null,null,null,null,null,null,null,null,null,null,null,null,221,{"$f":"IF(Inventory!$C230=\"\",\"a\",VLOOKUP(Inventory!$C230,$B$8:$C$11,2,FALSE))","v":"a"},{"$f":"IF(AND($Z474=\"b\",Inventory!$I230=\"\"),\"a\",IF(AND($Z474=\"b\",Inventory!$I230<>\"\"),VLOOKUP(Inventory!$I230,$E$3:$F$12,2,FALSE),IF(AND(OR($Z474=\"c\",$Z474=\"d\"),Inventory!$AB230=\"\"),\"a\",IF(AND(OR($Z474=\"c\",$Z474=\"d\"),Inventory!$AB230<>\"\"),VLOOKUP(Inventory!$AB230,$E$3:$F$12,2,FALSE),\"a\"))))","v":"a"},{"$f":"IF(OR(AND($AA474<>\"b\",$AA474<>\"c\"),$AF474=0,$AF474>=(65000/12000),Inventory!$AC230=\"\"),\"a\",VLOOKUP(Inventory!$AC230,$H$3:$I$5,2,FALSE))","v":"a"},null,{"$f":"IF(AND($AA474<>\"i\",$AA474<>\"j\"),\"a\",IF(AND($Z474=\"b\",Inventory!$L230=\"\"),\"a\",IF(AND($Z474=\"b\",Inventory!$L230<>\"\"),VLOOKUP(Inventory!$L230,$N$3:$O$6,2,FALSE),IF(AND(OR($Z474=\"c\",$Z474=\"d\"),Inventory!$AE230=\"\"),\"a\",IF(AND(OR($Z474=\"c\",$Z474=\"d\"),Inventory!$AE230<>\"\"),VLOOKUP(Inventory!$AE230,$N$3:$O$6,2,FALSE),\"a\")))))","v":"a"},{"$f":"IF(OR(AND($AA474<>\"e\",$AA474<>\"f\"),$AF474=0,Inventory!$AG230=\"\"),\"a\",VLOOKUP(Inventory!$AG230,$Q$3:$R$5,2,FALSE))","v":"a"},{"$f":"IF(OR(Inventory!C230=\"New Construction\",Inventory!C230=\"Replace-on-Burnout\",Inventory!C230=\"Early Retirement\"),Inventory!AT230,0)","v":0},"","","","","","","","","","","","",0,"aaaaa0","No","No",{"$f":"IF($Z474=\"a\",0,IF($Z474=\"b\",Inventory!$M230,Inventory!$AH230))","v":0},{"$f":"IF(OR($Z474=\"a\",AND($AU474=\"No\",$AV474=\"No\")),0,IF(AND($Z474=\"b\",Inventory!$O230=\"Btu/hr\"),Inventory!$N230,IF(AND($Z474=\"b\",Inventory!$O230=\"Tons\"),Inventory!$N230*12000,IF(AND(OR($Z474=\"c\",$Z474=\"d\"),Inventory!$AJ230=\"Btu/hr\"),Inventory!$AI230,IF(AND(OR($Z474=\"c\",$Z474=\"d\"),Inventory!$AJ230=\"Tons\"),Inventory!$AI230*12000,0)))))","v":0},0,0,"EER",0,"kW/ton",{"$f":"IF(OR($Z474=\"a\",$AV474=\"No\"),0,IF(AND($Z474=\"b\",Inventory!$Q230=\"Btu/hr\"),Inventory!$P230,IF(AND($Z474=\"b\",Inventory!$Q230=\"Tons\"),Inventory!$P230*12000,IF(AND(OR($Z474=\"c\",$Z474=\"d\"),Inventory!$AL230=\"Btu/hr\"),Inventory!$AK230,IF(AND(OR($Z474=\"c\",$Z474=\"d\"),Inventory!$AL230=\"Tons\"),Inventory!$AK230*12000,0)))))","v":0},0,0,"COP","No",{"$f":"IF(OR(Inventory!$J230=\"\",$BH474=\"No\"),\"-\",Inventory!$J230)","v":"-"},{"$f":"IFERROR(VLOOKUP($BI474,'Early Retirement'!$B$6:$C$32,2,FALSE),\"-\")","v":"-"},{"$f":"IF(OR($Z474<>\"b\",AND($AA474<>\"b\",$AA474<>\"c\")),\"n\",IF(AND($AS474<>1,$AS474<>2,$AS474<>7,$AS474<>8),\"n\",IF(Inventory!$K230=\"Split\",\"s\",IF(Inventory!$K230=\"Packaged\",\"p\",\"n\"))))","v":"n"},{"$f":"IF(AND($AA474<>\"i\",$AA474<>\"j\"),\"n\",IF(Inventory!$L230=\"Centrifugal\",\"c\",\"n\"))","v":"n"},"-","-",{"$f":"IFERROR(INDEX('Early Retirement'!$C$4:$AC$32,$BJ474,$BN474),0)","v":0},{"$f":"IFERROR(HLOOKUP($BN474,'Early Retirement'!$D$4:$AC$5,2,FALSE),0)","v":0},{"$f":"IFERROR(INDEX('Early Retirement'!$AE$4:$BE$32,$BJ474,$BN474),0)","v":0},{"$f":"IFERROR(HLOOKUP($BN474,'Early Retirement'!$AF$4:$BE$5,2,FALSE),0)","v":0},0,0,"kW/ton",{"$f":"IFERROR(INDEX('Early Retirement'!$BG$4:$CG$32,$BJ474,$BN474),0)","v":0},{"$f":"IFERROR(HLOOKUP($BN474,'Early Retirement'!$BH$4:$CH$5,2,FALSE),0)","v":0},0,"COP","Yes",0,0,"kW/ton",0,"COP",0,0,"kW/ton",0,"COP"]
[null,null,null,null,null,null,null,null,null,null,null,null,null,null,null,null,null,null,null,null,null,null,null,null,222,{"$f":"IF(Inventory!$C231=\"\",\"a\",VLOOKUP(Inventory!$C231,$B$8:$C$11,2,FALSE))","v":"a"},{"$f":"IF(AND($Z475=\"b\",Inventory!$I231=\"\"),\"a\",IF(AND($Z475=\"b\",Inventory!$I231<>\"\"),VLOOKUP(Inventory!$I231,$E$3:$F$12,2,FALSE),IF(AND(OR($Z475=\"c\",$Z475=\"d\"),Inventory!$AB231=\"\"),\"a\",IF(AND(OR($Z475=\"c\",$Z475=\"d\"),Inventory!$AB231<>\"\"),VLOOKUP(Inventory!$AB231,$E$3:$F$12,2,FALSE),\"a\"))))","v":"a"},{"$f":"IF(OR(AND($AA475<>\"b\",$AA475<>\"c\"),$AF475=0,$AF475>=(65000/12000),Inventory!$AC231=\"\"),\"a\",VLOOKUP(Inventory!$AC231,$H$3:$I$5,2,FALSE))","v":"a"},null,{"$f":"IF(AND($AA475<>\"i\",$AA475<>\"j\"),\"a\",IF(AND($Z475=\"b\",Inventory!$L231=\"\"),\"a\",IF(AND($Z475=\"b\",Inventory!$L231<>\"\"),VLOOKUP(Inventory!$L231,$N$3:$O$6,2,FALSE),IF(AND(OR($Z475=\"c\",$Z475=\"d\"),Inventory!$AE231=\"\"),\"a\",IF(AND(OR($Z475=\"c\",$Z475=\"d\"),Inventory!$AE231<>\"\"),VLOOKUP(Inventory!$AE231,$N$3:$O$6,2,FALSE),\"a\")))))","v":"a"},{"$f":"IF(OR(AND($AA475<>\"e\",$AA475<>\"f\"),$AF475=0,Inventory!$AG231=\"\"),\"a\",VLOOKUP(Inventory!$AG231,$Q$3:$R$5,2,FALSE))","v":"a"},{"$f":"IF(OR(Inventory!C231=\"New Construction\",Inventory!C231=\"Replace-on-Burnout\",Inventory!C231=\"Early Retirement\"),Inventory!AT231,0)","v":0},"","","","","","","","","","","","",0,"aaaaa0","No","No",{"$f":"IF($Z475=\"a\",0,IF($Z475=\"b\",Inventory!$M231,Inventory!$AH231))","v":0},{"$f":"IF(OR($Z475=\"a\",AND($AU475=\"No\",$AV475=\"No\")),0,IF(AND($Z475=\"b\",Inventory!$O231=\"Btu/hr\"),Inventory!$N231,IF(AND($Z475=\"b\",Inventory!$O231=\"Tons\"),Inventory!$N231*12000,IF(AND(OR($Z475=\"c\",$Z475=\"d\"),Inventory!$AJ231=\"Btu/hr\"),Inventory!$AI231,IF(AND(OR($Z475=\"c\",$Z475=\"d\"),Inventory!$AJ231=\"Tons\"),Inventory!$AI231*12000,0)))))","v":0},0,0,"EER",0,"kW/ton",{"$f":"IF(OR($Z475=\"a\",$AV475=\"No\"),0,IF(AND($Z475=\"b\",Inventory!$Q231=\"Btu/hr\"),Inventory!$P231,IF(AND($Z475=\"b\",Inventory!$Q231=\"Tons\"),Inventory!$P231*12000,IF(AND(OR($Z475=\"c\",$Z475=\"d\"),Inventory!$AL231=\"Btu/hr\"),Inventory!$AK231,IF(AND(OR($Z475=\"c\",$Z475=\"d\"),Inventory!$AL231=\"Tons\"),Inventory!$AK231*12000,0)))))","v":0},0,0,"COP","No",{"$f":"IF(OR(Inventory!$J231=\"\",$BH475=\"No\"),\"-\",Inventory!$J231)","v":"-"},{"$f":"IFERROR(VLOOKUP($BI475,'Early Retirement'!$B$6:$C$32,2,FALSE),\"-\")","v":"-"},{"$f":"IF(OR($Z475<>\"b\",AND($AA475<>\"b\",$AA475<>\"c\")),\"n\",IF(AND($AS475<>1,$AS475<>2,$AS475<>7,$AS475<>8),\"n\",IF(Inventory!$K231=\"Split\",\"s\",IF(Inventory!$K231=\"Packaged\",\"p\",\"n\"))))","v":"n"},{"$f":"IF(AND($AA475<>\"i\",$AA475<>\"j\"),\"n\",IF(Inventory!$L231=\"Centrifugal\",\"c\",\"n\"))","v":"n"},"-","-",{"$f":"IFERROR(INDEX('Early Retirement'!$C$4:$AC$32,$BJ475,$BN475),0)","v":0},{"$f":"IFERROR(HLOOKUP($BN475,'Early Retirement'!$D$4:$AC$5,2,FALSE),0)","v":0},{"$f":"IFERROR(INDEX('Early Retirement'!$AE$4:$BE$32,$BJ475,$BN475),0)","v":0},{"$f":"IFERROR(HLOOKUP($BN475,'Early Retirement'!$AF$4:$BE$5,2,FALSE),0)","v":0},0,0,"kW/ton",{"$f":"IFERROR(INDEX('Early Retirement'!$BG$4:$CG$32,$BJ475,$BN475),0)","v":0},{"$f":"IFERROR(HLOOKUP($BN475,'Early Retirement'!$BH$4:$CH$5,2,FALSE),0)","v":0},0,"COP","Yes",0,0,"kW/ton",0,"COP",0,0,"kW/ton",0,"COP"]
[null,null,null,null,null,null,null,null,null,null,null,null,null,null,null,null,null,null,null,null,null,null,null,null,223,{"$f":"IF(Inventory!$C232=\"\",\"a\",VLOOKUP(Inventory!$C232,$B$8:$C$11,2,FALSE))","v":"a"},{"$f":"IF(AND($Z476=\"b\",Inventory!$I232=\"\"),\"a\",IF(AND($Z476=\"b\",Inventory!$I232<>\"\"),VLOOKUP(Inventory!$I232,$E$3:$F$12,2,FALSE),IF(AND(OR($Z476=\"c\",$Z476=\"d\"),Inventory!$AB232=\"\"),\"a\",IF(AND(OR($Z476=\"c\",$Z476=\"d\"),Inventory!$AB232<>\"\"),VLOOKUP(Inventory!$AB232,$E$3:$F$12,2,FALSE),\"a\"))))","v":"a"},{"$f":"IF(OR(AND($AA476<>\"b\",$AA476<>\"c\"),$AF476=0,$AF476>=(65000/12000),Inventory!$AC232=\"\"),\"a\",VLOOKUP(Inventory!$AC232,$H$3:$I$5,2,FALSE))","v":"a"},null,{"$f":"IF(AND($AA476<>\"i\",$AA476<>\"j\"),\"a\",IF(AND($Z476=\"b\",Inventory!$L232=\"\"),\"a\",IF(AND($Z476=\"b\",Inventory!$L232<>\"\"),VLOOKUP(Inventory!$L232,$N$3:$O$6,2,FALSE),IF(AND(OR($Z476=\"c\",$Z476=\"d\"),Inventory!$AE232=\"\"),\"a\",IF(AND(OR($Z476=\"c\",$Z476=\"d\"),Inventory!$AE232<>\"\"),VLOOKUP(Inventory!$AE232,$N$3:$O$6,2,FALSE),\"a\")))))","v":"a"},{"$f":"IF(OR(AND($AA476<>\"e\",$AA476<>\"f\"),$AF476=0,Inventory!$AG232=\"\"),\"a\",VLOOKUP(Inventory!$AG232,$Q$3:$R$5,2,FALSE))","v":"a"},{"$f":"IF(OR(Inventory!C232=\"New Construction\",Inventory!C232=\"Replace-on-Burnout\",Inventory!C232=\"Early Retirement\"),Inventory!AT232,0)","v":0},"","","","","","","","","","","","",0,"aaaaa0","No","No",{"$f":"IF($Z476=\"a\",0,IF($Z476=\"b\",Inventory!$M232,Inventory!$AH232))","v":0},{"$f":"IF(OR($Z476=\"a\",AND($AU476=\"No\",$AV476=\"No\")),0,IF(AND($Z476=\"b\",Inventory!$O232=\"Btu/hr\"),Inventory!$N232,IF(AND($Z476=\"b\",Inventory!$O232=\"Tons\"),Inventory!$N232*12000,IF(AND(OR($Z476=\"c\",$Z476=\"d\"),Inventory!$AJ232=\"Btu/hr\"),Inventory!$AI232,IF(AND(OR($Z476=\"c\",$Z476=\"d\"),Inventory!$AJ232=\"Tons\"),Inventory!$AI232*12000,0)))))","v":0},0,0,"EER",0,"kW/ton",{"$f":"IF(OR($Z476=\"a\",$AV476=\"No\"),0,IF(AND($Z476=\"b\",Inventory!$Q232=\"Btu/hr\"),Inventory!$P232,IF(AND($Z476=\"b\",Inventory!$Q232=\"Tons\"),Inventory!$P232*12000,IF(AND(OR($Z476=\"c\",$Z476=\"d\"),Inventory!$AL232=\"Btu/hr\"),Inventory!$AK232,IF(AND(OR($Z476=\"c\",$Z476=\"d\"),Inventory!$AL232=\"Tons\"),Inventory!$AK232*12000,0)))))","v":0},0,0,"COP","No",{"$f":"IF(OR(Inventory!$J232=\"\",$BH476=\"No\"),\"-\",Inventory!$J232)","v":"-"},{"$f":"IFERROR(VLOOKUP($BI476,'Early Retirement'!$B$6:$C$32,2,FALSE),\"-\")","v":"-"},{"$f":"IF(OR($Z476<>\"b\",AND($AA476<>\"b\",$AA476<>\"c\")),\"n\",IF(AND($AS476<>1,$AS476<>2,$AS476<>7,$AS476<>8),\"n\",IF(Inventory!$K232=\"Split\",\"s\",IF(Inventory!$K232=\"Packaged\",\"p\",\"n\"))))","v":"n"},{"$f":"IF(AND($AA476<>\"i\",$AA476<>\"j\"),\"n\",IF(Inventory!$L232=\"Centrifugal\",\"c\",\"n\"))","v":"n"},"-","-",{"$f":"IFERROR(INDEX('Early Retirement'!$C$4:$AC$32,$BJ476,$BN476),0)","v":0},{"$f":"IFERROR(HLOOKUP($BN476,'Early Retirement'!$D$4:$AC$5,2,FALSE),0)","v":0},{"$f":"IFERROR(INDEX('Early Retirement'!$AE$4:$BE$32,$BJ476,$BN476),0)","v":0},{"$f":"IFERROR(HLOOKUP($BN476,'Early Retirement'!$AF$4:$BE$5,2,FALSE),0)","v":0},0,0,"kW/ton",{"$f":"IFERROR(INDEX('Early Retirement'!$BG$4:$CG$32,$BJ476,$BN476),0)","v":0},{"$f":"IFERROR(HLOOKUP($BN476,'Early Retirement'!$BH$4:$CH$5,2,FALSE),0)","v":0},0,"COP","Yes",0,0,"kW/ton",0,"COP",0,0,"kW/ton",0,"COP"]
[null,null,null,null,null,null,null,null,null,null,null,null,null,null,null,null,null,null,null,null,null,null,null,null,224,{"$f":"IF(Inventory!$C233=\"\",\"a\",VLOOKUP(Inventory!$C233,$B$8:$C$11,2,FALSE))","v":"a"},{"$f":"IF(AND($Z477=\"b\",Inventory!$I233=\"\"),\"a\",IF(AND($Z477=\"b\",Inventory!$I233<>\"\"),VLOOKUP(Inventory!$I233,$E$3:$F$12,2,FALSE),IF(AND(OR($Z477=\"c\",$Z477=\"d\"),Inventory!$AB233=\"\"),\"a\",IF(AND(OR($Z477=\"c\",$Z477=\"d\"),Inventory!$AB233<>\"\"),VLOOKUP(Inventory!$AB233,$E$3:$F$12,2,FALSE),\"a\"))))","v":"a"},{"$f":"IF(OR(AND($AA477<>\"b\",$AA477<>\"c\"),$AF477=0,$AF477>=(65000/12000),Inventory!$AC233=\"\"),\"a\",VLOOKUP(Inventory!$AC233,$H$3:$I$5,2,FALSE))","v":"a"},null,{"$f":"IF(AND($AA477<>\"i\",$AA477<>\"j\"),\"a\",IF(AND($Z477=\"b\",Inventory!$L233=\"\"),\"a\",IF(AND($Z477=\"b\",Inventory!$L233<>\"\"),VLOOKUP(Inventory!$L233,$N$3:$O$6,2,FALSE),IF(AND(OR($Z477=\"c\",$Z477=\"d\"),Inventory!$AE233=\"\"),\"a\",IF(AND(OR($Z477=\"c\",$Z477=\"d\"),Inventory!$AE233<>\"\"),VLOOKUP(Inventory!$AE233,$N$3:$O$6,2,FALSE),\"a\")))))","v":"a"},{"$f":"IF(OR(AND($AA477<>\"e\",$AA477<>\"f\"),$AF477=0,Inventory!$AG233=\"\"),\"a\",VLOOKUP(Inventory!$AG233,$Q$3:$R$5,2,FALSE))","v":"a"},{"$f":"IF(OR(Inventory!C233=\"New Construction\",Inventory!C233=\"Replace-on-Burnout\",Inventory!C233=\"Early Retirement\"),Inventory!AT233,0)","v":0},"","","","","","","","","","","","",0,"aaaaa0","No","No",{"$f":"IF($Z477=\"a\",0,IF($Z477=\"b\",Inventory!$M233,Inventory!$AH233))","v":0},{"$f":"IF(OR($Z477=\"a\",AND($AU477=\"No\",$AV477=\"No\")),0,IF(AND($Z477=\"b\",Inventory!$O233=\"Btu/hr\"),Inventory!$N233,IF(AND($Z477=\"b\",Inventory!$O233=\"Tons\"),Inventory!$N233*12000,IF(AND(OR($Z477=\"c\",$Z477=\"d\"),Inventory!$AJ233=\"Btu/hr\"),Inventory!$AI233,IF(AND(OR($Z477=\"c\",$Z477=\"d\"),Inventory!$AJ233=\"Tons\"),Inventory!$AI233*12000,0)))))","v":0},0,0,"EER",0,"kW/ton",{"$f":"IF(OR($Z477=\"a\",$AV477=\"No\"),0,IF(AND($Z477=\"b\",Inventory!$Q233=\"Btu/hr\"),Inventory!$P233,IF(AND($Z477=\"b\",Inventory!$Q233=\"Tons\"),Inventory!$P233*12000,IF(AND(OR($Z477=\"c\",$Z477=\"d\"),Inventory!$AL233=\"Btu/hr\"),Inventory!$AK233,IF(AND(OR($Z477=\"c\",$Z477=\"d\"),Inventory!$AL233=\"Tons\"),Inventory!$AK233*12000,0)))))","v":0},0,0,"COP","No",{"$f":"IF(OR(Inventory!$J233=\"\",$BH477=\"No\"),\"-\",Inventory!$J233)","v":"-"},{"$f":"IFERROR(VLOOKUP($BI477,'Early Retirement'!$B$6:$C$32,2,FALSE),\"-\")","v":"-"},{"$f":"IF(OR($Z477<>\"b\",AND($AA477<>\"b\",$AA477<>\"c\")),\"n\",IF(AND($AS477<>1,$AS477<>2,$AS477<>7,$AS477<>8),\"n\",IF(Inventory!$K233=\"Split\",\"s\",IF(Inventory!$K233=\"Packaged\",\"p\",\"n\"))))","v":"n"},{"$f":"IF(AND($AA477<>\"i\",$AA477<>\"j\"),\"n\",IF(Inventory!$L233=\"Centrifugal\",\"c\",\"n\"))","v":"n"},"-","-",{"$f":"IFERROR(INDEX('Early Retirement'!$C$4:$AC$32,$BJ477,$BN477),0)","v":0},{"$f":"IFERROR(HLOOKUP($BN477,'Early Retirement'!$D$4:$AC$5,2,FALSE),0)","v":0},{"$f":"IFERROR(INDEX('Early Retirement'!$AE$4:$BE$32,$BJ477,$BN477),0)","v":0},{"$f":"IFERROR(HLOOKUP($BN477,'Early Retirement'!$AF$4:$BE$5,2,FALSE),0)","v":0},0,0,"kW/ton",{"$f":"IFERROR(INDEX('Early Retirement'!$BG$4:$CG$32,$BJ477,$BN477),0)","v":0},{"$f":"IFERROR(HLOOKUP($BN477,'Early Retirement'!$BH$4:$CH$5,2,FALSE),0)","v":0},0,"COP","Yes",0,0,"kW/ton",0,"COP",0,0,"kW/ton",0,"COP"]
[null,null,null,null,null,null,null,null,null,null,null,null,null,null,null,null,null,null,null,null,null,null,null,null,225,{"$f":"IF(Inventory!$C234=\"\",\"a\",VLOOKUP(Inventory!$C234,$B$8:$C$11,2,FALSE))","v":"a"},{"$f":"IF(AND($Z478=\"b\",Inventory!$I234=\"\"),\"a\",IF(AND($Z478=\"b\",Inventory!$I234<>\"\"),VLOOKUP(Inventory!$I234,$E$3:$F$12,2,FALSE),IF(AND(OR($Z478=\"c\",$Z478=\"d\"),Inventory!$AB234=\"\"),\"a\",IF(AND(OR($Z478=\"c\",$Z478=\"d\"),Inventory!$AB234<>\"\"),VLOOKUP(Inventory!$AB234,$E$3:$F$12,2,FALSE),\"a\"))))","v":"a"},{"$f":"IF(OR(AND($AA478<>\"b\",$AA478<>\"c\"),$AF478=0,$AF478>=(65000/12000),Inventory!$AC234=\"\"),\"a\",VLOOKUP(Inventory!$AC234,$H$3:$I$5,2,FALSE))","v":"a"},null,{"$f":"IF(AND($AA478<>\"i\",$AA478<>\"j\"),\"a\",IF(AND($Z478=\"b\",Inventory!$L234=\"\"),\"a\",IF(AND($Z478=\"b\",Inventory!$L234<>\"\"),VLOOKUP(Inventory!$L234,$N$3:$O$6,2,FALSE),IF(AND(OR($Z478=\"c\",$Z478=\"d\"),Inventory!$AE234=\"\"),\"a\",IF(AND(OR($Z478=\"c\",$Z478=\"d\"),Inventory!$AE234<>\"\"),VLOOKUP(Inventory!$AE234,$N$3:$O$6,2,FALSE),\"a\")))))","v":"a"},{"$f":"IF(OR(AND($AA478<>\"e\",$AA478<>\"f\"),$AF478=0,Inventory!$AG234=\"\"),\"a\",VLOOKUP(Inventory!$AG234,$Q$3:$R$5,2,FALSE))","v":"a"},{"$f":"IF(OR(Inventory!C234=\"New Construction\",Inventory!C234=\"Replace-on-Burnout\",Inventory!C234=\"Early Retirement\"),Inventory!AT234,0)","v":0},"","","","","","","","","","","","",0,"aaaaa0","No","No",{"$f":"IF($Z478=\"a\",0,IF($Z478=\"b\",Inventory!$M234,Inventory!$AH234))","v":0},{"$f":"IF(OR($Z478=\"a\",AND($AU478=\"No\",$AV478=\"No\")),0,IF(AND($Z478=\"b\",Inventory!$O234=\"Btu/hr\"),Inventory!$N234,IF(AND($Z478=\"b\",Inventory!$O234=\"Tons\"),Inventory!$N234*12000,IF(AND(OR($Z478=\"c\",$Z478=\"d\"),Inventory!$AJ234=\"Btu/hr\"),Inventory!$AI234,IF(AND(OR($Z478=\"c\",$Z478=\"d\"),Inventory!$AJ234=\"Tons\"),Inventory!$AI234*12000,0)))))","v":0},0,0,"EER",0,"kW/ton",{"$f":"IF(OR($Z478=\"a\",$AV478=\"No\"),0,IF(AND($Z478=\"b\",Inventory!$Q234=\"Btu/hr\"),Inventory!$P234,IF(AND($Z478=\"b\",Inventory!$Q234=\"Tons\"),Inventory!$P234*12000,IF(AND(OR($Z478=\"c\",$Z478=\"d\"),Inventory!$AL234=\"Btu/hr\"),Inventory!$AK234,IF(AND(OR($Z478=\"c\",$Z478=\"d\"),Inventory!$AL234=\"Tons\"),Inventory!$AK234*12000,0)))))","v":0},0,0,"COP",{"$f":"IF($Z478=\"b\",\"Yes\",\"No\")","v":"No"},{"$f":"IF(OR(Inventory!$J234=\"\",$BH478=\"No\"),\"-\",Inventory!$J234)","v":"-"},{"$f":"IFERROR(VLOOKUP($BI478,'Early Retirement'!$B$6:$C$32,2,FALSE),\"-\")","v":"-"},{"$f":"IF(OR($Z478<>\"b\",AND($AA478<>\"b\",$AA478<>\"c\")),\"n\",IF(AND($AS478<>1,$AS478<>2,$AS478<>7,$AS478<>8),\"n\",IF(Inventory!$K234=\"Split\",\"s\",IF(Inventory!$K234=\"Packaged\",\"p\",\"n\"))))","v":"n"},{"$f":"IF(AND($AA478<>\"i\",$AA478<>\"j\"),\"n\",IF(Inventory!$L234=\"Centrifugal\",\"c\",\"n\"))","v":"n"},"-","-",{"$f":"IFERROR(INDEX('Early Retirement'!$C$4:$AC$32,$BJ478,$BN478),0)","v":0},{"$f":"IFERROR(HLOOKUP($BN478,'Early Retirement'!$D$4:$AC$5,2,FALSE),0)","v":0},{"$f":"IFERROR(INDEX('Early Retirement'!$AE$4:$BE$32,$BJ478,$BN478),0)","v":0},{"$f":"IFERROR(HLOOKUP($BN478,'Early Retirement'!$AF$4:$BE$5,2,FALSE),0)","v":0},0,0,"kW/ton",{"$f":"IFERROR(INDEX('Early Retirement'!$BG$4:$CG$32,$BJ478,$BN478),0)","v":0},{"$f":"IFERROR(HLOOKUP($BN478,'Early Retirement'!$BH$4:$CH$5,2,FALSE),0)","v":0},0,"COP","Yes",0,0,"kW/ton",0,"COP",{"$f":"MAX($BB478,$BS478,$CA478)","v":0},0,"kW/ton",0,"COP"]
[null,null,null,null,null,null,null,null,null,null,null,null,null,null,null,null,null,null,null,null,null,null,null,null,226,{"$f":"IF(Inventory!$C235=\"\",\"a\",VLOOKUP(Inventory!$C235,$B$8:$C$11,2,FALSE))","v":"a"},{"$f":"IF(AND($Z479=\"b\",Inventory!$I235=\"\"),\"a\",IF(AND($Z479=\"b\",Inventory!$I235<>\"\"),VLOOKUP(Inventory!$I235,$E$3:$F$12,2,FALSE),IF(AND(OR($Z479=\"c\",$Z479=\"d\"),Inventory!$AB235=\"\"),\"a\",IF(AND(OR($Z479=\"c\",$Z479=\"d\"),Inventory!$AB235<>\"\"),VLOOKUP(Inventory!$AB235,$E$3:$F$12,2,FALSE),\"a\"))))","v":"a"},{"$f":"IF(OR(AND($AA479<>\"b\",$AA479<>\"c\"),$AF479=0,$AF479>=(65000/12000),Inventory!$AC235=\"\"),\"a\",VLOOKUP(Inventory!$AC235,$H$3:$I$5,2,FALSE))","v":"a"},null,{"$f":"IF(AND($AA479<>\"i\",$AA479<>\"j\"),\"a\",IF(AND($Z479=\"b\",Inventory!$L235=\"\"),\"a\",IF(AND($Z479=\"b\",Inventory!$L235<>\"\"),VLOOKUP(Inventory!$L235,$N$3:$O$6,2,FALSE),IF(AND(OR($Z479=\"c\",$Z479=\"d\"),Inventory!$AE235=\"\"),\"a\",IF(AND(OR($Z479=\"c\",$Z479=\"d\"),Inventory!$AE235<>\"\"),VLOOKUP(Inventory!$AE235,$N$3:$O$6,2,FALSE),\"a\")))))","v":"a"},{"$f":"IF(OR(AND($AA479<>\"e\",$AA479<>\"f\"),$AF479=0,Inventory!$AG235=\"\"),\"a\",VLOOKUP(Inventory!$AG235,$Q$3:$R$5,2,FALSE))","v":"a"},{"$f":"IF(OR(Inventory!C235=\"New Construction\",Inventory!C235=\"Replace-on-Burnout\",Inventory!C235=\"Early Retirement\"),Inventory!AT235,0)","v":0},"","","","","","","","","","","","",0,"aaaaa0","No","No",{"$f":"IF($Z479=\"a\",0,IF($Z479=\"b\",Inventory!$M235,Inventory!$AH235))","v":0},{"$f":"IF(OR($Z479=\"a\",AND($AU479=\"No\",$AV479=\"No\")),0,IF(AND($Z479=\"b\",Inventory!$O235=\"Btu/hr\"),Inventory!$N235,IF(AND($Z479=\"b\",Inventory!$O235=\"Tons\"),Inventory!$N235*12000,IF(AND(OR($Z479=\"c\",$Z479=\"d\"),Inventory!$AJ235=\"Btu/hr\"),Inventory!$AI235,IF(AND(OR($Z479=\"c\",$Z479=\"d\"),Inventory!$AJ235=\"Tons\"),Inventory!$AI235*12000,0)))))","v":0},0,0,"EER",0,"kW/ton",{"$f":"IF(OR($Z479=\"a\",$AV479=\"No\"),0,IF(AND($Z479=\"b\",Inventory!$Q235=\"Btu/hr\"),Inventory!$P235,IF(AND($Z479=\"b\",Inventory!$Q235=\"Tons\"),Inventory!$P235*12000,IF(AND(OR($Z479=\"c\",$Z479=\"d\"),Inventory!$AL235=\"Btu/hr\"),Inventory!$AK235,IF(AND(OR($Z479=\"c\",$Z479=\"d\"),Inventory!$AL235=\"Tons\"),Inventory!$AK235*12000,0)))))","v":0},0,0,"COP","No",{"$f":"IF(OR(Inventory!$J235=\"\",$BH479=\"No\"),\"-\",Inventory!$J235)","v":"-"},{"$f":"IFERROR(VLOOKUP($BI479,'Early Retirement'!$B$6:$C$32,2,FALSE),\"-\")","v":"-"},{"$f":"IF(OR($Z479<>\"b\",AND($AA479<>\"b\",$AA479<>\"c\")),\"n\",IF(AND($AS479<>1,$AS479<>2,$AS479<>7,$AS479<>8),\"n\",IF(Inventory!$K235=\"Split\",\"s\",IF(Inventory!$K235=\"Packaged\",\"p\",\"n\"))))","v":"n"},{"$f":"IF(AND($AA479<>\"i\",$AA479<>\"j\"),\"n\",IF(Inventory!$L235=\"Centrifugal\",\"c\",\"n\"))","v":"n"},"-","-",{"$f":"IFERROR(INDEX('Early Retirement'!$C$4:$AC$32,$BJ479,$BN479),0)","v":0},{"$f":"IFERROR(HLOOKUP($BN479,'Early Retirement'!$D$4:$AC$5,2,FALSE),0)","v":0},{"$f":"IFERROR(INDEX('Early Retirement'!$AE$4:$BE$32,$BJ479,$BN479),0)","v":0},{"$f":"IFERROR(HLOOKUP($BN479,'Early Retirement'!$AF$4:$BE$5,2,FALSE),0)","v":0},0,0,"kW/ton",{"$f":"IFERROR(INDEX('Early Retirement'!$BG$4:$CG$32,$BJ479,$BN479),0)","v":0},{"$f":"IFERROR(HLOOKUP($BN479,'Early Retirement'!$BH$4:$CH$5,2,FALSE),0)","v":0},0,"COP","Yes",0,0,"kW/ton",0,"COP",0,0,"kW/ton",0,"COP"]
[null,null,null,null,null,null,null,null,null,null,null,null,null,null,null,null,null,null,null,null,null,null,null,null,227,{"$f":"IF(Inventory!$C236=\"\",\"a\",VLOOKUP(Inventory!$C236,$B$8:$C$11,2,FALSE))","v":"a"},{"$f":"IF(AND($Z480=\"b\",Inventory!$I236=\"\"),\"a\",IF(AND($Z480=\"b\",Inventory!$I236<>\"\"),VLOOKUP(Inventory!$I236,$E$3:$F$12,2,FALSE),IF(AND(OR($Z480=\"c\",$Z480=\"d\"),Inventory!$AB236=\"\"),\"a\",IF(AND(OR($Z480=\"c\",$Z480=\"d\"),Inventory!$AB236<>\"\"),VLOOKUP(Inventory!$AB236,$E$3:$F$12,2,FALSE),\"a\"))))","v":"a"},{"$f":"IF(OR(AND($AA480<>\"b\",$AA480<>\"c\"),$AF480=0,$AF480>=(65000/12000),Inventory!$AC236=\"\"),\"a\",VLOOKUP(Inventory!$AC236,$H$3:$I$5,2,FALSE))","v":"a"},null,{"$f":"IF(AND($AA480<>\"i\",$AA480<>\"j\"),\"a\",IF(AND($Z480=\"b\",Inventory!$L236=\"\"),\"a\",IF(AND($Z480=\"b\",Inventory!$L236<>\"\"),VLOOKUP(Inventory!$L236,$N$3:$O$6,2,FALSE),IF(AND(OR($Z480=\"c\",$Z480=\"d\"),Inventory!$AE236=\"\"),\"a\",IF(AND(OR($Z480=\"c\",$Z480=\"d\"),Inventory!$AE236<>\"\"),VLOOKUP(Inventory!$AE236,$N$3:$O$6,2,FALSE),\"a\")))))","v":"a"},{"$f":"IF(OR(AND($AA480<>\"e\",$AA480<>\"f\"),$AF480=0,Inventory!$AG236=\"\"),\"a\",VLOOKUP(Inventory!$AG236,$Q$3:$R$5,2,FALSE))","v":"a"},{"$f":"IF(OR(Inventory!C236=\"New Construction\",Inventory!C236=\"Replace-on-Burnout\",Inventory!C236=\"Early Retirement\"),Inventory!AT236,0)","v":0},"","","","","","","","","","","","",0,"aaaaa0","No","No",{"$f":"IF($Z480=\"a\",0,IF($Z480=\"b\",Inventory!$M236,Inventory!$AH236))","v":0},{"$f":"IF(OR($Z480=\"a\",AND($AU480=\"No\",$AV480=\"No\")),0,IF(AND($Z480=\"b\",Inventory!$O236=\"Btu/hr\"),Inventory!$N236,IF(AND($Z480=\"b\",Inventory!$O236=\"Tons\"),Inventory!$N236*12000,IF(AND(OR($Z480=\"c\",$Z480=\"d\"),Inventory!$AJ236=\"Btu/hr\"),Inventory!$AI236,IF(AND(OR($Z480=\"c\",$Z480=\"d\"),Inventory!$AJ236=\"Tons\"),Inventory!$AI236*12000,0)))))","v":0},0,0,"EER",0,"kW/ton",{"$f":"IF(OR($Z480=\"a\",$AV480=\"No\"),0,IF(AND($Z480=\"b\",Inventory!$Q236=\"Btu/hr\"),Inventory!$P236,IF(AND($Z480=\"b\",Inventory!$Q236=\"Tons\"),Inventory!$P236*12000,IF(AND(OR($Z480=\"c\",$Z480=\"d\"),Inventory!$AL236=\"Btu/hr\"),Inventory!$AK236,IF(AND(OR($Z480=\"c\",$Z480=\"d\"),Inventory!$AL236=\"Tons\"),Inventory!$AK236*12000,0)))))","v":0},0,0,"COP","No",{"$f":"IF(OR(Inventory!$J236=\"\",$BH480=\"No\"),\"-\",Inventory!$J236)","v":"-"},{"$f":"IFERROR(VLOOKUP($BI480,'Early Retirement'!$B$6:$C$32,2,FALSE),\"-\")","v":"-"},{"$f":"IF(OR($Z480<>\"b\",AND($AA480<>\"b\",$AA480<>\"c\")),\"n\",IF(AND($AS480<>1,$AS480<>2,$AS480<>7,$AS480<>8),\"n\",IF(Inventory!$K236=\"Split\",\"s\",IF(Inventory!$K236=\"Packaged\",\"p\",\"n\"))))","v":"n"},{"$f":"IF(AND($AA480<>\"i\",$AA480<>\"j\"),\"n\",IF(Inventory!$L236=\"Centrifugal\",\"c\",\"n\"))","v":"n"},"-","-",{"$f":"IFERROR(INDEX('Early Retirement'!$C$4:$AC$32,$BJ480,$BN480),0)","v":0},{"$f":"IFERROR(HLOOKUP($BN480,'Early Retirement'!$D$4:$AC$5,2,FALSE),0)","v":0},{"$f":"IFERROR(INDEX('Early Retirement'!$AE$4:$BE$32,$BJ480,$BN480),0)","v":0},{"$f":"IFERROR(HLOOKUP($BN480,'Early Retirement'!$AF$4:$BE$5,2,FALSE),0)","v":0},0,0,"kW/ton",{"$f":"IFERROR(INDEX('Early Retirement'!$BG$4:$CG$32,$BJ480,$BN480),0)","v":0},{"$f":"IFERROR(HLOOKUP($BN480,'Early Retirement'!$BH$4:$CH$5,2,FALSE),0)","v":0},0,"COP","Yes",0,0,"kW/ton",0,"COP",0,0,"kW/ton",0,"COP"]
[null,null,null,null,null,null,null,null,null,null,null,null,null,null,null,null,null,null,null,null,null,null,null,null,228,{"$f":"IF(Inventory!$C237=\"\",\"a\",VLOOKUP(Inventory!$C237,$B$8:$C$11,2,FALSE))","v":"a"},{"$f":"IF(AND($Z481=\"b\",Inventory!$I237=\"\"),\"a\",IF(AND($Z481=\"b\",Inventory!$I237<>\"\"),VLOOKUP(Inventory!$I237,$E$3:$F$12,2,FALSE),IF(AND(OR($Z481=\"c\",$Z481=\"d\"),Inventory!$AB237=\"\"),\"a\",IF(AND(OR($Z481=\"c\",$Z481=\"d\"),Inventory!$AB237<>\"\"),VLOOKUP(Inventory!$AB237,$E$3:$F$12,2,FALSE),\"a\"))))","v":"a"},{"$f":"IF(OR(AND($AA481<>\"b\",$AA481<>\"c\"),$AF481=0,$AF481>=(65000/12000),Inventory!$AC237=\"\"),\"a\",VLOOKUP(Inventory!$AC237,$H$3:$I$5,2,FALSE))","v":"a"},null,{"$f":"IF(AND($AA481<>\"i\",$AA481<>\"j\"),\"a\",IF(AND($Z481=\"b\",Inventory!$L237=\"\"),\"a\",IF(AND($Z481=\"b\",Inventory!$L237<>\"\"),VLOOKUP(Inventory!$L237,$N$3:$O$6,2,FALSE),IF(AND(OR($Z481=\"c\",$Z481=\"d\"),Inventory!$AE237=\"\"),\"a\",IF(AND(OR($Z481=\"c\",$Z481=\"d\"),Inventory!$AE237<>\"\"),VLOOKUP(Inventory!$AE237,$N$3:$O$6,2,FALSE),\"a\")))))","v":"a"},{"$f":"IF(OR(AND($AA481<>\"e\",$AA481<>\"f\"),$AF481=0,Inventory!$AG237=\"\"),\"a\",VLOOKUP(Inventory!$AG237,$Q$3:$R$5,2,FALSE))","v":"a"},{"$f":"IF(OR(Inventory!C237=\"New Construction\",Inventory!C237=\"Replace-on-Burnout\",Inventory!C237=\"Early Retirement\"),Inventory!AT237,0)","v":0},"","","","","","","","","","","","",0,"aaaaa0","No","No",{"$f":"IF($Z481=\"a\",0,IF($Z481=\"b\",Inventory!$M237,Inventory!$AH237))","v":0},{"$f":"IF(OR($Z481=\"a\",AND($AU481=\"No\",$AV481=\"No\")),0,IF(AND($Z481=\"b\",Inventory!$O237=\"Btu/hr\"),Inventory!$N237,IF(AND($Z481=\"b\",Inventory!$O237=\"Tons\"),Inventory!$N237*12000,IF(AND(OR($Z481=\"c\",$Z481=\"d\"),Inventory!$AJ237=\"Btu/hr\"),Inventory!$AI237,IF(AND(OR($Z481=\"c\",$Z481=\"d\"),Inventory!$AJ237=\"Tons\"),Inventory!$AI237*12000,0)))))","v":0},0,0,"EER",0,"kW/ton",{"$f":"IF(OR($Z481=\"a\",$AV481=\"No\"),0,IF(AND($Z481=\"b\",Inventory!$Q237=\"Btu/hr\"),Inventory!$P237,IF(AND($Z481=\"b\",Inventory!$Q237=\"Tons\"),Inventory!$P237*12000,IF(AND(OR($Z481=\"c\",$Z481=\"d\"),Inventory!$AL237=\"Btu/hr\"),Inventory!$AK237,IF(AND(OR($Z481=\"c\",$Z481=\"d\"),Inventory!$AL237=\"Tons\"),Inventory!$AK237*12000,0)))))","v":0},0,0,"COP","No",{"$f":"IF(OR(Inventory!$J237=\"\",$BH481=\"No\"),\"-\",Inventory!$J237)","v":"-"},{"$f":"IFERROR(VLOOKUP($BI481,'Early Retirement'!$B$6:$C$32,2,FALSE),\"-\")","v":"-"},{"$f":"IF(OR($Z481<>\"b\",AND($AA481<>\"b\",$AA481<>\"c\")),\"n\",IF(AND($AS481<>1,$AS481<>2,$AS481<>7,$AS481<>8),\"n\",IF(Inventory!$K237=\"Split\",\"s\",IF(Inventory!$K237=\"Packaged\",\"p\",\"n\"))))","v":"n"},{"$f":"IF(AND($AA481<>\"i\",$AA481<>\"j\"),\"n\",IF(Inventory!$L237=\"Centrifugal\",\"c\",\"n\"))","v":"n"},"-","-",{"$f":"IFERROR(INDEX('Early Retirement'!$C$4:$AC$32,$BJ481,$BN481),0)","v":0},{"$f":"IFERROR(HLOOKUP($BN481,'Early Retirement'!$D$4:$AC$5,2,FALSE),0)","v":0},{"$f":"IFERROR(INDEX('Early Retirement'!$AE$4:$BE$32,$BJ481,$BN481),0)","v":0},{"$f":"IFERROR(HLOOKUP($BN481,'Early Retirement'!$AF$4:$BE$5,2,FALSE),0)","v":0},0,0,"kW/ton",{"$f":"IFERROR(INDEX('Early Retirement'!$BG$4:$CG$32,$BJ481,$BN481),0)","v":0},{"$f":"IFERROR(HLOOKUP($BN481,'Early Retirement'!$BH$4:$CH$5,2,FALSE),0)","v":0},0,"COP","Yes",0,0,"kW/ton",0,"COP",0,0,"kW/ton",0,"COP"]
[null,null,null,null,null,null,null,null,null,null,null,null,null,null,null,null,null,null,null,null,null,null,null,null,229,{"$f":"IF(Inventory!$C238=\"\",\"a\",VLOOKUP(Inventory!$C238,$B$8:$C$11,2,FALSE))","v":"a"},{"$f":"IF(AND($Z482=\"b\",Inventory!$I238=\"\"),\"a\",IF(AND($Z482=\"b\",Inventory!$I238<>\"\"),VLOOKUP(Inventory!$I238,$E$3:$F$12,2,FALSE),IF(AND(OR($Z482=\"c\",$Z482=\"d\"),Inventory!$AB238=\"\"),\"a\",IF(AND(OR($Z482=\"c\",$Z482=\"d\"),Inventory!$AB238<>\"\"),VLOOKUP(Inventory!$AB238,$E$3:$F$12,2,FALSE),\"a\"))))","v":"a"},{"$f":"IF(OR(AND($AA482<>\"b\",$AA482<>\"c\"),$AF482=0,$AF482>=(65000/12000),Inventory!$AC238=\"\"),\"a\",VLOOKUP(Inventory!$AC238,$H$3:$I$5,2,FALSE))","v":"a"},null,{"$f":"IF(AND($AA482<>\"i\",$AA482<>\"j\"),\"a\",IF(AND($Z482=\"b\",Inventory!$L238=\"\"),\"a\",IF(AND($Z482=\"b\",Inventory!$L238<>\"\"),VLOOKUP(Inventory!$L238,$N$3:$O$6,2,FALSE),IF(AND(OR($Z482=\"c\",$Z482=\"d\"),Inventory!$AE238=\"\"),\"a\",IF(AND(OR($Z482=\"c\",$Z482=\"d\"),Inventory!$AE238<>\"\"),VLOOKUP(Inventory!$AE238,$N$3:$O$6,2,FALSE),\"a\")))))","v":"a"},{"$f":"IF(OR(AND($AA482<>\"e\",$AA482<>\"f\"),$AF482=0,Inventory!$AG238=\"\"),\"a\",VLOOKUP(Inventory!$AG238,$Q$3:$R$5,2,FALSE))","v":"a"},{"$f":"IF(OR(Inventory!C238=\"New Construction\",Inventory!C238=\"Replace-on-Burnout\",Inventory!C238=\"Early Retirement\"),Inventory!AT238,0)","v":0},"","","","","","","","","","","","",0,"aaaaa0","No","No",{"$f":"IF($Z482=\"a\",0,IF($Z482=\"b\",Inventory!$M238,Inventory!$AH238))","v":0},{"$f":"IF(OR($Z482=\"a\",AND($AU482=\"No\",$AV482=\"No\")),0,IF(AND($Z482=\"b\",Inventory!$O238=\"Btu/hr\"),Inventory!$N238,IF(AND($Z482=\"b\",Inventory!$O238=\"Tons\"),Inventory!$N238*12000,IF(AND(OR($Z482=\"c\",$Z482=\"d\"),Inventory!$AJ238=\"Btu/hr\"),Inventory!$AI238,IF(AND(OR($Z482=\"c\",$Z482=\"d\"),Inventory!$AJ238=\"Tons\"),Inventory!$AI238*12000,0)))))","v":0},0,0,"EER",0,"kW/ton",{"$f":"IF(OR($Z482=\"a\",$AV482=\"No\"),0,IF(AND($Z482=\"b\",Inventory!$Q238=\"Btu/hr\"),Inventory!$P238,IF(AND($Z482=\"b\",Inventory!$Q238=\"Tons\"),Inventory!$P238*12000,IF(AND(OR($Z482=\"c\",$Z482=\"d\"),Inventory!$AL238=\"Btu/hr\"),Inventory!$AK238,IF(AND(OR($Z482=\"c\",$Z482=\"d\"),Inventory!$AL238=\"Tons\"),Inventory!$AK238*12000,0)))))","v":0},0,0,"COP","No",{"$f":"IF(OR(Inventory!$J238=\"\",$BH482=\"No\"),\"-\",Inventory!$J238)","v":"-"},{"$f":"IFERROR(VLOOKUP($BI482,'Early Retirement'!$B$6:$C$32,2,FALSE),\"-\")","v":"-"},{"$f":"IF(OR($Z482<>\"b\",AND($AA482<>\"b\",$AA482<>\"c\")),\"n\",IF(AND($AS482<>1,$AS482<>2,$AS482<>7,$AS482<>8),\"n\",IF(Inventory!$K238=\"Split\",\"s\",IF(Inventory!$K238=\"Packaged\",\"p\",\"n\"))))","v":"n"},{"$f":"IF(AND($AA482<>\"i\",$AA482<>\"j\"),\"n\",IF(Inventory!$L238=\"Centrifugal\",\"c\",\"n\"))","v":"n"},"-","-",{"$f":"IFERROR(INDEX('Early Retirement'!$C$4:$AC$32,$BJ482,$BN482),0)","v":0},{"$f":"IFERROR(HLOOKUP($BN482,'Early Retirement'!$D$4:$AC$5,2,FALSE),0)","v":0},{"$f":"IFERROR(INDEX('Early Retirement'!$AE$4:$BE$32,$BJ482,$BN482),0)","v":0},{"$f":"IFERROR(HLOOKUP($BN482,'Early Retirement'!$AF$4:$BE$5,2,FALSE),0)","v":0},0,0,"kW/ton",{"$f":"IFERROR(INDEX('Early Retirement'!$BG$4:$CG$32,$BJ482,$BN482),0)","v":0},{"$f":"IFERROR(HLOOKUP($BN482,'Early Retirement'!$BH$4:$CH$5,2,FALSE),0)","v":0},0,"COP","Yes",0,0,"kW/ton",0,"COP",0,0,"kW/ton",0,"COP"]
[null,null,null,null,null,null,null,null,null,null,null,null,null,null,null,null,null,null,null,null,null,null,null,null,230,{"$f":"IF(Inventory!$C239=\"\",\"a\",VLOOKUP(Inventory!$C239,$B$8:$C$11,2,FALSE))","v":"a"},{"$f":"IF(AND($Z483=\"b\",Inventory!$I239=\"\"),\"a\",IF(AND($Z483=\"b\",Inventory!$I239<>\"\"),VLOOKUP(Inventory!$I239,$E$3:$F$12,2,FALSE),IF(AND(OR($Z483=\"c\",$Z483=\"d\"),Inventory!$AB239=\"\"),\"a\",IF(AND(OR($Z483=\"c\",$Z483=\"d\"),Inventory!$AB239<>\"\"),VLOOKUP(Inventory!$AB239,$E$3:$F$12,2,FALSE),\"a\"))))","v":"a"},{"$f":"IF(OR(AND($AA483<>\"b\",$AA483<>\"c\"),$AF483=0,$AF483>=(65000/12000),Inventory!$AC239=\"\"),\"a\",VLOOKUP(Inventory!$AC239,$H$3:$I$5,2,FALSE))","v":"a"},null,{"$f":"IF(AND($AA483<>\"i\",$AA483<>\"j\"),\"a\",IF(AND($Z483=\"b\",Inventory!$L239=\"\"),\"a\",IF(AND($Z483=\"b\",Inventory!$L239<>\"\"),VLOOKUP(Inventory!$L239,$N$3:$O$6,2,FALSE),IF(AND(OR($Z483=\"c\",$Z483=\"d\"),Inventory!$AE239=\"\"),\"a\",IF(AND(OR($Z483=\"c\",$Z483=\"d\"),Inventory!$AE239<>\"\"),VLOOKUP(Inventory!$AE239,$N$3:$O$6,2,FALSE),\"a\")))))","v":"a"},{"$f":"IF(OR(AND($AA483<>\"e\",$AA483<>\"f\"),$AF483=0,Inventory!$AG239=\"\"),\"a\",VLOOKUP(Inventory!$AG239,$Q$3:$R$5,2,FALSE))","v":"a"},{"$f":"IF(OR(Inventory!C239=\"New Construction\",Inventory!C239=\"Replace-on-Burnout\",Inventory!C239=\"Early Retirement\"),Inventory!AT239,0)","v":0},"","","","","","","","","","","","",0,"aaaaa0","No","No",{"$f":"IF($Z483=\"a\",0,IF($Z483=\"b\",Inventory!$M239,Inventory!$AH239))","v":0},{"$f":"IF(OR($Z483=\"a\",AND($AU483=\"No\",$AV483=\"No\")),0,IF(AND($Z483=\"b\",Inventory!$O239=\"Btu/hr\"),Inventory!$N239,IF(AND($Z483=\"b\",Inventory!$O239=\"Tons\"),Inventory!$N239*12000,IF(AND(OR($Z483=\"c\",$Z483=\"d\"),Inventory!$AJ239=\"Btu/hr\"),Inventory!$AI239,IF(AND(OR($Z483=\"c\",$Z483=\"d\"),Inventory!$AJ239=\"Tons\"),Inventory!$AI239*12000,0)))))","v":0},0,0,"EER",0,"kW/ton",{"$f":"IF(OR($Z483=\"a\",$AV483=\"No\"),0,IF(AND($Z483=\"b\",Inventory!$Q239=\"Btu/hr\"),Inventory!$P239,IF(AND($Z483=\"b\",Inventory!$Q239=\"Tons\"),Inventory!$P239*12000,IF(AND(OR($Z483=\"c\",$Z483=\"d\"),Inventory!$AL239=\"Btu/hr\"),Inventory!$AK239,IF(AND(OR($Z483=\"c\",$Z483=\"d\"),Inventory!$AL239=\"Tons\"),Inventory!$AK239*12000,0)))))","v":0},0,0,"COP","No",{"$f":"IF(OR(Inventory!$J239=\"\",$BH483=\"No\"),\"-\",Inventory!$J239)","v":"-"},{"$f":"IFERROR(VLOOKUP($BI483,'Early Retirement'!$B$6:$C$32,2,FALSE),\"-\")","v":"-"},{"$f":"IF(OR($Z483<>\"b\",AND($AA483<>\"b\",$AA483<>\"c\")),\"n\",IF(AND($AS483<>1,$AS483<>2,$AS483<>7,$AS483<>8),\"n\",IF(Inventory!$K239=\"Split\",\"s\",IF(Inventory!$K239=\"Packaged\",\"p\",\"n\"))))","v":"n"},{"$f":"IF(AND($AA483<>\"i\",$AA483<>\"j\"),\"n\",IF(Inventory!$L239=\"Centrifugal\",\"c\",\"n\"))","v":"n"},"-","-",{"$f":"IFERROR(INDEX('Early Retirement'!$C$4:$AC$32,$BJ483,$BN483),0)","v":0},{"$f":"IFERROR(HLOOKUP($BN483,'Early Retirement'!$D$4:$AC$5,2,FALSE),0)","v":0},{"$f":"IFERROR(INDEX('Early Retirement'!$AE$4:$BE$32,$BJ483,$BN483),0)","v":0},{"$f":"IFERROR(HLOOKUP($BN483,'Early Retirement'!$AF$4:$BE$5,2,FALSE),0)","v":0},0,0,"kW/ton",{"$f":"IFERROR(INDEX('Early Retirement'!$BG$4:$CG$32,$BJ483,$BN483),0)","v":0},{"$f":"IFERROR(HLOOKUP($BN483,'Early Retirement'!$BH$4:$CH$5,2,FALSE),0)","v":0},0,"COP","Yes",0,0,"kW/ton",0,"COP",0,0,"kW/ton",0,"COP"]
[null,null,null,null,null,null,null,null,null,null,null,null,null,null,null,null,null,null,null,null,null,null,null,null,231,{"$f":"IF(Inventory!$C240=\"\",\"a\",VLOOKUP(Inventory!$C240,$B$8:$C$11,2,FALSE))","v":"a"},{"$f":"IF(AND($Z484=\"b\",Inventory!$I240=\"\"),\"a\",IF(AND($Z484=\"b\",Inventory!$I240<>\"\"),VLOOKUP(Inventory!$I240,$E$3:$F$12,2,FALSE),IF(AND(OR($Z484=\"c\",$Z484=\"d\"),Inventory!$AB240=\"\"),\"a\",IF(AND(OR($Z484=\"c\",$Z484=\"d\"),Inventory!$AB240<>\"\"),VLOOKUP(Inventory!$AB240,$E$3:$F$12,2,FALSE),\"a\"))))","v":"a"},{"$f":"IF(OR(AND($AA484<>\"b\",$AA484<>\"c\"),$AF484=0,$AF484>=(65000/12000),Inventory!$AC240=\"\"),\"a\",VLOOKUP(Inventory!$AC240,$H$3:$I$5,2,FALSE))","v":"a"},null,{"$f":"IF(AND($AA484<>\"i\",$AA484<>\"j\"),\"a\",IF(AND($Z484=\"b\",Inventory!$L240=\"\"),\"a\",IF(AND($Z484=\"b\",Inventory!$L240<>\"\"),VLOOKUP(Inventory!$L240,$N$3:$O$6,2,FALSE),IF(AND(OR($Z484=\"c\",$Z484=\"d\"),Inventory!$AE240=\"\"),\"a\",IF(AND(OR($Z484=\"c\",$Z484=\"d\"),Inventory!$AE240<>\"\"),VLOOKUP(Inventory!$AE240,$N$3:$O$6,2,FALSE),\"a\")))))","v":"a"},{"$f":"IF(OR(AND($AA484<>\"e\",$AA484<>\"f\"),$AF484=0,Inventory!$AG240=\"\"),\"a\",VLOOKUP(Inventory!$AG240,$Q$3:$R$5,2,FALSE))","v":"a"},{"$f":"IF(OR(Inventory!C240=\"New Construction\",Inventory!C240=\"Replace-on-Burnout\",Inventory!C240=\"Early Retirement\"),Inventory!AT240,0)","v":0},"","","","","","","","","","","","",0,"aaaaa0","No","No",{"$f":"IF($Z484=\"a\",0,IF($Z484=\"b\",Inventory!$M240,Inventory!$AH240))","v":0},{"$f":"IF(OR($Z484=\"a\",AND($AU484=\"No\",$AV484=\"No\")),0,IF(AND($Z484=\"b\",Inventory!$O240=\"Btu/hr\"),Inventory!$N240,IF(AND($Z484=\"b\",Inventory!$O240=\"Tons\"),Inventory!$N240*12000,IF(AND(OR($Z484=\"c\",$Z484=\"d\"),Inventory!$AJ240=\"Btu/hr\"),Inventory!$AI240,IF(AND(OR($Z484=\"c\",$Z484=\"d\"),Inventory!$AJ240=\"Tons\"),Inventory!$AI240*12000,0)))))","v":0},0,0,"EER",0,"kW/ton",{"$f":"IF(OR($Z484=\"a\",$AV484=\"No\"),0,IF(AND($Z484=\"b\",Inventory!$Q240=\"Btu/hr\"),Inventory!$P240,IF(AND($Z484=\"b\",Inventory!$Q240=\"Tons\"),Inventory!$P240*12000,IF(AND(OR($Z484=\"c\",$Z484=\"d\"),Inventory!$AL240=\"Btu/hr\"),Inventory!$AK240,IF(AND(OR($Z484=\"c\",$Z484=\"d\"),Inventory!$AL240=\"Tons\"),Inventory!$AK240*12000,0)))))","v":0},0,0,"COP","No",{"$f":"IF(OR(Inventory!$J240=\"\",$BH484=\"No\"),\"-\",Inventory!$J240)","v":"-"},{"$f":"IFERROR(VLOOKUP($BI484,'Early Retirement'!$B$6:$C$32,2,FALSE),\"-\")","v":"-"},{"$f":"IF(OR($Z484<>\"b\",AND($AA484<>\"b\",$AA484<>\"c\")),\"n\",IF(AND($AS484<>1,$AS484<>2,$AS484<>7,$AS484<>8),\"n\",IF(Inventory!$K240=\"Split\",\"s\",IF(Inventory!$K240=\"Packaged\",\"p\",\"n\"))))","v":"n"},{"$f":"IF(AND($AA484<>\"i\",$AA484<>\"j\"),\"n\",IF(Inventory!$L240=\"Centrifugal\",\"c\",\"n\"))","v":"n"},"-","-",{"$f":"IFERROR(INDEX('Early Retirement'!$C$4:$AC$32,$BJ484,$BN484),0)","v":0},{"$f":"IFERROR(HLOOKUP($BN484,'Early Retirement'!$D$4:$AC$5,2,FALSE),0)","v":0},{"$f":"IFERROR(INDEX('Early Retirement'!$AE$4:$BE$32,$BJ484,$BN484),0)","v":0},{"$f":"IFERROR(HLOOKUP($BN484,'Early Retirement'!$AF$4:$BE$5,2,FALSE),0)","v":0},0,0,"kW/ton",{"$f":"IFERROR(INDEX('Early Retirement'!$BG$4:$CG$32,$BJ484,$BN484),0)","v":0},{"$f":"IFERROR(HLOOKUP($BN484,'Early Retirement'!$BH$4:$CH$5,2,FALSE),0)","v":0},0,"COP","Yes",0,0,"kW/ton",0,"COP",0,0,"kW/ton",0,"COP"]
[null,null,null,null,null,null,null,null,null,null,null,null,null,null,null,null,null,null,null,null,null,null,null,null,232,{"$f":"IF(Inventory!$C241=\"\",\"a\",VLOOKUP(Inventory!$C241,$B$8:$C$11,2,FALSE))","v":"a"},{"$f":"IF(AND($Z485=\"b\",Inventory!$I241=\"\"),\"a\",IF(AND($Z485=\"b\",Inventory!$I241<>\"\"),VLOOKUP(Inventory!$I241,$E$3:$F$12,2,FALSE),IF(AND(OR($Z485=\"c\",$Z485=\"d\"),Inventory!$AB241=\"\"),\"a\",IF(AND(OR($Z485=\"c\",$Z485=\"d\"),Inventory!$AB241<>\"\"),VLOOKUP(Inventory!$AB241,$E$3:$F$12,2,FALSE),\"a\"))))","v":"a"},{"$f":"IF(OR(AND($AA485<>\"b\",$AA485<>\"c\"),$AF485=0,$AF485>=(65000/12000),Inventory!$AC241=\"\"),\"a\",VLOOKUP(Inventory!$AC241,$H$3:$I$5,2,FALSE))","v":"a"},null,{"$f":"IF(AND($AA485<>\"i\",$AA485<>\"j\"),\"a\",IF(AND($Z485=\"b\",Inventory!$L241=\"\"),\"a\",IF(AND($Z485=\"b\",Inventory!$L241<>\"\"),VLOOKUP(Inventory!$L241,$N$3:$O$6,2,FALSE),IF(AND(OR($Z485=\"c\",$Z485=\"d\"),Inventory!$AE241=\"\"),\"a\",IF(AND(OR($Z485=\"c\",$Z485=\"d\"),Inventory!$AE241<>\"\"),VLOOKUP(Inventory!$AE241,$N$3:$O$6,2,FALSE),\"a\")))))","v":"a"},{"$f":"IF(OR(AND($AA485<>\"e\",$AA485<>\"f\"),$AF485=0,Inventory!$AG241=\"\"),\"a\",VLOOKUP(Inventory!$AG241,$Q$3:$R$5,2,FALSE))","v":"a"},{"$f":"IF(OR(Inventory!C241=\"New Construction\",Inventory!C241=\"Replace-on-Burnout\",Inventory!C241=\"Early Retirement\"),Inventory!AT241,0)","v":0},"","","","","","","","","","","","",0,"aaaaa0","No","No",{"$f":"IF($Z485=\"a\",0,IF($Z485=\"b\",Inventory!$M241,Inventory!$AH241))","v":0},{"$f":"IF(OR($Z485=\"a\",AND($AU485=\"No\",$AV485=\"No\")),0,IF(AND($Z485=\"b\",Inventory!$O241=\"Btu/hr\"),Inventory!$N241,IF(AND($Z485=\"b\",Inventory!$O241=\"Tons\"),Inventory!$N241*12000,IF(AND(OR($Z485=\"c\",$Z485=\"d\"),Inventory!$AJ241=\"Btu/hr\"),Inventory!$AI241,IF(AND(OR($Z485=\"c\",$Z485=\"d\"),Inventory!$AJ241=\"Tons\"),Inventory!$AI241*12000,0)))))","v":0},0,0,"EER",0,"kW/ton",{"$f":"IF(OR($Z485=\"a\",$AV485=\"No\"),0,IF(AND($Z485=\"b\",Inventory!$Q241=\"Btu/hr\"),Inventory!$P241,IF(AND($Z485=\"b\",Inventory!$Q241=\"Tons\"),Inventory!$P241*12000,IF(AND(OR($Z485=\"c\",$Z485=\"d\"),Inventory!$AL241=\"Btu/hr\"),Inventory!$AK241,IF(AND(OR($Z485=\"c\",$Z485=\"d\"),Inventory!$AL241=\"Tons\"),Inventory!$AK241*12000,0)))))","v":0},0,0,"COP","No",{"$f":"IF(OR(Inventory!$J241=\"\",$BH485=\"No\"),\"-\",Inventory!$J241)","v":"-"},{"$f":"IFERROR(VLOOKUP($BI485,'Early Retirement'!$B$6:$C$32,2,FALSE),\"-\")","v":"-"},{"$f":"IF(OR($Z485<>\"b\",AND($AA485<>\"b\",$AA485<>\"c\")),\"n\",IF(AND($AS485<>1,$AS485<>2,$AS485<>7,$AS485<>8),\"n\",IF(Inventory!$K241=\"Split\",\"s\",IF(Inventory!$K241=\"Packaged\",\"p\",\"n\"))))","v":"n"},{"$f":"IF(AND($AA485<>\"i\",$AA485<>\"j\"),\"n\",IF(Inventory!$L241=\"Centrifugal\",\"c\",\"n\"))","v":"n"},"-","-",{"$f":"IFERROR(INDEX('Early Retirement'!$C$4:$AC$32,$BJ485,$BN485),0)","v":0},{"$f":"IFERROR(HLOOKUP($BN485,'Early Retirement'!$D$4:$AC$5,2,FALSE),0)","v":0},{"$f":"IFERROR(INDEX('Early Retirement'!$AE$4:$BE$32,$BJ485,$BN485),0)","v":0},{"$f":"IFERROR(HLOOKUP($BN485,'Early Retirement'!$AF$4:$BE$5,2,FALSE),0)","v":0},0,0,"kW/ton",{"$f":"IFERROR(INDEX('Early Retirement'!$BG$4:$CG$32,$BJ485,$BN485),0)","v":0},{"$f":"IFERROR(HLOOKUP($BN485,'Early Retirement'!$BH$4:$CH$5,2,FALSE),0)","v":0},0,"COP","Yes",0,0,"kW/ton",0,"COP",0,0,"kW/ton",0,"COP"]
[null,null,null,null,null,null,null,null,null,null,null,null,null,null,null,null,null,null,null,null,null,null,null,null,233,{"$f":"IF(Inventory!$C242=\"\",\"a\",VLOOKUP(Inventory!$C242,$B$8:$C$11,2,FALSE))","v":"a"},{"$f":"IF(AND($Z486=\"b\",Inventory!$I242=\"\"),\"a\",IF(AND($Z486=\"b\",Inventory!$I242<>\"\"),VLOOKUP(Inventory!$I242,$E$3:$F$12,2,FALSE),IF(AND(OR($Z486=\"c\",$Z486=\"d\"),Inventory!$AB242=\"\"),\"a\",IF(AND(OR($Z486=\"c\",$Z486=\"d\"),Inventory!$AB242<>\"\"),VLOOKUP(Inventory!$AB242,$E$3:$F$12,2,FALSE),\"a\"))))","v":"a"},{"$f":"IF(OR(AND($AA486<>\"b\",$AA486<>\"c\"),$AF486=0,$AF486>=(65000/12000),Inventory!$AC242=\"\"),\"a\",VLOOKUP(Inventory!$AC242,$H$3:$I$5,2,FALSE))","v":"a"},null,{"$f":"IF(AND($AA486<>\"i\",$AA486<>\"j\"),\"a\",IF(AND($Z486=\"b\",Inventory!$L242=\"\"),\"a\",IF(AND($Z486=\"b\",Inventory!$L242<>\"\"),VLOOKUP(Inventory!$L242,$N$3:$O$6,2,FALSE),IF(AND(OR($Z486=\"c\",$Z486=\"d\"),Inventory!$AE242=\"\"),\"a\",IF(AND(OR($Z486=\"c\",$Z486=\"d\"),Inventory!$AE242<>\"\"),VLOOKUP(Inventory!$AE242,$N$3:$O$6,2,FALSE),\"a\")))))","v":"a"},{"$f":"IF(OR(AND($AA486<>\"e\",$AA486<>\"f\"),$AF486=0,Inventory!$AG242=\"\"),\"a\",VLOOKUP(Inventory!$AG242,$Q$3:$R$5,2,FALSE))","v":"a"},{"$f":"IF(OR(Inventory!C242=\"New Construction\",Inventory!C242=\"Replace-on-Burnout\",Inventory!C242=\"Early Retirement\"),Inventory!AT242,0)","v":0},"","","","","","","","","","","","",0,"aaaaa0","No","No",{"$f":"IF($Z486=\"a\",0,IF($Z486=\"b\",Inventory!$M242,Inventory!$AH242))","v":0},{"$f":"IF(OR($Z486=\"a\",AND($AU486=\"No\",$AV486=\"No\")),0,IF(AND($Z486=\"b\",Inventory!$O242=\"Btu/hr\"),Inventory!$N242,IF(AND($Z486=\"b\",Inventory!$O242=\"Tons\"),Inventory!$N242*12000,IF(AND(OR($Z486=\"c\",$Z486=\"d\"),Inventory!$AJ242=\"Btu/hr\"),Inventory!$AI242,IF(AND(OR($Z486=\"c\",$Z486=\"d\"),Inventory!$AJ242=\"Tons\"),Inventory!$AI242*12000,0)))))","v":0},0,0,"EER",0,"kW/ton",{"$f":"IF(OR($Z486=\"a\",$AV486=\"No\"),0,IF(AND($Z486=\"b\",Inventory!$Q242=\"Btu/hr\"),Inventory!$P242,IF(AND($Z486=\"b\",Inventory!$Q242=\"Tons\"),Inventory!$P242*12000,IF(AND(OR($Z486=\"c\",$Z486=\"d\"),Inventory!$AL242=\"Btu/hr\"),Inventory!$AK242,IF(AND(OR($Z486=\"c\",$Z486=\"d\"),Inventory!$AL242=\"Tons\"),Inventory!$AK242*12000,0)))))","v":0},0,0,"COP","No",{"$f":"IF(OR(Inventory!$J242=\"\",$BH486=\"No\"),\"-\",Inventory!$J242)","v":"-"},{"$f":"IFERROR(VLOOKUP($BI486,'Early Retirement'!$B$6:$C$32,2,FALSE),\"-\")","v":"-"},{"$f":"IF(OR($Z486<>\"b\",AND($AA486<>\"b\",$AA486<>\"c\")),\"n\",IF(AND($AS486<>1,$AS486<>2,$AS486<>7,$AS486<>8),\"n\",IF(Inventory!$K242=\"Split\",\"s\",IF(Inventory!$K242=\"Packaged\",\"p\",\"n\"))))","v":"n"},{"$f":"IF(AND($AA486<>\"i\",$AA486<>\"j\"),\"n\",IF(Inventory!$L242=\"Centrifugal\",\"c\",\"n\"))","v":"n"},"-","-",{"$f":"IFERROR(INDEX('Early Retirement'!$C$4:$AC$32,$BJ486,$BN486),0)","v":0},{"$f":"IFERROR(HLOOKUP($BN486,'Early Retirement'!$D$4:$AC$5,2,FALSE),0)","v":0},{"$f":"IFERROR(INDEX('Early Retirement'!$AE$4:$BE$32,$BJ486,$BN486),0)","v":0},{"$f":"IFERROR(HLOOKUP($BN486,'Early Retirement'!$AF$4:$BE$5,2,FALSE),0)","v":0},0,0,"kW/ton",{"$f":"IFERROR(INDEX('Early Retirement'!$BG$4:$CG$32,$BJ486,$BN486),0)","v":0},{"$f":"IFERROR(HLOOKUP($BN486,'Early Retirement'!$BH$4:$CH$5,2,FALSE),0)","v":0},0,"COP","Yes",0,0,"kW/ton",0,"COP",0,0,"kW/ton",0,"COP"]
[null,null,null,null,null,null,null,null,null,null,null,null,null,null,null,null,null,null,null,null,null,null,null,null,234,{"$f":"IF(Inventory!$C243=\"\",\"a\",VLOOKUP(Inventory!$C243,$B$8:$C$11,2,FALSE))","v":"a"},{"$f":"IF(AND($Z487=\"b\",Inventory!$I243=\"\"),\"a\",IF(AND($Z487=\"b\",Inventory!$I243<>\"\"),VLOOKUP(Inventory!$I243,$E$3:$F$12,2,FALSE),IF(AND(OR($Z487=\"c\",$Z487=\"d\"),Inventory!$AB243=\"\"),\"a\",IF(AND(OR($Z487=\"c\",$Z487=\"d\"),Inventory!$AB243<>\"\"),VLOOKUP(Inventory!$AB243,$E$3:$F$12,2,FALSE),\"a\"))))","v":"a"},{"$f":"IF(OR(AND($AA487<>\"b\",$AA487<>\"c\"),$AF487=0,$AF487>=(65000/12000),Inventory!$AC243=\"\"),\"a\",VLOOKUP(Inventory!$AC243,$H$3:$I$5,2,FALSE))","v":"a"},null,{"$f":"IF(AND($AA487<>\"i\",$AA487<>\"j\"),\"a\",IF(AND($Z487=\"b\",Inventory!$L243=\"\"),\"a\",IF(AND($Z487=\"b\",Inventory!$L243<>\"\"),VLOOKUP(Inventory!$L243,$N$3:$O$6,2,FALSE),IF(AND(OR($Z487=\"c\",$Z487=\"d\"),Inventory!$AE243=\"\"),\"a\",IF(AND(OR($Z487=\"c\",$Z487=\"d\"),Inventory!$AE243<>\"\"),VLOOKUP(Inventory!$AE243,$N$3:$O$6,2,FALSE),\"a\")))))","v":"a"},{"$f":"IF(OR(AND($AA487<>\"e\",$AA487<>\"f\"),$AF487=0,Inventory!$AG243=\"\"),\"a\",VLOOKUP(Inventory!$AG243,$Q$3:$R$5,2,FALSE))","v":"a"},{"$f":"IF(OR(Inventory!C243=\"New Construction\",Inventory!C243=\"Replace-on-Burnout\",Inventory!C243=\"Early Retirement\"),Inventory!AT243,0)","v":0},"","","","","","","","","","","","",0,"aaaaa0","No","No",{"$f":"IF($Z487=\"a\",0,IF($Z487=\"b\",Inventory!$M243,Inventory!$AH243))","v":0},{"$f":"IF(OR($Z487=\"a\",AND($AU487=\"No\",$AV487=\"No\")),0,IF(AND($Z487=\"b\",Inventory!$O243=\"Btu/hr\"),Inventory!$N243,IF(AND($Z487=\"b\",Inventory!$O243=\"Tons\"),Inventory!$N243*12000,IF(AND(OR($Z487=\"c\",$Z487=\"d\"),Inventory!$AJ243=\"Btu/hr\"),Inventory!$AI243,IF(AND(OR($Z487=\"c\",$Z487=\"d\"),Inventory!$AJ243=\"Tons\"),Inventory!$AI243*12000,0)))))","v":0},0,0,"EER",0,"kW/ton",{"$f":"IF(OR($Z487=\"a\",$AV487=\"No\"),0,IF(AND($Z487=\"b\",Inventory!$Q243=\"Btu/hr\"),Inventory!$P243,IF(AND($Z487=\"b\",Inventory!$Q243=\"Tons\"),Inventory!$P243*12000,IF(AND(OR($Z487=\"c\",$Z487=\"d\"),Inventory!$AL243=\"Btu/hr\"),Inventory!$AK243,IF(AND(OR($Z487=\"c\",$Z487=\"d\"),Inventory!$AL243=\"Tons\"),Inventory!$AK243*12000,0)))))","v":0},0,0,"COP","No",{"$f":"IF(OR(Inventory!$J243=\"\",$BH487=\"No\"),\"-\",Inventory!$J243)","v":"-"},{"$f":"IFERROR(VLOOKUP($BI487,'Early Retirement'!$B$6:$C$32,2,FALSE),\"-\")","v":"-"},{"$f":"IF(OR($Z487<>\"b\",AND($AA487<>\"b\",$AA487<>\"c\")),\"n\",IF(AND($AS487<>1,$AS487<>2,$AS487<>7,$AS487<>8),\"n\",IF(Inventory!$K243=\"Split\",\"s\",IF(Inventory!$K243=\"Packaged\",\"p\",\"n\"))))","v":"n"},{"$f":"IF(AND($AA487<>\"i\",$AA487<>\"j\"),\"n\",IF(Inventory!$L243=\"Centrifugal\",\"c\",\"n\"))","v":"n"},"-","-",{"$f":"IFERROR(INDEX('Early Retirement'!$C$4:$AC$32,$BJ487,$BN487),0)","v":0},{"$f":"IFERROR(HLOOKUP($BN487,'Early Retirement'!$D$4:$AC$5,2,FALSE),0)","v":0},{"$f":"IFERROR(INDEX('Early Retirement'!$AE$4:$BE$32,$BJ487,$BN487),0)","v":0},{"$f":"IFERROR(HLOOKUP($BN487,'Early Retirement'!$AF$4:$BE$5,2,FALSE),0)","v":0},0,0,"kW/ton",{"$f":"IFERROR(INDEX('Early Retirement'!$BG$4:$CG$32,$BJ487,$BN487),0)","v":0},{"$f":"IFERROR(HLOOKUP($BN487,'Early Retirement'!$BH$4:$CH$5,2,FALSE),0)","v":0},0,"COP","Yes",0,0,"kW/ton",0,"COP",0,0,"kW/ton",0,"COP"]
[null,null,null,null,null,null,null,null,null,null,null,null,null,null,null,null,null,null,null,null,null,null,null,null,235,{"$f":"IF(Inventory!$C244=\"\",\"a\",VLOOKUP(Inventory!$C244,$B$8:$C$11,2,FALSE))","v":"a"},{"$f":"IF(AND($Z488=\"b\",Inventory!$I244=\"\"),\"a\",IF(AND($Z488=\"b\",Inventory!$I244<>\"\"),VLOOKUP(Inventory!$I244,$E$3:$F$12,2,FALSE),IF(AND(OR($Z488=\"c\",$Z488=\"d\"),Inventory!$AB244=\"\"),\"a\",IF(AND(OR($Z488=\"c\",$Z488=\"d\"),Inventory!$AB244<>\"\"),VLOOKUP(Inventory!$AB244,$E$3:$F$12,2,FALSE),\"a\"))))","v":"a"},{"$f":"IF(OR(AND($AA488<>\"b\",$AA488<>\"c\"),$AF488=0,$AF488>=(65000/12000),Inventory!$AC244=\"\"),\"a\",VLOOKUP(Inventory!$AC244,$H$3:$I$5,2,FALSE))","v":"a"},null,{"$f":"IF(AND($AA488<>\"i\",$AA488<>\"j\"),\"a\",IF(AND($Z488=\"b\",Inventory!$L244=\"\"),\"a\",IF(AND($Z488=\"b\",Inventory!$L244<>\"\"),VLOOKUP(Inventory!$L244,$N$3:$O$6,2,FALSE),IF(AND(OR($Z488=\"c\",$Z488=\"d\"),Inventory!$AE244=\"\"),\"a\",IF(AND(OR($Z488=\"c\",$Z488=\"d\"),Inventory!$AE244<>\"\"),VLOOKUP(Inventory!$AE244,$N$3:$O$6,2,FALSE),\"a\")))))","v":"a"},{"$f":"IF(OR(AND($AA488<>\"e\",$AA488<>\"f\"),$AF488=0,Inventory!$AG244=\"\"),\"a\",VLOOKUP(Inventory!$AG244,$Q$3:$R$5,2,FALSE))","v":"a"},{"$f":"IF(OR(Inventory!C244=\"New Construction\",Inventory!C244=\"Replace-on-Burnout\",Inventory!C244=\"Early Retirement\"),Inventory!AT244,0)","v":0},"","","","","","","","","","","","",0,"aaaaa0","No","No",{"$f":"IF($Z488=\"a\",0,IF($Z488=\"b\",Inventory!$M244,Inventory!$AH244))","v":0},{"$f":"IF(OR($Z488=\"a\",AND($AU488=\"No\",$AV488=\"No\")),0,IF(AND($Z488=\"b\",Inventory!$O244=\"Btu/hr\"),Inventory!$N244,IF(AND($Z488=\"b\",Inventory!$O244=\"Tons\"),Inventory!$N244*12000,IF(AND(OR($Z488=\"c\",$Z488=\"d\"),Inventory!$AJ244=\"Btu/hr\"),Inventory!$AI244,IF(AND(OR($Z488=\"c\",$Z488=\"d\"),Inventory!$AJ244=\"Tons\"),Inventory!$AI244*12000,0)))))","v":0},0,0,"EER",0,"kW/ton",{"$f":"IF(OR($Z488=\"a\",$AV488=\"No\"),0,IF(AND($Z488=\"b\",Inventory!$Q244=\"Btu/hr\"),Inventory!$P244,IF(AND($Z488=\"b\",Inventory!$Q244=\"Tons\"),Inventory!$P244*12000,IF(AND(OR($Z488=\"c\",$Z488=\"d\"),Inventory!$AL244=\"Btu/hr\"),Inventory!$AK244,IF(AND(OR($Z488=\"c\",$Z488=\"d\"),Inventory!$AL244=\"Tons\"),Inventory!$AK244*12000,0)))))","v":0},0,0,"COP","No",{"$f":"IF(OR(Inventory!$J244=\"\",$BH488=\"No\"),\"-\",Inventory!$J244)","v":"-"},{"$f":"IFERROR(VLOOKUP($BI488,'Early Retirement'!$B$6:$C$32,2,FALSE),\"-\")","v":"-"},{"$f":"IF(OR($Z488<>\"b\",AND($AA488<>\"b\",$AA488<>\"c\")),\"n\",IF(AND($AS488<>1,$AS488<>2,$AS488<>7,$AS488<>8),\"n\",IF(Inventory!$K244=\"Split\",\"s\",IF(Inventory!$K244=\"Packaged\",\"p\",\"n\"))))","v":"n"},{"$f":"IF(AND($AA488<>\"i\",$AA488<>\"j\"),\"n\",IF(Inventory!$L244=\"Centrifugal\",\"c\",\"n\"))","v":"n"},"-","-",{"$f":"IFERROR(INDEX('Early Retirement'!$C$4:$AC$32,$BJ488,$BN488),0)","v":0},{"$f":"IFERROR(HLOOKUP($BN488,'Early Retirement'!$D$4:$AC$5,2,FALSE),0)","v":0},{"$f":"IFERROR(INDEX('Early Retirement'!$AE$4:$BE$32,$BJ488,$BN488),0)","v":0},{"$f":"IFERROR(HLOOKUP($BN488,'Early Retirement'!$AF$4:$BE$5,2,FALSE),0)","v":0},0,0,"kW/ton",{"$f":"IFERROR(INDEX('Early Retirement'!$BG$4:$CG$32,$BJ488,$BN488),0)","v":0},{"$f":"IFERROR(HLOOKUP($BN488,'Early Retirement'!$BH$4:$CH$5,2,FALSE),0)","v":0},0,"COP","Yes",0,0,"kW/ton",0,"COP",0,0,"kW/ton",0,"COP"]
[null,null,null,null,null,null,null,null,null,null,null,null,null,null,null,null,null,null,null,null,null,null,null,null,236,{"$f":"IF(Inventory!$C245=\"\",\"a\",VLOOKUP(Inventory!$C245,$B$8:$C$11,2,FALSE))","v":"a"},{"$f":"IF(AND($Z489=\"b\",Inventory!$I245=\"\"),\"a\",IF(AND($Z489=\"b\",Inventory!$I245<>\"\"),VLOOKUP(Inventory!$I245,$E$3:$F$12,2,FALSE),IF(AND(OR($Z489=\"c\",$Z489=\"d\"),Inventory!$AB245=\"\"),\"a\",IF(AND(OR($Z489=\"c\",$Z489=\"d\"),Inventory!$AB245<>\"\"),VLOOKUP(Inventory!$AB245,$E$3:$F$12,2,FALSE),\"a\"))))","v":"a"},{"$f":"IF(OR(AND($AA489<>\"b\",$AA489<>\"c\"),$AF489=0,$AF489>=(65000/12000),Inventory!$AC245=\"\"),\"a\",VLOOKUP(Inventory!$AC245,$H$3:$I$5,2,FALSE))","v":"a"},null,{"$f":"IF(AND($AA489<>\"i\",$AA489<>\"j\"),\"a\",IF(AND($Z489=\"b\",Inventory!$L245=\"\"),\"a\",IF(AND($Z489=\"b\",Inventory!$L245<>\"\"),VLOOKUP(Inventory!$L245,$N$3:$O$6,2,FALSE),IF(AND(OR($Z489=\"c\",$Z489=\"d\"),Inventory!$AE245=\"\"),\"a\",IF(AND(OR($Z489=\"c\",$Z489=\"d\"),Inventory!$AE245<>\"\"),VLOOKUP(Inventory!$AE245,$N$3:$O$6,2,FALSE),\"a\")))))","v":"a"},{"$f":"IF(OR(AND($AA489<>\"e\",$AA489<>\"f\"),$AF489=0,Inventory!$AG245=\"\"),\"a\",VLOOKUP(Inventory!$AG245,$Q$3:$R$5,2,FALSE))","v":"a"},{"$f":"IF(OR(Inventory!C245=\"New Construction\",Inventory!C245=\"Replace-on-Burnout\",Inventory!C245=\"Early Retirement\"),Inventory!AT245,0)","v":0},"","","","","","","","","","","","",0,"aaaaa0","No","No",{"$f":"IF($Z489=\"a\",0,IF($Z489=\"b\",Inventory!$M245,Inventory!$AH245))","v":0},{"$f":"IF(OR($Z489=\"a\",AND($AU489=\"No\",$AV489=\"No\")),0,IF(AND($Z489=\"b\",Inventory!$O245=\"Btu/hr\"),Inventory!$N245,IF(AND($Z489=\"b\",Inventory!$O245=\"Tons\"),Inventory!$N245*12000,IF(AND(OR($Z489=\"c\",$Z489=\"d\"),Inventory!$AJ245=\"Btu/hr\"),Inventory!$AI245,IF(AND(OR($Z489=\"c\",$Z489=\"d\"),Inventory!$AJ245=\"Tons\"),Inventory!$AI245*12000,0)))))","v":0},0,0,"EER",0,"kW/ton",{"$f":"IF(OR($Z489=\"a\",$AV489=\"No\"),0,IF(AND($Z489=\"b\",Inventory!$Q245=\"Btu/hr\"),Inventory!$P245,IF(AND($Z489=\"b\",Inventory!$Q245=\"Tons\"),Inventory!$P245*12000,IF(AND(OR($Z489=\"c\",$Z489=\"d\"),Inventory!$AL245=\"Btu/hr\"),Inventory!$AK245,IF(AND(OR($Z489=\"c\",$Z489=\"d\"),Inventory!$AL245=\"Tons\"),Inventory!$AK245*12000,0)))))","v":0},0,0,"COP","No",{"$f":"IF(OR(Inventory!$J245=\"\",$BH489=\"No\"),\"-\",Inventory!$J245)","v":"-"},{"$f":"IFERROR(VLOOKUP($BI489,'Early Retirement'!$B$6:$C$32,2,FALSE),\"-\")","v":"-"},{"$f":"IF(OR($Z489<>\"b\",AND($AA489<>\"b\",$AA489<>\"c\")),\"n\",IF(AND($AS489<>1,$AS489<>2,$AS489<>7,$AS489<>8),\"n\",IF(Inventory!$K245=\"Split\",\"s\",IF(Inventory!$K245=\"Packaged\",\"p\",\"n\"))))","v":"n"},{"$f":"IF(AND($AA489<>\"i\",$AA489<>\"j\"),\"n\",IF(Inventory!$L245=\"Centrifugal\",\"c\",\"n\"))","v":"n"},"-","-",{"$f":"IFERROR(INDEX('Early Retirement'!$C$4:$AC$32,$BJ489,$BN489),0)","v":0},{"$f":"IFERROR(HLOOKUP($BN489,'Early Retirement'!$D$4:$AC$5,2,FALSE),0)","v":0},{"$f":"IFERROR(INDEX('Early Retirement'!$AE$4:$BE$32,$BJ489,$BN489),0)","v":0},{"$f":"IFERROR(HLOOKUP($BN489,'Early Retirement'!$AF$4:$BE$5,2,FALSE),0)","v":0},0,0,"kW/ton",{"$f":"IFERROR(INDEX('Early Retirement'!$BG$4:$CG$32,$BJ489,$BN489),0)","v":0},{"$f":"IFERROR(HLOOKUP($BN489,'Early Retirement'!$BH$4:$CH$5,2,FALSE),0)","v":0},0,"COP","Yes",0,0,"kW/ton",0,"COP",0,0,"kW/ton",0,"COP"]
[null,null,null,null,null,null,null,null,null,null,null,null,null,null,null,null,null,null,null,null,null,null,null,null,237,{"$f":"IF(Inventory!$C246=\"\",\"a\",VLOOKUP(Inventory!$C246,$B$8:$C$11,2,FALSE))","v":"a"},{"$f":"IF(AND($Z490=\"b\",Inventory!$I246=\"\"),\"a\",IF(AND($Z490=\"b\",Inventory!$I246<>\"\"),VLOOKUP(Inventory!$I246,$E$3:$F$12,2,FALSE),IF(AND(OR($Z490=\"c\",$Z490=\"d\"),Inventory!$AB246=\"\"),\"a\",IF(AND(OR($Z490=\"c\",$Z490=\"d\"),Inventory!$AB246<>\"\"),VLOOKUP(Inventory!$AB246,$E$3:$F$12,2,FALSE),\"a\"))))","v":"a"},{"$f":"IF(OR(AND($AA490<>\"b\",$AA490<>\"c\"),$AF490=0,$AF490>=(65000/12000),Inventory!$AC246=\"\"),\"a\",VLOOKUP(Inventory!$AC246,$H$3:$I$5,2,FALSE))","v":"a"},null,{"$f":"IF(AND($AA490<>\"i\",$AA490<>\"j\"),\"a\",IF(AND($Z490=\"b\",Inventory!$L246=\"\"),\"a\",IF(AND($Z490=\"b\",Inventory!$L246<>\"\"),VLOOKUP(Inventory!$L246,$N$3:$O$6,2,FALSE),IF(AND(OR($Z490=\"c\",$Z490=\"d\"),Inventory!$AE246=\"\"),\"a\",IF(AND(OR($Z490=\"c\",$Z490=\"d\"),Inventory!$AE246<>\"\"),VLOOKUP(Inventory!$AE246,$N$3:$O$6,2,FALSE),\"a\")))))","v":"a"},{"$f":"IF(OR(AND($AA490<>\"e\",$AA490<>\"f\"),$AF490=0,Inventory!$AG246=\"\"),\"a\",VLOOKUP(Inventory!$AG246,$Q$3:$R$5,2,FALSE))","v":"a"},{"$f":"IF(OR(Inventory!C246=\"New Construction\",Inventory!C246=\"Replace-on-Burnout\",Inventory!C246=\"Early Retirement\"),Inventory!AT246,0)","v":0},"","","","","","","","","","","","",0,"aaaaa0","No","No",{"$f":"IF($Z490=\"a\",0,IF($Z490=\"b\",Inventory!$M246,Inventory!$AH246))","v":0},{"$f":"IF(OR($Z490=\"a\",AND($AU490=\"No\",$AV490=\"No\")),0,IF(AND($Z490=\"b\",Inventory!$O246=\"Btu/hr\"),Inventory!$N246,IF(AND($Z490=\"b\",Inventory!$O246=\"Tons\"),Inventory!$N246*12000,IF(AND(OR($Z490=\"c\",$Z490=\"d\"),Inventory!$AJ246=\"Btu/hr\"),Inventory!$AI246,IF(AND(OR($Z490=\"c\",$Z490=\"d\"),Inventory!$AJ246=\"Tons\"),Inventory!$AI246*12000,0)))))","v":0},0,0,"EER",0,"kW/ton",{"$f":"IF(OR($Z490=\"a\",$AV490=\"No\"),0,IF(AND($Z490=\"b\",Inventory!$Q246=\"Btu/hr\"),Inventory!$P246,IF(AND($Z490=\"b\",Inventory!$Q246=\"Tons\"),Inventory!$P246*12000,IF(AND(OR($Z490=\"c\",$Z490=\"d\"),Inventory!$AL246=\"Btu/hr\"),Inventory!$AK246,IF(AND(OR($Z490=\"c\",$Z490=\"d\"),Inventory!$AL246=\"Tons\"),Inventory!$AK246*12000,0)))))","v":0},0,0,"COP","No",{"$f":"IF(OR(Inventory!$J246=\"\",$BH490=\"No\"),\"-\",Inventory!$J246)","v":"-"},{"$f":"IFERROR(VLOOKUP($BI490,'Early Retirement'!$B$6:$C$32,2,FALSE),\"-\")","v":"-"},{"$f":"IF(OR($Z490<>\"b\",AND($AA490<>\"b\",$AA490<>\"c\")),\"n\",IF(AND($AS490<>1,$AS490<>2,$AS490<>7,$AS490<>8),\"n\",IF(Inventory!$K246=\"Split\",\"s\",IF(Inventory!$K246=\"Packaged\",\"p\",\"n\"))))","v":"n"},{"$f":"IF(AND($AA490<>\"i\",$AA490<>\"j\"),\"n\",IF(Inventory!$L246=\"Centrifugal\",\"c\",\"n\"))","v":"n"},"-","-",{"$f":"IFERROR(INDEX('Early Retirement'!$C$4:$AC$32,$BJ490,$BN490),0)","v":0},{"$f":"IFERROR(HLOOKUP($BN490,'Early Retirement'!$D$4:$AC$5,2,FALSE),0)","v":0},{"$f":"IFERROR(INDEX('Early Retirement'!$AE$4:$BE$32,$BJ490,$BN490),0)","v":0},{"$f":"IFERROR(HLOOKUP($BN490,'Early Retirement'!$AF$4:$BE$5,2,FALSE),0)","v":0},0,0,"kW/ton",{"$f":"IFERROR(INDEX('Early Retirement'!$BG$4:$CG$32,$BJ490,$BN490),0)","v":0},{"$f":"IFERROR(HLOOKUP($BN490,'Early Retirement'!$BH$4:$CH$5,2,FALSE),0)","v":0},0,"COP","Yes",0,0,"kW/ton",0,"COP",0,0,"kW/ton",0,"COP"]
[null,null,null,null,null,null,null,null,null,null,null,null,null,null,null,null,null,null,null,null,null,null,null,null,238,{"$f":"IF(Inventory!$C247=\"\",\"a\",VLOOKUP(Inventory!$C247,$B$8:$C$11,2,FALSE))","v":"a"},{"$f":"IF(AND($Z491=\"b\",Inventory!$I247=\"\"),\"a\",IF(AND($Z491=\"b\",Inventory!$I247<>\"\"),VLOOKUP(Inventory!$I247,$E$3:$F$12,2,FALSE),IF(AND(OR($Z491=\"c\",$Z491=\"d\"),Inventory!$AB247=\"\"),\"a\",IF(AND(OR($Z491=\"c\",$Z491=\"d\"),Inventory!$AB247<>\"\"),VLOOKUP(Inventory!$AB247,$E$3:$F$12,2,FALSE),\"a\"))))","v":"a"},{"$f":"IF(OR(AND($AA491<>\"b\",$AA491<>\"c\"),$AF491=0,$AF491>=(65000/12000),Inventory!$AC247=\"\"),\"a\",VLOOKUP(Inventory!$AC247,$H$3:$I$5,2,FALSE))","v":"a"},null,{"$f":"IF(AND($AA491<>\"i\",$AA491<>\"j\"),\"a\",IF(AND($Z491=\"b\",Inventory!$L247=\"\"),\"a\",IF(AND($Z491=\"b\",Inventory!$L247<>\"\"),VLOOKUP(Inventory!$L247,$N$3:$O$6,2,FALSE),IF(AND(OR($Z491=\"c\",$Z491=\"d\"),Inventory!$AE247=\"\"),\"a\",IF(AND(OR($Z491=\"c\",$Z491=\"d\"),Inventory!$AE247<>\"\"),VLOOKUP(Inventory!$AE247,$N$3:$O$6,2,FALSE),\"a\")))))","v":"a"},{"$f":"IF(OR(AND($AA491<>\"e\",$AA491<>\"f\"),$AF491=0,Inventory!$AG247=\"\"),\"a\",VLOOKUP(Inventory!$AG247,$Q$3:$R$5,2,FALSE))","v":"a"},{"$f":"IF(OR(Inventory!C247=\"New Construction\",Inventory!C247=\"Replace-on-Burnout\",Inventory!C247=\"Early Retirement\"),Inventory!AT247,0)","v":0},"","","","","","","","","","","","",0,"aaaaa0","No","No",{"$f":"IF($Z491=\"a\",0,IF($Z491=\"b\",Inventory!$M247,Inventory!$AH247))","v":0},{"$f":"IF(OR($Z491=\"a\",AND($AU491=\"No\",$AV491=\"No\")),0,IF(AND($Z491=\"b\",Inventory!$O247=\"Btu/hr\"),Inventory!$N247,IF(AND($Z491=\"b\",Inventory!$O247=\"Tons\"),Inventory!$N247*12000,IF(AND(OR($Z491=\"c\",$Z491=\"d\"),Inventory!$AJ247=\"Btu/hr\"),Inventory!$AI247,IF(AND(OR($Z491=\"c\",$Z491=\"d\"),Inventory!$AJ247=\"Tons\"),Inventory!$AI247*12000,0)))))","v":0},0,0,"EER",0,"kW/ton",{"$f":"IF(OR($Z491=\"a\",$AV491=\"No\"),0,IF(AND($Z491=\"b\",Inventory!$Q247=\"Btu/hr\"),Inventory!$P247,IF(AND($Z491=\"b\",Inventory!$Q247=\"Tons\"),Inventory!$P247*12000,IF(AND(OR($Z491=\"c\",$Z491=\"d\"),Inventory!$AL247=\"Btu/hr\"),Inventory!$AK247,IF(AND(OR($Z491=\"c\",$Z491=\"d\"),Inventory!$AL247=\"Tons\"),Inventory!$AK247*12000,0)))))","v":0},0,0,"COP","No",{"$f":"IF(OR(Inventory!$J247=\"\",$BH491=\"No\"),\"-\",Inventory!$J247)","v":"-"},{"$f":"IFERROR(VLOOKUP($BI491,'Early Retirement'!$B$6:$C$32,2,FALSE),\"-\")","v":"-"},{"$f":"IF(OR($Z491<>\"b\",AND($AA491<>\"b\",$AA491<>\"c\")),\"n\",IF(AND($AS491<>1,$AS491<>2,$AS491<>7,$AS491<>8),\"n\",IF(Inventory!$K247=\"Split\",\"s\",IF(Inventory!$K247=\"Packaged\",\"p\",\"n\"))))","v":"n"},{"$f":"IF(AND($AA491<>\"i\",$AA491<>\"j\"),\"n\",IF(Inventory!$L247=\"Centrifugal\",\"c\",\"n\"))","v":"n"},"-","-",{"$f":"IFERROR(INDEX('Early Retirement'!$C$4:$AC$32,$BJ491,$BN491),0)","v":0},{"$f":"IFERROR(HLOOKUP($BN491,'Early Retirement'!$D$4:$AC$5,2,FALSE),0)","v":0},{"$f":"IFERROR(INDEX('Early Retirement'!$AE$4:$BE$32,$BJ491,$BN491),0)","v":0},{"$f":"IFERROR(HLOOKUP($BN491,'Early Retirement'!$AF$4:$BE$5,2,FALSE),0)","v":0},0,0,"kW/ton",{"$f":"IFERROR(INDEX('Early Retirement'!$BG$4:$CG$32,$BJ491,$BN491),0)","v":0},{"$f":"IFERROR(HLOOKUP($BN491,'Early Retirement'!$BH$4:$CH$5,2,FALSE),0)","v":0},0,"COP","Yes",0,0,"kW/ton",0,"COP",0,0,"kW/ton",0,"COP"]
[null,null,null,null,null,null,null,null,null,null,null,null,null,null,null,null,null,null,null,null,null,null,null,null,239,{"$f":"IF(Inventory!$C248=\"\",\"a\",VLOOKUP(Inventory!$C248,$B$8:$C$11,2,FALSE))","v":"a"},{"$f":"IF(AND($Z492=\"b\",Inventory!$I248=\"\"),\"a\",IF(AND($Z492=\"b\",Inventory!$I248<>\"\"),VLOOKUP(Inventory!$I248,$E$3:$F$12,2,FALSE),IF(AND(OR($Z492=\"c\",$Z492=\"d\"),Inventory!$AB248=\"\"),\"a\",IF(AND(OR($Z492=\"c\",$Z492=\"d\"),Inventory!$AB248<>\"\"),VLOOKUP(Inventory!$AB248,$E$3:$F$12,2,FALSE),\"a\"))))","v":"a"},{"$f":"IF(OR(AND($AA492<>\"b\",$AA492<>\"c\"),$AF492=0,$AF492>=(65000/12000),Inventory!$AC248=\"\"),\"a\",VLOOKUP(Inventory!$AC248,$H$3:$I$5,2,FALSE))","v":"a"},null,{"$f":"IF(AND($AA492<>\"i\",$AA492<>\"j\"),\"a\",IF(AND($Z492=\"b\",Inventory!$L248=\"\"),\"a\",IF(AND($Z492=\"b\",Inventory!$L248<>\"\"),VLOOKUP(Inventory!$L248,$N$3:$O$6,2,FALSE),IF(AND(OR($Z492=\"c\",$Z492=\"d\"),Inventory!$AE248=\"\"),\"a\",IF(AND(OR($Z492=\"c\",$Z492=\"d\"),Inventory!$AE248<>\"\"),VLOOKUP(Inventory!$AE248,$N$3:$O$6,2,FALSE),\"a\")))))","v":"a"},{"$f":"IF(OR(AND($AA492<>\"e\",$AA492<>\"f\"),$AF492=0,Inventory!$AG248=\"\"),\"a\",VLOOKUP(Inventory!$AG248,$Q$3:$R$5,2,FALSE))","v":"a"},{"$f":"IF(OR(Inventory!C248=\"New Construction\",Inventory!C248=\"Replace-on-Burnout\",Inventory!C248=\"Early Retirement\"),Inventory!AT248,0)","v":0},"","","","","","","","","","","","",0,"aaaaa0","No","No",{"$f":"IF($Z492=\"a\",0,IF($Z492=\"b\",Inventory!$M248,Inventory!$AH248))","v":0},{"$f":"IF(OR($Z492=\"a\",AND($AU492=\"No\",$AV492=\"No\")),0,IF(AND($Z492=\"b\",Inventory!$O248=\"Btu/hr\"),Inventory!$N248,IF(AND($Z492=\"b\",Inventory!$O248=\"Tons\"),Inventory!$N248*12000,IF(AND(OR($Z492=\"c\",$Z492=\"d\"),Inventory!$AJ248=\"Btu/hr\"),Inventory!$AI248,IF(AND(OR($Z492=\"c\",$Z492=\"d\"),Inventory!$AJ248=\"Tons\"),Inventory!$AI248*12000,0)))))","v":0},0,0,"EER",0,"kW/ton",{"$f":"IF(OR($Z492=\"a\",$AV492=\"No\"),0,IF(AND($Z492=\"b\",Inventory!$Q248=\"Btu/hr\"),Inventory!$P248,IF(AND($Z492=\"b\",Inventory!$Q248=\"Tons\"),Inventory!$P248*12000,IF(AND(OR($Z492=\"c\",$Z492=\"d\"),Inventory!$AL248=\"Btu/hr\"),Inventory!$AK248,IF(AND(OR($Z492=\"c\",$Z492=\"d\"),Inventory!$AL248=\"Tons\"),Inventory!$AK248*12000,0)))))","v":0},0,0,"COP","No",{"$f":"IF(OR(Inventory!$J248=\"\",$BH492=\"No\"),\"-\",Inventory!$J248)","v":"-"},{"$f":"IFERROR(VLOOKUP($BI492,'Early Retirement'!$B$6:$C$32,2,FALSE),\"-\")","v":"-"},{"$f":"IF(OR($Z492<>\"b\",AND($AA492<>\"b\",$AA492<>\"c\")),\"n\",IF(AND($AS492<>1,$AS492<>2,$AS492<>7,$AS492<>8),\"n\",IF(Inventory!$K248=\"Split\",\"s\",IF(Inventory!$K248=\"Packaged\",\"p\",\"n\"))))","v":"n"},{"$f":"IF(AND($AA492<>\"i\",$AA492<>\"j\"),\"n\",IF(Inventory!$L248=\"Centrifugal\",\"c\",\"n\"))","v":"n"},"-","-",{"$f":"IFERROR(INDEX('Early Retirement'!$C$4:$AC$32,$BJ492,$BN492),0)","v":0},{"$f":"IFERROR(HLOOKUP($BN492,'Early Retirement'!$D$4:$AC$5,2,FALSE),0)","v":0},{"$f":"IFERROR(INDEX('Early Retirement'!$AE$4:$BE$32,$BJ492,$BN492),0)","v":0},{"$f":"IFERROR(HLOOKUP($BN492,'Early Retirement'!$AF$4:$BE$5,2,FALSE),0)","v":0},0,0,"kW/ton",{"$f":"IFERROR(INDEX('Early Retirement'!$BG$4:$CG$32,$BJ492,$BN492),0)","v":0},{"$f":"IFERROR(HLOOKUP($BN492,'Early Retirement'!$BH$4:$CH$5,2,FALSE),0)","v":0},0,"COP","Yes",0,0,"kW/ton",0,"COP",0,0,"kW/ton",0,"COP"]
[null,null,null,null,null,null,null,null,null,null,null,null,null,null,null,null,null,null,null,null,null,null,null,null,240,{"$f":"IF(Inventory!$C249=\"\",\"a\",VLOOKUP(Inventory!$C249,$B$8:$C$11,2,FALSE))","v":"a"},{"$f":"IF(AND($Z493=\"b\",Inventory!$I249=\"\"),\"a\",IF(AND($Z493=\"b\",Inventory!$I249<>\"\"),VLOOKUP(Inventory!$I249,$E$3:$F$12,2,FALSE),IF(AND(OR($Z493=\"c\",$Z493=\"d\"),Inventory!$AB249=\"\"),\"a\",IF(AND(OR($Z493=\"c\",$Z493=\"d\"),Inventory!$AB249<>\"\"),VLOOKUP(Inventory!$AB249,$E$3:$F$12,2,FALSE),\"a\"))))","v":"a"},{"$f":"IF(OR(AND($AA493<>\"b\",$AA493<>\"c\"),$AF493=0,$AF493>=(65000/12000),Inventory!$AC249=\"\"),\"a\",VLOOKUP(Inventory!$AC249,$H$3:$I$5,2,FALSE))","v":"a"},null,{"$f":"IF(AND($AA493<>\"i\",$AA493<>\"j\"),\"a\",IF(AND($Z493=\"b\",Inventory!$L249=\"\"),\"a\",IF(AND($Z493=\"b\",Inventory!$L249<>\"\"),VLOOKUP(Inventory!$L249,$N$3:$O$6,2,FALSE),IF(AND(OR($Z493=\"c\",$Z493=\"d\"),Inventory!$AE249=\"\"),\"a\",IF(AND(OR($Z493=\"c\",$Z493=\"d\"),Inventory!$AE249<>\"\"),VLOOKUP(Inventory!$AE249,$N$3:$O$6,2,FALSE),\"a\")))))","v":"a"},{"$f":"IF(OR(AND($AA493<>\"e\",$AA493<>\"f\"),$AF493=0,Inventory!$AG249=\"\"),\"a\",VLOOKUP(Inventory!$AG249,$Q$3:$R$5,2,FALSE))","v":"a"},{"$f":"IF(OR(Inventory!C249=\"New Construction\",Inventory!C249=\"Replace-on-Burnout\",Inventory!C249=\"Early Retirement\"),Inventory!AT249,0)","v":0},"","","","","","","","","","","","",0,"aaaaa0","No","No",{"$f":"IF($Z493=\"a\",0,IF($Z493=\"b\",Inventory!$M249,Inventory!$AH249))","v":0},{"$f":"IF(OR($Z493=\"a\",AND($AU493=\"No\",$AV493=\"No\")),0,IF(AND($Z493=\"b\",Inventory!$O249=\"Btu/hr\"),Inventory!$N249,IF(AND($Z493=\"b\",Inventory!$O249=\"Tons\"),Inventory!$N249*12000,IF(AND(OR($Z493=\"c\",$Z493=\"d\"),Inventory!$AJ249=\"Btu/hr\"),Inventory!$AI249,IF(AND(OR($Z493=\"c\",$Z493=\"d\"),Inventory!$AJ249=\"Tons\"),Inventory!$AI249*12000,0)))))","v":0},0,0,"EER",0,"kW/ton",{"$f":"IF(OR($Z493=\"a\",$AV493=\"No\"),0,IF(AND($Z493=\"b\",Inventory!$Q249=\"Btu/hr\"),Inventory!$P249,IF(AND($Z493=\"b\",Inventory!$Q249=\"Tons\"),Inventory!$P249*12000,IF(AND(OR($Z493=\"c\",$Z493=\"d\"),Inventory!$AL249=\"Btu/hr\"),Inventory!$AK249,IF(AND(OR($Z493=\"c\",$Z493=\"d\"),Inventory!$AL249=\"Tons\"),Inventory!$AK249*12000,0)))))","v":0},0,0,"COP","No",{"$f":"IF(OR(Inventory!$J249=\"\",$BH493=\"No\"),\"-\",Inventory!$J249)","v":"-"},{"$f":"IFERROR(VLOOKUP($BI493,'Early Retirement'!$B$6:$C$32,2,FALSE),\"-\")","v":"-"},{"$f":"IF(OR($Z493<>\"b\",AND($AA493<>\"b\",$AA493<>\"c\")),\"n\",IF(AND($AS493<>1,$AS493<>2,$AS493<>7,$AS493<>8),\"n\",IF(Inventory!$K249=\"Split\",\"s\",IF(Inventory!$K249=\"Packaged\",\"p\",\"n\"))))","v":"n"},{"$f":"IF(AND($AA493<>\"i\",$AA493<>\"j\"),\"n\",IF(Inventory!$L249=\"Centrifugal\",\"c\",\"n\"))","v":"n"},"-","-",{"$f":"IFERROR(INDEX('Early Retirement'!$C$4:$AC$32,$BJ493,$BN493),0)","v":0},{"$f":"IFERROR(HLOOKUP($BN493,'Early Retirement'!$D$4:$AC$5,2,FALSE),0)","v":0},{"$f":"IFERROR(INDEX('Early Retirement'!$AE$4:$BE$32,$BJ493,$BN493),0)","v":0},{"$f":"IFERROR(HLOOKUP($BN493,'Early Retirement'!$AF$4:$BE$5,2,FALSE),0)","v":0},0,0,"kW/ton",{"$f":"IFERROR(INDEX('Early Retirement'!$BG$4:$CG$32,$BJ493,$BN493),0)","v":0},{"$f":"IFERROR(HLOOKUP($BN493,'Early Retirement'!$BH$4:$CH$5,2,FALSE),0)","v":0},0,"COP","Yes",0,0,"kW/ton",0,"COP",0,0,"kW/ton",0,"COP"]
[null,null,null,null,null,null,null,null,null,null,null,null,null,null,null,null,null,null,null,null,null,null,null,null,241,{"$f":"IF(Inventory!$C250=\"\",\"a\",VLOOKUP(Inventory!$C250,$B$8:$C$11,2,FALSE))","v":"a"},{"$f":"IF(AND($Z494=\"b\",Inventory!$I250=\"\"),\"a\",IF(AND($Z494=\"b\",Inventory!$I250<>\"\"),VLOOKUP(Inventory!$I250,$E$3:$F$12,2,FALSE),IF(AND(OR($Z494=\"c\",$Z494=\"d\"),Inventory!$AB250=\"\"),\"a\",IF(AND(OR($Z494=\"c\",$Z494=\"d\"),Inventory!$AB250<>\"\"),VLOOKUP(Inventory!$AB250,$E$3:$F$12,2,FALSE),\"a\"))))","v":"a"},{"$f":"IF(OR(AND($AA494<>\"b\",$AA494<>\"c\"),$AF494=0,$AF494>=(65000/12000),Inventory!$AC250=\"\"),\"a\",VLOOKUP(Inventory!$AC250,$H$3:$I$5,2,FALSE))","v":"a"},null,{"$f":"IF(AND($AA494<>\"i\",$AA494<>\"j\"),\"a\",IF(AND($Z494=\"b\",Inventory!$L250=\"\"),\"a\",IF(AND($Z494=\"b\",Inventory!$L250<>\"\"),VLOOKUP(Inventory!$L250,$N$3:$O$6,2,FALSE),IF(AND(OR($Z494=\"c\",$Z494=\"d\"),Inventory!$AE250=\"\"),\"a\",IF(AND(OR($Z494=\"c\",$Z494=\"d\"),Inventory!$AE250<>\"\"),VLOOKUP(Inventory!$AE250,$N$3:$O$6,2,FALSE),\"a\")))))","v":"a"},{"$f":"IF(OR(AND($AA494<>\"e\",$AA494<>\"f\"),$AF494=0,Inventory!$AG250=\"\"),\"a\",VLOOKUP(Inventory!$AG250,$Q$3:$R$5,2,FALSE))","v":"a"},{"$f":"IF(OR(Inventory!C250=\"New Construction\",Inventory!C250=\"Replace-on-Burnout\",Inventory!C250=\"Early Retirement\"),Inventory!AT250,0)","v":0},"","","","","","","","","","","","",0,"aaaaa0","No","No",{"$f":"IF($Z494=\"a\",0,IF($Z494=\"b\",Inventory!$M250,Inventory!$AH250))","v":0},{"$f":"IF(OR($Z494=\"a\",AND($AU494=\"No\",$AV494=\"No\")),0,IF(AND($Z494=\"b\",Inventory!$O250=\"Btu/hr\"),Inventory!$N250,IF(AND($Z494=\"b\",Inventory!$O250=\"Tons\"),Inventory!$N250*12000,IF(AND(OR($Z494=\"c\",$Z494=\"d\"),Inventory!$AJ250=\"Btu/hr\"),Inventory!$AI250,IF(AND(OR($Z494=\"c\",$Z494=\"d\"),Inventory!$AJ250=\"Tons\"),Inventory!$AI250*12000,0)))))","v":0},0,0,"EER",0,"kW/ton",{"$f":"IF(OR($Z494=\"a\",$AV494=\"No\"),0,IF(AND($Z494=\"b\",Inventory!$Q250=\"Btu/hr\"),Inventory!$P250,IF(AND($Z494=\"b\",Inventory!$Q250=\"Tons\"),Inventory!$P250*12000,IF(AND(OR($Z494=\"c\",$Z494=\"d\"),Inventory!$AL250=\"Btu/hr\"),Inventory!$AK250,IF(AND(OR($Z494=\"c\",$Z494=\"d\"),Inventory!$AL250=\"Tons\"),Inventory!$AK250*12000,0)))))","v":0},0,0,"COP","No",{"$f":"IF(OR(Inventory!$J250=\"\",$BH494=\"No\"),\"-\",Inventory!$J250)","v":"-"},{"$f":"IFERROR(VLOOKUP($BI494,'Early Retirement'!$B$6:$C$32,2,FALSE),\"-\")","v":"-"},{"$f":"IF(OR($Z494<>\"b\",AND($AA494<>\"b\",$AA494<>\"c\")),\"n\",IF(AND($AS494<>1,$AS494<>2,$AS494<>7,$AS494<>8),\"n\",IF(Inventory!$K250=\"Split\",\"s\",IF(Inventory!$K250=\"Packaged\",\"p\",\"n\"))))","v":"n"},{"$f":"IF(AND($AA494<>\"i\",$AA494<>\"j\"),\"n\",IF(Inventory!$L250=\"Centrifugal\",\"c\",\"n\"))","v":"n"},"-","-",{"$f":"IFERROR(INDEX('Early Retirement'!$C$4:$AC$32,$BJ494,$BN494),0)","v":0},{"$f":"IFERROR(HLOOKUP($BN494,'Early Retirement'!$D$4:$AC$5,2,FALSE),0)","v":0},{"$f":"IFERROR(INDEX('Early Retirement'!$AE$4:$BE$32,$BJ494,$BN494),0)","v":0},{"$f":"IFERROR(HLOOKUP($BN494,'Early Retirement'!$AF$4:$BE$5,2,FALSE),0)","v":0},0,0,"kW/ton",{"$f":"IFERROR(INDEX('Early Retirement'!$BG$4:$CG$32,$BJ494,$BN494),0)","v":0},{"$f":"IFERROR(HLOOKUP($BN494,'Early Retirement'!$BH$4:$CH$5,2,FALSE),0)","v":0},0,"COP","Yes",0,0,"kW/ton",0,"COP",0,0,"kW/ton",0,"COP"]
[null,null,null,null,null,null,null,null,null,null,null,null,null,null,null,null,null,null,null,null,null,null,null,null,242,{"$f":"IF(Inventory!$C251=\"\",\"a\",VLOOKUP(Inventory!$C251,$B$8:$C$11,2,FALSE))","v":"a"},{"$f":"IF(AND($Z495=\"b\",Inventory!$I251=\"\"),\"a\",IF(AND($Z495=\"b\",Inventory!$I251<>\"\"),VLOOKUP(Inventory!$I251,$E$3:$F$12,2,FALSE),IF(AND(OR($Z495=\"c\",$Z495=\"d\"),Inventory!$AB251=\"\"),\"a\",IF(AND(OR($Z495=\"c\",$Z495=\"d\"),Inventory!$AB251<>\"\"),VLOOKUP(Inventory!$AB251,$E$3:$F$12,2,FALSE),\"a\"))))","v":"a"},{"$f":"IF(OR(AND($AA495<>\"b\",$AA495<>\"c\"),$AF495=0,$AF495>=(65000/12000),Inventory!$AC251=\"\"),\"a\",VLOOKUP(Inventory!$AC251,$H$3:$I$5,2,FALSE))","v":"a"},null,{"$f":"IF(AND($AA495<>\"i\",$AA495<>\"j\"),\"a\",IF(AND($Z495=\"b\",Inventory!$L251=\"\"),\"a\",IF(AND($Z495=\"b\",Inventory!$L251<>\"\"),VLOOKUP(Inventory!$L251,$N$3:$O$6,2,FALSE),IF(AND(OR($Z495=\"c\",$Z495=\"d\"),Inventory!$AE251=\"\"),\"a\",IF(AND(OR($Z495=\"c\",$Z495=\"d\"),Inventory!$AE251<>\"\"),VLOOKUP(Inventory!$AE251,$N$3:$O$6,2,FALSE),\"a\")))))","v":"a"},{"$f":"IF(OR(AND($AA495<>\"e\",$AA495<>\"f\"),$AF495=0,Inventory!$AG251=\"\"),\"a\",VLOOKUP(Inventory!$AG251,$Q$3:$R$5,2,FALSE))","v":"a"},{"$f":"IF(OR(Inventory!C251=\"New Construction\",Inventory!C251=\"Replace-on-Burnout\",Inventory!C251=\"Early Retirement\"),Inventory!AT251,0)","v":0},"","","","","","","","","","","","",0,"aaaaa0","No","No",{"$f":"IF($Z495=\"a\",0,IF($Z495=\"b\",Inventory!$M251,Inventory!$AH251))","v":0},{"$f":"IF(OR($Z495=\"a\",AND($AU495=\"No\",$AV495=\"No\")),0,IF(AND($Z495=\"b\",Inventory!$O251=\"Btu/hr\"),Inventory!$N251,IF(AND($Z495=\"b\",Inventory!$O251=\"Tons\"),Inventory!$N251*12000,IF(AND(OR($Z495=\"c\",$Z495=\"d\"),Inventory!$AJ251=\"Btu/hr\"),Inventory!$AI251,IF(AND(OR($Z495=\"c\",$Z495=\"d\"),Inventory!$AJ251=\"Tons\"),Inventory!$AI251*12000,0)))))","v":0},0,0,"EER",0,"kW/ton",{"$f":"IF(OR($Z495=\"a\",$AV495=\"No\"),0,IF(AND($Z495=\"b\",Inventory!$Q251=\"Btu/hr\"),Inventory!$P251,IF(AND($Z495=\"b\",Inventory!$Q251=\"Tons\"),Inventory!$P251*12000,IF(AND(OR($Z495=\"c\",$Z495=\"d\"),Inventory!$AL251=\"Btu/hr\"),Inventory!$AK251,IF(AND(OR($Z495=\"c\",$Z495=\"d\"),Inventory!$AL251=\"Tons\"),Inventory!$AK251*12000,0)))))","v":0},0,0,"COP","No",{"$f":"IF(OR(Inventory!$J251=\"\",$BH495=\"No\"),\"-\",Inventory!$J251)","v":"-"},{"$f":"IFERROR(VLOOKUP($BI495,'Early Retirement'!$B$6:$C$32,2,FALSE),\"-\")","v":"-"},{"$f":"IF(OR($Z495<>\"b\",AND($AA495<>\"b\",$AA495<>\"c\")),\"n\",IF(AND($AS495<>1,$AS495<>2,$AS495<>7,$AS495<>8),\"n\",IF(Inventory!$K251=\"Split\",\"s\",IF(Inventory!$K251=\"Packaged\",\"p\",\"n\"))))","v":"n"},{"$f":"IF(AND($AA495<>\"i\",$AA495<>\"j\"),\"n\",IF(Inventory!$L251=\"Centrifugal\",\"c\",\"n\"))","v":"n"},"-","-",{"$f":"IFERROR(INDEX('Early Retirement'!$C$4:$AC$32,$BJ495,$BN495),0)","v":0},{"$f":"IFERROR(HLOOKUP($BN495,'Early Retirement'!$D$4:$AC$5,2,FALSE),0)","v":0},{"$f":"IFERROR(INDEX('Early Retirement'!$AE$4:$BE$32,$BJ495,$BN495),0)","v":0},{"$f":"IFERROR(HLOOKUP($BN495,'Early Retirement'!$AF$4:$BE$5,2,FALSE),0)","v":0},0,0,"kW/ton",{"$f":"IFERROR(INDEX('Early Retirement'!$BG$4:$CG$32,$BJ495,$BN495),0)","v":0},{"$f":"IFERROR(HLOOKUP($BN495,'Early Retirement'!$BH$4:$CH$5,2,FALSE),0)","v":0},0,"COP","Yes",0,0,"kW/ton",0,"COP",0,0,"kW/ton",0,"COP"]
[null,null,null,null,null,null,null,null,null,null,null,null,null,null,null,null,null,null,null,null,null,null,null,null,243,{"$f":"IF(Inventory!$C252=\"\",\"a\",VLOOKUP(Inventory!$C252,$B$8:$C$11,2,FALSE))","v":"a"},{"$f":"IF(AND($Z496=\"b\",Inventory!$I252=\"\"),\"a\",IF(AND($Z496=\"b\",Inventory!$I252<>\"\"),VLOOKUP(Inventory!$I252,$E$3:$F$12,2,FALSE),IF(AND(OR($Z496=\"c\",$Z496=\"d\"),Inventory!$AB252=\"\"),\"a\",IF(AND(OR($Z496=\"c\",$Z496=\"d\"),Inventory!$AB252<>\"\"),VLOOKUP(Inventory!$AB252,$E$3:$F$12,2,FALSE),\"a\"))))","v":"a"},{"$f":"IF(OR(AND($AA496<>\"b\",$AA496<>\"c\"),$AF496=0,$AF496>=(65000/12000),Inventory!$AC252=\"\"),\"a\",VLOOKUP(Inventory!$AC252,$H$3:$I$5,2,FALSE))","v":"a"},null,{"$f":"IF(AND($AA496<>\"i\",$AA496<>\"j\"),\"a\",IF(AND($Z496=\"b\",Inventory!$L252=\"\"),\"a\",IF(AND($Z496=\"b\",Inventory!$L252<>\"\"),VLOOKUP(Inventory!$L252,$N$3:$O$6,2,FALSE),IF(AND(OR($Z496=\"c\",$Z496=\"d\"),Inventory!$AE252=\"\"),\"a\",IF(AND(OR($Z496=\"c\",$Z496=\"d\"),Inventory!$AE252<>\"\"),VLOOKUP(Inventory!$AE252,$N$3:$O$6,2,FALSE),\"a\")))))","v":"a"},{"$f":"IF(OR(AND($AA496<>\"e\",$AA496<>\"f\"),$AF496=0,Inventory!$AG252=\"\"),\"a\",VLOOKUP(Inventory!$AG252,$Q$3:$R$5,2,FALSE))","v":"a"},{"$f":"IF(OR(Inventory!C252=\"New Construction\",Inventory!C252=\"Replace-on-Burnout\",Inventory!C252=\"Early Retirement\"),Inventory!AT252,0)","v":0},"","","","","","","","","","","","",0,"aaaaa0","No","No",{"$f":"IF($Z496=\"a\",0,IF($Z496=\"b\",Inventory!$M252,Inventory!$AH252))","v":0},{"$f":"IF(OR($Z496=\"a\",AND($AU496=\"No\",$AV496=\"No\")),0,IF(AND($Z496=\"b\",Inventory!$O252=\"Btu/hr\"),Inventory!$N252,IF(AND($Z496=\"b\",Inventory!$O252=\"Tons\"),Inventory!$N252*12000,IF(AND(OR($Z496=\"c\",$Z496=\"d\"),Inventory!$AJ252=\"Btu/hr\"),Inventory!$AI252,IF(AND(OR($Z496=\"c\",$Z496=\"d\"),Inventory!$AJ252=\"Tons\"),Inventory!$AI252*12000,0)))))","v":0},0,0,"EER",0,"kW/ton",{"$f":"IF(OR($Z496=\"a\",$AV496=\"No\"),0,IF(AND($Z496=\"b\",Inventory!$Q252=\"Btu/hr\"),Inventory!$P252,IF(AND($Z496=\"b\",Inventory!$Q252=\"Tons\"),Inventory!$P252*12000,IF(AND(OR($Z496=\"c\",$Z496=\"d\"),Inventory!$AL252=\"Btu/hr\"),Inventory!$AK252,IF(AND(OR($Z496=\"c\",$Z496=\"d\"),Inventory!$AL252=\"Tons\"),Inventory!$AK252*12000,0)))))","v":0},0,0,"COP","No",{"$f":"IF(OR(Inventory!$J252=\"\",$BH496=\"No\"),\"-\",Inventory!$J252)","v":"-"},{"$f":"IFERROR(VLOOKUP($BI496,'Early Retirement'!$B$6:$C$32,2,FALSE),\"-\")","v":"-"},{"$f":"IF(OR($Z496<>\"b\",AND($AA496<>\"b\",$AA496<>\"c\")),\"n\",IF(AND($AS496<>1,$AS496<>2,$AS496<>7,$AS496<>8),\"n\",IF(Inventory!$K252=\"Split\",\"s\",IF(Inventory!$K252=\"Packaged\",\"p\",\"n\"))))","v":"n"},{"$f":"IF(AND($AA496<>\"i\",$AA496<>\"j\"),\"n\",IF(Inventory!$L252=\"Centrifugal\",\"c\",\"n\"))","v":"n"},"-","-",{"$f":"IFERROR(INDEX('Early Retirement'!$C$4:$AC$32,$BJ496,$BN496),0)","v":0},{"$f":"IFERROR(HLOOKUP($BN496,'Early Retirement'!$D$4:$AC$5,2,FALSE),0)","v":0},{"$f":"IFERROR(INDEX('Early Retirement'!$AE$4:$BE$32,$BJ496,$BN496),0)","v":0},{"$f":"IFERROR(HLOOKUP($BN496,'Early Retirement'!$AF$4:$BE$5,2,FALSE),0)","v":0},0,0,"kW/ton",{"$f":"IFERROR(INDEX('Early Retirement'!$BG$4:$CG$32,$BJ496,$BN496),0)","v":0},{"$f":"IFERROR(HLOOKUP($BN496,'Early Retirement'!$BH$4:$CH$5,2,FALSE),0)","v":0},0,"COP","Yes",0,0,"kW/ton",0,"COP",0,0,"kW/ton",0,"COP"]
[null,null,null,null,null,null,null,null,null,null,null,null,null,null,null,null,null,null,null,null,null,null,null,null,244,{"$f":"IF(Inventory!$C253=\"\",\"a\",VLOOKUP(Inventory!$C253,$B$8:$C$11,2,FALSE))","v":"a"},{"$f":"IF(AND($Z497=\"b\",Inventory!$I253=\"\"),\"a\",IF(AND($Z497=\"b\",Inventory!$I253<>\"\"),VLOOKUP(Inventory!$I253,$E$3:$F$12,2,FALSE),IF(AND(OR($Z497=\"c\",$Z497=\"d\"),Inventory!$AB253=\"\"),\"a\",IF(AND(OR($Z497=\"c\",$Z497=\"d\"),Inventory!$AB253<>\"\"),VLOOKUP(Inventory!$AB253,$E$3:$F$12,2,FALSE),\"a\"))))","v":"a"},{"$f":"IF(OR(AND($AA497<>\"b\",$AA497<>\"c\"),$AF497=0,$AF497>=(65000/12000),Inventory!$AC253=\"\"),\"a\",VLOOKUP(Inventory!$AC253,$H$3:$I$5,2,FALSE))","v":"a"},null,{"$f":"IF(AND($AA497<>\"i\",$AA497<>\"j\"),\"a\",IF(AND($Z497=\"b\",Inventory!$L253=\"\"),\"a\",IF(AND($Z497=\"b\",Inventory!$L253<>\"\"),VLOOKUP(Inventory!$L253,$N$3:$O$6,2,FALSE),IF(AND(OR($Z497=\"c\",$Z497=\"d\"),Inventory!$AE253=\"\"),\"a\",IF(AND(OR($Z497=\"c\",$Z497=\"d\"),Inventory!$AE253<>\"\"),VLOOKUP(Inventory!$AE253,$N$3:$O$6,2,FALSE),\"a\")))))","v":"a"},{"$f":"IF(OR(AND($AA497<>\"e\",$AA497<>\"f\"),$AF497=0,Inventory!$AG253=\"\"),\"a\",VLOOKUP(Inventory!$AG253,$Q$3:$R$5,2,FALSE))","v":"a"},{"$f":"IF(OR(Inventory!C253=\"New Construction\",Inventory!C253=\"Replace-on-Burnout\",Inventory!C253=\"Early Retirement\"),Inventory!AT253,0)","v":0},"","","","","","","","","","","","",0,"aaaaa0","No","No",{"$f":"IF($Z497=\"a\",0,IF($Z497=\"b\",Inventory!$M253,Inventory!$AH253))","v":0},{"$f":"IF(OR($Z497=\"a\",AND($AU497=\"No\",$AV497=\"No\")),0,IF(AND($Z497=\"b\",Inventory!$O253=\"Btu/hr\"),Inventory!$N253,IF(AND($Z497=\"b\",Inventory!$O253=\"Tons\"),Inventory!$N253*12000,IF(AND(OR($Z497=\"c\",$Z497=\"d\"),Inventory!$AJ253=\"Btu/hr\"),Inventory!$AI253,IF(AND(OR($Z497=\"c\",$Z497=\"d\"),Inventory!$AJ253=\"Tons\"),Inventory!$AI253*12000,0)))))","v":0},0,0,"EER",0,"kW/ton",{"$f":"IF(OR($Z497=\"a\",$AV497=\"No\"),0,IF(AND($Z497=\"b\",Inventory!$Q253=\"Btu/hr\"),Inventory!$P253,IF(AND($Z497=\"b\",Inventory!$Q253=\"Tons\"),Inventory!$P253*12000,IF(AND(OR($Z497=\"c\",$Z497=\"d\"),Inventory!$AL253=\"Btu/hr\"),Inventory!$AK253,IF(AND(OR($Z497=\"c\",$Z497=\"d\"),Inventory!$AL253=\"Tons\"),Inventory!$AK253*12000,0)))))","v":0},0,0,"COP","No",{"$f":"IF(OR(Inventory!$J253=\"\",$BH497=\"No\"),\"-\",Inventory!$J253)","v":"-"},{"$f":"IFERROR(VLOOKUP($BI497,'Early Retirement'!$B$6:$C$32,2,FALSE),\"-\")","v":"-"},{"$f":"IF(OR($Z497<>\"b\",AND($AA497<>\"b\",$AA497<>\"c\")),\"n\",IF(AND($AS497<>1,$AS497<>2,$AS497<>7,$AS497<>8),\"n\",IF(Inventory!$K253=\"Split\",\"s\",IF(Inventory!$K253=\"Packaged\",\"p\",\"n\"))))","v":"n"},{"$f":"IF(AND($AA497<>\"i\",$AA497<>\"j\"),\"n\",IF(Inventory!$L253=\"Centrifugal\",\"c\",\"n\"))","v":"n"},"-","-",{"$f":"IFERROR(INDEX('Early Retirement'!$C$4:$AC$32,$BJ497,$BN497),0)","v":0},{"$f":"IFERROR(HLOOKUP($BN497,'Early Retirement'!$D$4:$AC$5,2,FALSE),0)","v":0},{"$f":"IFERROR(INDEX('Early Retirement'!$AE$4:$BE$32,$BJ497,$BN497),0)","v":0},{"$f":"IFERROR(HLOOKUP($BN497,'Early Retirement'!$AF$4:$BE$5,2,FALSE),0)","v":0},0,0,"kW/ton",{"$f":"IFERROR(INDEX('Early Retirement'!$BG$4:$CG$32,$BJ497,$BN497),0)","v":0},{"$f":"IFERROR(HLOOKUP($BN497,'Early Retirement'!$BH$4:$CH$5,2,FALSE),0)","v":0},0,"COP","Yes",0,0,"kW/ton",0,"COP",0,0,"kW/ton",0,"COP"]
[null,null,null,null,null,null,null,null,null,null,null,null,null,null,null,null,null,null,null,null,null,null,null,null,245,{"$f":"IF(Inventory!$C254=\"\",\"a\",VLOOKUP(Inventory!$C254,$B$8:$C$11,2,FALSE))","v":"a"},{"$f":"IF(AND($Z498=\"b\",Inventory!$I254=\"\"),\"a\",IF(AND($Z498=\"b\",Inventory!$I254<>\"\"),VLOOKUP(Inventory!$I254,$E$3:$F$12,2,FALSE),IF(AND(OR($Z498=\"c\",$Z498=\"d\"),Inventory!$AB254=\"\"),\"a\",IF(AND(OR($Z498=\"c\",$Z498=\"d\"),Inventory!$AB254<>\"\"),VLOOKUP(Inventory!$AB254,$E$3:$F$12,2,FALSE),\"a\"))))","v":"a"},{"$f":"IF(OR(AND($AA498<>\"b\",$AA498<>\"c\"),$AF498=0,$AF498>=(65000/12000),Inventory!$AC254=\"\"),\"a\",VLOOKUP(Inventory!$AC254,$H$3:$I$5,2,FALSE))","v":"a"},null,{"$f":"IF(AND($AA498<>\"i\",$AA498<>\"j\"),\"a\",IF(AND($Z498=\"b\",Inventory!$L254=\"\"),\"a\",IF(AND($Z498=\"b\",Inventory!$L254<>\"\"),VLOOKUP(Inventory!$L254,$N$3:$O$6,2,FALSE),IF(AND(OR($Z498=\"c\",$Z498=\"d\"),Inventory!$AE254=\"\"),\"a\",IF(AND(OR($Z498=\"c\",$Z498=\"d\"),Inventory!$AE254<>\"\"),VLOOKUP(Inventory!$AE254,$N$3:$O$6,2,FALSE),\"a\")))))","v":"a"},{"$f":"IF(OR(AND($AA498<>\"e\",$AA498<>\"f\"),$AF498=0,Inventory!$AG254=\"\"),\"a\",VLOOKUP(Inventory!$AG254,$Q$3:$R$5,2,FALSE))","v":"a"},{"$f":"IF(OR(Inventory!C254=\"New Construction\",Inventory!C254=\"Replace-on-Burnout\",Inventory!C254=\"Early Retirement\"),Inventory!AT254,0)","v":0},"","","","","","","","","","","","",0,"aaaaa0","No","No",{"$f":"IF($Z498=\"a\",0,IF($Z498=\"b\",Inventory!$M254,Inventory!$AH254))","v":0},{"$f":"IF(OR($Z498=\"a\",AND($AU498=\"No\",$AV498=\"No\")),0,IF(AND($Z498=\"b\",Inventory!$O254=\"Btu/hr\"),Inventory!$N254,IF(AND($Z498=\"b\",Inventory!$O254=\"Tons\"),Inventory!$N254*12000,IF(AND(OR($Z498=\"c\",$Z498=\"d\"),Inventory!$AJ254=\"Btu/hr\"),Inventory!$AI254,IF(AND(OR($Z498=\"c\",$Z498=\"d\"),Inventory!$AJ254=\"Tons\"),Inventory!$AI254*12000,0)))))","v":0},0,0,"EER",0,"kW/ton",{"$f":"IF(OR($Z498=\"a\",$AV498=\"No\"),0,IF(AND($Z498=\"b\",Inventory!$Q254=\"Btu/hr\"),Inventory!$P254,IF(AND($Z498=\"b\",Inventory!$Q254=\"Tons\"),Inventory!$P254*12000,IF(AND(OR($Z498=\"c\",$Z498=\"d\"),Inventory!$AL254=\"Btu/hr\"),Inventory!$AK254,IF(AND(OR($Z498=\"c\",$Z498=\"d\"),Inventory!$AL254=\"Tons\"),Inventory!$AK254*12000,0)))))","v":0},0,0,"COP","No",{"$f":"IF(OR(Inventory!$J254=\"\",$BH498=\"No\"),\"-\",Inventory!$J254)","v":"-"},{"$f":"IFERROR(VLOOKUP($BI498,'Early Retirement'!$B$6:$C$32,2,FALSE),\"-\")","v":"-"},{"$f":"IF(OR($Z498<>\"b\",AND($AA498<>\"b\",$AA498<>\"c\")),\"n\",IF(AND($AS498<>1,$AS498<>2,$AS498<>7,$AS498<>8),\"n\",IF(Inventory!$K254=\"Split\",\"s\",IF(Inventory!$K254=\"Packaged\",\"p\",\"n\"))))","v":"n"},{"$f":"IF(AND($AA498<>\"i\",$AA498<>\"j\"),\"n\",IF(Inventory!$L254=\"Centrifugal\",\"c\",\"n\"))","v":"n"},"-","-",{"$f":"IFERROR(INDEX('Early Retirement'!$C$4:$AC$32,$BJ498,$BN498),0)","v":0},{"$f":"IFERROR(HLOOKUP($BN498,'Early Retirement'!$D$4:$AC$5,2,FALSE),0)","v":0},{"$f":"IFERROR(INDEX('Early Retirement'!$AE$4:$BE$32,$BJ498,$BN498),0)","v":0},{"$f":"IFERROR(HLOOKUP($BN498,'Early Retirement'!$AF$4:$BE$5,2,FALSE),0)","v":0},0,0,"kW/ton",{"$f":"IFERROR(INDEX('Early Retirement'!$BG$4:$CG$32,$BJ498,$BN498),0)","v":0},{"$f":"IFERROR(HLOOKUP($BN498,'Early Retirement'!$BH$4:$CH$5,2,FALSE),0)","v":0},0,"COP","Yes",0,0,"kW/ton",0,"COP",0,0,"kW/ton",0,"COP"]
[null,null,null,null,null,null,null,null,null,null,null,null,null,null,null,null,null,null,null,null,null,null,null,null,246,{"$f":"IF(Inventory!$C255=\"\",\"a\",VLOOKUP(Inventory!$C255,$B$8:$C$11,2,FALSE))","v":"a"},{"$f":"IF(AND($Z499=\"b\",Inventory!$I255=\"\"),\"a\",IF(AND($Z499=\"b\",Inventory!$I255<>\"\"),VLOOKUP(Inventory!$I255,$E$3:$F$12,2,FALSE),IF(AND(OR($Z499=\"c\",$Z499=\"d\"),Inventory!$AB255=\"\"),\"a\",IF(AND(OR($Z499=\"c\",$Z499=\"d\"),Inventory!$AB255<>\"\"),VLOOKUP(Inventory!$AB255,$E$3:$F$12,2,FALSE),\"a\"))))","v":"a"},{"$f":"IF(OR(AND($AA499<>\"b\",$AA499<>\"c\"),$AF499=0,$AF499>=(65000/12000),Inventory!$AC255=\"\"),\"a\",VLOOKUP(Inventory!$AC255,$H$3:$I$5,2,FALSE))","v":"a"},null,{"$f":"IF(AND($AA499<>\"i\",$AA499<>\"j\"),\"a\",IF(AND($Z499=\"b\",Inventory!$L255=\"\"),\"a\",IF(AND($Z499=\"b\",Inventory!$L255<>\"\"),VLOOKUP(Inventory!$L255,$N$3:$O$6,2,FALSE),IF(AND(OR($Z499=\"c\",$Z499=\"d\"),Inventory!$AE255=\"\"),\"a\",IF(AND(OR($Z499=\"c\",$Z499=\"d\"),Inventory!$AE255<>\"\"),VLOOKUP(Inventory!$AE255,$N$3:$O$6,2,FALSE),\"a\")))))","v":"a"},{"$f":"IF(OR(AND($AA499<>\"e\",$AA499<>\"f\"),$AF499=0,Inventory!$AG255=\"\"),\"a\",VLOOKUP(Inventory!$AG255,$Q$3:$R$5,2,FALSE))","v":"a"},{"$f":"IF(OR(Inventory!C255=\"New Construction\",Inventory!C255=\"Replace-on-Burnout\",Inventory!C255=\"Early Retirement\"),Inventory!AT255,0)","v":0},"","","","","","","","","","","","",0,"aaaaa0","No","No",{"$f":"IF($Z499=\"a\",0,IF($Z499=\"b\",Inventory!$M255,Inventory!$AH255))","v":0},{"$f":"IF(OR($Z499=\"a\",AND($AU499=\"No\",$AV499=\"No\")),0,IF(AND($Z499=\"b\",Inventory!$O255=\"Btu/hr\"),Inventory!$N255,IF(AND($Z499=\"b\",Inventory!$O255=\"Tons\"),Inventory!$N255*12000,IF(AND(OR($Z499=\"c\",$Z499=\"d\"),Inventory!$AJ255=\"Btu/hr\"),Inventory!$AI255,IF(AND(OR($Z499=\"c\",$Z499=\"d\"),Inventory!$AJ255=\"Tons\"),Inventory!$AI255*12000,0)))))","v":0},0,0,"EER",0,"kW/ton",{"$f":"IF(OR($Z499=\"a\",$AV499=\"No\"),0,IF(AND($Z499=\"b\",Inventory!$Q255=\"Btu/hr\"),Inventory!$P255,IF(AND($Z499=\"b\",Inventory!$Q255=\"Tons\"),Inventory!$P255*12000,IF(AND(OR($Z499=\"c\",$Z499=\"d\"),Inventory!$AL255=\"Btu/hr\"),Inventory!$AK255,IF(AND(OR($Z499=\"c\",$Z499=\"d\"),Inventory!$AL255=\"Tons\"),Inventory!$AK255*12000,0)))))","v":0},0,0,"COP","No",{"$f":"IF(OR(Inventory!$J255=\"\",$BH499=\"No\"),\"-\",Inventory!$J255)","v":"-"},{"$f":"IFERROR(VLOOKUP($BI499,'Early Retirement'!$B$6:$C$32,2,FALSE),\"-\")","v":"-"},{"$f":"IF(OR($Z499<>\"b\",AND($AA499<>\"b\",$AA499<>\"c\")),\"n\",IF(AND($AS499<>1,$AS499<>2,$AS499<>7,$AS499<>8),\"n\",IF(Inventory!$K255=\"Split\",\"s\",IF(Inventory!$K255=\"Packaged\",\"p\",\"n\"))))","v":"n"},{"$f":"IF(AND($AA499<>\"i\",$AA499<>\"j\"),\"n\",IF(Inventory!$L255=\"Centrifugal\",\"c\",\"n\"))","v":"n"},"-","-",{"$f":"IFERROR(INDEX('Early Retirement'!$C$4:$AC$32,$BJ499,$BN499),0)","v":0},{"$f":"IFERROR(HLOOKUP($BN499,'Early Retirement'!$D$4:$AC$5,2,FALSE),0)","v":0},{"$f":"IFERROR(INDEX('Early Retirement'!$AE$4:$BE$32,$BJ499,$BN499),0)","v":0},{"$f":"IFERROR(HLOOKUP($BN499,'Early Retirement'!$AF$4:$BE$5,2,FALSE),0)","v":0},0,0,"kW/ton",{"$f":"IFERROR(INDEX('Early Retirement'!$BG$4:$CG$32,$BJ499,$BN499),0)","v":0},{"$f":"IFERROR(HLOOKUP($BN499,'Early Retirement'!$BH$4:$CH$5,2,FALSE),0)","v":0},0,"COP","Yes",0,0,"kW/ton",0,"COP",0,0,"kW/ton",0,"COP"]
[null,null,null,null,null,null,null,null,null,null,null,null,null,null,null,null,null,null,null,null,null,null,null,null,247,{"$f":"IF(Inventory!$C256=\"\",\"a\",VLOOKUP(Inventory!$C256,$B$8:$C$11,2,FALSE))","v":"a"},{"$f":"IF(AND($Z500=\"b\",Inventory!$I256=\"\"),\"a\",IF(AND($Z500=\"b\",Inventory!$I256<>\"\"),VLOOKUP(Inventory!$I256,$E$3:$F$12,2,FALSE),IF(AND(OR($Z500=\"c\",$Z500=\"d\"),Inventory!$AB256=\"\"),\"a\",IF(AND(OR($Z500=\"c\",$Z500=\"d\"),Inventory!$AB256<>\"\"),VLOOKUP(Inventory!$AB256,$E$3:$F$12,2,FALSE),\"a\"))))","v":"a"},{"$f":"IF(OR(AND($AA500<>\"b\",$AA500<>\"c\"),$AF500=0,$AF500>=(65000/12000),Inventory!$AC256=\"\"),\"a\",VLOOKUP(Inventory!$AC256,$H$3:$I$5,2,FALSE))","v":"a"},null,{"$f":"IF(AND($AA500<>\"i\",$AA500<>\"j\"),\"a\",IF(AND($Z500=\"b\",Inventory!$L256=\"\"),\"a\",IF(AND($Z500=\"b\",Inventory!$L256<>\"\"),VLOOKUP(Inventory!$L256,$N$3:$O$6,2,FALSE),IF(AND(OR($Z500=\"c\",$Z500=\"d\"),Inventory!$AE256=\"\"),\"a\",IF(AND(OR($Z500=\"c\",$Z500=\"d\"),Inventory!$AE256<>\"\"),VLOOKUP(Inventory!$AE256,$N$3:$O$6,2,FALSE),\"a\")))))","v":"a"},{"$f":"IF(OR(AND($AA500<>\"e\",$AA500<>\"f\"),$AF500=0,Inventory!$AG256=\"\"),\"a\",VLOOKUP(Inventory!$AG256,$Q$3:$R$5,2,FALSE))","v":"a"},{"$f":"IF(OR(Inventory!C256=\"New Construction\",Inventory!C256=\"Replace-on-Burnout\",Inventory!C256=\"Early Retirement\"),Inventory!AT256,0)","v":0},"","","","","","","","","","","","",0,"aaaaa0","No","No",{"$f":"IF($Z500=\"a\",0,IF($Z500=\"b\",Inventory!$M256,Inventory!$AH256))","v":0},{"$f":"IF(OR($Z500=\"a\",AND($AU500=\"No\",$AV500=\"No\")),0,IF(AND($Z500=\"b\",Inventory!$O256=\"Btu/hr\"),Inventory!$N256,IF(AND($Z500=\"b\",Inventory!$O256=\"Tons\"),Inventory!$N256*12000,IF(AND(OR($Z500=\"c\",$Z500=\"d\"),Inventory!$AJ256=\"Btu/hr\"),Inventory!$AI256,IF(AND(OR($Z500=\"c\",$Z500=\"d\"),Inventory!$AJ256=\"Tons\"),Inventory!$AI256*12000,0)))))","v":0},0,0,"EER",0,"kW/ton",{"$f":"IF(OR($Z500=\"a\",$AV500=\"No\"),0,IF(AND($Z500=\"b\",Inventory!$Q256=\"Btu/hr\"),Inventory!$P256,IF(AND($Z500=\"b\",Inventory!$Q256=\"Tons\"),Inventory!$P256*12000,IF(AND(OR($Z500=\"c\",$Z500=\"d\"),Inventory!$AL256=\"Btu/hr\"),Inventory!$AK256,IF(AND(OR($Z500=\"c\",$Z500=\"d\"),Inventory!$AL256=\"Tons\"),Inventory!$AK256*12000,0)))))","v":0},0,0,"COP","No",{"$f":"IF(OR(Inventory!$J256=\"\",$BH500=\"No\"),\"-\",Inventory!$J256)","v":"-"},{"$f":"IFERROR(VLOOKUP($BI500,'Early Retirement'!$B$6:$C$32,2,FALSE),\"-\")","v":"-"},{"$f":"IF(OR($Z500<>\"b\",AND($AA500<>\"b\",$AA500<>\"c\")),\"n\",IF(AND($AS500<>1,$AS500<>2,$AS500<>7,$AS500<>8),\"n\",IF(Inventory!$K256=\"Split\",\"s\",IF(Inventory!$K256=\"Packaged\",\"p\",\"n\"))))","v":"n"},{"$f":"IF(AND($AA500<>\"i\",$AA500<>\"j\"),\"n\",IF(Inventory!$L256=\"Centrifugal\",\"c\",\"n\"))","v":"n"},"-","-",{"$f":"IFERROR(INDEX('Early Retirement'!$C$4:$AC$32,$BJ500,$BN500),0)","v":0},{"$f":"IFERROR(HLOOKUP($BN500,'Early Retirement'!$D$4:$AC$5,2,FALSE),0)","v":0},{"$f":"IFERROR(INDEX('Early Retirement'!$AE$4:$BE$32,$BJ500,$BN500),0)","v":0},{"$f":"IFERROR(HLOOKUP($BN500,'Early Retirement'!$AF$4:$BE$5,2,FALSE),0)","v":0},0,0,"kW/ton",{"$f":"IFERROR(INDEX('Early Retirement'!$BG$4:$CG$32,$BJ500,$BN500),0)","v":0},{"$f":"IFERROR(HLOOKUP($BN500,'Early Retirement'!$BH$4:$CH$5,2,FALSE),0)","v":0},0,"COP","Yes",0,0,"kW/ton",0,"COP",0,0,"kW/ton",0,"COP"]
[null,null,null,null,null,null,null,null,null,null,null,null,null,null,null,null,null,null,null,null,null,null,null,null,248,{"$f":"IF(Inventory!$C257=\"\",\"a\",VLOOKUP(Inventory!$C257,$B$8:$C$11,2,FALSE))","v":"a"},{"$f":"IF(AND($Z501=\"b\",Inventory!$I257=\"\"),\"a\",IF(AND($Z501=\"b\",Inventory!$I257<>\"\"),VLOOKUP(Inventory!$I257,$E$3:$F$12,2,FALSE),IF(AND(OR($Z501=\"c\",$Z501=\"d\"),Inventory!$AB257=\"\"),\"a\",IF(AND(OR($Z501=\"c\",$Z501=\"d\"),Inventory!$AB257<>\"\"),VLOOKUP(Inventory!$AB257,$E$3:$F$12,2,FALSE),\"a\"))))","v":"a"},{"$f":"IF(OR(AND($AA501<>\"b\",$AA501<>\"c\"),$AF501=0,$AF501>=(65000/12000),Inventory!$AC257=\"\"),\"a\",VLOOKUP(Inventory!$AC257,$H$3:$I$5,2,FALSE))","v":"a"},null,{"$f":"IF(AND($AA501<>\"i\",$AA501<>\"j\"),\"a\",IF(AND($Z501=\"b\",Inventory!$L257=\"\"),\"a\",IF(AND($Z501=\"b\",Inventory!$L257<>\"\"),VLOOKUP(Inventory!$L257,$N$3:$O$6,2,FALSE),IF(AND(OR($Z501=\"c\",$Z501=\"d\"),Inventory!$AE257=\"\"),\"a\",IF(AND(OR($Z501=\"c\",$Z501=\"d\"),Inventory!$AE257<>\"\"),VLOOKUP(Inventory!$AE257,$N$3:$O$6,2,FALSE),\"a\")))))","v":"a"},{"$f":"IF(OR(AND($AA501<>\"e\",$AA501<>\"f\"),$AF501=0,Inventory!$AG257=\"\"),\"a\",VLOOKUP(Inventory!$AG257,$Q$3:$R$5,2,FALSE))","v":"a"},{"$f":"IF(OR(Inventory!C257=\"New Construction\",Inventory!C257=\"Replace-on-Burnout\",Inventory!C257=\"Early Retirement\"),Inventory!AT257,0)","v":0},"","","","","","","","","","","","",0,"aaaaa0","No","No",{"$f":"IF($Z501=\"a\",0,IF($Z501=\"b\",Inventory!$M257,Inventory!$AH257))","v":0},{"$f":"IF(OR($Z501=\"a\",AND($AU501=\"No\",$AV501=\"No\")),0,IF(AND($Z501=\"b\",Inventory!$O257=\"Btu/hr\"),Inventory!$N257,IF(AND($Z501=\"b\",Inventory!$O257=\"Tons\"),Inventory!$N257*12000,IF(AND(OR($Z501=\"c\",$Z501=\"d\"),Inventory!$AJ257=\"Btu/hr\"),Inventory!$AI257,IF(AND(OR($Z501=\"c\",$Z501=\"d\"),Inventory!$AJ257=\"Tons\"),Inventory!$AI257*12000,0)))))","v":0},0,0,"EER",0,"kW/ton",{"$f":"IF(OR($Z501=\"a\",$AV501=\"No\"),0,IF(AND($Z501=\"b\",Inventory!$Q257=\"Btu/hr\"),Inventory!$P257,IF(AND($Z501=\"b\",Inventory!$Q257=\"Tons\"),Inventory!$P257*12000,IF(AND(OR($Z501=\"c\",$Z501=\"d\"),Inventory!$AL257=\"Btu/hr\"),Inventory!$AK257,IF(AND(OR($Z501=\"c\",$Z501=\"d\"),Inventory!$AL257=\"Tons\"),Inventory!$AK257*12000,0)))))","v":0},0,0,"COP","No",{"$f":"IF(OR(Inventory!$J257=\"\",$BH501=\"No\"),\"-\",Inventory!$J257)","v":"-"},{"$f":"IFERROR(VLOOKUP($BI501,'Early Retirement'!$B$6:$C$32,2,FALSE),\"-\")","v":"-"},{"$f":"IF(OR($Z501<>\"b\",AND($AA501<>\"b\",$AA501<>\"c\")),\"n\",IF(AND($AS501<>1,$AS501<>2,$AS501<>7,$AS501<>8),\"n\",IF(Inventory!$K257=\"Split\",\"s\",IF(Inventory!$K257=\"Packaged\",\"p\",\"n\"))))","v":"n"},{"$f":"IF(AND($AA501<>\"i\",$AA501<>\"j\"),\"n\",IF(Inventory!$L257=\"Centrifugal\",\"c\",\"n\"))","v":"n"},"-","-",{"$f":"IFERROR(INDEX('Early Retirement'!$C$4:$AC$32,$BJ501,$BN501),0)","v":0},{"$f":"IFERROR(HLOOKUP($BN501,'Early Retirement'!$D$4:$AC$5,2,FALSE),0)","v":0},{"$f":"IFERROR(INDEX('Early Retirement'!$AE$4:$BE$32,$BJ501,$BN501),0)","v":0},{"$f":"IFERROR(HLOOKUP($BN501,'Early Retirement'!$AF$4:$BE$5,2,FALSE),0)","v":0},0,0,"kW/ton",{"$f":"IFERROR(INDEX('Early Retirement'!$BG$4:$CG$32,$BJ501,$BN501),0)","v":0},{"$f":"IFERROR(HLOOKUP($BN501,'Early Retirement'!$BH$4:$CH$5,2,FALSE),0)","v":0},0,"COP","Yes",0,0,"kW/ton",0,"COP",0,0,"kW/ton",0,"COP"]
[null,null,null,null,null,null,null,null,null,null,null,null,null,null,null,null,null,null,null,null,null,null,null,null,249,{"$f":"IF(Inventory!$C258=\"\",\"a\",VLOOKUP(Inventory!$C258,$B$8:$C$11,2,FALSE))","v":"a"},{"$f":"IF(AND($Z502=\"b\",Inventory!$I258=\"\"),\"a\",IF(AND($Z502=\"b\",Inventory!$I258<>\"\"),VLOOKUP(Inventory!$I258,$E$3:$F$12,2,FALSE),IF(AND(OR($Z502=\"c\",$Z502=\"d\"),Inventory!$AB258=\"\"),\"a\",IF(AND(OR($Z502=\"c\",$Z502=\"d\"),Inventory!$AB258<>\"\"),VLOOKUP(Inventory!$AB258,$E$3:$F$12,2,FALSE),\"a\"))))","v":"a"},{"$f":"IF(OR(AND($AA502<>\"b\",$AA502<>\"c\"),$AF502=0,$AF502>=(65000/12000),Inventory!$AC258=\"\"),\"a\",VLOOKUP(Inventory!$AC258,$H$3:$I$5,2,FALSE))","v":"a"},null,{"$f":"IF(AND($AA502<>\"i\",$AA502<>\"j\"),\"a\",IF(AND($Z502=\"b\",Inventory!$L258=\"\"),\"a\",IF(AND($Z502=\"b\",Inventory!$L258<>\"\"),VLOOKUP(Inventory!$L258,$N$3:$O$6,2,FALSE),IF(AND(OR($Z502=\"c\",$Z502=\"d\"),Inventory!$AE258=\"\"),\"a\",IF(AND(OR($Z502=\"c\",$Z502=\"d\"),Inventory!$AE258<>\"\"),VLOOKUP(Inventory!$AE258,$N$3:$O$6,2,FALSE),\"a\")))))","v":"a"},{"$f":"IF(OR(AND($AA502<>\"e\",$AA502<>\"f\"),$AF502=0,Inventory!$AG258=\"\"),\"a\",VLOOKUP(Inventory!$AG258,$Q$3:$R$5,2,FALSE))","v":"a"},{"$f":"IF(OR(Inventory!C258=\"New Construction\",Inventory!C258=\"Replace-on-Burnout\",Inventory!C258=\"Early Retirement\"),Inventory!AT258,0)","v":0},"","","","","","","","","","","","",0,"aaaaa0","No","No",{"$f":"IF($Z502=\"a\",0,IF($Z502=\"b\",Inventory!$M258,Inventory!$AH258))","v":0},{"$f":"IF(OR($Z502=\"a\",AND($AU502=\"No\",$AV502=\"No\")),0,IF(AND($Z502=\"b\",Inventory!$O258=\"Btu/hr\"),Inventory!$N258,IF(AND($Z502=\"b\",Inventory!$O258=\"Tons\"),Inventory!$N258*12000,IF(AND(OR($Z502=\"c\",$Z502=\"d\"),Inventory!$AJ258=\"Btu/hr\"),Inventory!$AI258,IF(AND(OR($Z502=\"c\",$Z502=\"d\"),Inventory!$AJ258=\"Tons\"),Inventory!$AI258*12000,0)))))","v":0},0,0,"EER",0,"kW/ton",{"$f":"IF(OR($Z502=\"a\",$AV502=\"No\"),0,IF(AND($Z502=\"b\",Inventory!$Q258=\"Btu/hr\"),Inventory!$P258,IF(AND($Z502=\"b\",Inventory!$Q258=\"Tons\"),Inventory!$P258*12000,IF(AND(OR($Z502=\"c\",$Z502=\"d\"),Inventory!$AL258=\"Btu/hr\"),Inventory!$AK258,IF(AND(OR($Z502=\"c\",$Z502=\"d\"),Inventory!$AL258=\"Tons\"),Inventory!$AK258*12000,0)))))","v":0},0,0,"COP","No",{"$f":"IF(OR(Inventory!$J258=\"\",$BH502=\"No\"),\"-\",Inventory!$J258)","v":"-"},{"$f":"IFERROR(VLOOKUP($BI502,'Early Retirement'!$B$6:$C$32,2,FALSE),\"-\")","v":"-"},{"$f":"IF(OR($Z502<>\"b\",AND($AA502<>\"b\",$AA502<>\"c\")),\"n\",IF(AND($AS502<>1,$AS502<>2,$AS502<>7,$AS502<>8),\"n\",IF(Inventory!$K258=\"Split\",\"s\",IF(Inventory!$K258=\"Packaged\",\"p\",\"n\"))))","v":"n"},{"$f":"IF(AND($AA502<>\"i\",$AA502<>\"j\"),\"n\",IF(Inventory!$L258=\"Centrifugal\",\"c\",\"n\"))","v":"n"},"-","-",{"$f":"IFERROR(INDEX('Early Retirement'!$C$4:$AC$32,$BJ502,$BN502),0)","v":0},{"$f":"IFERROR(HLOOKUP($BN502,'Early Retirement'!$D$4:$AC$5,2,FALSE),0)","v":0},{"$f":"IFERROR(INDEX('Early Retirement'!$AE$4:$BE$32,$BJ502,$BN502),0)","v":0},{"$f":"IFERROR(HLOOKUP($BN502,'Early Retirement'!$AF$4:$BE$5,2,FALSE),0)","v":0},0,0,"kW/ton",{"$f":"IFERROR(INDEX('Early Retirement'!$BG$4:$CG$32,$BJ502,$BN502),0)","v":0},{"$f":"IFERROR(HLOOKUP($BN502,'Early Retirement'!$BH$4:$CH$5,2,FALSE),0)","v":0},0,"COP","Yes",0,0,"kW/ton",0,"COP",0,0,"kW/ton",0,"COP"]
[null,null,null,null,null,null,null,null,null,null,null,null,null,null,null,null,null,null,null,null,null,null,null,null,250,{"$f":"IF(Inventory!$C259=\"\",\"a\",VLOOKUP(Inventory!$C259,$B$8:$C$11,2,FALSE))","v":"a"},{"$f":"IF(AND($Z503=\"b\",Inventory!$I259=\"\"),\"a\",IF(AND($Z503=\"b\",Inventory!$I259<>\"\"),VLOOKUP(Inventory!$I259,$E$3:$F$12,2,FALSE),IF(AND(OR($Z503=\"c\",$Z503=\"d\"),Inventory!$AB259=\"\"),\"a\",IF(AND(OR($Z503=\"c\",$Z503=\"d\"),Inventory!$AB259<>\"\"),VLOOKUP(Inventory!$AB259,$E$3:$F$12,2,FALSE),\"a\"))))","v":"a"},{"$f":"IF(OR(AND($AA503<>\"b\",$AA503<>\"c\"),$AF503=0,$AF503>=(65000/12000),Inventory!$AC259=\"\"),\"a\",VLOOKUP(Inventory!$AC259,$H$3:$I$5,2,FALSE))","v":"a"},null,{"$f":"IF(AND($AA503<>\"i\",$AA503<>\"j\"),\"a\",IF(AND($Z503=\"b\",Inventory!$L259=\"\"),\"a\",IF(AND($Z503=\"b\",Inventory!$L259<>\"\"),VLOOKUP(Inventory!$L259,$N$3:$O$6,2,FALSE),IF(AND(OR($Z503=\"c\",$Z503=\"d\"),Inventory!$AE259=\"\"),\"a\",IF(AND(OR($Z503=\"c\",$Z503=\"d\"),Inventory!$AE259<>\"\"),VLOOKUP(Inventory!$AE259,$N$3:$O$6,2,FALSE),\"a\")))))","v":"a"},{"$f":"IF(OR(AND($AA503<>\"e\",$AA503<>\"f\"),$AF503=0,Inventory!$AG259=\"\"),\"a\",VLOOKUP(Inventory!$AG259,$Q$3:$R$5,2,FALSE))","v":"a"},{"$f":"IF(OR(Inventory!C259=\"New Construction\",Inventory!C259=\"Replace-on-Burnout\",Inventory!C259=\"Early Retirement\"),Inventory!AT259,0)","v":0},"","","","","","","","","","","","",0,"aaaaa0","No","No",{"$f":"IF($Z503=\"a\",0,IF($Z503=\"b\",Inventory!$M259,Inventory!$AH259))","v":0},{"$f":"IF(OR($Z503=\"a\",AND($AU503=\"No\",$AV503=\"No\")),0,IF(AND($Z503=\"b\",Inventory!$O259=\"Btu/hr\"),Inventory!$N259,IF(AND($Z503=\"b\",Inventory!$O259=\"Tons\"),Inventory!$N259*12000,IF(AND(OR($Z503=\"c\",$Z503=\"d\"),Inventory!$AJ259=\"Btu/hr\"),Inventory!$AI259,IF(AND(OR($Z503=\"c\",$Z503=\"d\"),Inventory!$AJ259=\"Tons\"),Inventory!$AI259*12000,0)))))","v":0},0,0,"EER",0,"kW/ton",{"$f":"IF(OR($Z503=\"a\",$AV503=\"No\"),0,IF(AND($Z503=\"b\",Inventory!$Q259=\"Btu/hr\"),Inventory!$P259,IF(AND($Z503=\"b\",Inventory!$Q259=\"Tons\"),Inventory!$P259*12000,IF(AND(OR($Z503=\"c\",$Z503=\"d\"),Inventory!$AL259=\"Btu/hr\"),Inventory!$AK259,IF(AND(OR($Z503=\"c\",$Z503=\"d\"),Inventory!$AL259=\"Tons\"),Inventory!$AK259*12000,0)))))","v":0},0,0,"COP","No",{"$f":"IF(OR(Inventory!$J259=\"\",$BH503=\"No\"),\"-\",Inventory!$J259)","v":"-"},{"$f":"IFERROR(VLOOKUP($BI503,'Early Retirement'!$B$6:$C$32,2,FALSE),\"-\")","v":"-"},{"$f":"IF(OR($Z503<>\"b\",AND($AA503<>\"b\",$AA503<>\"c\")),\"n\",IF(AND($AS503<>1,$AS503<>2,$AS503<>7,$AS503<>8),\"n\",IF(Inventory!$K259=\"Split\",\"s\",IF(Inventory!$K259=\"Packaged\",\"p\",\"n\"))))","v":"n"},{"$f":"IF(AND($AA503<>\"i\",$AA503<>\"j\"),\"n\",IF(Inventory!$L259=\"Centrifugal\",\"c\",\"n\"))","v":"n"},"-","-",{"$f":"IFERROR(INDEX('Early Retirement'!$C$4:$AC$32,$BJ503,$BN503),0)","v":0},{"$f":"IFERROR(HLOOKUP($BN503,'Early Retirement'!$D$4:$AC$5,2,FALSE),0)","v":0},{"$f":"IFERROR(INDEX('Early Retirement'!$AE$4:$BE$32,$BJ503,$BN503),0)","v":0},{"$f":"IFERROR(HLOOKUP($BN503,'Early Retirement'!$AF$4:$BE$5,2,FALSE),0)","v":0},0,0,"kW/ton",{"$f":"IFERROR(INDEX('Early Retirement'!$BG$4:$CG$32,$BJ503,$BN503),0)","v":0},{"$f":"IFERROR(HLOOKUP($BN503,'Early Retirement'!$BH$4:$CH$5,2,FALSE),0)","v":0},0,"COP","Yes",0,0,"kW/ton",0,"COP",0,0,"kW/ton",0,"COP"]
[]
[null,null,null,null,null,null,null,null,null,null,null,null,null,null,null,null,null,null,null,null,null,null,null,null,null,null,null,null,null,null,null,null,null,null,null,null,null,null,null,null,null,null,null,null,null,null,null,null,null,null,null,null,null,null,null,null,null,null,null,null,null,null,null,"SysType","Code","Lookup #"]
[null,null,null,null,null,null,null,null,null,null,null,null,null,null,null,null,null,null,null,null,null,null,null,null,null,null,null,null,null,null,null,null,null,null,null,null,null,null,null,null,null,null,null,null,null,null,null,null,null,null,null,null,null,null,null,null,null,null,null,null,null,null,null,"b",{"$f":"CONCATENATE(W3,\"sn\")","v":"1sn"},2]
[null,null,null,null,null,null,null,null,null,null,null,null,null,null,null,null,null,null,null,null,null,null,null,null,null,null,null,null,null,null,null,null,null,null,null,null,null,null,null,null,null,null,null,null,null,null,null,null,null,null,null,null,null,null,null,null,null,null,null,null,null,null,null,null,{"$f":"CONCATENATE(W3,\"pn\")","v":"1pn"},3]
[null,null,null,null,null,null,null,null,null,null,null,null,null,null,null,null,null,null,null,null,null,null,null,null,null,null,null,null,null,null,null,null,null,null,null,null,null,null,null,null,null,null,null,null,null,null,null,null,null,null,null,null,null,null,null,null,null,null,null,null,null,null,null,null,{"$f":"CONCATENATE(W4,\"sn\")","v":"2sn"},2]
[null,null,null,null,null,null,null,null,null,null,null,null,null,null,null,null,null,null,null,null,null,null,null,null,null,null,null,null,null,null,null,null,null,null,null,null,null,null,null,null,null,null,null,null,null,null,null,null,null,null,null,null,null,null,null,null,null,null,null,null,null,null,null,null,{"$f":"CONCATENATE(W4,\"pn\")","v":"2pn"},3]
[null,null,null,null,null,null,null,null,null,null,null,null,null,null,null,null,null,null,null,null,null,null,null,null,null,null,null,null,null,null,null,null,null,null,null,null,null,null,null,null,null,null,null,null,null,null,null,null,null,null,null,null,null,null,null,null,null,null,null,null,null,null,null,null,{"$f":"CONCATENATE(W5,\"nn\")","v":"3nn"},4]
[null,null,null,null,null,null,null,null,null,null,null,null,null,null,null,null,null,null,null,null,null,null,null,null,null,null,null,null,null,null,null,null,null,null,null,null,null,null,null,null,null,null,null,null,null,null,null,null,null,null,null,null,null,null,null,null,null,null,null,null,null,null,null,null,{"$f":"CONCATENATE(W6,\"nn\")","v":"4nn"},5]
[null,null,null,null,null,null,null,null,null,null,null,null,null,null,null,null,null,null,null,null,null,null,null,null,null,null,null,null,null,null,null,null,null,null,null,null,null,null,null,null,null,null,null,null,null,null,null,null,null,null,null,null,null,null,null,null,null,null,null,null,null,null,null,null,{"$f":"CONCATENATE(W7,\"nn\")","v":"5nn"},6]
[null,null,null,null,null,null,null,null,null,null,null,null,null,null,null,null,null,null,null,null,null,null,null,null,null,null,null,null,null,null,null,null,null,null,null,null,null,null,null,null,null,null,null,null,null,null,null,null,null,null,null,null,null,null,null,null,null,null,null,null,null,null,null,null,{"$f":"CONCATENATE(W8,\"nn\")","v":"6nn"},7]
[null,null,null,null,null,null,null,null,null,null,null,null,null,null,null,null,null,null,null,null,null,null,null,null,null,null,null,null,null,null,null,null,null,null,null,null,null,null,null,null,null,null,null,null,null,null,null,null,null,null,null,null,null,null,null,null,null,null,null,null,null,null,null,"c",{"$f":"CONCATENATE(W9,\"sn\")","v":"7sn"},8]
[null,null,null,null,null,null,null,null,null,null,null,null,null,null,null,null,null,null,null,null,null,null,null,null,null,null,null,null,null,null,null,null,null,null,null,null,null,null,null,null,null,null,null,null,null,null,null,null,null,null,null,null,null,null,null,null,null,null,null,null,null,null,null,null,{"$f":"CONCATENATE(W9,\"pn\")","v":"7pn"},9]
[null,null,null,null,null,null,null,null,null,null,null,null,null,null,null,null,null,null,null,null,null,null,null,null,null,null,null,null,null,null,null,null,null,null,null,null,null,null,null,null,null,null,null,null,null,null,null,null,null,null,null,null,null,null,null,null,null,null,null,null,null,null,null,null,{"$f":"CONCATENATE(W10,\"sn\")","v":"8sn"},8]
[null,null,null,null,null,null,null,null,null,null,null,null,null,null,null,null,null,null,null,null,null,null,null,null,null,null,null,null,null,null,null,null,null,null,null,null,null,null,null,null,null,null,null,null,null,null,null,null,null,null,null,null,null,null,null,null,null,null,null,null,null,null,null,null,{"$f":"CONCATENATE(W10,\"pn\")","v":"8pn"},9]
[null,null,null,null,null,null,null,null,null,null,null,null,null,null,null,null,null,null,null,null,null,null,null,null,null,null,null,null,null,null,null,null,null,null,null,null,null,null,null,null,null,null,null,null,null,null,null,null,null,null,null,null,null,null,null,null,null,null,null,null,null,null,null,null,{"$f":"CONCATENATE(W11,\"nn\")","v":"9nn"},10]
[null,null,null,null,null,null,null,null,null,null,null,null,null,null,null,null,null,null,null,null,null,null,null,null,null,null,null,null,null,null,null,null,null,null,null,null,null,null,null,null,null,null,null,null,null,null,null,null,null,null,null,null,null,null,null,null,null,null,null,null,null,null,null,null,{"$f":"CONCATENATE(W12,\"nn\")","v":"10nn"},11]
[null,null,null,null,null,null,null,null,null,null,null,null,null,null,null,null,null,null,null,null,null,null,null,null,null,null,null,null,null,null,null,null,null,null,null,null,null,null,null,null,null,null,null,null,null,null,null,null,null,null,null,null,null,null,null,null,null,null,null,null,null,null,null,null,{"$f":"CONCATENATE(W13,\"nn\")","v":"11nn"},12]
[null,null,null,null,null,null,null,null,null,null,null,null,null,null,null,null,null,null,null,null,null,null,null,null,null,null,null,null,null,null,null,null,null,null,null,null,null,null,null,null,null,null,null,null,null,null,null,null,null,null,null,null,null,null,null,null,null,null,null,null,null,null,null,null,{"$f":"CONCATENATE(W14,\"nn\")","v":"12nn"},13]
[null,null,null,null,null,null,null,null,null,null,null,null,null,null,null,null,null,null,null,null,null,null,null,null,null,null,null,null,null,null,null,null,null,null,null,null,null,null,null,null,null,null,null,null,null,null,null,null,null,null,null,null,null,null,null,null,null,null,null,null,null,null,null,"i",{"$f":"CONCATENATE(W37,\"nc\")","v":"35nc"},14]
[null,null,null,null,null,null,null,null,null,null,null,null,null,null,null,null,null,null,null,null,null,null,null,null,null,null,null,null,null,null,null,null,null,null,null,null,null,null,null,null,null,null,null,null,null,null,null,null,null,null,null,null,null,null,null,null,null,null,null,null,null,null,null,null,{"$f":"CONCATENATE(W38,\"nc\")","v":"36nc"},14]
[null,null,null,null,null,null,null,null,null,null,null,null,null,null,null,null,null,null,null,null,null,null,null,null,null,null,null,null,null,null,null,null,null,null,null,null,null,null,null,null,null,null,null,null,null,null,null,null,null,null,null,null,null,null,null,null,null,null,null,null,null,null,null,null,{"$f":"CONCATENATE(W39,\"nc\")","v":"37nc"},15]
[null,null,null,null,null,null,null,null,null,null,null,null,null,null,null,null,null,null,null,null,null,null,null,null,null,null,null,null,null,null,null,null,null,null,null,null,null,null,null,null,null,null,null,null,null,null,null,null,null,null,null,null,null,null,null,null,null,null,null,null,null,null,null,null,{"$f":"CONCATENATE(W40,\"nc\")","v":"38nc"},15]
[null,null,null,null,null,null,null,null,null,null,null,null,null,null,null,null,null,null,null,null,null,null,null,null,null,null,null,null,null,null,null,null,null,null,null,null,null,null,null,null,null,null,null,null,null,null,null,null,null,null,null,null,null,null,null,null,null,null,null,null,null,null,null,null,{"$f":"CONCATENATE(W41,\"nc\")","v":"39nc"},15]
[null,null,null,null,null,null,null,null,null,null,null,null,null,null,null,null,null,null,null,null,null,null,null,null,null,null,null,null,null,null,null,null,null,null,null,null,null,null,null,null,null,null,null,null,null,null,null,null,null,null,null,null,null,null,null,null,null,null,null,null,null,null,null,null,{"$f":"CONCATENATE(W37,\"nn\")","v":"35nn"},16]
[null,null,null,null,null,null,null,null,null,null,null,null,null,null,null,null,null,null,null,null,null,null,null,null,null,null,null,null,null,null,null,null,null,null,null,null,null,null,null,null,null,null,null,null,null,null,null,null,null,null,null,null,null,null,null,null,null,null,null,null,null,null,null,null,{"$f":"CONCATENATE(W38,\"nn\")","v":"36nn"},16]
[null,null,null,null,null,null,null,null,null,null,null,null,null,null,null,null,null,null,null,null,null,null,null,null,null,null,null,null,null,null,null,null,null,null,null,null,null,null,null,null,null,null,null,null,null,null,null,null,null,null,null,null,null,null,null,null,null,null,null,null,null,null,null,null,{"$f":"CONCATENATE(W39,\"nn\")","v":"37nn"},17]
[null,null,null,null,null,null,null,null,null,null,null,null,null,null,null,null,null,null,null,null,null,null,null,null,null,null,null,null,null,null,null,null,null,null,null,null,null,null,null,null,null,null,null,null,null,null,null,null,null,null,null,null,null,null,null,null,null,null,null,null,null,null,null,null,{"$f":"CONCATENATE(W40,\"nn\")","v":"38nn"},17]
[null,null,null,null,null,null,null,null,null,null,null,null,null,null,null,null,null,null,null,null,null,null,null,null,null,null,null,null,null,null,null,null,null,null,null,null,null,null,null,null,null,null,null,null,null,null,null,null,null,null,null,null,null,null,null,null,null,null,null,null,null,null,null,null,{"$f":"CONCATENATE(W41,\"nn\")","v":"39nn"},17]
[null,null,null,null,null,null,null,null,null,null,null,null,null,null,null,null,null,null,null,null,null,null,null,null,null,null,null,null,null,null,null,null,null,null,null,null,null,null,null,null,null,null,null,null,null,null,null,null,null,null,null,null,null,null,null,null,null,null,null,null,null,null,null,"j",{"$f":"CONCATENATE(W42,\"nc\")","v":"40nc"},18]
[null,null,null,null,null,null,null,null,null,null,null,null,null,null,null,null,null,null,null,null,null,null,null,null,null,null,null,null,null,null,null,null,null,null,null,null,null,null,null,null,null,null,null,null,null,null,null,null,null,null,null,null,null,null,null,null,null,null,null,null,null,null,null,null,{"$f":"CONCATENATE(W43,\"nc\")","v":"41nc"},19]
[null,null,null,null,null,null,null,null,null,null,null,null,null,null,null,null,null,null,null,null,null,null,null,null,null,null,null,null,null,null,null,null,null,null,null,null,null,null,null,null,null,null,null,null,null,null,null,null,null,null,null,null,null,null,null,null,null,null,null,null,null,null,null,null,{"$f":"CONCATENATE(W44,\"nc\")","v":"42nc"},20]
[null,null,null,null,null,null,null,null,null,null,null,null,null,null,null,null,null,null,null,null,null,null,null,null,null,null,null,null,null,null,null,null,null,null,null,null,null,null,null,null,null,null,null,null,null,null,null,null,null,null,null,null,null,null,null,null,null,null,null,null,null,null,null,null,{"$f":"CONCATENATE(W45,\"nc\")","v":"43nc"},21]
[null,null,null,null,null,null,null,null,null,null,null,null,null,null,null,null,null,null,null,null,null,null,null,null,null,null,null,null,null,null,null,null,null,null,null,null,null,null,null,null,null,null,null,null,null,null,null,null,null,null,null,null,null,null,null,null,null,null,null,null,null,null,null,null,{"$f":"CONCATENATE(W46,\"nc\")","v":"44nc"},22]
[null,null,null,null,null,null,null,null,null,null,null,null,null,null,null,null,null,null,null,null,null,null,null,null,null,null,null,null,null,null,null,null,null,null,null,null,null,null,null,null,null,null,null,null,null,null,null,null,null,null,null,null,null,null,null,null,null,null,null,null,null,null,null,null,{"$f":"CONCATENATE(W47,\"nn\")","v":"45nn"},23]
[null,null,null,null,null,null,null,null,null,null,null,null,null,null,null,null,null,null,null,null,null,null,null,null,null,null,null,null,null,null,null,null,null,null,null,null,null,null,null,null,null,null,null,null,null,null,null,null,null,null,null,null,null,null,null,null,null,null,null,null,null,null,null,null,{"$f":"CONCATENATE(W48,\"nn\")","v":"46nn"},24]
[null,null,null,null,null,null,null,null,null,null,null,null,null,null,null,null,null,null,null,null,null,null,null,null,null,null,null,null,null,null,null,null,null,null,null,null,null,null,null,null,null,null,null,null,null,null,null,null,null,null,null,null,null,null,null,null,null,null,null,null,null,null,null,null,{"$f":"CONCATENATE(W49,\"nn\")","v":"47nn"},25]
[null,null,null,null,null,null,null,null,null,null,null,null,null,null,null,null,null,null,null,null,null,null,null,null,null,null,null,null,null,null,null,null,null,null,null,null,null,null,null,null,null,null,null,null,null,null,null,null,null,null,null,null,null,null,null,null,null,null,null,null,null,null,null,null,{"$f":"CONCATENATE(W50,\"nn\")","v":"48nn"},26]
[null,null,null,null,null,null,null,null,null,null,null,null,null,null,null,null,null,null,null,null,null,null,null,null,null,null,null,null,null,null,null,null,null,null,null,null,null,null,null,null,null,null,null,null,null,null,null,null,null,null,null,null,null,null,null,null,null,null,null,null,null,null,null,null,{"$f":"CONCATENATE(W51,\"nn\")","v":"49nn"},27]

{"sheet":"Early Retirement","index":11,"n_rows":32,"n_cols":91,"rows_kept":32,"cut":false,"hidden":true,"merged":[[2,86,4,86],[2,87,4,87],[2,89,4,89],[2,90,4,90],[1,86,1,90],[2,88,4,88],[1,19,1,28],[1,1,4,1],[1,3,1,8],[1,9,1,14],[1,15,1,18],[1,75,1,84],[1,29,4,29],[1,57,4,57],[1,59,1,64],[1,65,1,70],[1,71,1,74],[1,43,1,46],[1,47,1,56],[1,31,1,36],[1,37,1,42]]}
[]
[null,"Manf.\nYear",null,"DX AC Air Cooled",null,null,null,null,null,"DX HP Air Cooled",null,null,null,null,null,"Air Cooled Chillers",null,null,null,"Water Cooled Chillers",null,null,null,null,null,null,null,null,null,"Manf.\nYear",null,"DX AC Air Cooled",null,null,null,null,null,"DX HP Air Cooled",null,null,null,null,null,"Air Cooled Chillers",null,null,null,"Water Cooled Chillers",null,null,null,null,null,null,null,null,null,"Manf.\nYear",null,"DX AC Air Cooled",null,null,null,null,null,"DX HP Air Cooled",null,null,null,null,null,"Air Cooled Chillers",null,null,null,"Water Cooled Chillers",null,null,null,null,null,null,null,null,null,null,"RUL (Years)"]
[null,null,null,"Split\nSystems\n< 5.4\nTons","Packaged\nSystems\n< 5.4\nTons","All\nSystems\n5.4-11.25\nTons","All\nSystems\n11.25-20\nTons","All\nSystems\n20-63.3\nTons","All\nSystems\n> 63.3\nTons","Split\nSystems\n< 5.4\nTons","Packaged\nSystems\n< 5.4\nTons","All\nSystems\n5.4-11.25\nTons","All\nSystems\n11.25-20\nTons","All\nSystems\n20-63.3\nTons","All\nSystems\n> 63.3\nTons","Centrifugal\n< 150 Tons","Centrifugal\n> 150 Tons","Screw/Scroll\n< 150 Tons","Screw/Scroll\n> 150 Tons","Centrifugal\n< 75 Tons","Centrifugal\n75-150 Tons","Centrifugal\n150-300 Tons","Centrifugal\n300-600 Tons","Centrifugal\n> 600 Tons","Screw/Scroll\n< 75 Tons","Screw/Scroll\n75-150 Tons","Screw/Scroll\n150-300 Tons","Screw/Scroll\n300-600 Tons","Screw/Scroll\n> 600 Tons",null,null,"Split\nSystems\n< 5.4\nTons","Packaged\nSystems\n< 5.4\nTons","All\nSystems\n5.4-11.25\nTons","All\nSystems\n11.25-20\nTons","All\nSystems\n20-63.3\nTons","All\nSystems\n> 63.3\nTons","Split\nSystems\n< 5.4\nTons","Packaged\nSystems\n< 5.4\nTons","All\nSystems\n5.4-11.25\nTons","All\nSystems\n11.25-20\nTons","All\nSystems\n20-63.3\nTons","All\nSystems\n> 63.3\nTons","Centrifugal\n< 150 Tons","Centrifugal\n> 150 Tons","Screw/Scroll\n< 150 Tons","Screw/Scroll\n> 150 Tons","Centrifugal\n< 75 Tons","Centrifugal\n75-150 Tons","Centrifugal\n150-300 Tons","Centrifugal\n300-600 Tons","Centrifugal\n> 600 Tons","Screw/Scroll\n< 75 Tons","Screw/Scroll\n75-150 Tons","Screw/Scroll\n150-300 Tons","Screw/Scroll\n300-600 Tons","Screw/Scroll\n> 600 Tons",null,null,"Split\nSystems\n< 5.4\nTons","Packaged\nSystems\n< 5.4\nTons","All\nSystems\n5.4-11.25\nTons","All\nSystems\n11.25-20\nTons","All\nSystems\n20-63.3\nTons","All\nSystems\n> 63.3\nTons","Split\nSystems\n< 5.4\nTons","Packaged\nSystems\n< 5.4\nTons","All\nSystems\n5.4-11.25\nTons","All\nSystems\n11.25-20\nTons","All\nSystems\n20-63.3\nTons","All\nSystems\n> 63.3\nTons","Centrifugal\n< 150 Tons","Centrifugal\n> 150 Tons","Screw/Scroll\n< 150 Tons","Screw/Scroll\n> 150 Tons","Centrifugal\n< 75 Tons","Centrifugal\n75-150 Tons","Centrifugal\n150-300 Tons","Centrifugal\n300-600 Tons","Centrifugal\n> 600 Tons","Screw/Scroll\n< 75 Tons","Screw/Scroll\n75-150 Tons","Screw/Scroll\n150-300 Tons","Screw/Scroll\n300-600 Tons","Screw/Scroll\n> 600 Tons",null,"Manf.\nYear","Unitary/\nSplit","PTAC/\nPTHP","Non-\nCent.\nChillers","Cent.\nChillers"]
[null,null,1,2,3,4,5,6,7,8,9,10,11,12,13,14,15,16,17,18,19,20,21,22,23,24,25,26,27,null,{"$f":"$C4","v":1},2,3,4,5,6,7,8,9,10,11,12,13,14,15,16,17,18,19,20,21,22,23,24,25,26,27,null,{"$f":"$C4","v":1},2,3,4,5,6,7,8,9,10,11,12,13,14,15,16,17,18,19,20,21,22,23,24,25,26,27]
[null,null,2,"EER2","EER2","EER","EER","EER","EER","EER2","EER2","EER","EER","EER","EER","EER","EER","EER","EER","kW/ton","kW/ton","kW/ton","kW/ton","kW/ton","kW/ton","kW/ton","kW/ton","kW/ton","kW/ton",null,{"$f":"$C5","v":2},"SEER2","SEER2","IEER","IEER","IEER","IEER","SEER2","SEER2","IEER","IEER","IEER","IEER","IPLV (EER)","IPLV (EER)","IPLV (EER)","IPLV (EER)","IPLV (kW/ton)","IPLV (kW/ton)","IPLV (kW/ton)","IPLV (kW/ton)","IPLV (kW/ton)","IPLV (kW/ton)","IPLV (kW/ton)","IPLV (kW/ton)","IPLV (kW/ton)","IPLV (kW/ton)",null,{"$f":"$C5","v":2},null,null,null,null,null,null,"HSPF","HSPF","COP","COP","COP","COP"]
[null,"<1996",3,{"$f":"9.2*0.95","v":8.7399999999999984},{"$f":"9*0.95","v":8.5499999999999989},8.9,8.3000000000000007,8.3000000000000007,8,{"$f":"9.2*0.95","v":8.7399999999999984},{"$f":"9*0.95","v":8.5499999999999989},8.9,8.3000000000000007,8.3000000000000007,8.5,9.2100000000000009,8.5289999999999999,9.2100000000000009,8.5289999999999999,0.92600000000000005,0.92600000000000005,0.83699999999999997,0.748,0.748,0.92600000000000005,0.92600000000000005,0.83699999999999997,0.748,0.748,{"$f":"$B6","v":"<1996"},3,{"$f":"10*0.95","v":9.5},{"$f":"E6*1.16*0.95","v":9.4220999999999968},{"$f":"F6*1.16","v":10.324},{"$f":"G6*1.16","v":9.6280000000000001},{"$f":"H6*1.16","v":9.6280000000000001},{"$f":"I6*1.16","v":9.2799999999999994},{"$f":"10*0.95","v":9.5},{"$f":"10.4*0.95","v":9.879999999999999},{"$f":"L6*1.16","v":10.324},{"$f":"M6*1.16","v":9.6280000000000001},{"$f":"N6*1.16","v":9.6280000000000001},{"$f":"O6*1.16","v":9.86},{"$f":"P6*1.32","v":12.157200000000001},{"$f":"Q6*1.32","v":11.258280000000001},{"$f":"R6*1.32","v":12.157200000000001},{"$f":"S6*1.32","v":11.258280000000001},{"$f":"T6*0.88","v":0.81488000000000005},{"$f":"U6*0.88","v":0.81488000000000005},{"$f":"V6*0.88","v":0.73655999999999999},{"$f":"W6*0.88","v":0.65824000000000005},{"$f":"X6*0.88","v":0.65824000000000005},{"$f":"Y6*0.88","v":0.81488000000000005},{"$f":"Z6*0.88","v":0.81488000000000005},{"$f":"AA6*0.88","v":0.73655999999999999},{"$f":"AB6*0.88","v":0.65824000000000005},{"$f":"AC6*0.88","v":0.65824000000000005},{"$f":"$B6","v":"<1996"},3,null,null,null,null,null,null,{"$f":"6.8*0.85","v":5.7799999999999994},{"$f":"6.6*0.84","v":5.5439999999999996},3,3,3,3,null,null,null,null,null,null,null,null,null,null,null,null,null,null,null,{"$f":"$B6","v":"<1996"},0,0,0,0]
[null,1996,4,8.7399999999999984,8.5499999999999989,8.9,8.3000000000000007,8.3000000000000007,8,8.7399999999999984,8.5499999999999989,8.9,8.3000000000000007,8.3000000000000007,8.5,9.2100000000000009,8.5289999999999999,9.2100000000000009,8.5289999999999999,0.92600000000000005,0.92600000000000005,0.83699999999999997,0.748,0.748,0.92600000000000005,0.92600000000000005,0.83699999999999997,0.748,0.748,1996,4,9.5,9.4220999999999968,10.324,9.6280000000000001,9.6280000000000001,9.2799999999999994,9.5,9.879999999999999,10.324,9.6280000000000001,9.6280000000000001,9.86,12.157200000000001,11.258280000000001,12.157200000000001,11.258280000000001,0.81488000000000005,0.81488000000000005,0.73655999999999999,0.65824000000000005,0.65824000000000005,0.81488000000000005,0.81488000000000005,0.73655999999999999,0.65824000000000005,0.65824000000000005,1996,4,null,null,null,null,null,null,5.7799999999999994,5.5439999999999996,3,3,3,3,null,null,null,null,null,null,null,null,null,null,null,null,null,null,null,1996,0,0,0,4.3]
[null,1997,5,8.7399999999999984,8.5499999999999989,8.9,8.3000000000000007,8.3000000000000007,8,8.7399999999999984,8.5499999999999989,8.9,8.3000000000000007,8.3000000000000007,8.5,9.2100000000000009,8.5289999999999999,9.2100000000000009,8.5289999999999999,0.92600000000000005,0.92600000000000005,0.83699999999999997,0.748,0.748,0.92600000000000005,0.92600000000000005,0.83699999999999997,0.748,0.748,1997,5,9.5,9.4220999999999968,10.324,9.6280000000000001,9.6280000000000001,9.2799999999999994,9.5,9.879999999999999,10.324,9.6280000000000001,9.6280000000000001,9.86,12.157200000000001,11.258280000000001,12.157200000000001,11.258280000000001,0.81488000000000005,0.81488000000000005,0.73655999999999999,0.65824000000000005,0.65824000000000005,0.81488000000000005,0.81488000000000005,0.73655999999999999,0.65824000000000005,0.65824000000000005,1997,5,null,null,null,null,null,null,5.7799999999999994,5.5439999999999996,3,3,3,3,null,null,null,null,null,null,null,null,null,null,null,null,null,null,null,1997,0,0,0,4.5]
[null,1998,6,8.7399999999999984,8.5499999999999989,8.9,8.3000000000000007,8.3000000000000007,8,8.7399999999999984,8.5499999999999989,8.9,8.3000000000000007,8.3000000000000007,8.5,9.2100000000000009,8.5289999999999999,9.2100000000000009,8.5289999999999999,0.92600000000000005,0.92600000000000005,0.83699999999999997,0.748,0.748,0.92600000000000005,0.92600000000000005,0.83699999999999997,0.748,0.748,1998,6,9.5,9.4220999999999968,10.324,9.6280000000000001,9.6280000000000001,9.2799999999999994,9.5,9.879999999999999,10.324,9.6280000000000001,9.6280000000000001,9.86,12.157200000000001,11.258280000000001,12.157200000000001,11.258280000000001,0.81488000000000005,0.81488000000000005,0.73655999999999999,0.65824000000000005,0.65824000000000005,0.81488000000000005,0.81488000000000005,0.73655999999999999,0.65824000000000005,0.65824000000000005,1998,6,null,null,null,null,null,null,5.7799999999999994,5.5439999999999996,3,3,3,3,null,null,null,null,null,null,null,null,null,null,null,null,null,null,null,1998,0,0,0,4.7]
[null,1999,7,8.7399999999999984,8.5499999999999989,8.9,8.3000000000000007,8.3000000000000007,8,8.7399999999999984,8.5499999999999989,8.9,8.3000000000000007,8.3000000000000007,8.5,9.2100000000000009,8.5289999999999999,9.2100000000000009,8.5289999999999999,0.92600000000000005,0.92600000000000005,0.83699999999999997,0.748,0.748,0.92600000000000005,0.92600000000000005,0.83699999999999997,0.748,0.748,1999,7,9.5,9.4220999999999968,10.324,9.6280000000000001,9.6280000000000001,9.2799999999999994,9.5,9.879999999999999,10.324,9.6280000000000001,9.6280000000000001,9.86,12.157200000000001,11.258280000000001,12.157200000000001,11.258280000000001,0.81488000000000005,0.81488000000000005,0.73655999999999999,0.65824000000000005,0.65824000000000005,0.81488000000000005,0.81488000000000005,0.73655999999999999,0.65824000000000005,0.65824000000000005,1999,7,null,null,null,null,null,null,5.7799999999999994,5.5439999999999996,3,2.9,2.9,2.9,null,null,null,null,null,null,null,null,null,null,null,null,null,null,null,1999,0,0,0,4.9000000000000004]
[null,2000,8,8.7399999999999984,8.5499999999999989,8.9,8.3000000000000007,8.3000000000000007,8,8.7399999999999984,8.5499999999999989,8.9,8.3000000000000007,8.3000000000000007,8.5,9.2100000000000009,8.5289999999999999,9.2100000000000009,8.5289999999999999,0.92600000000000005,0.92600000000000005,0.83699999999999997,0.748,0.748,0.92600000000000005,0.92600000000000005,0.83699999999999997,0.748,0.748,2000,8,9.5,9.4220999999999968,10.324,9.6280000000000001,9.6280000000000001,9.2799999999999994,9.5,9.879999999999999,10.324,9.6280000000000001,9.6280000000000001,9.86,12.157200000000001,11.258280000000001,12.157200000000001,11.258280000000001,0.81488000000000005,0.81488000000000005,0.73655999999999999,0.65824000000000005,0.65824000000000005,0.81488000000000005,0.81488000000000005,0.73655999999999999,0.65824000000000005,0.65824000000000005,2000,8,null,null,null,null,null,null,5.7799999999999994,5.5439999999999996,3,2.9,2.9,2.9,null,null,null,null,null,null,null,null,null,null,null,null,null,null,null,2000,0,0,0,5.0999999999999996]
[null,2001,9,8.7399999999999984,8.5499999999999989,8.9,8.3000000000000007,8.3000000000000007,8,8.7399999999999984,8.5499999999999989,8.9,8.3000000000000007,8.3000000000000007,8.5,9.2100000000000009,8.5289999999999999,9.2100000000000009,8.5289999999999999,0.92600000000000005,0.92600000000000005,0.83699999999999997,0.748,0.748,0.92600000000000005,0.92600000000000005,0.83699999999999997,0.748,0.748,2001,9,9.5,9.4220999999999968,10.324,9.6280000000000001,9.6280000000000001,9.2799999999999994,9.5,9.879999999999999,10.324,9.6280000000000001,9.6280000000000001,9.86,12.157200000000001,11.258280000000001,12.157200000000001,11.258280000000001,0.81488000000000005,0.81488000000000005,0.73655999999999999,0.65824000000000005,0.65824000000000005,0.81488000000000005,0.81488000000000005,0.73655999999999999,0.65824000000000005,0.65824000000000005,2001,9,null,null,null,null,null,null,5.7799999999999994,5.5439999999999996,3.2,3.1,3.1,3.1,null,null,null,null,null,null,null,null,null,null,null,null,null,null,null,2001,0,0,0,5.4]
[null,2002,10,8.7399999999999984,8.5499999999999989,10.1,9.5,9.3000000000000007,9,8.7399999999999984,8.5499999999999989,9.9,9.1,8.8000000000000007,8.8000000000000007,9.5540000000000003,9.5540000000000003,9.5540000000000003,9.5540000000000003,0.70299999999999996,0.70299999999999996,0.63400000000000001,0.57699999999999996,0.57699999999999996,0.79,0.79,0.71799999999999997,0.63900000000000001,0.63900000000000001,2002,10,9.5,9.4220999999999968,11.715999999999999,11.02,10.788,10.44,9.5,9.879999999999999,11.484,10.555999999999999,10.208,10.208,12.611280000000001,12.611280000000001,12.611280000000001,12.611280000000001,0.61863999999999997,0.61863999999999997,0.55791999999999997,0.50775999999999999,0.50775999999999999,0.69520000000000004,0.69520000000000004,0.63183999999999996,0.56232000000000004,0.56232000000000004,2002,10,null,null,null,null,null,null,5.7799999999999994,5.5439999999999996,3.2,3.1,3.1,3.1,null,null,null,null,null,null,null,null,null,null,null,null,null,null,null,2002,0,0,0,5.6]
[null,2003,11,8.7399999999999984,8.5499999999999989,10.1,9.5,9.3000000000000007,9,8.7399999999999984,8.5499999999999989,9.9,9.1,8.8000000000000007,8.8000000000000007,9.5540000000000003,9.5540000000000003,9.5540000000000003,9.5540000000000003,0.70299999999999996,0.70299999999999996,0.63400000000000001,0.57699999999999996,0.57699999999999996,0.79,0.79,0.71799999999999997,0.63900000000000001,0.63900000000000001,2003,11,9.5,9.4220999999999968,11.715999999999999,11.02,10.788,10.44,9.5,9.879999999999999,11.484,10.555999999999999,10.208,10.208,12.611280000000001,12.611280000000001,12.611280000000001,12.611280000000001,0.61863999999999997,0.61863999999999997,0.55791999999999997,0.50775999999999999,0.50775999999999999,0.69520000000000004,0.69520000000000004,0.63183999999999996,0.56232000000000004,0.56232000000000004,2003,11,null,null,null,null,null,null,5.7799999999999994,5.5439999999999996,3.2,3.1,3.1,3.1,null,null,null,null,null,null,null,null,null,null,null,null,null,null,null,2003,0,0,2.6,5.9]
[null,2004,12,8.7399999999999984,8.5499999999999989,10.1,9.5,9.3000000000000007,9,8.7399999999999984,8.5499999999999989,9.9,9.1,8.8000000000000007,8.8000000000000007,9.5540000000000003,9.5540000000000003,9.5540000000000003,9.5540000000000003,0.70299999999999996,0.70299999999999996,0.63400000000000001,0.57699999999999996,0.57699999999999996,0.79,0.79,0.71799999999999997,0.63900000000000001,0.63900000000000001,2004,12,9.5,9.4220999999999968,11.715999999999999,11.02,10.788,10.44,9.5,9.879999999999999,11.484,10.555999999999999,10.208,10.208,12.611280000000001,12.611280000000001,12.611280000000001,12.611280000000001,0.61863999999999997,0.61863999999999997,0.55791999999999997,0.50775999999999999,0.50775999999999999,0.69520000000000004,0.69520000000000004,0.63183999999999996,0.56232000000000004,0.56232000000000004,2004,12,null,null,null,null,null,null,5.7799999999999994,5.5439999999999996,3.2,3.1,3.1,3.1,null,null,null,null,null,null,null,null,null,null,null,null,null,null,null,2004,0,0,2.9,6.3]
[null,2005,13,8.7399999999999984,8.5499999999999989,10.1,9.5,9.3000000000000007,9,8.7399999999999984,8.5499999999999989,9.9,9.1,8.8000000000000007,8.8000000000000007,9.5540000000000003,9.5540000000000003,9.5540000000000003,9.5540000000000003,0.70299999999999996,0.70299999999999996,0.63400000000000001,0.57699999999999996,0.57699999999999996,0.79,0.79,0.71799999999999997,0.63900000000000001,0.63900000000000001,2005,13,9.5,9.4220999999999968,11.715999999999999,11.02,10.788,10.44,9.5,9.879999999999999,11.484,10.555999999999999,10.208,10.208,12.611280000000001,12.611280000000001,12.611280000000001,12.611280000000001,0.61863999999999997,0.61863999999999997,0.55791999999999997,0.50775999999999999,0.50775999999999999,0.69520000000000004,0.69520000000000004,0.63183999999999996,0.56232000000000004,0.56232000000000004,2005,13,null,null,null,null,null,null,5.7799999999999994,5.5439999999999996,3.2,3.1,3.1,3.1,null,null,null,null,null,null,null,null,null,null,null,null,null,null,null,2005,0,0,3.2,6.6]
[null,2006,14,{"$f":"11.2*0.95","v":10.639999999999999},{"$f":"11.2*0.95","v":10.639999999999999},10.1,9.5,9.3000000000000007,9,{"$f":"11.2*0.95","v":10.639999999999999},10.639999999999999,9.9,9.1,8.8000000000000007,8.8000000000000007,9.5540000000000003,9.5540000000000003,9.5540000000000003,9.5540000000000003,0.70299999999999996,0.70299999999999996,0.63400000000000001,0.57699999999999996,0.57699999999999996,0.79,0.79,0.71799999999999997,0.63900000000000001,0.63900000000000001,2006,14,{"$f":"13*0.95","v":12.35},{"$f":"13*0.95","v":12.35},11.715999999999999,11.02,10.788,10.44,{"$f":"13*0.95","v":12.35},{"$f":"13*0.95","v":12.35},11.484,10.555999999999999,10.208,10.208,12.611280000000001,12.611280000000001,12.611280000000001,12.611280000000001,0.61863999999999997,0.61863999999999997,0.55791999999999997,0.50775999999999999,0.50775999999999999,0.69520000000000004,0.69520000000000004,0.63183999999999996,0.56232000000000004,0.56232000000000004,2006,14,null,null,null,null,null,null,{"$f":"7.7*0.85","v":6.5449999999999999},{"$f":"7.7*0.84","v":6.468},3.2,3.1,3.1,3.1,null,null,null,null,null,null,null,null,null,null,null,null,null,null,null,2006,0,0,3.6,7.1]
[null,2007,15,{"$f":"11.2*0.95","v":10.639999999999999},10.639999999999999,10.1,9.5,9.3000000000000007,9,10.639999999999999,10.639999999999999,9.9,9.1,8.8000000000000007,8.8000000000000007,9.5540000000000003,9.5540000000000003,9.5540000000000003,9.5540000000000003,0.70299999999999996,0.70299999999999996,0.63400000000000001,0.57699999999999996,0.57699999999999996,0.79,0.79,0.71799999999999997,0.63900000000000001,0.63900000000000001,2007,15,{"$f":"13*0.95","v":12.35},12.35,11.715999999999999,11.02,10.788,10.44,{"$f":"13*0.95","v":12.35},12.35,11.484,10.555999999999999,10.208,10.208,12.611280000000001,12.611280000000001,12.611280000000001,12.611280000000001,0.61863999999999997,0.61863999999999997,0.55791999999999997,0.50775999999999999,0.50775999999999999,0.69520000000000004,0.69520000000000004,0.63183999999999996,0.56232000000000004,0.56232000000000004,2007,15,null,null,null,null,null,null,{"$f":"7.7*0.85","v":6.5449999999999999},{"$f":"7.7*0.84","v":6.468},3.2,3.1,3.1,3.1,null,null,null,null,null,null,null,null,null,null,null,null,null,null,null,2007,0,0,4,7.5]
[null,2008,16,10.639999999999999,10.639999999999999,10.1,9.5,9.3000000000000007,9,10.639999999999999,10.639999999999999,9.9,9.1,8.8000000000000007,8.8000000000000007,9.5540000000000003,9.5540000000000003,9.5540000000000003,9.5540000000000003,0.70299999999999996,0.70299999999999996,0.63400000000000001,0.57699999999999996,0.57699999999999996,0.79,0.79,0.71799999999999997,0.63900000000000001,0.63900000000000001,2008,16,12.35,12.35,11.715999999999999,11.02,10.788,10.44,12.35,12.35,11.484,10.555999999999999,10.208,10.208,12.611280000000001,12.611280000000001,12.611280000000001,12.611280000000001,0.61863999999999997,0.61863999999999997,0.55791999999999997,0.50775999999999999,0.50775999999999999,0.69520000000000004,0.69520000000000004,0.63183999999999996,0.56232000000000004,0.56232000000000004,2008,16,null,null,null,null,null,null,6.5449999999999999,6.468,3.2,3.1,3.1,3.1,null,null,null,null,null,null,null,null,null,null,null,null,null,null,null,2008,1.9,0,4.5,8.1]
[null,2009,17,10.639999999999999,10.639999999999999,10.1,9.5,9.3000000000000007,9,10.639999999999999,10.639999999999999,9.9,9.1,8.8000000000000007,8.8000000000000007,9.5540000000000003,9.5540000000000003,9.5540000000000003,9.5540000000000003,0.70299999999999996,0.70299999999999996,0.63400000000000001,0.57699999999999996,0.57699999999999996,0.79,0.79,0.71799999999999997,0.63900000000000001,0.63900000000000001,2009,17,12.35,12.35,11.715999999999999,11.02,10.788,10.44,12.35,12.35,11.484,10.555999999999999,10.208,10.208,12.611280000000001,12.611280000000001,12.611280000000001,12.611280000000001,0.61863999999999997,0.61863999999999997,0.55791999999999997,0.50775999999999999,0.50775999999999999,0.69520000000000004,0.69520000000000004,0.63183999999999996,0.56232000000000004,0.56232000000000004,2009,17,null,null,null,null,null,null,6.5449999999999999,6.468,3.2,3.1,3.1,3.1,null,null,null,null,null,null,null,null,null,null,null,null,null,null,null,2009,2.2000000000000002,0,5,8.6999999999999993]
[null,2010,18,{"$f":"11.8*0.95","v":11.21},{"$f":"11.8*0.95","v":11.21},11,10.8,9.8000000000000007,9.5,{"$f":"11.8*0.95","v":11.21},{"$f":"11.8*0.95","v":11.21},10.8,10.4,9.3000000000000007,9.3000000000000007,9.5540000000000003,9.5540000000000003,9.5540000000000003,9.5540000000000003,0.70299999999999996,0.70299999999999996,0.63400000000000001,0.57699999999999996,0.57699999999999996,0.79,0.79,0.71799999999999997,0.63900000000000001,0.63900000000000001,2010,18,{"$f":"14*0.95","v":13.299999999999999},{"$f":"14*0.95","v":13.299999999999999},12.8,12.2,11.4,11,{"$f":"14*0.95","v":13.299999999999999},{"$f":"14*0.95","v":13.299999999999999},11.8,11.4,9.4,9.4,12.611280000000001,12.611280000000001,12.611280000000001,12.611280000000001,0.61863999999999997,0.61863999999999997,0.55791999999999997,0.50775999999999999,0.50775999999999999,0.69520000000000004,0.69520000000000004,0.63183999999999996,0.56232000000000004,0.56232000000000004,2010,18,null,null,null,null,null,null,6.5449999999999999,6.468,3.3,3.2,3.2,3.2,null,null,null,null,null,null,null,null,null,null,null,null,null,null,null,2010,2.5,0,5.5,9.3000000000000007]
[null,2011,19,{"$f":"11.8*0.95","v":11.21},11.21,11,10.8,9.8000000000000007,9.5,{"$f":"11.8*0.95","v":11.21},11.21,10.8,10.4,9.3000000000000007,9.3000000000000007,9.5540000000000003,9.5540000000000003,9.5540000000000003,9.5540000000000003,0.70299999999999996,0.70299999999999996,0.63400000000000001,0.57699999999999996,0.57699999999999996,0.79,0.79,0.71799999999999997,0.63900000000000001,0.63900000000000001,2011,19,{"$f":"14*0.95","v":13.299999999999999},13.299999999999999,12.8,12.2,11.4,11,{"$f":"14*0.95","v":13.299999999999999},13.299999999999999,11.8,11.4,9.4,9.4,12.611280000000001,12.611280000000001,12.611280000000001,12.611280000000001,0.61863999999999997,0.61863999999999997,0.55791999999999997,0.50775999999999999,0.50775999999999999,0.69520000000000004,0.69520000000000004,0.63183999999999996,0.56232000000000004,0.56232000000000004,2011,19,null,null,null,null,null,null,6.5449999999999999,6.468,3.3,3.2,3.2,3.2,null,null,null,null,null,null,null,null,null,null,null,null,null,null,null,2011,2.8,2.5,6.2,10.1]
[null,2012,20,11.21,11.21,11,10.8,9.8000000000000007,9.5,11.21,11.21,10.8,10.4,9.3000000000000007,9.3000000000000007,9.5619999999999994,9.5619999999999994,9.5619999999999994,9.5619999999999994,0.70299999999999996,0.70299999999999996,0.63400000000000001,0.57699999999999996,0.57699999999999996,0.79,0.79,0.71799999999999997,0.63900000000000001,0.63900000000000001,2012,20,13.299999999999999,13.299999999999999,12.8,12.2,11.4,11,13.299999999999999,13.299999999999999,11.8,11.4,9.4,9.4,12.621840000000001,12.621840000000001,12.621840000000001,12.621840000000001,0.61863999999999997,0.61863999999999997,0.55791999999999997,0.50775999999999999,0.50775999999999999,0.69520000000000004,0.69520000000000004,0.63183999999999996,0.56232000000000004,0.56232000000000004,2012,20,null,null,null,null,null,null,6.5449999999999999,6.468,3.3,3.2,3.2,3.2,null,null,null,null,null,null,null,null,null,null,null,null,null,null,null,2012,3.3,3,6.8,10.9]
[null,2013,21,11.21,11.21,11,10.8,9.8000000000000007,9.5,11.21,11.21,10.8,10.4,9.3000000000000007,9.3000000000000007,9.5619999999999994,9.5619999999999994,9.5619999999999994,9.5619999999999994,0.63400000000000001,0.63400000000000001,0.63400000000000001,0.57599999999999996,0.56999999999999995,0.78,0.77500000000000002,0.68,0.62,0.62,2013,21,13.299999999999999,13.299999999999999,12.8,12.2,11.4,11,13.299999999999999,13.299999999999999,11.8,11.4,9.4,9.4,12.5,12.75,12.5,12.75,0.59599999999999997,0.59599999999999997,0.59599999999999997,0.54900000000000004,0.53900000000000003,0.63,0.61499999999999999,0.57999999999999996,0.54,0.54,2013,21,null,null,null,null,null,null,6.5449999999999999,6.468,3.3,3.2,3.2,3.2,null,null,null,null,null,null,null,null,null,null,null,null,null,null,null,2013,3.8,3.5,7.5,11.9]
[null,2014,22,11.21,11.21,11,10.8,9.8000000000000007,9.5,11.21,11.21,10.8,10.4,9.3000000000000007,9.3000000000000007,9.5619999999999994,9.5619999999999994,9.5619999999999994,9.5619999999999994,0.63400000000000001,0.63400000000000001,0.63400000000000001,0.57599999999999996,0.56999999999999995,0.78,0.77500000000000002,0.68,0.62,0.62,2014,22,13.299999999999999,13.299999999999999,12.8,12.2,11.4,11,13.299999999999999,13.299999999999999,11.8,11.4,9.4,9.4,12.5,12.75,12.5,12.75,0.59599999999999997,0.59599999999999997,0.59599999999999997,0.54900000000000004,0.53900000000000003,0.63,0.61499999999999999,0.57999999999999996,0.54,0.54,2014,22,null,null,null,null,null,null,6.5449999999999999,6.468,3.3,3.2,3.2,3.2,null,null,null,null,null,null,null,null,null,null,null,null,null,null,null,2014,4.4000000000000004,4,8.3000000000000007,12.9]
[null,2015,23,11.21,11.21,11,10.8,9.8000000000000007,9.5,11.21,11.21,10.8,10.4,9.3000000000000007,9.3000000000000007,9.5619999999999994,9.5619999999999994,9.5619999999999994,9.5619999999999994,0.63400000000000001,0.63400000000000001,0.63400000000000001,0.57599999999999996,0.56999999999999995,0.78,0.77500000000000002,0.68,0.62,0.62,2015,23,13.299999999999999,13.299999999999999,12.8,12.2,11.4,11,13.299999999999999,13.299999999999999,11.8,11.4,9.4,9.4,12.5,12.75,12.5,12.75,0.59599999999999997,0.59599999999999997,0.59599999999999997,0.54900000000000004,0.53900000000000003,0.63,0.61499999999999999,0.57999999999999996,0.54,0.54,2015,23,null,null,null,null,null,null,{"$f":"8.2*0.85","v":6.9699999999999989},{"$f":"8*0.84","v":6.72},3.3,3.2,3.2,3.2,null,null,null,null,null,null,null,null,null,null,null,null,null,null,null,2015,5,4.5,9.1,13.9]
[null,2016,24,11.21,11.21,11,10.8,9.8000000000000007,9.5,11.21,11.21,10.8,10.4,9.3000000000000007,9.3000000000000007,9.5619999999999994,9.5619999999999994,9.5619999999999994,9.5619999999999994,0.63400000000000001,0.63400000000000001,0.63400000000000001,0.57599999999999996,0.56999999999999995,0.78,0.77500000000000002,0.68,0.62,0.62,2016,24,13.299999999999999,13.299999999999999,12.8,12.2,11.4,11,13.299999999999999,13.299999999999999,11.8,11.4,9.4,9.4,12.5,12.75,12.5,12.75,0.59599999999999997,0.59599999999999997,0.59599999999999997,0.54900000000000004,0.53900000000000003,0.63,0.61499999999999999,0.57999999999999996,0.54,0.54,2016,24,null,null,null,null,null,null,{"$f":"8.2*0.85","v":6.9699999999999989},{"$f":"8*0.84","v":6.72},3.3,3.2,3.2,3.2,null,null,null,null,null,null,null,null,null,null,null,null,null,null,null,2016,5.7,5,10,14.9]
[null,2017,25,11.21,11.21,11,10.8,9.8000000000000007,9.5,11.21,11.21,10.8,10.4,9.3000000000000007,9.3000000000000007,9.5619999999999994,9.5619999999999994,9.5619999999999994,9.5619999999999994,0.63400000000000001,0.63400000000000001,0.63400000000000001,0.57599999999999996,0.56999999999999995,0.78,0.77500000000000002,0.68,0.62,0.62,2017,25,13.299999999999999,13.299999999999999,12.8,12.2,11.4,11,13.299999999999999,13.299999999999999,11.8,11.4,9.4,9.4,12.5,12.75,12.5,12.75,0.59599999999999997,0.59599999999999997,0.59599999999999997,0.54900000000000004,0.53900000000000003,0.63,0.61499999999999999,0.57999999999999996,0.54,0.54,2017,25,null,null,null,null,null,null,6.9699999999999989,6.72,3.3,3.2,3.2,3.2,null,null,null,null,null,null,null,null,null,null,null,null,null,null,null,2017,6.5,5.5,10.9,15.9]
[null,2018,26,11.21,11.21,11,10.8,9.8000000000000007,9.5,11.21,11.21,10.8,10.4,9.3000000000000007,9.3000000000000007,9.5619999999999994,9.5619999999999994,9.5619999999999994,9.5619999999999994,0.63400000000000001,0.63400000000000001,0.63400000000000001,0.57599999999999996,0.56999999999999995,0.78,0.77500000000000002,0.68,0.62,0.62,2018,26,13.299999999999999,13.299999999999999,12.8,12.2,11.4,11,13.299999999999999,13.299999999999999,11.8,11.4,9.4,9.4,12.5,12.75,12.5,12.75,0.59599999999999997,0.59599999999999997,0.59599999999999997,0.54900000000000004,0.53900000000000003,0.63,0.61499999999999999,0.57999999999999996,0.54,0.54,2018,26,null,null,null,null,null,null,6.9699999999999989,6.72,3.3,3.2,3.2,3.2,null,null,null,null,null,null,null,null,null,null,null,null,null,null,null,2018,7.3,0,11.8,16.899999999999999]
[null,2019,27,11.21,11.21,11,10.8,9.8000000000000007,9.5,11.21,11.21,10.8,10.4,9.3000000000000007,9.3000000000000007,9.5619999999999994,9.5619999999999994,9.5619999999999994,9.5619999999999994,0.63400000000000001,0.63400000000000001,0.63400000000000001,0.57599999999999996,0.56999999999999995,0.78,0.77500000000000002,0.68,0.62,0.62,2019,27,13.299999999999999,13.299999999999999,12.8,12.2,11.4,11,13.299999999999999,13.299999999999999,11.8,11.4,9.4,9.4,12.5,12.75,12.5,12.75,0.59599999999999997,0.59599999999999997,0.59599999999999997,0.54900000000000004,0.53900000000000003,0.63,0.61499999999999999,0.57999999999999996,0.54,0.54,2019,27,null,null,null,null,null,null,6.9699999999999989,6.72,3.3,3.2,3.2,3.2,null,null,null,null,null,null,null,null,null,null,null,null,null,null,null,2019,8.1999999999999993,0,12.7,17.899999999999999]
[null,2020,28,11.21,11.21,11,10.8,9.8000000000000007,9.5,11.21,11.21,10.8,10.4,9.3000000000000007,9.3000000000000007,9.5619999999999994,9.5619999999999994,9.5619999999999994,9.5619999999999994,0.63400000000000001,0.63400000000000001,0.63400000000000001,0.57599999999999996,0.56999999999999995,0.78,0.77500000000000002,0.68,0.62,0.62,2020,28,13.299999999999999,13.299999999999999,12.8,12.2,11.4,11,13.299999999999999,13.299999999999999,11.8,11.4,9.4,9.4,12.5,12.75,12.5,12.75,0.59599999999999997,0.59599999999999997,0.59599999999999997,0.54900000000000004,0.53900000000000003,0.63,0.61499999999999999,0.57999999999999996,0.54,0.54,2020,28,null,null,null,null,null,null,6.9699999999999989,6.72,3.3,3.2,3.2,3.2,null,null,null,null,null,null,null,null,null,null,null,null,null,null,null,2020,9.1,0,13.7,18.899999999999999]
[null,2021,29,11.21,11.21,11,10.8,9.8000000000000007,9.5,11.21,11.21,10.8,10.4,9.3000000000000007,9.3000000000000007,9.5619999999999994,9.5619999999999994,9.5619999999999994,9.5619999999999994,0.63400000000000001,0.63400000000000001,0.63400000000000001,0.57599999999999996,0.56999999999999995,0.78,0.77500000000000002,0.68,0.62,0.62,2021,29,13.299999999999999,13.299999999999999,12.8,12.2,11.4,11,13.299999999999999,13.299999999999999,11.8,11.4,9.4,9.4,12.5,12.75,12.5,12.75,0.59599999999999997,0.59599999999999997,0.59599999999999997,0.54900000000000004,0.53900000000000003,0.63,0.61499999999999999,0.57999999999999996,0.54,0.54,2021,29,null,null,null,null,null,null,6.9699999999999989,6.72,3.3,3.2,3.2,3.2,null,null,null,null,null,null,null,null,null,null,null,null,null,null,null,2021,10,0,14.7,19.899999999999999]

{"sheet":"Custom Bldg","index":12,"n_rows":9,"n_cols":17,"rows_kept":9,"cut":false,"hidden":false,"merged":[[1,1,1,16],[2,1,3,1],[2,2,3,2],[2,4,2,5],[2,6,2,7],[2,14,2,16],[2,8,2,10],[2,3,3,3],[2,11,2,13]]}
[]
[null,"Custom Building Types"]
[null,"#","Custom Bulilding","Description\n(Enter your own description)","Air Cooled\nChiller",null,"Water Cooled\nChiller",null,"DX AC/HP\nAir Cooled",null,null,"VRF AC/HP",null,null,"PTAC/PTHP"]
[null,null,null,null,"Sum\nDF","Cooling\nEFLHs","Sum\nDF","Cooling\nEFLHs","Sum\nDF","Cooling\nEFLHs","Heating\nEFLHs","Sum\nDF","Cooling\nEFLHs","Heating\nEFLHs","Sum\nDF","Cooling\nEFLHs","Heating\nEFLHs"]
[null,1,"Type 1",null,0,0,0,0,0,0,0,0,0,0,0,0,0]
[null,2,"Type 2",null,0,0,0,0,0,0,0,0,0,0,0,0,0]
[null,3,"Type 3",null,0,0,0,0,0,0,0,0,0,0,0,0,0]
[null,4,"Type 4",null,0,0,0,0,0,0,0,0,0,0,0,0,0]
[null,5,"Type 5",null,0,0,0,0,0,0,0,0,0,0,0,0,0]

{"sheet":"Utility Admin","index":13,"n_rows":13,"n_cols":35,"rows_kept":13,"cut":false,"hidden":true,"merged":[[4,8,12,8],[4,7,12,7],[4,1,12,1],[4,2,12,2],[4,3,12,3],[1,32,3,32],[2,33,3,33],[2,34,3,34],[1,14,1,31],[2,14,2,15],[2,16,2,17],[2,18,2,19],[2,20,2,21],[2,28,2,29],[2,30,2,31],[1,33,1,34],[2,22,2,23],[2,24,2,25],[2,26,2,27],[1,13,3,13],[1,1,3,1],[1,10,3,10],[1,3,3,3],[1,12,3,12],[1,2,3,2],[1,11,3,11],[1,4,3,4],[1,5,2,6],[1,8,2,8],[1,7,3,7]]}
[]
[null,"Utility","State","Program","System Type","Incentive Rates",null,"Incentive Cap","LFC",null,"Utility","State","Program","Utility/Program\nDesignation","Incentive Rates",null,null,null,null,null,null,null,null,null,null,null,null,null,null,null,null,null,"Incentive Cap","Load Factor Caps"]
[null,null,null,null,null,null,null,null,null,null,null,null,null,null,"Air Cooled Chiller",null,"Water Cooled Chiller",null,"DX AC Air Cooled",null,"DX HP Air Cooled",null,"VRF AC Air Cooled",null,"VRF HP Air Cooled",null,"VRF HP Water Cooled",null,"PTAC",null,"PTHP",null,null,"%","kWh/kW"]
[null,null,null,null,null,"Demand\n(kW)","Energy\n(kWh)",null,"kWh/kW",null,null,null,null,null,"Demand\n(kW)","Energy\n(kWh)","Demand\n(kW)","Energy\n(kWh)","Demand\n(kW)","Energy\n(kWh)","Demand\n(kW)","Energy\n(kWh)","Demand\n(kW)","Energy\n(kWh)","Demand\n(kW)","Energy\n(kWh)","Demand\n(kW)","Energy\n(kWh)","Demand\n(kW)","Energy\n(kWh)","Demand\n(kW)","Energy\n(kWh)"]
[null,{"$f":"IF('Project Info'!$C$6=\"\",\"Not Selected\",'Project Info'!$C$6)","v":"Not Selected"},"Louisiana",{"$f":"IF('Project Info'!$C$12=\"\",\"Not Selected\",'Project Info'!$C$12)","v":"Not Selected"},"Air Cooled Chiller",{"$f":"IF(OR($B$5=\"Not Selected\",$C$5=\"Not Selected\",$D$5=\"Not Selected\"),0,VLOOKUP(CONCATENATE($B$5,$C$5,$D$5),$N:$AI,2,FALSE))","v":0},{"$f":"IF(OR($B$5=\"Not Selected\",$C$5=\"Not Selected\",$D$5=\"Not Selected\"),0,VLOOKUP(CONCATENATE($B$5,$C$5,$D$5),$N:$AI,3,FALSE))","v":0},{"$f":"IF(OR($B$5=\"Not Selected\",$C$5=\"Not Selected\",$D$5=\"Not Selected\"),0,VLOOKUP(CONCATENATE($B$5,$C$5,$D$5),$N:$AI,20,FALSE))","v":0},{"$f":"IF(OR($B$5=\"Not Selected\",$C$5=\"Not Selected\",$D$5=\"Not Selected\"),0,VLOOKUP(CONCATENATE($B$5,$C$5,$D$5),$N:$AI,22,FALSE))","v":0},null,"AEP SWEPCO","Louisiana","Commercial Solutions",{"$f":"CONCATENATE($K5,$L5,$M5)","v":"AEP SWEPCOLouisianaCommercial Solutions"},350,0.12,350,0.12,350,0.12,450,0.15,350,0.12,450,0.15,450,0.15,350,0.12,450,0.15,999999999,1,999999999]
[null,null,null,null,"Water Cooled Chiller",{"$f":"IF(OR($B$5=\"Not Selected\",$C$5=\"Not Selected\",$D$5=\"Not Selected\"),0,VLOOKUP(CONCATENATE($B$5,$C$5,$D$5),$N:$AI,4,FALSE))","v":0},{"$f":"IF(OR($B$5=\"Not Selected\",$C$5=\"Not Selected\",$D$5=\"Not Selected\"),0,VLOOKUP(CONCATENATE($B$5,$C$5,$D$5),$N:$AI,5,FALSE))","v":0},null,null,null,"Cleco","Louisiana","Commercial Large C&I","ClecoLouisianaCommercial Large C&I",0,0.22,0,0.22,0,0.22,0,0.22,0,0.22,0,0.22,0,0.22,0,0.22,0,0.22,35000,1,999999999]
[null,null,null,null,"DX AC Air Cooled",{"$f":"IF(OR($B$5=\"Not Selected\",$C$5=\"Not Selected\",$D$5=\"Not Selected\"),0,VLOOKUP(CONCATENATE($B$5,$C$5,$D$5),$N:$AI,6,FALSE))","v":0},{"$f":"IF(OR($B$5=\"Not Selected\",$C$5=\"Not Selected\",$D$5=\"Not Selected\"),0,VLOOKUP(CONCATENATE($B$5,$C$5,$D$5),$N:$AI,7,FALSE))","v":0},null,null,null,"Cleco","Louisiana","Commercial Small Business","ClecoLouisianaCommercial Small Business",0,0.22,0,0.22,0,0.22,0,0.22,0,0.22,0,0.22,0,0.22,0,0.22,0,0.22,25000,1,999999999]
[null,null,null,null,"DX HP Air Cooled",{"$f":"IF(OR($B$5=\"Not Selected\",$C$5=\"Not Selected\",$D$5=\"Not Selected\"),0,VLOOKUP(CONCATENATE($B$5,$C$5,$D$5),$N:$AI,8,FALSE))","v":0},{"$f":"IF(OR($B$5=\"Not Selected\",$C$5=\"Not Selected\",$D$5=\"Not Selected\"),0,VLOOKUP(CONCATENATE($B$5,$C$5,$D$5),$N:$AI,9,FALSE))","v":0}]
[null,null,null,null,"VRF AC Air Cooled",{"$f":"IF(OR($B$5=\"Not Selected\",$C$5=\"Not Selected\",$D$5=\"Not Selected\"),0,VLOOKUP(CONCATENATE($B$5,$C$5,$D$5),$N:$AI,10,FALSE))","v":0},{"$f":"IF(OR($B$5=\"Not Selected\",$C$5=\"Not Selected\",$D$5=\"Not Selected\"),0,VLOOKUP(CONCATENATE($B$5,$C$5,$D$5),$N:$AI,11,FALSE))","v":0}]
[null,null,null,null,"VRF HP Air Cooled",{"$f":"IF(OR($B$5=\"Not Selected\",$C$5=\"Not Selected\",$D$5=\"Not Selected\"),0,VLOOKUP(CONCATENATE($B$5,$C$5,$D$5),$N:$AI,12,FALSE))","v":0},{"$f":"IF(OR($B$5=\"Not Selected\",$C$5=\"Not Selected\",$D$5=\"Not Selected\"),0,VLOOKUP(CONCATENATE($B$5,$C$5,$D$5),$N:$AI,13,FALSE))","v":0}]
[null,null,null,null,"VRF HP Water Cooled",{"$f":"IF(OR($B$5=\"Not Selected\",$C$5=\"Not Selected\",$D$5=\"Not Selected\"),0,VLOOKUP(CONCATENATE($B$5,$C$5,$D$5),$N:$AI,14,FALSE))","v":0},{"$f":"IF(OR($B$5=\"Not Selected\",$C$5=\"Not Selected\",$D$5=\"Not Selected\"),0,VLOOKUP(CONCATENATE($B$5,$C$5,$D$5),$N:$AI,15,FALSE))","v":0}]
[null,null,null,null,"PTAC",{"$f":"IF(OR($B$5=\"Not Selected\",$C$5=\"Not Selected\",$D$5=\"Not Selected\"),0,VLOOKUP(CONCATENATE($B$5,$C$5,$D$5),$N:$AI,16,FALSE))","v":0},{"$f":"IF(OR($B$5=\"Not Selected\",$C$5=\"Not Selected\",$D$5=\"Not Selected\"),0,VLOOKUP(CONCATENATE($B$5,$C$5,$D$5),$N:$AI,17,FALSE))","v":0}]
[null,null,null,null,"PTHP",{"$f":"IF(OR($B$5=\"Not Selected\",$C$5=\"Not Selected\",$D$5=\"Not Selected\"),0,VLOOKUP(CONCATENATE($B$5,$C$5,$D$5),$N:$AI,18,FALSE))","v":0},{"$f":"IF(OR($B$5=\"Not Selected\",$C$5=\"Not Selected\",$D$5=\"Not Selected\"),0,VLOOKUP(CONCATENATE($B$5,$C$5,$D$5),$N:$AI,19,FALSE))","v":0}]

{"sheet":"Reader","index":14,"n_rows":34,"n_cols":7,"rows_kept":34,"cut":false,"hidden":true,"merged":[]}
[2026.1]
[null,"Business Name:"]
[null,"Project Site Address:"]
[null,"Utility Name:"]
[null,"Climate Zone:"]
[]
[null,"Savings Summary"]
[]
[null,"Total Calculated\nProject Savings","Total Summer\nkW Savings","Total Winter\nkW Savings","Total\nkW Savings","Total\nkWh Savings","Estimated\nPayment"]
[]
[null,"Claimed\nProject Savings","Total Summer\nkW Savings","Total Winter\nkW Savings","Total\nkW Savings","Total\nkWh Savings","Estimated\nPayment"]
[null,null,0,0,0,0,0]
[]
[]
[]
[]
[]
[]
[]
[]
[]
[]
[]
[null,null," Claimed Savings by Measure"]
[]
[null,null,"Summer\nkW Savings","Winter\nkW Savings","Total\nkW Savings","Total\nkWh Savings","EUL"]
[null,"DX AC Air Cooled",0,0,0,0,15]
[null,"DX HP Air Cooled",0,0,0,0,15]
[null,"VRF AC Air Cooled",0,0,0,0,15]
[null,"VRF HP Air Cooled",0,0,0,0,15]
[null,"VRF HP Water Cooled",0,0,0,0,15]
[null,"PTAC",0,0,0,0,10]
[null,"PTHP",0,0,0,0,10]
[null,"Centrifugal Chiller",0,0,0,0,25]

{"sheet":"Reader2","index":15,"n_rows":32,"n_cols":33,"rows_kept":32,"cut":false,"hidden":true,"merged":[]}
[]
[]
[]
[]
[]
[]
[null,null,"Project Type\n(select from list)","Building Type\n(select from list)","Building ID\n(optional for sites with multiple buildings)","Baseline Equipment",null,null,null,null,null,null,null,null,null,null,null,null,null,null,null,null,null,"New Equipment"]
[null,null,null,null,null,"Manufacturer","Model #","Tag ID","System\nType","Manf.\nYear","DX AC/HP\nOnly","Chillers\nOnly","PTAC/\nPTHP\nOnly","Cooling\nCapacity/\nUnit","Cooling\nCapacity\nType","Heating\nCapacity/\nUnit","Heating\nCapacity\nType","# of\nUnits","Optional:\nCooling FL\nEfficiency\nRating\n(in EER\nor kW/ton)","Optional:\nCooling PL\nEfficiency\nRating\n(in SEER, IEER,\nor kW/ton)","Optional:\nCooling\nRating\nFormat","Optional:\nHeating\nEfficiency\nRating\n(in HSPF\nor COP)","Optional:\nHeating\nRating\nFormat","Manufacturer","AHRI\nReference #","Model #","Tag ID","System\nType","DX AC/HP\nOnly","Chillers Only",null,null,"VRF HP\nOnly"]
[null,null,null,null,null,null,null,null,null,null,"Split/\nPackaged?","Compressor\nType","Std.\nSize?",null,null,null,null,null,null,null,null,null,null,null,null,null,null,null,"Split/\nPackaged?","Path\nA=Full-Load\nB=Part-Load","Compressor\nType","Horsepower\nof auxillary\nequipment","w/ Heat\nRecovery?"]
[null,1,null,null,null,null,null,null,null,null,null,null,null,null,null,null,null,null,null,null,null,null,null,null,null,null,null,null,null,"A"]
[null,2,null,null,null,null,null,null,null,null,null,null,null,null,null,null,null,null,null,null,null,null,null,null,null,null,null,null,null,"A"]
[null,3,null,null,null,null,null,null,null,null,null,null,null,null,null,null,null,null,null,null,null,null,null,null,null,null,null,null,null,"A"]
[null,4,null,null,null,null,null,null,null,null,null,null,null,null,null,null,null,null,null,null,null,null,null,null,null,null,null,null,null,"A"]
[null,5,null,null,null,null,null,null,null,null,null,null,null,null,null,null,null,null,null,null,null,null,null,null,null,null,null,null,null,"A"]
[null,6,null,null,null,null,null,null,null,null,null,null,null,null,null,null,null,null,null,null,null,null,null,null,null,null,null,null,null,"A"]
[null,7,null,null,null,null,null,null,null,null,null,null,null,null,null,null,null,null,null,null,null,null,null,null,null,null,null,null,null,"A"]
[null,8,null,null,null,null,null,null,null,null,null,null,null,null,null,null,null,null,null,null,null,null,null,null,null,null,null,null,null,"A"]
[null,9,null,null,null,null,null,null,null,null,null,null,null,null,null,null,null,null,null,null,null,null,null,null,null,null,null,null,null,"A"]
[null,10,null,null,null,null,null,null,null,null,null,null,null,null,null,null,null,null,null,null,null,null,null,null,null,null,null,null,null,"A"]
[null,11,null,null,null,null,null,null,null,null,null,null,null,null,null,null,null,null,null,null,null,null,null,null,null,null,null,null,null,"A"]
[null,12,null,null,null,null,null,null,null,null,null,null,null,null,null,null,null,null,null,null,null,null,null,null,null,null,null,null,null,"A"]
[null,13,null,null,null,null,null,null,null,null,null,null,null,null,null,null,null,null,null,null,null,null,null,null,null,null,null,null,null,"A"]
[null,14,null,null,null,null,null,null,null,null,null,null,null,null,null,null,null,null,null,null,null,null,null,null,null,null,null,null,null,"A"]
[null,15,null,null,null,null,null,null,null,null,null,null,null,null,null,null,null,null,null,null,null,null,null,null,null,null,null,null,null,"A"]
[null,16,null,null,null,null,null,null,null,null,null,null,null,null,null,null,null,null,null,null,null,null,null,null,null,null,null,null,null,"A"]
[null,17,null,null,null,null,null,null,null,null,null,null,null,null,null,null,null,null,null,null,null,null,null,null,null,null,null,null,null,"A"]
[null,18,null,null,null,null,null,null,null,null,null,null,null,null,null,null,null,null,null,null,null,null,null,null,null,null,null,null,null,"A"]
[null,19,null,null,null,null,null,null,null,null,null,null,null,null,null,null,null,null,null,null,null,null,null,null,null,null,null,null,null,"A"]
[null,20,null,null,null,null,null,null,null,null,null,null,null,null,null,null,null,null,null,null,null,null,null,null,null,null,null,null,null,"A"]
[null,21,null,null,null,null,null,null,null,null,null,null,null,null,null,null,null,null,null,null,null,null,null,null,null,null,null,null,null,"A"]
[null,22,null,null,null,null,null,null,null,null,null,null,null,null,null,null,null,null,null,null,null,null,null,null,null,null,null,null,null,"A"]
[null,23,null,null,null,null,null,null,null,null,null,null,null,null,null,null,null,null,null,null,null,null,null,null,null,null,null,null,null,"A"]